Copper Mountain Solar 3 | 58915_G_9 | 58915 | G | 9 |  | Solar PV |  | WECC_SNV | Nevada | 32 | Clark | 3 | 32003 | 24 | 0 | 2015 | 9999 |  |  | N | Solar | [13 empty] | 0 | 0 | 0 | 0 | [11 empty] | Copper Mountain Solar 3 LLC | 100 | Sempra Energy | 100
Tioga Solar Morris County 1 LLC | 58917_G_MMIR | 58917 | G | MMIR |  | Solar PV |  | PJM_EMAC | New Jersey | 34 | Morris | 27 | 34027 | 1 | 0 | 2011 | 9999 |  |  | N | Solar | [13 empty] | 0 | 0 | 0 | 0 | [11 empty] | sPower | 100 | AES Corp (The) | 100
2081 Terzian Solar Project | 58918_G_2081 | 58918 | G | 2081 |  | Solar PV |  | WEC_CALN | California | 6 | Fresno | 19 | 06019 | 1.2 | 0 | 2014 | 9999 |  |  | N | Solar | [13 empty] | 0 | 0 | 0 | 0 | [11 empty] | Pristine Sun Fund 2 LLC | 100 | Veresen Inc | 100
2127 Harris Solar Project | 58919_G_2127 | 58919 | G | 2127 |  | Solar PV |  | WEC_CALN | California | 6 | Butte | 7 | 06007 | 1.3 | 0 | 2014 | 9999 |  |  | N | Solar | [13 empty] | 0 | 0 | 0 | 0 | [11 empty] | Pristine Sun Fund 2 LLC | 100 | Veresen Inc | 100
2097 Helton Solar Project | 58920_G_2097 | 58920 | G | 2097 |  | Solar PV |  | WEC_CALN | California | 6 | Merced | 47 | 06047 | 1.5 | 0 | 2014 | 9999 |  |  | N | Solar | [13 empty] | 0 | 0 | 0 | 0 | [11 empty] | Pristine Sun Fund 2 LLC | 100 | Veresen Inc | 100
Napoleon Biogas | 58921_G_GEN1 | 58921 | G | GEN1 |  | Non-Fossil Waste |  | PJM_ATSI | Ohio | 39 | Henry | 69 | 39069 | 1.2 | 13500 | 2013 | 9999 |  |  | N | Non-Fossil Waste | [13 empty] | 0 | 0 | 0 | 0 | [11 empty] | Napoleon Biogas LLC | 100 | CH4 Biogas LLC | 100
Napoleon Biogas | 58921_G_GEN2 | 58921 | G | GEN2 |  | Non-Fossil Waste |  | PJM_ATSI | Ohio | 39 | Henry | 69 | 39069 | 1.2 | 13500 | 2013 | 9999 |  |  | N | Non-Fossil Waste | [13 empty] | 0 | 0 | 0 | 0 | [11 empty] | Napoleon Biogas LLC | 100 | CH4 Biogas LLC | 100
Story City Wind Project | 58927_G_WT01 | 58927 | G | WT01 |  | Onshore Wind |  | MIS_MIDA | Iowa | 19 | Story | 169 | 19169 | 1.5 | 0 | 2010 | 9999 |  |  | N | Wind | [13 empty] | 0 | 0 | 0 | 0 | [11 empty] | Hamilton Wind Energy LLC | 100 | Hamilton Wind Energy LLC | 100
Melrose 2 | 58929_G_12286 | 58929 | G | 12286 |  | Combustion Turbine | IC Engine | MIS_MNWI | Minnesota | 27 | Stearns | 145 | 27145 | 0.9 | 25000 | 2014 | 9999 |  |  | N | Distillate Fuel Oil | [13 empty] | 1.6498 | 1.6498 | 1.6498 | 1.6498 | [11 empty] | Melrose Public Utilities | 100 | Melrose Public Utilities | 100
Traer Wind Project | 58932_G_WT01 | 58932 | G | WT01 |  | Onshore Wind |  | MIS_MIDA | Iowa | 19 | Tama | 171 | 19171 | 1.5 | 0 | 2010 | 9999 |  |  | N | Wind | [13 empty] | 0 | 0 | 0 | 0 | [11 empty] | Norsemen Wind Energy LLC | 100 | Norsemen Wind Energy LLC | 100
Shell Chemical Appalachia LLC | 58933_G_GTG1 | 58933 | G | GTG1 |  | Combined Cycle |  | PJM_ATSI | Pennsylvania | 42 | Beaver | 7 | 42007 | 37.1 | 6590 | 2020 | 9999 |  |  | Y | Natural Gas | [13 empty] | 0.011 | 0.011 | 0.011 | 0.011 | [11 empty] | Shell Chemical Appalachia LLC | 100 | Royal Dutch Shell plc | 100
Shell Chemical Appalachia LLC | 58933_G_GTG2 | 58933 | G | GTG2 |  | Combined Cycle |  | PJM_ATSI | Pennsylvania | 42 | Beaver | 7 | 42007 | 37.1 | 6590 | 2020 | 9999 |  |  | Y | Natural Gas | [13 empty] | 0.011 | 0.011 | 0.011 | 0.011 | [11 empty] | Shell Chemical Appalachia LLC | 100 | Royal Dutch Shell plc | 100
Shell Chemical Appalachia LLC | 58933_G_GTG3 | 58933 | G | GTG3 |  | Combined Cycle |  | PJM_ATSI | Pennsylvania | 42 | Beaver | 7 | 42007 | 37.1 | 6590 | 2020 | 9999 |  |  | Y | Natural Gas | [13 empty] | 0.011 | 0.011 | 0.011 | 0.011 | [11 empty] | Shell Chemical Appalachia LLC | 100 | Royal Dutch Shell plc | 100
Shell Chemical Appalachia LLC | 58933_G_STG1 | 58933 | G | STG1 |  | Combined Cycle |  | PJM_ATSI | Pennsylvania | 42 | Beaver | 7 | 42007 | 72.7 | 6590 | 2020 | 9999 |  |  | Y | Natural Gas | [13 empty] | 0.011 | 0.011 | 0.011 | 0.011 | [11 empty] | Shell Chemical Appalachia LLC | 100 | Royal Dutch Shell plc | 100
Shell Chemical Appalachia LLC | 58933_G_STG2 | 58933 | G | STG2 |  | Combined Cycle |  | PJM_ATSI | Pennsylvania | 42 | Beaver | 7 | 42007 | 72.7 | 6590 | 2020 | 9999 |  |  | Y | Natural Gas | [13 empty] | 0.011 | 0.011 | 0.011 | 0.011 | [11 empty] | Shell Chemical Appalachia LLC | 100 | Royal Dutch Shell plc | 100
Integrys MA Solar, LLC - Ashburnham Site | 58934_G_ASH10 | 58934 | G | ASH10 |  | Solar PV |  | NENGREST | Massachusetts | 25 | Worcester | 27 | 25027 | 0.3 | 0 | 2013 | 9999 |  |  | N | Solar | [13 empty] | 0 | 0 | 0 | 0 | [11 empty] | Integrys MA Solar LLC | 100 | WEC Energy Group Inc | 100
Integrys MA Solar, LLC - Ashburnham Site | 58934_G_ASH-R | 58934 | G | ASH-R |  | Solar PV |  | NENGREST | Massachusetts | 25 | Worcester | 27 | 25027 | 2.6 | 0 | 2013 | 9999 |  |  | N | Solar | [13 empty] | 0 | 0 | 0 | 0 | [11 empty] | Integrys MA Solar LLC | 100 | WEC Energy Group Inc | 100
Open View Solar Farm | 58935_G_PV | 58935 | G | PV |  | Solar PV |  | NENGREST | Vermont | 50 | Addison | 1 | 50001 | 1.9 | 0 | 2013 | 9999 |  |  | N | Solar | [13 empty] | 0 | 0 | 0 | 0 | [11 empty] | Cross Pollination Inc | 100 | Paul Lekstutis | 100
Walpole Solar 2 | 58936_G_WLPL1 | 58936 | G | WLPL1 |  | Solar PV |  | NENGREST | Massachusetts | 25 | Norfolk | 21 | 25021 | 2.4 | 0 | 2014 | 9999 |  |  | N | Solar | [13 empty] | 0 | 0 | 0 | 0 | [11 empty] | Walpole Solar 2 LLC | 100 | Soltage LLC | 100
Gardner Solar 1 | 58937_G_GRDN1 | 58937 | G | GRDN1 |  | Solar PV |  | NENGREST | Massachusetts | 25 | Worcester | 27 | 25027 | 2 | 0 | 2014 | 9999 |  |  | N | Solar | [13 empty] | 0 | 0 | 0 | 0 | [11 empty] | Gardner Solar 1 LLC | 100 | National Grid Plc | 100
Origin Wind | 58938_G_WT | 58938 | G | WT |  | Onshore Wind |  | SPP_WEST | Oklahoma | 40 | Murray | 99 | 40099 | 150 | 0 | 2014 | 9999 |  |  | N | Wind | [13 empty] | 0 | 0 | 0 | 0 | [11 empty] | Origin Wind Energy LLC | 100 | Enel SpA | 100
Anderson Wind I | 58939_G_AND1 | 58939 | G | AND1 |  | Onshore Wind |  | SPP_SPS | New Mexico | 35 | Chaves | 5 | 35005 | 5 | 0 | 2014 | 9999 |  |  | N | Wind | [13 empty] | 0 | 0 | 0 | 0 | [11 empty] | Anderson Wind I LLC | 100 | BayWa AG | 100
Anderson Wind II | 58940_G_AND2 | 58940 | G | AND2 |  | Onshore Wind |  | SPP_SPS | New Mexico | 35 | Chaves | 5 | 35005 | 10 | 0 | 2014 | 9999 |  |  | N | Wind | [13 empty] | 0 | 0 | 0 | 0 | [11 empty] | Anderson Wind II LLC | 100 | BayWa AG | 100
Rockville Solar I LLC | 58942_G_RVSI | 58942 | G | RVSI |  | Solar PV |  | MIS_INKY | Indiana | 18 | Marion | 97 | 18097 | 2.8 | 0 | 2014 | 9999 |  |  | N | Solar | [13 empty] | 0 | 0 | 0 | 0 | [11 empty] | Rockville Solar I LLC | 100 | Greenbacker Renewable Energy Corp | 100
Halifax | 58943_G_1 | 58943 | G | 1 |  | Solar PV |  | PJM_Dom | North Carolina | 37 | Halifax | 83 | 37083 | 20 | 0 | 2014 | 9999 |  |  | N | Solar | [13 empty] | 0 | 0 | 0 | 0 | [11 empty] | Duke Energy Renewables NC Solar LLC | 100 | Duke Energy Corp | 100
Ameresco Dallas LLC | 58946_G_ENG1 | 58946 | G | ENG1 |  | Landfill Gas |  | ERC_REST | Texas | 48 | Dallas | 113 | 48113 | 1.4 | 13500 | 2011 | 9999 |  |  | N | Landfill Gas | [13 empty] | 0.08961 | 0.08961 | 0.08961 | 0.08961 | [11 empty] | Ameresco Dallas LLC | 100 | Ameresco Inc | 100
Ameresco Dallas LLC | 58946_G_ENG2 | 58946 | G | ENG2 |  | Landfill Gas |  | ERC_REST | Texas | 48 | Dallas | 113 | 48113 | 1.4 | 13500 | 2011 | 9999 |  |  | N | Landfill Gas | [13 empty] | 0.08961 | 0.08961 | 0.08961 | 0.08961 | [11 empty] | Ameresco Dallas LLC | 100 | Ameresco Inc | 100
Ameresco Dallas LLC | 58946_G_ENG3 | 58946 | G | ENG3 |  | Landfill Gas |  | ERC_REST | Texas | 48 | Dallas | 113 | 48113 | 1.4 | 13500 | 2011 | 9999 |  |  | N | Landfill Gas | [13 empty] | 0.08961 | 0.08961 | 0.08961 | 0.08961 | [11 empty] | Ameresco Dallas LLC | 100 | Ameresco Inc | 100
Bristol Myers Squibb Lawrenceville | 58947_G_DG101 | 58947 | G | DG101 |  | Combustion Turbine | IC Engine | PJM_EMAC | New Jersey | 34 | Mercer | 21 | 34021 | 0.9 | 25000 | 1991 | 9999 |  |  | N | Distillate Fuel Oil | [13 empty] | 1.6498 | 1.6498 | 1.6498 | 1.6498 | [11 empty] | Bristol Myers Squibb Co | 100 | Bristol Myers Squibb Co | 100
Bristol Myers Squibb Lawrenceville | 58947_G_TG101 | 58947 | G | TG101 |  | Combustion Turbine |  | PJM_EMAC | New Jersey | 34 | Mercer | 21 | 34021 | 4 | 17075 | 1995 | 9999 |  |  | N | Natural Gas, Distillate Fuel Oil | [13 empty] | 0.23894 | 0.23894 | 0.23894 | 0.23894 | [11 empty] | Bristol Myers Squibb Co | 100 | Bristol Myers Squibb Co | 100
Cloverdale Solar I | 58949_G_TBD | 58949 | G | TBD |  | Solar PV |  | WEC_CALN | California | 6 | Sonoma | 97 | 06097 | 1.5 | 0 | 2014 | 9999 |  |  | N | Solar | [13 empty] | 0 | 0 | 0 | 0 | [11 empty] | GLT Cloverdale Solar LLC | 100 | BAP Power Corp | 100
Delilah Road Landfill | 58951_G_DRLS | 58951 | G | DRLS |  | Solar PV |  | PJM_EMAC | New Jersey | 34 | Atlantic | 1 | 34001 | 8.5 | 0 | 2016 | 9999 |  |  | N | Solar | [13 empty] | 0 | 0 | 0 | 0 | [11 empty] | Clean Capital Partners LLC | 100 | Clean Capital Partners LLC | 100
Dessie Solar Center LLC | 58952_G_DESS | 58952 | G | DESS |  | Solar PV |  | S_VACA | North Carolina | 37 | Columbus | 47 | 37047 | 4.8 | 0 | 2014 | 9999 |  |  | N | Solar | [13 empty] | 0 | 0 | 0 | 0 | [11 empty] | Dessie Solar Center LLC | 100 | Brookfield Asset Management Inc | 100
Rockville Solar II, LLC | 58953_G_RVSII | 58953 | G | RVSII |  | Solar PV |  | MIS_INKY | Indiana | 18 | Marion | 97 | 18097 | 2.7 | 0 | 2014 | 9999 |  |  | N | Solar | [13 empty] | 0 | 0 | 0 | 0 | [11 empty] | Rockville Solar II LLC | 100 | Greenbacker Renewable Energy Corp | 100
Intel Folsom Phase 2 | 58954_G_PV | 58954 | G | PV |  | Solar PV |  | WEC_BANC | California | 6 | Sacramento | 67 | 06067 | 1 | 0 | 2012 | 9999 |  |  | N | Solar | [13 empty] | 0 | 0 | 0 | 0 | [11 empty] | SolarCity LMC Series I LLC | 100 | SolarCity Corp | 100
BearPond Solar Center LLC | 58955_G_BEAR | 58955 | G | BEAR |  | Solar PV |  | S_VACA | North Carolina | 37 | Vance | 181 | 37181 | 4.8 | 0 | 2014 | 9999 |  |  | N | Solar | [13 empty] | 0 | 0 | 0 | 0 | [11 empty] | Bearpond Solar Center LLC | 100 | SunEdison | 100
Shankle Solar Center LLC | 58956_G_SHAN | 58956 | G | SHAN |  | Solar PV |  | S_VACA | North Carolina | 37 | Hoke | 93 | 37093 | 4.8 | 0 | 2015 | 9999 |  |  | N | Solar | [13 empty] | 0 | 0 | 0 | 0 | [11 empty] | Shankle Solar Center LLC | 100 | SunEdison | 100
Graham Solar Center LLC | 58957_G_GRAH | 58957 | G | GRAH |  | Solar PV |  | S_VACA | North Carolina | 37 | Columbus | 47 | 37047 | 4.8 | 0 | 2014 | 9999 |  |  | N | Solar | [13 empty] | 0 | 0 | 0 | 0 | [11 empty] | Graham Solar Center LLC | 100 | SunEdison | 100
Camelot Wind LLC | 58958_G_CMLTW | 58958 | G | CMLTW |  | Onshore Wind |  | NENGREST | Massachusetts | 25 | Plymouth | 23 | 25023 | 1.5 | 0 | 2012 | 9999 |  |  | N | Wind | [13 empty] | 0 | 0 | 0 | 0 | [11 empty] | Camelot Wind LLC | 100 | Camelot Wind LLC | 100
Butler Solar Power Project | 58959_G_BSF1 | 58959 | G | BSF1 |  | Solar PV |  | SPP_N | Missouri | 29 | Bates | 13 | 29013 | 2.8 | 0 | 2014 | 9999 |  |  | N | Solar | [13 empty] | 0 | 0 | 0 | 0 | [11 empty] | MCP Butler LP | 100 | MC Power Companies | 100
Oregon University System OIT Klamath Fal | 58961_G_PV | 58961 | G | PV |  | Solar PV |  | WECC_PNW | Oregon | 41 | Klamath | 35 | 41035 | 2 | 0 | 2014 | 9999 |  |  | N | Solar | [13 empty] | 0 | 0 | 0 | 0 | [11 empty] | Mound Solar Owner VI LLC | 100 | SolarCity Corp | 100
Las Virgenes Municipal Water District | 58963_G_PV | 58963 | G | PV |  | Solar PV |  | WEC_LADW | California | 6 | Los Angeles | 37 | 06037 | 1 | 0 | 2014 | 9999 |  |  | N | Solar | [13 empty] | 0 | 0 | 0 | 0 | [11 empty] | SolarCity Corp | 100 | Tesla Inc | 100
Technology Drive Solar | 58964_G_PV1 | 58964 | G | PV1 |  | Solar PV |  | NENGREST | Vermont | 50 | Windham | 25 | 50025 | 2 | 0 | 2014 | 9999 |  |  | N | Solar | [13 empty] | 0 | 0 | 0 | 0 | [11 empty] | We 90 Technology Drive LLC | 100 | We 90 Technology Drive LLC | 100
Thunder Spirit Wind, LLC | 58965_G_2 | 58965 | G | 2 |  | Onshore Wind |  | MIS_MAPP | North Dakota | 38 | Adams | 1 | 38001 | 48 | 0 | 2018 | 9999 |  |  | N | Wind | [13 empty] | 0 | 0 | 0 | 0 | [11 empty] | MDU Resources Group Inc | 100 | MDU Resources Group Inc | 100
Thunder Spirit Wind, LLC | 58965_G_THNDR | 58965 | G | THNDR |  | Onshore Wind |  | MIS_MAPP | North Dakota | 38 | Adams | 1 | 38001 | 107.5 | 0 | 2015 | 9999 |  |  | N | Wind | [13 empty] | 0 | 0 | 0 | 0 | [11 empty] | MDU Resources Group Inc | 100 | MDU Resources Group Inc | 100
Fairfield Wind | 58966_G_T 1-6 | 58966 | G | T 1-6 |  | Onshore Wind |  | WECC_MT | Montana | 30 | Teton | 99 | 30099 | 10 | 0 | 2014 | 9999 |  |  | N | Wind | [13 empty] | 0 | 0 | 0 | 0 | [11 empty] | Greenbacker Renewable Energy Co LLC | 100 | Greenbacker Renewable Energy Corp | 100
Fort Huachuca Solar PV Project | 58972_G_FHUA2 | 58972 | G | FHUA2 |  | Solar PV |  | WECC_AZ | Arizona | 4 | Cochise | 3 | 04003 | 4.1 | 0 | 2017 | 9999 |  |  | N | Solar | [13 empty] | 0 | 0 | 0 | 0 | [11 empty] | Tucson Electric Power Co | 100 | Uns Energy Corp | 100
Fort Huachuca Solar PV Project | 58972_G_FHUAC | 58972 | G | FHUAC |  | Solar PV |  | WECC_AZ | Arizona | 4 | Cochise | 3 | 04003 | 13.6 | 0 | 2014 | 9999 |  |  | N | Solar | [13 empty] | 0 | 0 | 0 | 0 | [11 empty] | Tucson Electric Power Co | 100 | Uns Energy Corp | 100
White River Solar 2 | 58973_G_W2CA | 58973 | G | W2CA |  | Solar PV |  | WECC_SCE | California | 6 | Tulare | 107 | 06107 | 19.8 | 0 | 2014 | 9999 |  |  | N | Solar | [13 empty] | 0 | 0 | 0 | 0 | [11 empty] | CED White River Solar 2 LLC | 100 | Consolidated Edison Inc | 100
Fairview Farms Solar | 58974_G_PV1 | 58974 | G | PV1 |  | Solar PV |  | NENGREST | Massachusetts | 25 | Franklin | 11 | 25011 | 2.3 | 0 | 2014 | 9999 |  |  | N | Solar | [13 empty] | 0 | 0 | 0 | 0 | [11 empty] | Fairview Farms Solar LLC | 100 | Nugen Capital Management LLC | 100
Henrietta Solar Project | 58975_G_PV1 | 58975 | G | PV1 |  | Solar PV |  | WEC_CALN | California | 6 | Kings | 31 | 06031 | 102 | 0 | 2016 | 9999 |  |  | N | Solar | [13 empty] | 0 | 0 | 0 | 0 | [11 empty] | Parrey LLC | 51 | SunPower Corp | 51
Central Valley Ag Power | 58978_G_CVAP | 58978 | G | CVAP |  | Non-Fossil Waste |  | WEC_CALN | California | 6 | Stanislaus | 99 | 06099 | 1.5 | 19125 | 2014 | 9999 |  |  | N | Non-Fossil Waste | [13 empty] | 0 | 0 | 0 | 0 | [11 empty] | Central Valley Ag Power LLC | 100 | Central Valley Ag Power LLC | 100
Copenhagen Wind Farm | 58979_G_CPHGN | 58979 | G | CPHGN |  | Onshore Wind |  | NY_Z_C&E | New York | 36 | Lewis | 49 | 36049 | 79.9 | 0 | 2018 | 9999 |  |  | N | Wind | [13 empty] | 0 | 0 | 0 | 0 | [11 empty] | Copenhagen Wind Farm LLC | 100 | EDF Group | 100
Akron WRF | 58980_G_2G-1 | 58980 | G | 2G-1 |  | Non-Fossil Waste |  | PJM_ATSI | Ohio | 39 | Summit | 153 | 39153 | 0.6 | 12020 | 2014 | 9999 |  |  | Y | Non-Fossil Waste | [13 empty] | 0 | 0 | 0 | 0 | [11 empty] | Akron (City of) | 100 | Akron (City of) | 100
Akron WRF | 58980_G_2G-2 | 58980 | G | 2G-2 |  | Non-Fossil Waste |  | PJM_ATSI | Ohio | 39 | Summit | 153 | 39153 | 0.6 | 12020 | 2014 | 9999 |  |  | Y | Non-Fossil Waste | [13 empty] | 0 | 0 | 0 | 0 | [11 empty] | Akron (City of) | 100 | Akron (City of) | 100
Akron WRF | 58980_G_2G-3 | 58980 | G | 2G-3 |  | Non-Fossil Waste |  | PJM_ATSI | Ohio | 39 | Summit | 153 | 39153 | 0.6 | 12020 | 2014 | 9999 |  |  | Y | Non-Fossil Waste | [13 empty] | 0 | 0 | 0 | 0 | [11 empty] | Akron (City of) | 100 | Akron (City of) | 100
Broken Bow Wind II, LLC | 58981_G_BBII | 58981 | G | BBII |  | Onshore Wind |  | SPP_NEBR | Nebraska | 31 | Custer | 41 | 31041 | 73.1 | 0 | 2014 | 9999 |  |  | N | Wind | [13 empty] | 0 | 0 | 0 | 0 | [11 empty] | Broken Bow Wind II LLC | 100 | Consolidated Edison Inc | 100
RE Camelot LLC | 58983_G_1 | 58983 | G | 1 |  | Solar PV |  | WECC_SCE | California | 6 | Kern | 29 | 06029 | 45 | 0 | 2014 | 9999 |  |  | N | Solar | [13 empty] | 0 | 0 | 0 | 0 | [11 empty] | Dominion Resources Inc | 100 | Dominion Energy Inc | 100
RE Adams East, LLC | 58984_G_1 | 58984 | G | 1 |  | Solar PV |  | WEC_CALN | California | 6 | Fresno | 19 | 06019 | 19 | 0 | 2014 | 9999 |  |  | N | Solar | [13 empty] | 0 | 0 | 0 | 0 | [11 empty] | RE Adams East LLC | 100 | Dominion Energy Inc | 100
RE Kansas Solar, LLC | 58985_G_1 | 58985 | G | 1 |  | Solar PV |  | WEC_CALN | California | 6 | Kings | 31 | 06031 | 20 | 0 | 2014 | 9999 |  |  | N | Solar | [13 empty] | 0 | 0 | 0 | 0 | [11 empty] | Dominion Resources Inc | 100 | Dominion Energy Inc | 100
RE Old River One, LLC | 58986_G_1 | 58986 | G | 1 |  | Solar PV |  | WECC_SCE | California | 6 | Kern | 29 | 06029 | 20 | 0 | 2014 | 9999 |  |  | N | Solar | [13 empty] | 0 | 0 | 0 | 0 | [11 empty] | Dominion Resources Inc | 100 | Dominion Energy Inc | 100
Chokecherry and Sierra Madre Wind | 58987_G_I-A | 58987 | G | I-A |  | Onshore Wind |  | WECC_WY | Wyoming | 56 | Carbon | 7 | 56007 | 500 | 0 | 2022 | 9999 |  |  | N | Wind | [13 empty] | 0 | 0 | 0 | 0 | [11 empty] | Power Co of Wyoming LLC | 100 | Anschutz Co (The) | 100
Chokecherry and Sierra Madre Wind | 58987_G_I-B | 58987 | G | I-B |  | Onshore Wind |  | WECC_WY | Wyoming | 56 | Carbon | 7 | 56007 | 500 | 0 | 2023 | 9999 |  |  | N | Wind | [13 empty] | 0 | 0 | 0 | 0 | [11 empty] | Power Co of Wyoming LLC | 100 | Anschutz Co (The) | 100
Chokecherry and Sierra Madre Wind | 58987_G_I-C | 58987 | G | I-C |  | Onshore Wind |  | WECC_WY | Wyoming | 56 | Carbon | 7 | 56007 | 500 | 0 | 2024 | 9999 |  |  | N | Wind | [13 empty] | 0 | 0 | 0 | 0 | [11 empty] | Power Co of Wyoming LLC | 100 | Anschutz Co (The) | 100
RE Columbia Two, LLC | 58990_G_1 | 58990 | G | 1 |  | Solar PV |  | WECC_SCE | California | 6 | Kern | 29 | 06029 | 15 | 0 | 2014 | 9999 |  |  | N | Solar | [13 empty] | 0 | 0 | 0 | 0 | [11 empty] | Dominion Resources Inc | 100 | Dominion Energy Inc | 100
RE Kent South, LLC | 58991_G_1 | 58991 | G | 1 |  | Solar PV |  | WEC_CALN | California | 6 | Kings | 31 | 06031 | 20 | 0 | 2014 | 9999 |  |  | N | Solar | [13 empty] | 0 | 0 | 0 | 0 | [11 empty] | RE Kent South LLC | 100 | Dominion Energy Inc | 100
Dept of Corrections NCCI Wind | 58992_G_WND-1 | 58992 | G | WND-1 |  | Onshore Wind |  | NENGREST | Massachusetts | 25 | Worcester | 27 | 25027 | 1.7 | 0 | 2013 | 9999 |  |  | N | Wind | [13 empty] | 0 | 0 | 0 | 0 | [11 empty] | Massachusetts Dept of Corrections | 100 | Massachusetts Dept of Corrections | 100
Dept of Corrections NCCI Wind | 58992_G_WND-2 | 58992 | G | WND-2 |  | Onshore Wind |  | NENGREST | Massachusetts | 25 | Worcester | 27 | 25027 | 1.7 | 0 | 2013 | 9999 |  |  | N | Wind | [13 empty] | 0 | 0 | 0 | 0 | [11 empty] | Massachusetts Dept of Corrections | 100 | Massachusetts Dept of Corrections | 100
Breckinridge Wind Project LLC | 58994_G_BWP | 58994 | G | BWP |  | Onshore Wind |  | SPP_WEST | Oklahoma | 40 | Garfield | 47 | 40047 | 98.8 | 0 | 2015 | 9999 |  |  | N | Wind | [13 empty] | 0 | 0 | 0 | 0 | [11 empty] | Breckinridge Wind Project LLC | 100 | NextEra Energy Inc | 100
St. Olaf Wind Turbine | 58995_G_OLFWT | 58995 | G | OLFWT |  | Onshore Wind |  | MIS_MNWI | Minnesota | 27 | Rice | 131 | 27131 | 1.6 | 0 | 2006 | 9999 |  |  | N | Wind | [13 empty] | 0 | 0 | 0 | 0 | [11 empty] | St Olaf College | 100 | St Olaf College | 100
St. Olaf StandBy Generators | 58996_G_SBIC1 | 58996 | G | SBIC1 |  | Combustion Turbine | IC Engine | MIS_MNWI | Minnesota | 27 | Rice | 131 | 27131 | 0.4 | 12575 | 1999 | 9999 |  |  | N | Distillate Fuel Oil | [13 empty] | 1.6498 | 1.6498 | 1.6498 | 1.6498 | [11 empty] | St Olaf College | 100 | St Olaf College | 100
St. Olaf StandBy Generators | 58996_G_SBIC2 | 58996 | G | SBIC2 |  | Combustion Turbine | IC Engine | MIS_MNWI | Minnesota | 27 | Rice | 131 | 27131 | 1.7 | 12522 | 1999 | 9999 |  |  | N | Distillate Fuel Oil | [13 empty] | 1.6498 | 1.6498 | 1.6498 | 1.6498 | [11 empty] | St Olaf College | 100 | St Olaf College | 100
St. Olaf StandBy Generators | 58996_G_SBIC3 | 58996 | G | SBIC3 |  | Combustion Turbine | IC Engine | MIS_MNWI | Minnesota | 27 | Rice | 131 | 27131 | 1.7 | 12553 | 1999 | 9999 |  |  | N | Distillate Fuel Oil | [13 empty] | 1.6498 | 1.6498 | 1.6498 | 1.6498 | [11 empty] | St Olaf College | 100 | St Olaf College | 100
SRF Sorghum to Ethanol Advanced Biorefin | 58997_G_G1001 | 58997 | G | G1001 |  | Biomass |  | FRCC | Florida | 12 | Hendry | 51 | 12051 | 12 | 15307 | 2021 | 9999 |  |  | N | Biomass | [13 empty] | 0.02 | 0.02 | 0.02 | 0.02 | [11 empty] | Southeast Renewable Fuels LLC | 100 | Southeast Renewable Fuels LLC | 100
Goodwell Wind Project LLC | 58998_G_GWWP | 58998 | G | GWWP |  | Onshore Wind |  | SPP_SPS | Oklahoma | 40 | Texas | 139 | 40139 | 200 | 0 | 2015 | 9999 |  |  | N | Wind | [13 empty] | 0 | 0 | 0 | 0 | [11 empty] | Goodwell Wind Project LLC | 100 | Enel SpA | 100
Little Elk Wind Project LLC | 58999_G_LEWP | 58999 | G | LEWP |  | Onshore Wind |  | SPP_WEST | Oklahoma | 40 | Washita | 149 | 40149 | 74 | 0 | 2015 | 9999 |  |  | N | Wind | [13 empty] | 0 | 0 | 0 | 0 | [11 empty] | Little Elk Wind Project LLC | 100 | Enel SpA | 100
Parkland Landfill Solar | 59001_G_PARK | 59001 | G | PARK |  | Solar PV |  | PJM_EMAC | New Jersey | 34 | Burlington | 5 | 34005 | 7.8 | 0 | 2015 | 9999 |  |  | N | Solar | [13 empty] | 0 | 0 | 0 | 0 | [11 empty] | Public Service Electric & Gas Co | 100 | Public Service Enterprise Group Inc | 100
Carlsbad Energy Center | 59002_G_CEC 6 | 59002 | G | CEC 6 |  | Combustion Turbine |  | WEC_SDGE | California | 6 | San Diego | 73 | 06073 | 105.5 | 10745 | 2018 | 9999 |  |  | N | Natural Gas | [13 empty] | 0.011 | 0.011 | 0.011 | 0.011 | [11 empty] | Carlsbad Energy Center LLC | 100 | Global Infrastructure Partners | 100
Carlsbad Energy Center | 59002_G_CEC 7 | 59002 | G | CEC 7 |  | Combustion Turbine |  | WEC_SDGE | California | 6 | San Diego | 73 | 06073 | 105.5 | 10745 | 2018 | 9999 |  |  | N | Natural Gas | [13 empty] | 0.011 | 0.011 | 0.011 | 0.011 | [11 empty] | Carlsbad Energy Center LLC | 100 | Global Infrastructure Partners | 100
Carlsbad Energy Center | 59002_G_CEC 8 | 59002 | G | CEC 8 |  | Combustion Turbine |  | WEC_SDGE | California | 6 | San Diego | 73 | 06073 | 105.5 | 10745 | 2018 | 9999 |  |  | N | Natural Gas | [13 empty] | 0.011 | 0.011 | 0.011 | 0.011 | [11 empty] | Carlsbad Energy Center LLC | 100 | Global Infrastructure Partners | 100
Carlsbad Energy Center | 59002_G_CEC 9 | 59002 | G | CEC 9 |  | Combustion Turbine |  | WEC_SDGE | California | 6 | San Diego | 73 | 06073 | 105.5 | 10745 | 2018 | 9999 |  |  | N | Natural Gas | [13 empty] | 0.011 | 0.011 | 0.011 | 0.011 | [11 empty] | Carlsbad Energy Center LLC | 100 | Global Infrastructure Partners | 100
Carlsbad Energy Center | 59002_G_CEC10 | 59002 | G | CEC10 |  | Combustion Turbine |  | WEC_SDGE | California | 6 | San Diego | 73 | 06073 | 105.5 | 10745 | 2018 | 9999 |  |  | N | Natural Gas | [13 empty] | 0.011 | 0.011 | 0.011 | 0.011 | [11 empty] | Carlsbad Energy Center LLC | 100 | Global Infrastructure Partners | 100
Two Dot Wind Farm | 59003_G_1 | 59003 | G | 1 |  | Onshore Wind |  | WECC_MT | Montana | 30 | Wheatland | 107 | 30107 | 9.7 | 0 | 2014 | 9999 |  |  | N | Wind | [13 empty] | 0 | 0 | 0 | 0 | [11 empty] | Two Dot Wind Farm LLC | 100 | NorthWestern Corp | 100
Stonewall | 59004_G_GEN1 | 59004 | G | GEN1 | 91025 | Combined Cycle |  | PJM_Dom | Virginia | 51 | Loudoun | 107 | 51107 | 220 | 7050 | 2017 | 9999 |  |  | N | Natural Gas |  |  |  | DLNB | SCR | [8 empty] | 0.004622 | 0.004622 | 0.004622 | 0.004622 | [11 empty] | Panda Stonewall LLC | 100 | Panda Energy Intl Inc | 100
Stonewall | 59004_G_GEN2 | 59004 | G | GEN2 | 91026 | Combined Cycle |  | PJM_Dom | Virginia | 51 | Loudoun | 107 | 51107 | 220 | 7050 | 2017 | 9999 |  |  | N | Natural Gas |  |  |  | DLNB | SCR | [8 empty] | 0.004622 | 0.004622 | 0.004622 | 0.004622 | [11 empty] | Panda Stonewall LLC | 100 | Panda Energy Intl Inc | 100
Stonewall | 59004_G_GEN3 | 59004 | G | GEN3 | 91025 | Combined Cycle |  | PJM_Dom | Virginia | 51 | Loudoun | 107 | 51107 | 326 | 7050 | 2017 | 9999 |  |  | N | Natural Gas |  |  |  |  | SCR | [8 empty] | 0.004622 | 0.004622 | 0.004622 | 0.004622 | [11 empty] | Panda Stonewall LLC | 100 | Panda Energy Intl Inc | 100
Mariah del Norte | 59005_G_MAR1 | 59005 | G | MAR1 |  | Onshore Wind |  | ERC_PHDL | Texas | 48 | Parmer | 369 | 48369 | 230.4 | 0 | 2016 | 9999 |  |  | N | Wind | [13 empty] | 0 | 0 | 0 | 0 | [11 empty] | Mariah Del Norte LLC | 100 | First Reserve Corp | 100
Woodmere Solar Farm | 59008_G_PV1 | 59008 | G | PV1 |  | Solar PV |  | WECC_SCE | California | 6 | Kern | 29 | 06029 | 15 | 0 | 2015 | 9999 |  |  | N | Solar | [13 empty] | 0 | 0 | 0 | 0 | [11 empty] | 87RL 8ME LLC | 100 | 8 Minute Solar Energy | 100
Hayworth Solar | 59009_G_PV1 | 59009 | G | PV1 |  | Solar PV |  | WECC_SCE | California | 6 | Kern | 29 | 06029 | 26 | 0 | 2015 | 9999 |  |  | N | Solar | [13 empty] | 0 | 0 | 0 | 0 | [11 empty] | 8 Minute Solar Energy | 100 | 8 Minute Solar Energy | 100
Macho Springs | 59010_G_MSS1 | 59010 | G | MSS1 |  | Solar PV |  | WECC_NM | New Mexico | 35 | Luna | 29 | 35029 | 52.2 | 0 | 2014 | 9999 |  |  | N | Solar | [13 empty] | 0 | 0 | 0 | 0 | [11 empty] | Macho Springs Solar LLC | 100 | Southern Co | 100
Southbridge Landfill Gas-to-Energy | 59011_G_CAT | 59011 | G | CAT |  | Landfill Gas |  | NENGREST | Massachusetts | 25 | Worcester | 27 | 25027 | 1.5 | 13500 | 2011 | 9999 |  |  | N | Landfill Gas | [13 empty] | 0.22117 | 0.22117 | 0.22117 | 0.22117 | [11 empty] | Casella Waste Systems Inc | 100 | Casella Waste Systems Inc | 100
DC Water CHP | 59012_G_TURB1 | 59012 | G | TURB1 |  | Non-Fossil Waste |  | PJM_SMAC | District of Columbia | 11 | District of Columbia | 1 | 11001 | 4 | 10135 | 2015 | 9999 |  |  | Y | Non-Fossil Waste | [13 empty] | 0 | 0 | 0 | 0 | [11 empty] | District of Columbia Water & Sewer Authority | 100 | District of Columbia Water & Sewer Authority | 100
DC Water CHP | 59012_G_TURB2 | 59012 | G | TURB2 |  | Non-Fossil Waste |  | PJM_SMAC | District of Columbia | 11 | District of Columbia | 1 | 11001 | 4 | 10135 | 2015 | 9999 |  |  | Y | Non-Fossil Waste | [13 empty] | 0 | 0 | 0 | 0 | [11 empty] | District of Columbia Water & Sewer Authority | 100 | District of Columbia Water & Sewer Authority | 100
DC Water CHP | 59012_G_TURB3 | 59012 | G | TURB3 |  | Non-Fossil Waste |  | PJM_SMAC | District of Columbia | 11 | District of Columbia | 1 | 11001 | 4 | 10135 | 2015 | 9999 |  |  | Y | Non-Fossil Waste | [13 empty] | 0 | 0 | 0 | 0 | [11 empty] | District of Columbia Water & Sewer Authority | 100 | District of Columbia Water & Sewer Authority | 100
Scituate PV | 59013_G_SCT | 59013 | G | SCT |  | Solar PV |  | NENGREST | Massachusetts | 25 | Plymouth | 23 | 25023 | 2.5 | 0 | 2013 | 9999 |  |  | N | Solar | [13 empty] | 0 | 0 | 0 | 0 | [11 empty] | Scituate Solar I LLC | 100 | Main Street Power Co Inc | 100
Bolton PV | 59014_G_BLT | 59014 | G | BLT |  | Solar PV |  | NENGREST | Massachusetts | 25 | Worcester | 27 | 25027 | 4.9 | 0 | 2013 | 9999 |  |  | N | Solar | [13 empty] | 0 | 0 | 0 | 0 | [11 empty] | Syncarpha Bolton LLC | 100 | Main Street Power Co Inc | 100
Stow PV | 59015_G_STW | 59015 | G | STW |  | Solar PV |  | NENGREST | Massachusetts | 25 | Middlesex | 17 | 25017 | 2 | 0 | 2013 | 9999 |  |  | N | Solar | [13 empty] | 0 | 0 | 0 | 0 | [11 empty] | Syncarpha Stow LLC | 100 | Main Street Power Co Inc | 100
Carol Jean Solar | 59017_G_GEN 1 | 59017 | G | GEN 1 |  | Solar PV |  | S_VACA | North Carolina | 37 | Stokes | 169 | 37169 | 4 | 0 | 2016 | 9999 |  |  | N | Solar | [13 empty] | 0 | 0 | 0 | 0 | [11 empty] | Carol Jean Solar LLC | 100 | Cate Street Capital LLC | 100
East Chicago | 59018_G_1 | 59018 | G | 1 |  | Solar PV |  | MIS_INKY | Indiana | 18 | Lake | 89 | 18089 | 2 | 0 | 2013 | 9999 |  |  | N | Solar | [13 empty] | 0 | 0 | 0 | 0 | [11 empty] | Lake County Solar LLC | 100 | D E Shaw & Co LP | 100
Griffith | 59019_G_1 | 59019 | G | 1 |  | Solar PV |  | MIS_INKY | Indiana | 18 | Lake | 89 | 18089 | 2 | 0 | 2013 | 9999 |  |  | N | Solar | [13 empty] | 0 | 0 | 0 | 0 | [11 empty] | Lake County Solar LLC | 100 | D E Shaw & Co LP | 100
Gila Bend Hybrid | 59020_G_PV1 | 59020 | G | PV1 |  | Solar PV |  | WECC_AZ | Arizona | 4 | Maricopa | 13 | 04013 | 32 | 0 | 2014 | 9999 |  |  | N | Solar | [13 empty] | 0 | 0 | 0 | 0 | [11 empty] | Arizona Public Service Co | 100 | Pinnacle West Capital Corp | 100
Hoopeston Wind LLC | 59021_G_HOO1 | 59021 | G | HOO1 |  | Onshore Wind |  | MIS_IL | Illinois | 17 | Vermilion | 183 | 17183 | 98 | 0 | 2015 | 9999 |  |  | N | Wind | [13 empty] | 0 | 0 | 0 | 0 | [11 empty] | Hoopeston Wind LLC | 100 | Ikea Systems BV | 100
Kingston Wind Independence | 59022_G_1 | 59022 | G | 1 |  | Onshore Wind |  | NENGREST | Massachusetts | 25 | Plymouth | 23 | 25023 | 2 | 0 | 2012 | 9999 |  |  | N | Wind | [13 empty] | 0 | 0 | 0 | 0 | [11 empty] | Kingston Wind Independence LLC | 100 | Kingston Wind Independence LLC | 100
Ipswich Wind Independence | 59023_G_GEN 1 | 59023 | G | GEN 1 |  | Onshore Wind |  | NENGREST | Massachusetts | 25 | Essex | 9 | 25009 | 2 | 0 | 2012 | 9999 |  |  | N | Wind | [13 empty] | 0 | 0 | 0 | 0 | [11 empty] | Ipswich MA (City of) | 100 | Ipswich MA (City of) | 100
Euclid Farm, Stamco N-54 | 59024_G_N-54 | 59024 | G | N-54 |  | Onshore Wind |  | PJM_ATSI | Ohio | 39 | Cuyahoga | 35 | 39035 | 1 | 0 | 2012 | 9999 |  |  | N | Wind | [13 empty] | 0 | 0 | 0 | 0 | [11 empty] | William Sopko & Sons Co Inc | 100 | William Sopko & Sons Co Inc | 100
Back River Waste Water Treatment | 59026_G_CHP 1 | 59026 | G | CHP 1 |  | Non-Fossil Waste |  | PJM_SMAC | Maryland | 24 | Baltimore City | 510 | 24510 | 0.9 | 16767 | 2009 | 9999 |  |  | N | Non-Fossil Waste | [13 empty] | 0 | 0 | 0 | 0 | [11 empty] | Baltimore County MD | 100 | Baltimore County MD | 100
Back River Waste Water Treatment | 59026_G_CHP 2 | 59026 | G | CHP 2 |  | Non-Fossil Waste |  | PJM_SMAC | Maryland | 24 | Baltimore City | 510 | 24510 | 0.9 | 16769 | 2009 | 9999 |  |  | N | Non-Fossil Waste | [13 empty] | 0 | 0 | 0 | 0 | [11 empty] | Baltimore County MD | 100 | Baltimore County MD | 100
Back River Waste Water Treatment | 59026_G_SOLAR | 59026 | G | SOLAR |  | Solar PV |  | PJM_SMAC | Maryland | 24 | Baltimore City | 510 | 24510 | 0.8 | 0 | 2012 | 9999 |  |  | N | Solar | [13 empty] | 0 | 0 | 0 | 0 | [11 empty] | Baltimore County MD | 100 | Baltimore County MD | 100
Agawam Solar | 59028_G_0028 | 59028 | G | 0028 |  | Solar PV |  | NENGREST | Massachusetts | 25 | Hampden | 13 | 25013 | 1.5 | 0 | 2012 | 9999 |  |  | N | Solar | [13 empty] | 0 | 0 | 0 | 0 | [11 empty] | Agawam Solar LLC | 100 | Citizens Enterprises Corp | 100
Rehoboth Solar | 59029_G_0040 | 59029 | G | 0040 |  | Solar PV |  | NENGREST | Massachusetts | 25 | Bristol | 5 | 25005 | 2 | 0 | 2013 | 9999 |  |  | N | Solar | [13 empty] | 0 | 0 | 0 | 0 | [11 empty] | Rehoboth Solar LLC | 100 | Citizens Enterprises Corp | 100
Chicopee Solar | 59030_G_0036 | 59030 | G | 0036 |  | Solar PV |  | NENGREST | Massachusetts | 25 | Hampden | 13 | 25013 | 3 | 0 | 2013 | 9999 |  |  | N | Solar | [13 empty] | 0 | 0 | 0 | 0 | [11 empty] | Chicope Solar LLC | 100 | Citizens Enterprises Corp | 100
Route 57 Solar | 59031_G_0027 | 59031 | G | 0027 |  | Solar PV |  | NENGREST | Massachusetts | 25 | Hampden | 13 | 25013 | 1.5 | 0 | 2013 | 9999 |  |  | N | Solar | [13 empty] | 0 | 0 | 0 | 0 | [11 empty] | Route 57 Solar LLC | 100 | Citizens Enterprises Corp | 100
EBZ Solar | 59032_G_0031 | 59032 | G | 0031 |  | Solar PV |  | NENGREST | Massachusetts | 25 | Middlesex | 17 | 25017 | 2.5 | 0 | 2013 | 9999 |  |  | N | Solar | [13 empty] | 0 | 0 | 0 | 0 | [11 empty] | EBZ Solar LLC | 100 | Citizens Enterprises Corp | 100
Whately Solar | 59033_G_0024 | 59033 | G | 0024 |  | Solar PV |  | NENGREST | Massachusetts | 25 | Franklin | 11 | 25011 | 1.5 | 0 | 2013 | 9999 |  |  | N | Solar | [13 empty] | 0 | 0 | 0 | 0 | [11 empty] | Whately Solar LLC | 100 | Citizens Enterprises Corp | 100
Shannon Wind | 59034_G_SHAN1 | 59034 | G | SHAN1 |  | Onshore Wind |  | ERC_WEST | Texas | 48 | Clay | 77 | 48077 | 204 | 0 | 2015 | 9999 |  |  | N | Wind | [13 empty] | 0 | 0 | 0 | 0 | [11 empty] | Shannon Wind LLC | 100 | Innergex Renewable Energy Inc | 100
Battleground | 59038_G_GEN1 | 59038 | G | GEN1 |  | Solar PV |  | S_VACA | North Carolina | 37 | Cleveland | 45 | 37045 | 3 | 0 | 2013 | 9999 |  |  | N | Solar | [13 empty] | 0 | 0 | 0 | 0 | [11 empty] | Battleground Solar I LLC | 100 | Brian Christopher Adams | 100
Beulaville | 59039_G_GEN 1 | 59039 | G | GEN 1 |  | Solar PV |  | S_VACA | North Carolina | 37 | Duplin | 61 | 37061 | 1.5 | 0 | 2013 | 9999 |  |  | N | Solar | [13 empty] | 0 | 0 | 0 | 0 | [11 empty] | Beulaville Solar LLC | 100 | FLS Energy Inc | 100
Ball Mountain Hydro | 59040_G_GEN 1 | 59040 | G | GEN 1 |  | Hydro |  | NENGREST | Vermont | 50 | Windham | 25 | 50025 | 0.2 | 0 | 2016 | 9999 |  |  | N | Hydro | [13 empty] | 0 | 0 | 0 | 0 | [11 empty] | Eagle Creek Renewable Energy LLC | 100 | Ontario Power Generation Inc | 100
Ball Mountain Hydro | 59040_G_GEN 2 | 59040 | G | GEN 2 |  | Hydro |  | NENGREST | Vermont | 50 | Windham | 25 | 50025 | 0.2 | 0 | 2016 | 9999 |  |  | N | Hydro | [13 empty] | 0 | 0 | 0 | 0 | [11 empty] | Eagle Creek Renewable Energy LLC | 100 | Ontario Power Generation Inc | 100
Ball Mountain Hydro | 59040_G_GEN 3 | 59040 | G | GEN 3 |  | Hydro |  | NENGREST | Vermont | 50 | Windham | 25 | 50025 | 0.2 | 0 | 2016 | 9999 |  |  | N | Hydro | [13 empty] | 0 | 0 | 0 | 0 | [11 empty] | Eagle Creek Renewable Energy LLC | 100 | Ontario Power Generation Inc | 100
Ball Mountain Hydro | 59040_G_GEN 5 | 59040 | G | GEN 5 |  | Hydro |  | NENGREST | Vermont | 50 | Windham | 25 | 50025 | 0.2 | 0 | 2016 | 9999 |  |  | N | Hydro | [13 empty] | 0 | 0 | 0 | 0 | [11 empty] | Eagle Creek Renewable Energy LLC | 100 | Ontario Power Generation Inc | 100
Ball Mountain Hydro | 59040_G_GEN 6 | 59040 | G | GEN 6 |  | Hydro |  | NENGREST | Vermont | 50 | Windham | 25 | 50025 | 0.2 | 0 | 2016 | 9999 |  |  | N | Hydro | [13 empty] | 0 | 0 | 0 | 0 | [11 empty] | Eagle Creek Renewable Energy LLC | 100 | Ontario Power Generation Inc | 100
Ball Mountain Hydro | 59040_G_GEN 7 | 59040 | G | GEN 7 |  | Hydro |  | NENGREST | Vermont | 50 | Windham | 25 | 50025 | 0.2 | 0 | 2016 | 9999 |  |  | N | Hydro | [13 empty] | 0 | 0 | 0 | 0 | [11 empty] | Eagle Creek Renewable Energy LLC | 100 | Ontario Power Generation Inc | 100
Ball Mountain Hydro | 59040_G_GEN 8 | 59040 | G | GEN 8 |  | Hydro |  | NENGREST | Vermont | 50 | Windham | 25 | 50025 | 0.2 | 0 | 2016 | 9999 |  |  | N | Hydro | [13 empty] | 0 | 0 | 0 | 0 | [11 empty] | Eagle Creek Renewable Energy LLC | 100 | Ontario Power Generation Inc | 100
Ball Mountain Hydro | 59040_G_GEN 9 | 59040 | G | GEN 9 |  | Hydro |  | NENGREST | Vermont | 50 | Windham | 25 | 50025 | 0.2 | 0 | 2016 | 9999 |  |  | N | Hydro | [13 empty] | 0 | 0 | 0 | 0 | [11 empty] | Eagle Creek Renewable Energy LLC | 100 | Ontario Power Generation Inc | 100
Ball Mountain Hydro | 59040_G_GEN10 | 59040 | G | GEN10 |  | Hydro |  | NENGREST | Vermont | 50 | Windham | 25 | 50025 | 0.2 | 0 | 2016 | 9999 |  |  | N | Hydro | [13 empty] | 0 | 0 | 0 | 0 | [11 empty] | Eagle Creek Renewable Energy LLC | 100 | Ontario Power Generation Inc | 100
Ball Mountain Hydro | 59040_G_GEN11 | 59040 | G | GEN11 |  | Hydro |  | NENGREST | Vermont | 50 | Windham | 25 | 50025 | 0.2 | 0 | 2016 | 9999 |  |  | N | Hydro | [13 empty] | 0 | 0 | 0 | 0 | [11 empty] | Eagle Creek Renewable Energy LLC | 100 | Ontario Power Generation Inc | 100
Ball Mountain Hydro | 59040_G_GEN12 | 59040 | G | GEN12 |  | Hydro |  | NENGREST | Vermont | 50 | Windham | 25 | 50025 | 0.2 | 0 | 2016 | 9999 |  |  | N | Hydro | [13 empty] | 0 | 0 | 0 | 0 | [11 empty] | Eagle Creek Renewable Energy LLC | 100 | Ontario Power Generation Inc | 100
Ball Mountain Hydro | 59040_G_GEN4 | 59040 | G | GEN4 |  | Hydro |  | NENGREST | Vermont | 50 | Windham | 25 | 50025 | 0.2 | 0 | 2016 | 9999 |  |  | N | Hydro | [13 empty] | 0 | 0 | 0 | 0 | [11 empty] | Eagle Creek Renewable Energy LLC | 100 | Ontario Power Generation Inc | 100
Ellerbe | 59042_G_GEN 1 | 59042 | G | GEN 1 |  | Solar PV |  | S_VACA | North Carolina | 37 | Richmond | 153 | 37153 | 1.5 | 0 | 2013 | 9999 |  |  | N | Solar | [13 empty] | 0 | 0 | 0 | 0 | [11 empty] | FLS Solar 110 LLC | 100 | FLS Energy Inc | 100
West Davisville Solar | 59043_G_PV1 | 59043 | G | PV1 |  | Solar PV |  | NENGREST | Rhode Island | 44 | Washington | 9 | 44009 | 2 | 0 | 2013 | 9999 |  |  | N | Solar | [13 empty] | 0 | 0 | 0 | 0 | [11 empty] | WR TGC Solar Generation VI LLC | 100 | True Green Capital Management LLC | 100
Rio Rico Solar | 59044_G_RRSF | 59044 | G | RRSF |  | Solar PV |  | WECC_AZ | Arizona | 4 | Santa Cruz | 23 | 04023 | 6 | 0 | 2014 | 9999 |  |  | N | Solar | [13 empty] | 0 | 0 | 0 | 0 | [11 empty] | UNS Electric Inc | 100 | Uns Energy Corp | 100
Jameson Energy Center | 59045_G_JEC1 | 59045 | G | JEC1 |  | Combustion Turbine | IC Engine | SPP_N | Kansas | 20 | Finney | 55 | 20055 | 9 | 12179 | 2014 | 9999 |  |  | N | Natural Gas | [13 empty] | 1.061 | 1.061 | 1.061 | 1.061 | [11 empty] | Kansas Municipal Energy Agency | 100 | Kansas Municipal Energy Agency | 100
Jameson Energy Center | 59045_G_JEC2 | 59045 | G | JEC2 |  | Combustion Turbine | IC Engine | SPP_N | Kansas | 20 | Finney | 55 | 20055 | 9 | 12180 | 2014 | 9999 |  |  | N | Natural Gas | [13 empty] | 1.061 | 1.061 | 1.061 | 1.061 | [11 empty] | Kansas Municipal Energy Agency | 100 | Kansas Municipal Energy Agency | 100
Jameson Energy Center | 59045_G_JEC3 | 59045 | G | JEC3 |  | Combustion Turbine | IC Engine | SPP_N | Kansas | 20 | Finney | 55 | 20055 | 9 | 12180 | 2014 | 9999 |  |  | N | Natural Gas | [13 empty] | 1.061 | 1.061 | 1.061 | 1.061 | [11 empty] | Kansas Municipal Energy Agency | 100 | Kansas Municipal Energy Agency | 100
651 Chase Solar NG | 59046_G_PV1 | 59046 | G | PV1 |  | Solar PV |  | NENGREST | Massachusetts | 25 | Worcester | 27 | 25027 | 3.4 | 0 | 2014 | 9999 |  |  | N | Solar | [13 empty] | 0 | 0 | 0 | 0 | [11 empty] | 651 Chase Solar NG LLC | 100 | Nugen Capital Management LLC | 100
Whitcomb Solar Farm | 59049_G_PS01 | 59049 | G | PS01 |  | Solar PV |  | NENGREST | Vermont | 50 | Chittenden | 7 | 50007 | 2.2 | 0 | 2014 | 9999 |  |  | N | Solar | [13 empty] | 0 | 0 | 0 | 0 | [11 empty] | ERWR Whitcomb Farm Solar LLC | 100 | LS Power Group | 100
Wallace | 59050_G_GEN 1 | 59050 | G | GEN 1 |  | Solar PV |  | S_VACA | North Carolina | 37 | Duplin | 61 | 37061 | 1.6 | 0 | 2013 | 9999 |  |  | N | Solar | [13 empty] | 0 | 0 | 0 | 0 | [11 empty] | Wallace Solar LLC | 100 | Wallace Solar LLC | 100
Kenansville | 59051_G_GEN 1 | 59051 | G | GEN 1 |  | Solar PV |  | S_VACA | North Carolina | 37 | Duplin | 61 | 37061 | 1.6 | 0 | 2013 | 9999 |  |  | N | Solar | [13 empty] | 0 | 0 | 0 | 0 | [11 empty] | Kenansville Solar 2 LLC | 100 | Kenansville Solar 2 LLC | 100
Fairmont-FLS 100 | 59052_G_GEN 1 | 59052 | G | GEN 1 |  | Solar PV |  | S_VACA | North Carolina | 37 | Robeson | 155 | 37155 | 3 | 0 | 2013 | 9999 |  |  | N | Solar | [13 empty] | 0 | 0 | 0 | 0 | [11 empty] | FLS Solar 100 LLC | 100 | FLS Energy Inc | 100
Michelangelo Wind 3 LLC | 59053_G_WT1 | 59053 | G | WT1 |  | Onshore Wind |  | MIS_MIDA | Iowa | 19 | Story | 169 | 19169 | 3 | 0 | 2017 | 9999 |  |  | N | Wind | [13 empty] | 0 | 0 | 0 | 0 | [11 empty] | Michelangelo Wind 3 LLC | 100 | Optimum Renewables LLC | 100
Rariton OMP | 59055_G_CHP1 | 59055 | G | CHP1 |  | Combustion Turbine | IC Engine | PJM_EMAC | New Jersey | 34 | Somerset | 35 | 34035 | 3 | 10745 | 2009 | 9999 |  |  | N | Natural Gas | [13 empty] | 0.23772 | 0.23772 | 0.23772 | 0.23772 | [11 empty] | Global Pharma Co | 100 | Global Pharma Co | 100
Rariton OMP | 59055_G_PV1 | 59055 | G | PV1 |  | Solar PV |  | PJM_EMAC | New Jersey | 34 | Somerset | 35 | 34035 | 2.4 | 0 | 2012 | 9999 |  |  | N | Solar | [13 empty] | 0 | 0 | 0 | 0 | [11 empty] | Global Pharma Co | 100 | Global Pharma Co | 100
Spring House | 59056_G_GEN 1 | 59056 | G | GEN 1 |  | Combustion Turbine | IC Engine | PJM_EMAC | Pennsylvania | 42 | Montgomery | 91 | 42091 | 3.8 | 10745 | 2013 | 9999 |  |  | N | Natural Gas | [13 empty] | 1.2219 | 1.2219 | 1.2219 | 1.2219 | [11 empty] | Janssen Pharmaceuticals Inc | 100 | Johnson & Johnson | 100
Skillman | 59057_G_GEN 1 | 59057 | G | GEN 1 |  | Solar PV |  | PJM_EMAC | New Jersey | 34 | Somerset | 35 | 34035 | 2.7 | 0 | 2011 | 9999 |  |  | N | Solar | [13 empty] | 0 | 0 | 0 | 0 | [11 empty] | Janssen Pharmaceuticals Inc | 100 | Johnson & Johnson | 100
Vacaville | 59058_G_GEN 1 | 59058 | G | GEN 1 |  | Solar PV |  | WEC_CALN | California | 6 | Solano | 95 | 06095 | 1 | 0 | 2007 | 9999 |  |  | N | Solar | [13 empty] | 0 | 0 | 0 | 0 | [11 empty] | Janssen Pharmaceuticals Inc | 100 | Johnson & Johnson | 100
Raritan ITS | 59059_G_GEN 1 | 59059 | G | GEN 1 |  | Solar PV |  | PJM_EMAC | New Jersey | 34 | Somerset | 35 | 34035 | 2 | 0 | 2010 | 9999 |  |  | N | Solar | [13 empty] | 0 | 0 | 0 | 0 | [11 empty] | Global Pharma Co | 100 | Global Pharma Co | 100
Waste Water Treatment Plant | 59060_G_WWPV | 59060 | G | WWPV |  | Solar PV |  | NENGREST | Massachusetts | 25 | Berkshire | 3 | 25003 | 1.5 | 0 | 2012 | 9999 |  |  | N | Solar | [13 empty] | 0 | 0 | 0 | 0 | [11 empty] | Massachusetts Division of Energy Resources | 100 | Massachusetts Division of Energy Resources | 100
Radfords Run Wind Farm | 59061_G_WT1 | 59061 | G | WT1 |  | Onshore Wind |  | MIS_IL | Illinois | 17 | Dewitt | 39 | 17039 | 278 | 0 | 2017 | 9999 |  |  | N | Wind | [13 empty] | 0 | 0 | 0 | 0 | [11 empty] | Radfords Run Wind Farm LLC | 100 | RWE Group | 100
Stella Wind Farm | 59063_G_WT1 | 59063 | G | WT1 |  | Onshore Wind |  | ERC_REST | Texas | 48 | Kenedy | 261 | 48261 | 201 | 0 | 2018 | 9999 |  |  | N | Wind | [13 empty] | 0 | 0 | 0 | 0 | [11 empty] | Stella Wind LLC | 100 | Algonquin Power & Utilities Corp | 100
Drift Sand Wind Project LLC | 59065_G_WT1 | 59065 | G | WT1 |  | Onshore Wind |  | SPP_WEST | Oklahoma | 40 | Grady | 51 | 40051 | 108 | 0 | 2016 | 9999 |  |  | N | Wind | [13 empty] | 0 | 0 | 0 | 0 | [11 empty] | Drift Sand Wind Project LLC | 100 | Enel SpA | 100
Bruennings Breeze Wind Farm | 59066_G_MVII | 59066 | G | MVII |  | Onshore Wind |  | ERC_REST | Texas | 48 | Willacy | 489 | 48489 | 228 | 0 | 2017 | 9999 |  |  | N | Wind | [13 empty] | 0 | 0 | 0 | 0 | [11 empty] | Magic Valley Wind Farm II LLC | 100 | E.ON Group | 100
Colbec's Corner, LLC | 59068_G_GVII | 59068 | G | GVII |  | Onshore Wind |  | ERC_PHDL | Texas | 48 | Carson | 65 | 48065 | 200 | 0 | 2016 | 9999 |  |  | N | Wind | [13 empty] | 0 | 0 | 0 | 0 | [11 empty] | Colbecks Corner LLC | 100 | E.ON Group | 100
Jericho Power | 59070_G_WT 1 | 59070 | G | WT 1 |  | Onshore Wind |  | NENGREST | New Hampshire | 33 | Coos | 7 | 33007 | 12.1 | 0 | 2016 | 9999 |  |  | N | Wind | [13 empty] | 0 | 0 | 0 | 0 | [11 empty] | Jericho Mountain Wind Co | 100 | Jericho Mountain Wind Co | 100
Carroll Area Wind Farm | 59071_G_WT 1 | 59071 | G | WT 1 |  | Onshore Wind |  | MIS_MIDA | Iowa | 19 | Carroll | 27 | 19027 | 20.7 | 0 | 2015 | 9999 |  |  | N | Wind | [13 empty] | 0 | 0 | 0 | 0 | [11 empty] | Carroll Area Wind Farm LLC | 100 | V & S Windpower LLC | 100
Wooster Renewable Energy | 59072_G_WRE 1 | 59072 | G | WRE 1 |  | Non-Fossil Waste |  | PJM_ATSI | Ohio | 39 | Wayne | 169 | 39169 | 1 | 11084 | 2013 | 9999 |  |  | N | Non-Fossil Waste | [13 empty] | 0 | 0 | 0 | 0 | [11 empty] | Wooster Renewable Energy LLC | 100 | Quasar Energy Group LLC | 100
Cove Point LNG Terminal | 59073_G_111JA | 59073 | G | 111JA |  | Combustion Turbine |  | PJM_SMAC | Maryland | 24 | Calvert | 9 | 24009 | 8.5 | 17054 | 1978 | 9999 |  |  | N | Natural Gas | [13 empty] | 0.47388 | 0.47388 | 0.47388 | 0.47388 | [11 empty] | Dominion Cove Point LNG LP | 100 | Dominion Energy Inc | 100
Cove Point LNG Terminal | 59073_G_111JB | 59073 | G | 111JB |  | Combustion Turbine |  | PJM_SMAC | Maryland | 24 | Calvert | 9 | 24009 | 8.5 | 17054 | 1978 | 9999 |  |  | N | Natural Gas | [13 empty] | 0.47388 | 0.47388 | 0.47388 | 0.47388 | [11 empty] | Dominion Cove Point LNG LP | 100 | Dominion Energy Inc | 100
Cove Point LNG Terminal | 59073_G_111JC | 59073 | G | 111JC |  | Combustion Turbine |  | PJM_SMAC | Maryland | 24 | Calvert | 9 | 24009 | 8.5 | 17054 | 1978 | 9999 |  |  | N | Natural Gas | [13 empty] | 0.47388 | 0.47388 | 0.47388 | 0.47388 | [11 empty] | Dominion Cove Point LNG LP | 100 | Dominion Energy Inc | 100
Cove Point LNG Terminal | 59073_G_214JA | 59073 | G | 214JA | 91293 | Combustion Turbine |  | PJM_SMAC | Maryland | 24 | Calvert | 9 | 24009 | 21.7 | 12369 | 2009 | 9999 |  |  | N | Natural Gas | [13 empty] | 0.02537 | 0.02537 | 0.02537 | 0.02537 | [11 empty] | Dominion Cove Point LNG LP | 100 | Dominion Energy Inc | 100
Cove Point LNG Terminal | 59073_G_214JB | 59073 | G | 214JB | 91294 | Combustion Turbine |  | PJM_SMAC | Maryland | 24 | Calvert | 9 | 24009 | 21.7 | 12369 | 2009 | 9999 |  |  | N | Natural Gas | [13 empty] | 0.01786 | 0.01786 | 0.01786 | 0.01786 | [11 empty] | Dominion Cove Point LNG LP | 100 | Dominion Energy Inc | 100
Cove Point LNG Terminal | 59073_G_311JA | 59073 | G | 311JA |  | Combustion Turbine |  | PJM_SMAC | Maryland | 24 | Calvert | 9 | 24009 | 12.9 | 12369 | 2009 | 9999 |  |  | N | Natural Gas | [13 empty] | 0.02162 | 0.02162 | 0.02162 | 0.02162 | [11 empty] | Dominion Cove Point LNG LP | 100 | Dominion Energy Inc | 100
Cove Point LNG Terminal | 59073_G_5501 | 59073 | G | 5501 |  | Energy Storage |  | PJM_SMAC | Maryland | 24 | Calvert | 9 | 24009 | 3 | 0 | 2018 | 9999 |  |  | N | Energy Storage | [13 empty] | 0 | 0 | 0 | 0 | [11 empty] | Dominion Cove Point LNG LP | 100 | Dominion Energy Inc | 100
Cove Point LNG Terminal | 59073_G_5502 | 59073 | G | 5502 |  | Energy Storage |  | PJM_SMAC | Maryland | 24 | Calvert | 9 | 24009 | 1.3 | 0 | 2018 | 9999 |  |  | N | Energy Storage | [13 empty] | 0 | 0 | 0 | 0 | [11 empty] | Dominion Cove Point LNG LP | 100 | Dominion Energy Inc | 100
Cove Point LNG Terminal | 59073_G_5511 | 59073 | G | 5511 |  | Energy Storage |  | PJM_SMAC | Maryland | 24 | Calvert | 9 | 24009 | 1.7 | 0 | 2018 | 9999 |  |  | N | Energy Storage | [13 empty] | 0 | 0 | 0 | 0 | [11 empty] | Dominion Cove Point LNG LP | 100 | Dominion Energy Inc | 100
Cove Point LNG Terminal | 59073_G_5EG | 59073 | G | 5EG |  | Combustion Turbine | IC Engine | PJM_SMAC | Maryland | 24 | Calvert | 9 | 24009 | 1 | 13469 | 2018 | 9999 |  |  | N | Distillate Fuel Oil | [13 empty] | 1.6498 | 1.6498 | 1.6498 | 1.6498 | [11 empty] | Dominion Cove Point LNG LP | 100 | Dominion Energy Inc | 100
SC 1 Data Center, Phase 2 | 59074_G_17A | 59074 | G | 17A |  | Combustion Turbine | IC Engine | WEC_CALN | California | 6 | Santa Clara | 85 | 06085 | 2.3 | 13469 | 2017 | 9999 |  |  | N | Distillate Fuel Oil | [13 empty] | 1.6498 | 1.6498 | 1.6498 | 1.6498 | [11 empty] | Xeres Ventures LLC | 100 | Xeres Ventures LLC | 100
SC 1 Data Center, Phase 2 | 59074_G_17B | 59074 | G | 17B |  | Combustion Turbine | IC Engine | WEC_CALN | California | 6 | Santa Clara | 85 | 06085 | 2.3 | 13469 | 2017 | 9999 |  |  | N | Distillate Fuel Oil | [13 empty] | 1.6498 | 1.6498 | 1.6498 | 1.6498 | [11 empty] | Xeres Ventures LLC | 100 | Xeres Ventures LLC | 100
SC 1 Data Center, Phase 2 | 59074_G_18A | 59074 | G | 18A |  | Combustion Turbine | IC Engine | WEC_CALN | California | 6 | Santa Clara | 85 | 06085 | 2.3 | 13469 | 2017 | 9999 |  |  | N | Distillate Fuel Oil | [13 empty] | 1.6498 | 1.6498 | 1.6498 | 1.6498 | [11 empty] | Xeres Ventures LLC | 100 | Xeres Ventures LLC | 100
SC 1 Data Center, Phase 2 | 59074_G_18B | 59074 | G | 18B |  | Combustion Turbine | IC Engine | WEC_CALN | California | 6 | Santa Clara | 85 | 06085 | 2.3 | 13469 | 2017 | 9999 |  |  | N | Distillate Fuel Oil | [13 empty] | 1.6498 | 1.6498 | 1.6498 | 1.6498 | [11 empty] | Xeres Ventures LLC | 100 | Xeres Ventures LLC | 100
SC 1 Data Center, Phase 2 | 59074_G_19A | 59074 | G | 19A |  | Combustion Turbine | IC Engine | WEC_CALN | California | 6 | Santa Clara | 85 | 06085 | 2.3 | 13469 | 2017 | 9999 |  |  | N | Distillate Fuel Oil | [13 empty] | 1.6498 | 1.6498 | 1.6498 | 1.6498 | [11 empty] | Xeres Ventures LLC | 100 | Xeres Ventures LLC | 100
SC 1 Data Center, Phase 2 | 59074_G_19B | 59074 | G | 19B |  | Combustion Turbine | IC Engine | WEC_CALN | California | 6 | Santa Clara | 85 | 06085 | 2.3 | 13469 | 2017 | 9999 |  |  | N | Distillate Fuel Oil | [13 empty] | 1.6498 | 1.6498 | 1.6498 | 1.6498 | [11 empty] | Xeres Ventures LLC | 100 | Xeres Ventures LLC | 100
SC 1 Data Center, Phase 2 | 59074_G_20A | 59074 | G | 20A |  | Combustion Turbine | IC Engine | WEC_CALN | California | 6 | Santa Clara | 85 | 06085 | 2.3 | 13469 | 2017 | 9999 |  |  | N | Distillate Fuel Oil | [13 empty] | 1.6498 | 1.6498 | 1.6498 | 1.6498 | [11 empty] | Xeres Ventures LLC | 100 | Xeres Ventures LLC | 100
SC 1 Data Center, Phase 2 | 59074_G_20B | 59074 | G | 20B |  | Combustion Turbine | IC Engine | WEC_CALN | California | 6 | Santa Clara | 85 | 06085 | 2.3 | 13469 | 2017 | 9999 |  |  | N | Distillate Fuel Oil | [13 empty] | 1.6498 | 1.6498 | 1.6498 | 1.6498 | [11 empty] | Xeres Ventures LLC | 100 | Xeres Ventures LLC | 100
SC 1 Data Center, Phase 2 | 59074_G_21A | 59074 | G | 21A |  | Combustion Turbine | IC Engine | WEC_CALN | California | 6 | Santa Clara | 85 | 06085 | 2.3 | 13469 | 2017 | 9999 |  |  | N | Distillate Fuel Oil | [13 empty] | 1.6498 | 1.6498 | 1.6498 | 1.6498 | [11 empty] | Xeres Ventures LLC | 100 | Xeres Ventures LLC | 100
SC 1 Data Center, Phase 2 | 59074_G_21B | 59074 | G | 21B |  | Combustion Turbine | IC Engine | WEC_CALN | California | 6 | Santa Clara | 85 | 06085 | 2.3 | 13469 | 2017 | 9999 |  |  | N | Distillate Fuel Oil | [13 empty] | 1.6498 | 1.6498 | 1.6498 | 1.6498 | [11 empty] | Xeres Ventures LLC | 100 | Xeres Ventures LLC | 100
SC 1 Data Center, Phase 2 | 59074_G_22A | 59074 | G | 22A |  | Combustion Turbine | IC Engine | WEC_CALN | California | 6 | Santa Clara | 85 | 06085 | 2.3 | 13469 | 2017 | 9999 |  |  | N | Distillate Fuel Oil | [13 empty] | 1.6498 | 1.6498 | 1.6498 | 1.6498 | [11 empty] | Xeres Ventures LLC | 100 | Xeres Ventures LLC | 100
SC 1 Data Center, Phase 2 | 59074_G_22B | 59074 | G | 22B |  | Combustion Turbine | IC Engine | WEC_CALN | California | 6 | Santa Clara | 85 | 06085 | 2.3 | 13469 | 2017 | 9999 |  |  | N | Distillate Fuel Oil | [13 empty] | 1.6498 | 1.6498 | 1.6498 | 1.6498 | [11 empty] | Xeres Ventures LLC | 100 | Xeres Ventures LLC | 100
SC 1 Data Center, Phase 2 | 59074_G_EG10B | 59074 | G | EG10B |  | Combustion Turbine | IC Engine | WEC_CALN | California | 6 | Santa Clara | 85 | 06085 | 2.3 | 13469 | 2014 | 9999 |  |  | N | Distillate Fuel Oil | [13 empty] | 0.05841 | 0.05841 | 0.05841 | 0.05841 | [11 empty] | Xeres Ventures LLC | 100 | Xeres Ventures LLC | 100
SC 1 Data Center, Phase 2 | 59074_G_EG11A | 59074 | G | EG11A |  | Combustion Turbine | IC Engine | WEC_CALN | California | 6 | Santa Clara | 85 | 06085 | 2.3 | 13469 | 2014 | 9999 |  |  | N | Distillate Fuel Oil | [13 empty] | 0.05841 | 0.05841 | 0.05841 | 0.05841 | [11 empty] | Xeres Ventures LLC | 100 | Xeres Ventures LLC | 100
SC 1 Data Center, Phase 2 | 59074_G_EG11B | 59074 | G | EG11B |  | Combustion Turbine | IC Engine | WEC_CALN | California | 6 | Santa Clara | 85 | 06085 | 2.3 | 13469 | 2014 | 9999 |  |  | N | Distillate Fuel Oil | [13 empty] | 0.05841 | 0.05841 | 0.05841 | 0.05841 | [11 empty] | Xeres Ventures LLC | 100 | Xeres Ventures LLC | 100
SC 1 Data Center, Phase 2 | 59074_G_EG12A | 59074 | G | EG12A |  | Combustion Turbine | IC Engine | WEC_CALN | California | 6 | Santa Clara | 85 | 06085 | 2.3 | 13469 | 2014 | 9999 |  |  | N | Distillate Fuel Oil | [13 empty] | 0.05841 | 0.05841 | 0.05841 | 0.05841 | [11 empty] | Xeres Ventures LLC | 100 | Xeres Ventures LLC | 100
SC 1 Data Center, Phase 2 | 59074_G_EG12B | 59074 | G | EG12B |  | Combustion Turbine | IC Engine | WEC_CALN | California | 6 | Santa Clara | 85 | 06085 | 2.3 | 13469 | 2014 | 9999 |  |  | N | Distillate Fuel Oil | [13 empty] | 0.05841 | 0.05841 | 0.05841 | 0.05841 | [11 empty] | Xeres Ventures LLC | 100 | Xeres Ventures LLC | 100
SC 1 Data Center, Phase 2 | 59074_G_EG13A | 59074 | G | EG13A |  | Combustion Turbine | IC Engine | WEC_CALN | California | 6 | Santa Clara | 85 | 06085 | 2.3 | 13469 | 2014 | 9999 |  |  | N | Distillate Fuel Oil | [13 empty] | 0.05841 | 0.05841 | 0.05841 | 0.05841 | [11 empty] | Xeres Ventures LLC | 100 | Xeres Ventures LLC | 100
SC 1 Data Center, Phase 2 | 59074_G_EG14A | 59074 | G | EG14A |  | Combustion Turbine | IC Engine | WEC_CALN | California | 6 | Santa Clara | 85 | 06085 | 2.3 | 13469 | 2014 | 9999 |  |  | N | Distillate Fuel Oil | [13 empty] | 0.05841 | 0.05841 | 0.05841 | 0.05841 | [11 empty] | Xeres Ventures LLC | 100 | Xeres Ventures LLC | 100
SC 1 Data Center, Phase 2 | 59074_G_EG15A | 59074 | G | EG15A |  | Combustion Turbine | IC Engine | WEC_CALN | California | 6 | Santa Clara | 85 | 06085 | 2.3 | 13469 | 2015 | 9999 |  |  | N | Distillate Fuel Oil | [13 empty] | 0.05841 | 0.05841 | 0.05841 | 0.05841 | [11 empty] | Xeres Ventures LLC | 100 | Xeres Ventures LLC | 100
SC 1 Data Center, Phase 2 | 59074_G_EG15B | 59074 | G | EG15B |  | Combustion Turbine | IC Engine | WEC_CALN | California | 6 | Santa Clara | 85 | 06085 | 2.3 | 13469 | 2015 | 9999 |  |  | N | Distillate Fuel Oil | [13 empty] | 0.05841 | 0.05841 | 0.05841 | 0.05841 | [11 empty] | Xeres Ventures LLC | 100 | Xeres Ventures LLC | 100
SC 1 Data Center, Phase 2 | 59074_G_EG16A | 59074 | G | EG16A |  | Combustion Turbine | IC Engine | WEC_CALN | California | 6 | Santa Clara | 85 | 06085 | 2.3 | 13469 | 2015 | 9999 |  |  | N | Distillate Fuel Oil | [13 empty] | 0.05841 | 0.05841 | 0.05841 | 0.05841 | [11 empty] | Xeres Ventures LLC | 100 | Xeres Ventures LLC | 100
SC 1 Data Center, Phase 2 | 59074_G_EG16B | 59074 | G | EG16B |  | Combustion Turbine | IC Engine | WEC_CALN | California | 6 | Santa Clara | 85 | 06085 | 2.3 | 13469 | 2015 | 9999 |  |  | N | Distillate Fuel Oil | [13 empty] | 0.05841 | 0.05841 | 0.05841 | 0.05841 | [11 empty] | Xeres Ventures LLC | 100 | Xeres Ventures LLC | 100
SC 1 Data Center, Phase 2 | 59074_G_EG1A | 59074 | G | EG1A |  | Combustion Turbine | IC Engine | WEC_CALN | California | 6 | Santa Clara | 85 | 06085 | 2.2 | 13469 | 2011 | 9999 |  |  | N | Distillate Fuel Oil | [13 empty] | 0.05841 | 0.05841 | 0.05841 | 0.05841 | [11 empty] | Xeres Ventures LLC | 100 | Xeres Ventures LLC | 100
SC 1 Data Center, Phase 2 | 59074_G_EG1B | 59074 | G | EG1B |  | Combustion Turbine | IC Engine | WEC_CALN | California | 6 | Santa Clara | 85 | 06085 | 2.2 | 13469 | 2011 | 9999 |  |  | N | Distillate Fuel Oil | [13 empty] | 0.05841 | 0.05841 | 0.05841 | 0.05841 | [11 empty] | Xeres Ventures LLC | 100 | Xeres Ventures LLC | 100
SC 1 Data Center, Phase 2 | 59074_G_EG2A | 59074 | G | EG2A |  | Combustion Turbine | IC Engine | WEC_CALN | California | 6 | Santa Clara | 85 | 06085 | 2.2 | 13469 | 2011 | 9999 |  |  | N | Distillate Fuel Oil | [13 empty] | 0.05841 | 0.05841 | 0.05841 | 0.05841 | [11 empty] | Xeres Ventures LLC | 100 | Xeres Ventures LLC | 100
SC 1 Data Center, Phase 2 | 59074_G_EG2B | 59074 | G | EG2B |  | Combustion Turbine | IC Engine | WEC_CALN | California | 6 | Santa Clara | 85 | 06085 | 2.2 | 13469 | 2011 | 9999 |  |  | N | Distillate Fuel Oil | [13 empty] | 0.05841 | 0.05841 | 0.05841 | 0.05841 | [11 empty] | Xeres Ventures LLC | 100 | Xeres Ventures LLC | 100
SC 1 Data Center, Phase 2 | 59074_G_EG3A | 59074 | G | EG3A |  | Combustion Turbine | IC Engine | WEC_CALN | California | 6 | Santa Clara | 85 | 06085 | 2.2 | 13469 | 2011 | 9999 |  |  | N | Distillate Fuel Oil | [13 empty] | 0.05841 | 0.05841 | 0.05841 | 0.05841 | [11 empty] | Xeres Ventures LLC | 100 | Xeres Ventures LLC | 100
SC 1 Data Center, Phase 2 | 59074_G_EG3B | 59074 | G | EG3B |  | Combustion Turbine | IC Engine | WEC_CALN | California | 6 | Santa Clara | 85 | 06085 | 2.2 | 13469 | 2011 | 9999 |  |  | N | Distillate Fuel Oil | [13 empty] | 0.05841 | 0.05841 | 0.05841 | 0.05841 | [11 empty] | Xeres Ventures LLC | 100 | Xeres Ventures LLC | 100
SC 1 Data Center, Phase 2 | 59074_G_EG4A | 59074 | G | EG4A |  | Combustion Turbine | IC Engine | WEC_CALN | California | 6 | Santa Clara | 85 | 06085 | 2.2 | 13469 | 2011 | 9999 |  |  | N | Distillate Fuel Oil | [13 empty] | 0.05841 | 0.05841 | 0.05841 | 0.05841 | [11 empty] | Xeres Ventures LLC | 100 | Xeres Ventures LLC | 100
SC 1 Data Center, Phase 2 | 59074_G_EG4B | 59074 | G | EG4B |  | Combustion Turbine | IC Engine | WEC_CALN | California | 6 | Santa Clara | 85 | 06085 | 2.2 | 13469 | 2011 | 9999 |  |  | N | Distillate Fuel Oil | [13 empty] | 0.05841 | 0.05841 | 0.05841 | 0.05841 | [11 empty] | Xeres Ventures LLC | 100 | Xeres Ventures LLC | 100
SC 1 Data Center, Phase 2 | 59074_G_EG5A | 59074 | G | EG5A |  | Combustion Turbine | IC Engine | WEC_CALN | California | 6 | Santa Clara | 85 | 06085 | 2.2 | 13469 | 2011 | 9999 |  |  | N | Distillate Fuel Oil | [13 empty] | 0.05841 | 0.05841 | 0.05841 | 0.05841 | [11 empty] | Xeres Ventures LLC | 100 | Xeres Ventures LLC | 100
SC 1 Data Center, Phase 2 | 59074_G_EG5B | 59074 | G | EG5B |  | Combustion Turbine | IC Engine | WEC_CALN | California | 6 | Santa Clara | 85 | 06085 | 2.2 | 13469 | 2011 | 9999 |  |  | N | Distillate Fuel Oil | [13 empty] | 0.05841 | 0.05841 | 0.05841 | 0.05841 | [11 empty] | Xeres Ventures LLC | 100 | Xeres Ventures LLC | 100
SC 1 Data Center, Phase 2 | 59074_G_EG6A | 59074 | G | EG6A |  | Combustion Turbine | IC Engine | WEC_CALN | California | 6 | Santa Clara | 85 | 06085 | 2.2 | 13469 | 2011 | 9999 |  |  | N | Distillate Fuel Oil | [13 empty] | 0.05841 | 0.05841 | 0.05841 | 0.05841 | [11 empty] | Xeres Ventures LLC | 100 | Xeres Ventures LLC | 100
SC 1 Data Center, Phase 2 | 59074_G_EG6B | 59074 | G | EG6B |  | Combustion Turbine | IC Engine | WEC_CALN | California | 6 | Santa Clara | 85 | 06085 | 2.2 | 13469 | 2011 | 9999 |  |  | N | Distillate Fuel Oil | [13 empty] | 0.05841 | 0.05841 | 0.05841 | 0.05841 | [11 empty] | Xeres Ventures LLC | 100 | Xeres Ventures LLC | 100
SC 1 Data Center, Phase 2 | 59074_G_EG7A | 59074 | G | EG7A |  | Combustion Turbine | IC Engine | WEC_CALN | California | 6 | Santa Clara | 85 | 06085 | 2.2 | 13469 | 2011 | 9999 |  |  | N | Distillate Fuel Oil | [13 empty] | 0.05841 | 0.05841 | 0.05841 | 0.05841 | [11 empty] | Xeres Ventures LLC | 100 | Xeres Ventures LLC | 100
SC 1 Data Center, Phase 2 | 59074_G_EG7B | 59074 | G | EG7B |  | Combustion Turbine | IC Engine | WEC_CALN | California | 6 | Santa Clara | 85 | 06085 | 2.2 | 13469 | 2011 | 9999 |  |  | N | Distillate Fuel Oil | [13 empty] | 0.05841 | 0.05841 | 0.05841 | 0.05841 | [11 empty] | Xeres Ventures LLC | 100 | Xeres Ventures LLC | 100
SC 1 Data Center, Phase 2 | 59074_G_EG8B | 59074 | G | EG8B |  | Combustion Turbine | IC Engine | WEC_CALN | California | 6 | Santa Clara | 85 | 06085 | 2.2 | 13469 | 2011 | 9999 |  |  | N | Distillate Fuel Oil | [13 empty] | 0.05841 | 0.05841 | 0.05841 | 0.05841 | [11 empty] | Xeres Ventures LLC | 100 | Xeres Ventures LLC | 100
SC 1 Data Center, Phase 2 | 59074_G_EG9A | 59074 | G | EG9A |  | Combustion Turbine | IC Engine | WEC_CALN | California | 6 | Santa Clara | 85 | 06085 | 2.3 | 13469 | 2015 | 9999 |  |  | N | Distillate Fuel Oil | [13 empty] | 0.05841 | 0.05841 | 0.05841 | 0.05841 | [11 empty] | Xeres Ventures LLC | 100 | Xeres Ventures LLC | 100
SC 1 Data Center, Phase 2 | 59074_G_EG9B | 59074 | G | EG9B |  | Combustion Turbine | IC Engine | WEC_CALN | California | 6 | Santa Clara | 85 | 06085 | 2.3 | 13469 | 2014 | 9999 |  |  | N | Distillate Fuel Oil | [13 empty] | 0.05841 | 0.05841 | 0.05841 | 0.05841 | [11 empty] | Xeres Ventures LLC | 100 | Xeres Ventures LLC | 100
Brewster Landfill | 59075_G_BRE1 | 59075 | G | BRE1 |  | Solar PV |  | NENGREST | Massachusetts | 25 | Barnstable | 1 | 25001 | 1 | 0 | 2014 | 9999 |  |  | N | Solar | [13 empty] | 0 | 0 | 0 | 0 | [11 empty] | CF CVEC Owner One LLC | 100 | Clean Focus Corp | 100
Chopin Wind LLC | 59076_G_WT1 | 59076 | G | WT1 |  | Onshore Wind |  | WECC_PNW | Oregon | 41 | Umatilla | 59 | 41059 | 10 | 0 | 2016 | 9999 |  |  | N | Wind | [13 empty] | 0 | 0 | 0 | 0 | [11 empty] | Chopin Wind LLC | 100 | BayWa AG | 100
Chatham Landfill | 59077_G_CHA | 59077 | G | CHA |  | Solar PV |  | NENGREST | Massachusetts | 25 | Barnstable | 1 | 25001 | 1.5 | 0 | 2014 | 9999 |  |  | N | Solar | [13 empty] | 0 | 0 | 0 | 0 | [11 empty] | CF CVEC Owner One LLC | 100 | Clean Focus Corp | 100
Harwich Landfill | 59078_G_HAR1 | 59078 | G | HAR1 |  | Solar PV |  | NENGREST | Massachusetts | 25 | Barnstable | 1 | 25001 | 4 | 0 | 2014 | 9999 |  |  | N | Solar | [13 empty] | 0 | 0 | 0 | 0 | [11 empty] | CF CVEC Owner One LLC | 100 | Clean Focus Corp | 100
Katama Farm | 59079_G_KAT1 | 59079 | G | KAT1 |  | Solar PV |  | NENGREST | Massachusetts | 25 | Dukes | 7 | 25007 | 1 | 0 | 2014 | 9999 |  |  | N | Solar | [13 empty] | 0 | 0 | 0 | 0 | [11 empty] | CF CVEC Owner One LLC | 100 | Clean Focus Corp | 100
Nunnepog | 59080_G_NUN1 | 59080 | G | NUN1 |  | Solar PV |  | NENGREST | Massachusetts | 25 | Dukes | 7 | 25007 | 1 | 0 | 2014 | 9999 |  |  | N | Solar | [13 empty] | 0 | 0 | 0 | 0 | [11 empty] | CF CVEC Owner One LLC | 100 | Clean Focus Corp | 100
Barnstable Landfill | 59081_G_HAR1 | 59081 | G | HAR1 |  | Solar PV |  | NENGREST | Massachusetts | 25 | Barnstable | 1 | 25001 | 4 | 0 | 2014 | 9999 |  |  | N | Solar | [13 empty] | 0 | 0 | 0 | 0 | [11 empty] | CF CVEC Owner One LLC | 100 | Clean Focus Corp | 100
Dennis Landfill | 59082_G_DEN1 | 59082 | G | DEN1 |  | Solar PV |  | NENGREST | Massachusetts | 25 | Barnstable | 1 | 25001 | 5 | 0 | 2014 | 9999 |  |  | N | Solar | [13 empty] | 0 | 0 | 0 | 0 | [11 empty] | CF CVEC Owner One LLC | 100 | Clean Focus Corp | 100
Limon III Wind LLC | 59083_G_WT1 | 59083 | G | WT1 |  | Onshore Wind |  | WECC_CO | Colorado | 8 | Lincoln | 73 | 08073 | 200.6 | 0 | 2014 | 9999 |  |  | N | Wind | [13 empty] | 0 | 0 | 0 | 0 | [11 empty] | Limon Wind III LLC | 100 | NextEra Energy Inc | 100
Marshall Wind Farm | 59084_G_RPMA | 59084 | G | RPMA |  | Onshore Wind |  | SPP_N | Kansas | 20 | Marshall | 117 | 20117 | 72 | 0 | 2016 | 9999 |  |  | N | Wind | [13 empty] | 0 | 0 | 0 | 0 | [11 empty] | Marshall Wind Energy LLC | 100 | Berkshire Hathaway Inc | 100
Lepomis PV Energy LLC | 59085_G_INV-1 | 59085 | G | INV-1 |  | Solar PV |  | NENGREST | Massachusetts | 25 | Plymouth | 23 | 25023 | 4.5 | 0 | 2014 | 9999 |  |  | N | Solar | [13 empty] | 0 | 0 | 0 | 0 | [11 empty] | Lepomis PV Energy LLC | 100 | EDF Group | 100
Cottonwood Solar, LLC (Goose Lake) | 59086_G_GEN1 | 59086 | G | GEN1 |  | Solar PV |  | WECC_SCE | California | 6 | Kern | 29 | 06029 | 12 | 0 | 2015 | 9999 |  |  | N | Solar | [13 empty] | 0 | 0 | 0 | 0 | [11 empty] | Goose Lake Solar LLC | 100 | Obsidian Finance Group LLC | 100
Cottonwood Solar, LLC (City of Corcoran) | 59087_G_GEN 1 | 59087 | G | GEN 1 |  | Solar PV |  | WEC_CALN | California | 6 | Kings | 31 | 06031 | 12 | 0 | 2015 | 9999 |  |  | N | Solar | [13 empty] | 0 | 0 | 0 | 0 | [11 empty] | Cottonwood Solar LLC (CA) | 100 | Dominion Energy Inc | 100
Calipatria Solar Farm | 59088_G_GEN 1 | 59088 | G | GEN 1 |  | Solar PV |  | WECC_IID | California | 6 | Imperial | 25 | 06025 | 20 | 0 | 2016 | 9999 |  |  | N | Solar | [13 empty] | 0 | 0 | 0 | 0 | [11 empty] | Southern Power Co | 100 | Southern Co | 100
Rockland Solar CSG | 59090_G_GEN1 | 59090 | G | GEN1 |  | Solar PV |  | NENGREST | Massachusetts | 25 | Plymouth | 23 | 25023 | 2 | 0 | 2013 | 9999 |  |  | N | Solar | [13 empty] | 0 | 0 | 0 | 0 | [11 empty] | Marina Energy LLC | 100 | Goldman Sachs Group Inc (The) | 100
Holland Energy Park | 59093_G_10 | 59093 | G | 10 | 91083 | Combined Cycle |  | MIS_LMI | Michigan | 26 | Ottawa | 139 | 26139 | 43.1 | 7285 | 2017 | 9999 |  |  | N | Natural Gas |  |  |  | DLNB | SCR | [8 empty] | 0.0099594 | 0.0099594 | 0.0099594 | 0.0099594 | [11 empty] | Holland Board of Public Works | 100 | Holland Board of Public Works | 100
Holland Energy Park | 59093_G_11 | 59093 | G | 11 | 91084 | Combined Cycle |  | MIS_LMI | Michigan | 26 | Ottawa | 139 | 26139 | 43.1 | 7285 | 2017 | 9999 |  |  | N | Natural Gas |  |  |  | DLNB | SCR | [8 empty] | 0.0099594 | 0.0099594 | 0.0099594 | 0.0099594 | [11 empty] | Holland Board of Public Works | 100 | Holland Board of Public Works | 100
Holland Energy Park | 59093_G_12 | 59093 | G | 12 |  | Combined Cycle |  | MIS_LMI | Michigan | 26 | Ottawa | 139 | 26139 | 40.9 | 7285 | 2017 | 9999 |  |  | N | Natural Gas |  |  |  |  | SCR | [8 empty] | 0.0099594 | 0.0099594 | 0.0099594 | 0.0099594 | [11 empty] | Holland Board of Public Works | 100 | Holland Board of Public Works | 100
Division 1 | 59094_G_GEN 1 | 59094 | G | GEN 1 |  | Solar PV |  | WEC_LADW | California | 6 | Los Angeles | 37 | 06037 | 1.5 | 0 | 2014 | 9999 |  |  | N | Solar | [13 empty] | 0 | 0 | 0 | 0 | [11 empty] | Mound Solar Owner VIII LLC | 100 | SolarCity Corp | 100
Division 2 | 59095_G_GEN 1 | 59095 | G | GEN 1 |  | Solar PV |  | WEC_LADW | California | 6 | Los Angeles | 37 | 06037 | 1 | 0 | 2014 | 9999 |  |  | N | Solar | [13 empty] | 0 | 0 | 0 | 0 | [11 empty] | Mound Solar Owner VIII LLC | 100 | SolarCity Corp | 100
Division 3 | 59096_G_GEN1 | 59096 | G | GEN1 |  | Solar PV |  | WEC_LADW | California | 6 | Los Angeles | 37 | 06037 | 1 | 0 | 2014 | 9999 |  |  | N | Solar | [13 empty] | 0 | 0 | 0 | 0 | [11 empty] | Mound Solar Owner VIII LLC | 100 | SolarCity Corp | 100
Berry Plastics Solar | 59097_G_PV1 | 59097 | G | PV1 |  | Solar PV |  | PJM_EMAC | New Jersey | 34 | Warren | 41 | 34041 | 9.8 | 0 | 2013 | 9999 |  |  | N | Solar | [13 empty] | 0 | 0 | 0 | 0 | [11 empty] | Berry Plastics Solar | 100 | East Coast Clean Energy | 100
Kettering Solar 1 | 59098_G_PV1 | 59098 | G | PV1 |  | Solar PV |  | WEC_LADW | California | 6 | Los Angeles | 37 | 06037 | 1 | 0 | 2014 | 9999 |  |  | N | Solar | [13 empty] | 0 | 0 | 0 | 0 | [11 empty] | Mound Solar Owner VIII LLC | 100 | SolarCity Corp | 100
Kettering Solar 2 | 59099_G_PV1 | 59099 | G | PV1 |  | Solar PV |  | WEC_LADW | California | 6 | Los Angeles | 37 | 06037 | 1 | 0 | 2014 | 9999 |  |  | N | Solar | [13 empty] | 0 | 0 | 0 | 0 | [11 empty] | Mound Solar Owner VIII LLC | 100 | SolarCity Corp | 100
Christiana | 591_G_CH11 | 591 | G | CH11 | 378 | Combustion Turbine |  | PJM_EMAC | Delaware | 10 | New Castle | 3 | 10003 | 25 | 23603 | 1973 | 9999 |  |  | N | Distillate Fuel Oil |  |  |  | H2O | [9 empty] | 0.52275 | 0.52275 | 0.52275 | 0.52275 | [11 empty] | Calpine Mid Atlantic Generation LLC | 100 | Energy Capital Partners | 100
Christiana | 591_G_CH14 | 591 | G | CH14 | 379 | Combustion Turbine |  | PJM_EMAC | Delaware | 10 | New Castle | 3 | 10003 | 25 | 23618 | 1973 | 9999 |  |  | N | Distillate Fuel Oil |  |  |  | H2O | [9 empty] | 0.54917 | 0.54917 | 0.54917 | 0.54917 | [11 empty] | Calpine Mid Atlantic Generation LLC | 100 | Energy Capital Partners | 100
Chauncey Farm LLC | 59100_G_1 | 59100 | G | 1 |  | Solar PV |  | S_VACA | North Carolina | 37 | Columbus | 47 | 37047 | 4.9 | 0 | 2014 | 9999 |  |  | N | Solar | [13 empty] | 0 | 0 | 0 | 0 | [11 empty] | Chauncey Farm LLC | 100 | Strata Solar LLC | 100
Dragstrip Farm | 59102_G_1 | 59102 | G | 1 |  | Solar PV |  | S_VACA | North Carolina | 37 | Burke | 23 | 37023 | 5 | 0 | 2014 | 9999 |  |  | N | Solar | [13 empty] | 0 | 0 | 0 | 0 | [11 empty] | Dragstrip Farm LLC | 100 | Strata Solar LLC | 100
Fremont Farm | 59103_G_1 | 59103 | G | 1 |  | Solar PV |  | S_VACA | North Carolina | 37 | Wayne | 191 | 37191 | 5 | 0 | 2017 | 9999 |  |  | N | Solar | [13 empty] | 0 | 0 | 0 | 0 | [11 empty] | Fremont Farm LLC | 100 | Dominion Energy Inc | 100
Market Farm | 59105_G_1 | 59105 | G | 1 |  | Solar PV |  | S_VACA | North Carolina | 37 | Rockingham | 157 | 37157 | 4.9 | 0 | 2014 | 9999 |  |  | N | Solar | [13 empty] | 0 | 0 | 0 | 0 | [11 empty] | Market Farm LLC | 100 | Strata Solar LLC | 100
Snow Hill Solar 2 LLC | 59106_G_1 | 59106 | G | 1 |  | Solar PV |  | S_VACA | North Carolina | 37 | Greene | 79 | 37079 | 2 | 0 | 2014 | 9999 |  |  | N | Solar | [13 empty] | 0 | 0 | 0 | 0 | [11 empty] | Snow Hill Solar 2 LLC | 100 | Snow Hill Solar 2 LLC | 100
Mount Olive Farm | 59107_G_1 | 59107 | G | 1 |  | Solar PV |  | S_VACA | North Carolina | 37 | Wayne | 191 | 37191 | 5 | 0 | 2014 | 9999 |  |  | N | Solar | [13 empty] | 0 | 0 | 0 | 0 | [11 empty] | Mount Olive Solar LLC | 100 | Mount Olive Solar LLC | 100
Spicewood Solar Farm LLC | 59109_G_1 | 59109 | G | 1 |  | Solar PV |  | S_VACA | North Carolina | 37 | Moore | 125 | 37125 | 5 | 0 | 2014 | 9999 |  |  | N | Solar | [13 empty] | 0 | 0 | 0 | 0 | [11 empty] | Spicewood Solar Farm LLC | 100 | Spicewood Solar Farm LLC | 100
Springfield Solar 1 LLC | 59110_G_1 | 59110 | G | 1 |  | Solar PV |  | SPP_N | Missouri | 29 | Greene | 77 | 29077 | 4.9 | 0 | 2014 | 9999 |  |  | N | Solar | [13 empty] | 0 | 0 | 0 | 0 | [11 empty] | Springfield Solar 1 LLC | 100 | Strata Solar LLC | 100
West Salisbury Farm LLC | 59111_G_1 | 59111 | G | 1 |  | Solar PV |  | S_VACA | North Carolina | 37 | Rowan | 159 | 37159 | 5 | 0 | 2015 | 9999 |  |  | N | Solar | [13 empty] | 0 | 0 | 0 | 0 | [11 empty] | West Salisbury Farm LLC | 100 | Strata Solar LLC | 100
West Siler Farm LLC | 59112_G_1 | 59112 | G | 1 |  | Solar PV |  | S_VACA | North Carolina | 37 | Chatham | 37 | 37037 | 5 | 0 | 2017 | 9999 |  |  | N | Solar | [13 empty] | 0 | 0 | 0 | 0 | [11 empty] | West Siler Farm LLC | 100 | Strata Solar LLC | 100
Yanceyville Farm 2 LLC | 59113_G_1 | 59113 | G | 1 |  | Solar PV |  | S_VACA | North Carolina | 37 | Caswell | 33 | 37033 | 5 | 0 | 2015 | 9999 |  |  | N | Solar | [13 empty] | 0 | 0 | 0 | 0 | [11 empty] | Yancyville Farm 2 LLC | 100 | Strata Solar LLC | 100
Redmon Solar Farm LLC | 59114_G_1 | 59114 | G | 1 |  | Solar PV |  | S_VACA | North Carolina | 37 | Rowan | 159 | 37159 | 2 | 0 | 2015 | 9999 |  |  | N | Solar | [13 empty] | 0 | 0 | 0 | 0 | [11 empty] | Redmon Solar Farm LLC | 100 | Entropy Solar Integrators LLC | 100
Anderson Farm LLC | 59115_G_1 | 59115 | G | 1 |  | Solar PV |  | S_VACA | North Carolina | 37 | Sampson | 163 | 37163 | 1.9 | 0 | 2014 | 9999 |  |  | N | Solar | [13 empty] | 0 | 0 | 0 | 0 | [11 empty] | Anderson Solar LLC | 100 | Solbridge Energy LLC | 100
Woodbine Landfill Plant | 59116_G_V1021 | 59116 | G | V1021 |  | Landfill Gas |  | PJM_EMAC | New Jersey | 34 | Cape May | 9 | 34009 | 2.1 | 14103 | 2013 | 9999 |  |  | N | Landfill Gas | [13 empty] | 0.22117 | 0.22117 | 0.22117 | 0.22117 | [11 empty] | Cape May County Municipal Utilities Authority | 100 | Cape May County Municipal Utilities Authority | 100
DD Fayetteville Solar NC LLC | 59117_G_PV1 | 59117 | G | PV1 |  | Solar PV |  | S_VACA | North Carolina | 37 | Bladen | 17 | 37017 | 23.1 | 0 | 2015 | 9999 |  |  | N | Solar | [13 empty] | 0 | 0 | 0 | 0 | [11 empty] | DD Fayetteville Solar NC LLC | 100 | Tangent Energy Solutions Inc | 100
Cameron Wind 1 LLC | 59118_G_CAM1 | 59118 | G | CAM1 |  | Onshore Wind |  | ERC_REST | Texas | 48 | Cameron | 61 | 48061 | 165 | 0 | 2015 | 9999 |  |  | N | Wind | [13 empty] | 0 | 0 | 0 | 0 | [11 empty] | Cameron Wind 1 LLC | 100 | Ikea Systems BV | 100
Warsaw I | 59119_G_PV1 | 59119 | G | PV1 |  | Solar PV |  | S_VACA | North Carolina | 37 | Duplin | 61 | 37061 | 2 | 0 | 2013 | 9999 |  |  | N | Solar | [13 empty] | 0 | 0 | 0 | 0 | [11 empty] | Warsaw Solar LLC (PA) | 100 | FLS Energy Inc | 100
Warsaw II | 59120_G_PV1 | 59120 | G | PV1 |  | Solar PV |  | S_VACA | North Carolina | 37 | Duplin | 61 | 37061 | 2 | 0 | 2013 | 9999 |  |  | N | Solar | [13 empty] | 0 | 0 | 0 | 0 | [11 empty] | Warsaw Solar 2 LLC | 100 | FLS Energy Inc | 100
Acushnet-Braley Road 1 | 59121_G_57449 | 59121 | G | 57449 |  | Solar PV |  | NENGREST | Massachusetts | 25 | Bristol | 5 | 25005 | 1.9 | 0 | 2013 | 9999 |  |  | N | Solar | [13 empty] | 0 | 0 | 0 | 0 | [11 empty] | GLC (MA) Acushnet Braley Road LLC | 100 | Green Lake Capital LLC | 100
Enerparc CA1 LLC | 59122_G_ECA11 | 59122 | G | ECA11 |  | Solar PV |  | WEC_CALN | California | 6 | San Benito | 69 | 06069 | 1.5 | 0 | 2014 | 9999 |  |  | N | Solar | [13 empty] | 0 | 0 | 0 | 0 | [11 empty] | Enerparc CA1 LLC | 100 | PNC Energy Capital LLC | 100
Moncure Farm LLC | 59123_G_1 | 59123 | G | 1 |  | Solar PV |  | S_VACA | North Carolina | 37 | Chatham | 37 | 37037 | 3 | 0 | 2014 | 9999 |  |  | N | Solar | [13 empty] | 0 | 0 | 0 | 0 | [11 empty] | Moncure Farm LLC | 100 | Strata Solar LLC | 100
Martin Creek Farm LLC | 59124_G_1 | 59124 | G | 1 |  | Solar PV |  | S_C_TVA | North Carolina | 37 | Vance | 181 | 37181 | 3 | 0 | 2014 | 9999 |  |  | N | Solar | [13 empty] | 0 | 0 | 0 | 0 | [11 empty] | Martin Creek Farm LLC | 100 | Strata Solar LLC | 100
Kinston | 59125_G_1 | 59125 | G | 1 |  | Solar PV |  | S_VACA | North Carolina | 37 | Lenoir | 107 | 37107 | 2 | 0 | 2014 | 9999 |  |  | N | Solar | [13 empty] | 0 | 0 | 0 | 0 | [11 empty] | Kinston Solar LLC | 100 | Strata Solar LLC | 100
Daniel Farm LLC | 59126_G_1 | 59126 | G | 1 |  | Solar PV |  | S_VACA | North Carolina | 37 | Davie | 59 | 37059 | 5 | 0 | 2014 | 9999 |  |  | N | Solar | [13 empty] | 0 | 0 | 0 | 0 | [11 empty] | Daniel Farm LLC | 100 | Daniel Farm LLC | 100
Bailey Farm LLC | 59127_G_1 | 59127 | G | 1 |  | Solar PV |  | S_VACA | North Carolina | 37 | Nash | 127 | 37127 | 5 | 0 | 2013 | 9999 |  |  | N | Solar | [13 empty] | 0 | 0 | 0 | 0 | [11 empty] | Bailey Farm LLC | 100 | Bailey Farm LLC | 100
Acushnet- High Hill | 59128_G_57449 | 59128 | G | 57449 |  | Solar PV |  | NENGREST | Massachusetts | 25 | Bristol | 5 | 25005 | 3.2 | 0 | 2013 | 9999 |  |  | N | Solar | [13 empty] | 0 | 0 | 0 | 0 | [11 empty] | GLC (MA) Acushnet High Hill Road LLC | 100 | Green Lake Capital LLC | 100
CSD 2- Freedom High | 59129_G_57449 | 59129 | G | 57449 |  | Solar PV |  | WEC_CALN | California | 6 | Contra Costa | 13 | 06013 | 1.1 | 0 | 2013 | 9999 |  |  | N | Solar | [13 empty] | 0 | 0 | 0 | 0 | [11 empty] | GLC (CA) CSD 2 LLC | 100 | US Bancorp | 100
CSD 2 - Heritage High | 59130_G_57449 | 59130 | G | 57449 |  | Solar PV |  | WEC_CALN | California | 6 | Contra Costa | 13 | 06013 | 1.3 | 0 | 2013 | 9999 |  |  | N | Solar | [13 empty] | 0 | 0 | 0 | 0 | [11 empty] | GLC (CA) CSD 2 LLC | 100 | US Bancorp | 100
Dartmouth Landfill | 59131_G_57449 | 59131 | G | 57449 |  | Solar PV |  | NENGREST | Massachusetts | 25 | Bristol | 5 | 25005 | 1.3 | 0 | 2013 | 9999 |  |  | N | Solar | [13 empty] | 0 | 0 | 0 | 0 | [11 empty] | GLC (MA) Dartmouth LLC | 100 | Green Lake Capital LLC | 100
EAFB - North Base | 59132_G_57449 | 59132 | G | 57449 |  | Solar PV |  | WECC_SCE | California | 6 | Kern | 29 | 06029 | 1.1 | 0 | 2012 | 9999 |  |  | N | Solar | [13 empty] | 0 | 0 | 0 | 0 | [11 empty] | GLC (CA) Edwards Afb LLC | 100 | Consolidated Edison Inc | 100
EAFB - South Base | 59133_G_57449 | 59133 | G | 57449 |  | Solar PV |  | WECC_SCE | California | 6 | Kern | 29 | 06029 | 1.1 | 0 | 2012 | 9999 |  |  | N | Solar | [13 empty] | 0 | 0 | 0 | 0 | [11 empty] | GLC (CA) Edwards Afb LLC | 100 | Consolidated Edison Inc | 100
Easton Landfill | 59134_G_57449 | 59134 | G | 57449 |  | Solar PV |  | NENGREST | Massachusetts | 25 | Bristol | 5 | 25005 | 1.9 | 0 | 2013 | 9999 |  |  | N | Solar | [13 empty] | 0 | 0 | 0 | 0 | [11 empty] | GLC (MA) Easton LLC | 100 | Green Lake Capital LLC | 100
Ludlow Landfill | 59135_G_57449 | 59135 | G | 57449 |  | Solar PV |  | NENGREST | Massachusetts | 25 | Hampden | 13 | 25013 | 2.6 | 0 | 2013 | 9999 |  |  | N | Solar | [13 empty] | 0 | 0 | 0 | 0 | [11 empty] | GLC (MA) Ludlow LLC | 100 | Green Lake Capital LLC | 100
Methuen Landfill | 59136_G_57449 | 59136 | G | 57449 |  | Solar PV |  | NENGREST | Massachusetts | 25 | Essex | 9 | 25009 | 1.3 | 0 | 2013 | 9999 |  |  | N | Solar | [13 empty] | 0 | 0 | 0 | 0 | [11 empty] | GLC (MA) Methuen LLC | 100 | Green Lake Capital LLC | 100
Plymouth Site 1 | 59137_G_57449 | 59137 | G | 57449 |  | Solar PV |  | NENGREST | Massachusetts | 25 | Plymouth | 23 | 25023 | 5.6 | 0 | 2013 | 9999 |  |  | N | Solar | [13 empty] | 0 | 0 | 0 | 0 | [11 empty] | GLC (MA) Plymouth Site 1 LLC | 100 | Green Lake Capital LLC | 100
SDCCD - Miramar | 59138_G_57449 | 59138 | G | 57449 |  | Solar PV |  | WEC_SDGE | California | 6 | San Diego | 73 | 06073 | 1.1 | 0 | 2011 | 9999 |  |  | N | Solar | [13 empty] | 0 | 0 | 0 | 0 | [11 empty] | GLC (CA) SDCCD LLC | 100 | Green Lake Capital LLC | 100
SDCWA - Twin Oaks | 59139_G_57449 | 59139 | G | 57449 |  | Solar PV |  | WEC_SDGE | California | 6 | San Diego | 73 | 06073 | 1.1 | 0 | 2011 | 9999 |  |  | N | Solar | [13 empty] | 0 | 0 | 0 | 0 | [11 empty] | GLC (CA) Aqua SD LLC | 100 | Green Lake Capital LLC | 100
EDF Lancaster | 59140_G_INV-1 | 59140 | G | INV-1 |  | Solar PV |  | NENGREST | Massachusetts | 25 | Worcester | 27 | 25027 | 4.5 | 0 | 2014 | 9999 |  |  | N | Solar | [13 empty] | 0 | 0 | 0 | 0 | [11 empty] | Ugt Renewable Energy 10 LLC | 100 | EDF Group | 100
Manatee County LFGTE | 59142_G_IC1 | 59142 | G | IC1 |  | Landfill Gas |  | FRCC | Florida | 12 | Manatee | 81 | 12081 | 1.6 | 13500 | 2013 | 9999 |  |  | N | Landfill Gas | [13 empty] | 0.36421 | 0.36421 | 0.36421 | 0.36421 | [11 empty] | Manatee Green Power LLC | 100 | Manatee Green Power LLC | 100
Front Range Project | 59143_G_FR-1 | 59143 | G | FR-1 |  | Landfill Gas |  | WECC_CO | Colorado | 8 | Weld | 123 | 08123 | 3.1 | 13500 | 2011 | 9999 |  |  | N | Landfill Gas | [13 empty] | 0.22117 | 0.22117 | 0.22117 | 0.22117 | [11 empty] | Timberline Energy LLC | 100 | Archaea Energy Inc | 100
Brighton PV Solar Plant | 59144_G_15755 | 59144 | G | 15755 |  | Solar PV |  | WECC_CO | Colorado | 8 | Adams | 1 | 08001 | 1.8 | 0 | 2012 | 9999 |  |  | N | Solar | [13 empty] | 0 | 0 | 0 | 0 | [11 empty] | United Power Inc | 100 | United Power Inc | 100
Freeport LP Pretreatment Facility | 59145_G_65GTG | 59145 | G | 65GTG |  | Combustion Turbine |  | ERC_REST | Texas | 48 | Brazoria | 39 | 48039 | 77.5 | 12369 | 2019 | 9999 |  |  | N | Natural Gas | [13 empty] | 0.011 | 0.011 | 0.011 | 0.011 | [11 empty] | Freeport LNG Development | 100 | Freeport LNG Development | 100
XPF Solar Field | 59146_G_PV1 | 59146 | G | PV1 |  | Solar PV |  | S_VACA | North Carolina | 37 | Durham | 63 | 37063 | 3 | 0 | 2014 | 9999 |  |  | N | Solar | [13 empty] | 0 | 0 | 0 | 0 | [11 empty] | United Therapeutics Corp | 100 | United Therapeutics Corp | 100
Fair Wind | 59147_G_1 | 59147 | G | 1 |  | Onshore Wind |  | PJM_AP | Maryland | 24 | Garrett | 23 | 24023 | 30 | 0 | 2015 | 9999 |  |  | N | Wind | [13 empty] | 0 | 0 | 0 | 0 | [11 empty] | Fair Wind Power Partners LLC | 100 | Exelon Corp | 100
Green Farm | 59148_G_GREEN | 59148 | G | GREEN |  | Solar PV |  | PJM_Dom | North Carolina | 37 | Martin | 117 | 37117 | 5 | 0 | 2016 | 9999 |  |  | N | Solar | [13 empty] | 0 | 0 | 0 | 0 | [11 empty] | Green Farm Solar LLC | 100 | Downs Farm Solar LLC | 100
Simons Farm | 59149_G_SIMON | 59149 | G | SIMON |  | Solar PV |  | PJM_Dom | North Carolina | 37 | Hertford | 91 | 37091 | 5 | 0 | 2016 | 9999 |  |  | N | Solar | [13 empty] | 0 | 0 | 0 | 0 | [11 empty] | Carolina Solar Energy II LLC | 100 | Carolina Solar Energy | 100
RE Mustang LLC | 59150_G_PV1 | 59150 | G | PV1 |  | Solar PV |  | WEC_CALN | California | 6 | Kings | 31 | 06031 | 100 | 0 | 2016 | 9999 |  |  | N | Solar | [13 empty] | 0 | 0 | 0 | 0 | [11 empty] | RE Mustang LLC | 100 | Canadian Solar Inc | 100
Thornton PV1 | 59152_G_THOR1 | 59152 | G | THOR1 |  | Solar PV |  | S_VACA | North Carolina | 37 | Greene | 79 | 37079 | 5 | 0 | 2015 | 9999 |  |  | N | Solar | [13 empty] | 0 | 0 | 0 | 0 | [11 empty] | Fresh Air Energy XVI LLC | 100 | Ecoplexus Inc | 100
Watson Seed Farm PV1 | 59153_G_WAT1 | 59153 | G | WAT1 |  | Solar PV |  | S_VACA | North Carolina | 37 | Nash | 127 | 37127 | 20 | 0 | 2015 | 9999 |  |  | N | Solar | [13 empty] | 0 | 0 | 0 | 0 | [11 empty] | Fresh Air Energy II LLC | 100 | Ecoplexus Inc | 100
Bradley PV1 | 59154_G_BRAD1 | 59154 | G | BRAD1 |  | Solar PV |  | PJM_Dom | North Carolina | 37 | Hertford | 91 | 37091 | 5 | 0 | 2015 | 9999 |  |  | N | Solar | [13 empty] | 0 | 0 | 0 | 0 | [11 empty] | Fresh Air Energy IX LLC | 100 | Ecoplexus Inc | 100
Shawboro PV1 | 59155_G_SHAW1 | 59155 | G | SHAW1 |  | Solar PV |  | PJM_Dom | North Carolina | 37 | Currituck | 53 | 37053 | 20 | 0 | 2015 | 9999 |  |  | N | Solar | [13 empty] | 0 | 0 | 0 | 0 | [11 empty] | Fresh Air Energy X LLC | 100 | Ecoplexus Inc | 100
Carter PV1 | 59156_G_CTR1 | 59156 | G | CTR1 |  | Solar PV |  | S_VACA | North Carolina | 37 | Cumberland | 51 | 37051 | 5 | 0 | 2014 | 9999 |  |  | N | Solar | [13 empty] | 0 | 0 | 0 | 0 | [11 empty] | Fresh Air Energy XIV LLC | 100 | Ecoplexus Inc | 100
Pecan PV1 | 59157_G_PEC1 | 59157 | G | PEC1 |  | Solar PV |  | S_VACA | North Carolina | 37 | Richmond | 153 | 37153 | 5 | 0 | 2014 | 9999 |  |  | N | Solar | [13 empty] | 0 | 0 | 0 | 0 | [11 empty] | Fresh Air Energy XIII LLC | 100 | Ecoplexus Inc | 100
Langley PV1 | 59158_G_LNG1 | 59158 | G | LNG1 |  | Solar PV |  | S_VACA | North Carolina | 37 | Wilson | 195 | 37195 | 5 | 0 | 2014 | 9999 |  |  | N | Solar | [13 empty] | 0 | 0 | 0 | 0 | [11 empty] | Fresh Air Energy XII LLC | 100 | Ecoplexus Inc | 100
Mariposa Solar Center LLC | 59162_G_MSC 1 | 59162 | G | MSC 1 |  | Solar PV |  | S_VACA | North Carolina | 37 | Gaston | 71 | 37071 | 5 | 0 | 2016 | 9999 |  |  | N | Solar | [13 empty] | 0 | 0 | 0 | 0 | [11 empty] | Mariposa Solar Center LLC | 100 | Heliosage Energy LLC | 100
Highland Solar Center LLC | 59163_G_HSC 1 | 59163 | G | HSC 1 |  | Solar PV |  | S_VACA | North Carolina | 37 | Lenoir | 107 | 37107 | 5 | 0 | 2015 | 9999 |  |  | N | Solar | [13 empty] | 0 | 0 | 0 | 0 | [11 empty] | Highland Solar Center LLC | 100 | Heliosage Energy LLC | 100
Elm City Solar Facility | 59164_G_NSC 1 | 59164 | G | NSC 1 |  | Solar PV |  | S_VACA | North Carolina | 37 | Wilson | 195 | 37195 | 40 | 0 | 2016 | 9999 |  |  | N | Solar | [13 empty] | 0 | 0 | 0 | 0 | [11 empty] | Nan Solar Center LLC | 100 | Heliosage Energy LLC | 100
Bridgeport Disposal Solar Farm | 59166_G_BRIDG | 59166 | G | BRIDG |  | Solar PV |  | PJM_EMAC | New Jersey | 34 | Gloucester | 15 | 34015 | 1.2 | 0 | 2011 | 9999 |  |  | N | Solar | [13 empty] | 0 | 0 | 0 | 0 | [11 empty] | Clean Harbors Environmental Services | 100 | Clean Harbors Environmental Services | 100
Lancaster Solar 1 | 59167_G_LS1 | 59167 | G | LS1 |  | Solar PV |  | WEC_LADW | California | 6 | Los Angeles | 37 | 06037 | 1.5 | 0 | 2014 | 9999 |  |  | N | Solar | [13 empty] | 0 | 0 | 0 | 0 | [11 empty] | Antelope Valley Solar LLC | 100 | Antelope Valley Solar LLC | 100
Avalon Solar | 59168_G_AS | 59168 | G | AS |  | Solar PV |  | WECC_AZ | Arizona | 4 | Pima | 19 | 04019 | 29 | 0 | 2014 | 9999 |  |  | N | Solar | [13 empty] | 0 | 0 | 0 | 0 | [11 empty] | Avalon Solar Partners LLC | 100 | Capital Dynamics | 100
Lancaster Solar 2 | 59169_G_LS2 | 59169 | G | LS2 |  | Solar PV |  | WEC_LADW | California | 6 | Los Angeles | 37 | 06037 | 1.5 | 0 | 2014 | 9999 |  |  | N | Solar | [13 empty] | 0 | 0 | 0 | 0 | [11 empty] | Antelope Valley Solar LLC | 100 | Antelope Valley Solar LLC | 100
Jakana Solar | 59170_G_5MWPV | 59170 | G | 5MWPV |  | Solar PV |  | PJM_Dom | North Carolina | 37 | Martin | 117 | 37117 | 5 | 0 | 2014 | 9999 |  |  | N | Solar | [13 empty] | 0 | 0 | 0 | 0 | [11 empty] | Jakana Solar LLC | 100 | Iberdrola SA | 100
Windsor Solar | 59171_G_5MWPV | 59171 | G | 5MWPV |  | Solar PV |  | PJM_Dom | North Carolina | 37 | Bertie | 15 | 37015 | 5 | 0 | 2014 | 9999 |  |  | N | Solar | [13 empty] | 0 | 0 | 0 | 0 | [11 empty] | Windsor Solar LLC | 100 | Iberdrola SA | 100
Belmont | 59172_G_PV1 | 59172 | G | PV1 |  | Solar PV |  | MIS_INKY | Indiana | 18 | Marion | 97 | 18097 | 3.8 | 0 | 2015 | 9999 |  |  | N | Solar | [13 empty] | 0 | 0 | 0 | 0 | [11 empty] | Marion Solar LLC | 100 | Marion Solar LLC | 100
Bethel Solar | 59173_G_5MWPV | 59173 | G | 5MWPV |  | Solar PV |  | S_VACA | North Carolina | 37 | Pitt | 147 | 37147 | 5 | 0 | 2015 | 9999 |  |  | N | Solar | [13 empty] | 0 | 0 | 0 | 0 | [11 empty] | Bethel Solar LLC | 100 | Iberdrola SA | 100
Lewiston Solar | 59174_G_5MWPV | 59174 | G | 5MWPV |  | Solar PV |  | PJM_Dom | North Carolina | 37 | Bertie | 15 | 37015 | 5 | 0 | 2014 | 9999 |  |  | N | Solar | [13 empty] | 0 | 0 | 0 | 0 | [11 empty] | Lewiston Solar LLC | 100 | Community Energy Inc (Cei) | 100
Woodland Solar | 59175_G_5MWPV | 59175 | G | 5MWPV |  | Solar PV |  | PJM_Dom | North Carolina | 37 | Northampton | 131 | 37131 | 5 | 0 | 2016 | 9999 |  |  | N | Solar | [13 empty] | 0 | 0 | 0 | 0 | [11 empty] | Woodland Solar LLC | 100 | Community Energy Inc (Cei) | 100
Williamston Solar | 59176_G_5MWPV | 59176 | G | 5MWPV |  | Solar PV |  | PJM_Dom | North Carolina | 37 | Martin | 117 | 37117 | 5 | 0 | 2014 | 9999 |  |  | N | Solar | [13 empty] | 0 | 0 | 0 | 0 | [11 empty] | Williamston Solar LLC | 100 | Iberdrola SA | 100
Winton Solar | 59177_G_5MWPV | 59177 | G | 5MWPV |  | Solar PV |  | PJM_Dom | North Carolina | 37 | Hertford | 91 | 37091 | 5 | 0 | 2016 | 9999 |  |  | N | Solar | [13 empty] | 0 | 0 | 0 | 0 | [11 empty] | Winton Solar LLC | 100 | Community Energy Inc (Cei) | 100
Franklin 1 | 59178_G_KRS04 | 59178 | G | KRS04 |  | Solar PV |  | NENGREST | Massachusetts | 25 | Norfolk | 21 | 25021 | 3 | 0 | 2013 | 9999 |  |  | N | Solar | [13 empty] | 0 | 0 | 0 | 0 | [11 empty] | Kearsarge Franklin LLC | 100 | Kearsarge Energy LP | 100
Franklin 2 | 59179_G_KRS05 | 59179 | G | KRS05 |  | Solar PV |  | NENGREST | Massachusetts | 25 | Norfolk | 21 | 25021 | 4 | 0 | 2013 | 9999 |  |  | N | Solar | [13 empty] | 0 | 0 | 0 | 0 | [11 empty] | KS Five LLC | 100 | Kearsarge Energy LP | 100
Marion Solar LNG | 59180_G_PV1 | 59180 | G | PV1 |  | Solar PV |  | MIS_INKY | Indiana | 18 | Marion | 97 | 18097 | 1.5 | 0 | 2015 | 9999 |  |  | N | Solar | [13 empty] | 0 | 0 | 0 | 0 | [11 empty] | Marion Solar LLC | 100 | Marion Solar LLC | 100
AgriReNew | 59181_G_00001 | 59181 | G | 00001 |  | Non-Fossil Waste |  | MIS_MIDA | Iowa | 19 | Scott | 163 | 19163 | 1 | 12120 | 2013 | 9999 |  |  | Y | Non-Fossil Waste | [13 empty] | 0 | 0 | 0 | 0 | [11 empty] | AgriReNew | 100 | Sievers Family Farms LLC | 100
Hesperia | 59182_G_10-94 | 59182 | G | 10-94 |  | Solar PV |  | WECC_SCE | California | 6 | San Bernardino | 71 | 06071 | 1.5 | 0 | 2014 | 9999 |  |  | N | Solar | [13 empty] | 0 | 0 | 0 | 0 | [11 empty] | SunE Solar XV Lessor LLC | 100 | Brookfield Asset Management Inc | 100
CID Solar, LLC | 59183_G_PV1 | 59183 | G | PV1 |  | Solar PV |  | WEC_CALN | California | 6 | Kings | 31 | 06031 | 20 | 0 | 2014 | 9999 |  |  | N | Solar | [13 empty] | 0 | 0 | 0 | 0 | [11 empty] | CID Solar LLC | 100 | Dominion Energy Inc | 100
Mulberry Farm LLC | 59184_G_PV1 | 59184 | G | PV1 |  | Solar PV |  | S_C_TVA | Tennessee | 47 | McNairy | 109 | 47109 | 15.8 | 0 | 2014 | 9999 |  |  | N | Solar | [13 empty] | 0 | 0 | 0 | 0 | [11 empty] | Mulberry Farm LLC | 100 | Dominion Energy Inc | 100
Jacobstown | 59185_G_PV1 | 59185 | G | PV1 |  | Solar PV |  | PJM_EMAC | New Jersey | 34 | Burlington | 5 | 34005 | 5 | 0 | 2014 | 9999 |  |  | N | Solar | [13 empty] | 0 | 0 | 0 | 0 | [11 empty] | Jacobtown Solar LLC | 100 | Jacobtown Solar LLC | 100
West Pemberton | 59186_G_PV1 | 59186 | G | PV1 |  | Solar PV |  | PJM_EMAC | New Jersey | 34 | Burlington | 5 | 34005 | 7 | 0 | 2014 | 9999 |  |  | N | Solar | [13 empty] | 0 | 0 | 0 | 0 | [11 empty] | NJR Clean Energy Ventures II Corp | 100 | New Jersey Resources Corp | 100
Beethoven Wind | 59187_G_B&H80 | 59187 | G | B&H80 |  | Onshore Wind |  | SPP_WAUE | South Dakota | 46 | Bon Homme | 9 | 46009 | 80 | 0 | 2015 | 9999 |  |  | N | Wind | [13 empty] | 0 | 0 | 0 | 0 | [11 empty] | NorthWestern Corp | 100 | NorthWestern Corp | 100
Selmer Farm LLC | 59188_G_PV1 | 59188 | G | PV1 |  | Solar PV |  | S_C_TVA | Tennessee | 47 | McNairy | 109 | 47109 | 15.8 | 0 | 2014 | 9999 |  |  | N | Solar | [13 empty] | 0 | 0 | 0 | 0 | [11 empty] | Selmer Farm LLC | 100 | Dominion Energy Inc | 100
East Wayne Solar LLC | 59189_G_1 | 59189 | G | 1 |  | Solar PV |  | S_VACA | North Carolina | 37 | Wayne | 191 | 37191 | 2 | 0 | 2014 | 9999 |  |  | N | Solar | [13 empty] | 0 | 0 | 0 | 0 | [11 empty] | East Wayne Solar LLC | 100 | East Wayne Solar LLC | 100
Vickers | 59190_G_1 | 59190 | G | 1 |  | Solar PV |  | S_VACA | North Carolina | 37 | Chatham | 37 | 37037 | 2 | 0 | 2014 | 9999 |  |  | N | Solar | [13 empty] | 0 | 0 | 0 | 0 | [11 empty] | Vickers Farm LLC | 100 | Strata Solar LLC | 100
Soluga Farms 1 | 59191_G_1 | 59191 | G | 1 |  | Solar PV |  | S_VACA | North Carolina | 37 | Sampson | 163 | 37163 | 5 | 0 | 2014 | 9999 |  |  | N | Solar | [13 empty] | 0 | 0 | 0 | 0 | [11 empty] | Soluga Farms I LLC | 100 | Strata Solar LLC | 100
Soluga Farms 2 LLC | 59192_G_1 | 59192 | G | 1 |  | Solar PV |  | S_VACA | North Carolina | 37 | Bladen | 17 | 37017 | 5 | 0 | 2014 | 9999 |  |  | N | Solar | [13 empty] | 0 | 0 | 0 | 0 | [11 empty] | Soluga Farms II LLC | 100 | Strata Solar LLC | 100
Chapman Ranch Wind I | 59193_G_CHA1 | 59193 | G | CHA1 |  | Onshore Wind |  | ERC_REST | Texas | 48 | Nueces | 355 | 48355 | 249 | 0 | 2017 | 9999 |  |  | N | Wind | [13 empty] | 0 | 0 | 0 | 0 | [11 empty] | Chapman Ranch Wind I LLC | 100 | Apex Clean Energy Inc | 100
Portable Generator 2 | 59194_G_IC1 | 59194 | G | IC1 |  | Combustion Turbine | IC Engine | MIS_MAPP | North Dakota | 38 | Williams | 105 | 38105 | 2 | 10745 | 2012 | 9999 |  |  | N | Distillate Fuel Oil | [13 empty] | 1.6498 | 1.6498 | 1.6498 | 1.6498 | [11 empty] | MDU Resources Group Inc | 100 | MDU Resources Group Inc | 100
Portable Generator 3 | 59195_G_IC2 | 59195 | G | IC2 |  | Combustion Turbine | IC Engine | MIS_MAPP | North Dakota | 38 | Williams | 105 | 38105 | 2 | 10745 | 2012 | 9999 |  |  | N | Distillate Fuel Oil | [13 empty] | 1.6498 | 1.6498 | 1.6498 | 1.6498 | [11 empty] | MDU Resources Group Inc | 100 | MDU Resources Group Inc | 100
Univ Minnesota CHP Plant | 59197_G_CTG-1 | 59197 | G | CTG-1 |  | Combustion Turbine |  | MIS_MNWI | Minnesota | 27 | Hennepin | 53 | 27053 | 17 | 11475 | 2017 | 9999 |  |  | Y | Natural Gas, Distillate Fuel Oil | [13 empty] | 0.011 | 0.011 | 0.011 | 0.011 | [11 empty] | Veolia Energy North America | 100 | Veolia Environnement SA | 100
Sterling PV 3 | 59198_G_STER3 | 59198 | G | STER3 |  | Solar PV |  | WECC_CO | Colorado | 8 | Logan | 75 | 08075 | 1.6 | 0 | 2014 | 9999 |  |  | N | Solar | [13 empty] | 0 | 0 | 0 | 0 | [11 empty] | Fresh Air Energy VII LLC | 100 | Ecoplexus Inc | 100
Mesa PV1 | 59199_G_MESA1 | 59199 | G | MESA1 |  | Solar PV |  | WECC_CO | Colorado | 8 | Mesa | 77 | 08077 | 1.6 | 0 | 2014 | 9999 |  |  | N | Solar | [13 empty] | 0 | 0 | 0 | 0 | [11 empty] | Fresh Air Energy VIII LLC | 100 | Ecoplexus Inc | 100
Delaware City 10 | 592_G_DC10 | 592 | G | DC10 | 380 | Combustion Turbine |  | PJM_EMAC | Delaware | 10 | New Castle | 3 | 10003 | 18 | 14445 | 1968 | 9999 |  |  | N | Distillate Fuel Oil |  |  |  | H2O | [8 empty] | 0.3 | 0.28474 | 0.28474 | 0.28474 | 0.28474 | [11 empty] | Calpine Mid Atlantic Generation LLC | 100 | Energy Capital Partners | 100
Border Winds Wind Farm | 59200_G_1 | 59200 | G | 1 |  | Onshore Wind |  | MIS_MAPP | North Dakota | 38 | Rolette | 79 | 38079 | 148 | 0 | 2015 | 9999 |  |  | N | Wind | [13 empty] | 0 | 0 | 0 | 0 | [11 empty] | Northern States Power Co (Minnesota) | 100 | Xcel Energy Inc | 100
Pleasant Valley Wind Farm | 59201_G_1 | 59201 | G | 1 |  | Onshore Wind |  | MIS_MNWI | Minnesota | 27 | Mower | 99 | 27099 | 196 | 0 | 2015 | 9999 |  |  | N | Wind | [13 empty] | 0 | 0 | 0 | 0 | [11 empty] | Northern States Power Co (Minnesota) | 100 | Xcel Energy Inc | 100
Farmersville | 59203_G_PV1 | 59203 | G | PV1 |  | Solar PV |  | WECC_SCE | California | 6 | Tulare | 107 | 06107 | 1.5 | 0 | 2014 | 9999 |  |  | N | Solar | [13 empty] | 0 | 0 | 0 | 0 | [11 empty] | Sequoia PV 1 LLC | 100 | US Bancorp | 100
Farmersville | 59203_G_PV2 | 59203 | G | PV2 |  | Solar PV |  | WECC_SCE | California | 6 | Tulare | 107 | 06107 | 1.5 | 0 | 2014 | 9999 |  |  | N | Solar | [13 empty] | 0 | 0 | 0 | 0 | [11 empty] | Sequoia PV 1 LLC | 100 | US Bancorp | 100
Farmersville | 59203_G_PV3 | 59203 | G | PV3 |  | Solar PV |  | WECC_SCE | California | 6 | Tulare | 107 | 06107 | 1.5 | 0 | 2014 | 9999 |  |  | N | Solar | [13 empty] | 0 | 0 | 0 | 0 | [11 empty] | Sequoia PV 1 LLC | 100 | US Bancorp | 100
OCI Alamo 3 LLC | 59204_G_OCIA3 | 59204 | G | OCIA3 |  | Solar PV |  | ERC_REST | Texas | 48 | Bexar | 29 | 48029 | 5.5 | 0 | 2015 | 9999 |  |  | N | Solar | [13 empty] | 0 | 0 | 0 | 0 | [11 empty] | CED Alamo 3 LLC | 100 | Consolidated Edison Inc | 100
OCI Alamo 5 LLC | 59205_G_OCIA5 | 59205 | G | OCIA5 |  | Solar PV |  | ERC_REST | Texas | 48 | Uvalde | 463 | 48463 | 100 | 0 | 2015 | 9999 |  |  | N | Solar | [13 empty] | 0 | 0 | 0 | 0 | [11 empty] | CED Alamo 5 LLC | 100 | Consolidated Edison Inc | 100
Alamo 6 | 59206_G_OCIA6 | 59206 | G | OCIA6 |  | Solar PV |  | ERC_WEST | Texas | 48 | Pecos | 371 | 48371 | 116 | 0 | 2017 | 9999 |  |  | N | Solar | [13 empty] | 0 | 0 | 0 | 0 | [11 empty] | OCI Solar Power LLC | 100 | OCI Company Ltd | 100
OCI Alamo 7 LLC | 59207_G_OCIA7 | 59207 | G | OCIA7 |  | Solar PV |  | ERC_WEST | Texas | 48 | Haskell | 207 | 48207 | 100 | 0 | 2016 | 9999 |  |  | N | Solar | [13 empty] | 0 | 0 | 0 | 0 | [11 empty] | CED Alamo 7 LLC | 100 | Consolidated Edison Inc | 100
Clipperton Holdings | 59213_G_PV1 | 59213 | G | PV1 |  | Solar PV |  | S_VACA | North Carolina | 37 | Sampson | 163 | 37163 | 5 | 0 | 2017 | 9999 |  |  | N | Solar | [13 empty] | 0 | 0 | 0 | 0 | [11 empty] | Clipperton Holdings LLC | 100 | Birdseye Renewable Energy | 100
Tiburon Holdings | 59217_G_PV1 | 59217 | G | PV1 |  | Solar PV |  | S_VACA | North Carolina | 37 | Davie | 59 | 37059 | 5 | 0 | 2016 | 9999 |  |  | N | Solar | [13 empty] | 0 | 0 | 0 | 0 | [11 empty] | Tiburon Holdings LLC | 100 | Birdseye Renewable Energy | 100
Porterville 6 and 7 | 59219_G_PV1 | 59219 | G | PV1 |  | Solar PV |  | WECC_SCE | California | 6 | Tulare | 107 | 06107 | 1.5 | 0 | 2014 | 9999 |  |  | N | Solar | [13 empty] | 0 | 0 | 0 | 0 | [11 empty] | Tulare County Solar LLC | 100 | D E Shaw & Co LP | 100
Porterville 6 and 7 | 59219_G_PV2 | 59219 | G | PV2 |  | Solar PV |  | WECC_SCE | California | 6 | Tulare | 107 | 06107 | 1.5 | 0 | 2014 | 9999 |  |  | N | Solar | [13 empty] | 0 | 0 | 0 | 0 | [11 empty] | Tulare County Solar LLC | 100 | D E Shaw & Co LP | 100
Wildcat Point Generation Facility | 59220_G_CT1 | 59220 | G | CT1 | 90940 | Combined Cycle |  | PJM_EMAC | Maryland | 24 | Cecil | 15 | 24015 | 310.3 | 7050 | 2018 | 9999 |  |  | N | Natural Gas |  |  |  | DLNB | SCR | [8 empty] | 0.0070973 | 0.0070973 | 0.0070973 | 0.0070973 | [11 empty] | Old Dominion Electric Coop | 100 | Old Dominion Electric Coop | 100
Wildcat Point Generation Facility | 59220_G_CT2 | 59220 | G | CT2 | 90941 | Combined Cycle |  | PJM_EMAC | Maryland | 24 | Cecil | 15 | 24015 | 310.3 | 7050 | 2018 | 9999 |  |  | N | Natural Gas |  |  |  | DLNB | SCR | [8 empty] | 0.0070973 | 0.0070973 | 0.0070973 | 0.0070973 | [11 empty] | Old Dominion Electric Coop | 100 | Old Dominion Electric Coop | 100
Wildcat Point Generation Facility | 59220_G_ST1 | 59220 | G | ST1 | 90940 | Combined Cycle |  | PJM_EMAC | Maryland | 24 | Cecil | 15 | 24015 | 493 | 7050 | 2018 | 9999 |  |  | N | Natural Gas |  |  |  |  | SCR | [8 empty] | 0.0070973 | 0.0070973 | 0.0070973 | 0.0070973 | [11 empty] | Old Dominion Electric Coop | 100 | Old Dominion Electric Coop | 100
Pecan Row Landfill To Electric Facility | 59221_G_GEN1 | 59221 | G | GEN1 |  | Landfill Gas |  | S_SOU | Georgia | 13 | Lowndes | 185 | 13185 | 1.6 | 13500 | 2013 | 9999 |  |  | N | Landfill Gas | [13 empty] | 0.22117 | 0.22117 | 0.22117 | 0.22117 | [11 empty] | Bio Energy (Georgia II) LLC | 100 | Energy Developments | 100
Pecan Row Landfill To Electric Facility | 59221_G_GEN2 | 59221 | G | GEN2 |  | Landfill Gas |  | S_SOU | Georgia | 13 | Lowndes | 185 | 13185 | 1.6 | 13500 | 2013 | 9999 |  |  | N | Landfill Gas | [13 empty] | 0.22117 | 0.22117 | 0.22117 | 0.22117 | [11 empty] | Bio Energy (Georgia II) LLC | 100 | Energy Developments | 100
Pecan Row Landfill To Electric Facility | 59221_G_GEN3 | 59221 | G | GEN3 |  | Landfill Gas |  | S_SOU | Georgia | 13 | Lowndes | 185 | 13185 | 1.6 | 13500 | 2013 | 9999 |  |  | N | Landfill Gas | [13 empty] | 0.22117 | 0.22117 | 0.22117 | 0.22117 | [11 empty] | Bio Energy (Georgia II) LLC | 100 | Energy Developments | 100
Pecan Row Landfill To Electric Facility | 59221_G_GM04 | 59221 | G | GM04 |  | Landfill Gas |  | S_SOU | Georgia | 13 | Lowndes | 185 | 13185 | 1.6 | 13500 | 1977 | 9999 |  |  | N | Landfill Gas | [13 empty] | 0.22117 | 0.22117 | 0.22117 | 0.22117 | [11 empty] | Bio Energy (Georgia II) LLC | 100 | Energy Developments | 100
Passadumkeag Windpark LLC | 59222_G_Q357 | 59222 | G | Q357 |  | Onshore Wind |  | NENG_ME | Maine | 23 | Penobscot | 19 | 23019 | 39.9 | 0 | 2016 | 9999 |  |  | N | Wind | [13 empty] | 0 | 0 | 0 | 0 | [11 empty] | Passadumkeag Windpark LLC | 100 | Southern Co | 100
Optimum Wind 5 LLC | 59223_G_WT1 | 59223 | G | WT1 |  | Onshore Wind |  | MIS_MIDA | Iowa | 19 | Story | 169 | 19169 | 3 | 0 | 2017 | 9999 |  |  | N | Wind | [13 empty] | 0 | 0 | 0 | 0 | [11 empty] | Optimum Wind 7 LLC | 100 | Optimum Renewables LLC | 100
Optimum Wind 6 LLC | 59224_G_WT1 | 59224 | G | WT1 |  | Onshore Wind |  | MIS_MIDA | Iowa | 19 | Story | 169 | 19169 | 3 | 0 | 2017 | 9999 |  |  | N | Wind | [13 empty] | 0 | 0 | 0 | 0 | [11 empty] | Optimum Wind 6 LLC | 100 | Optimum Renewables LLC | 100
Optimum Wind 7 LLC | 59225_G_WT1 | 59225 | G | WT1 |  | Onshore Wind |  | MIS_MIDA | Iowa | 19 | Story | 169 | 19169 | 3 | 0 | 2017 | 9999 |  |  | N | Wind | [13 empty] | 0 | 0 | 0 | 0 | [11 empty] | Optimum Wind 7 LLC | 100 | Optimum Renewables LLC | 100
Optimum Wind 4 LLC | 59226_G_WT1 | 59226 | G | WT1 |  | Onshore Wind |  | MIS_MIDA | Iowa | 19 | Story | 169 | 19169 | 3 | 0 | 2017 | 9999 |  |  | N | Wind | [13 empty] | 0 | 0 | 0 | 0 | [11 empty] | Optimum Wind 4 LLC | 100 | Optimum Renewables LLC | 100
Optimum Wind 3 LLC | 59227_G_WT1 | 59227 | G | WT1 |  | Onshore Wind |  | MIS_MIDA | Iowa | 19 | Story | 169 | 19169 | 3 | 0 | 2017 | 9999 |  |  | N | Wind | [13 empty] | 0 | 0 | 0 | 0 | [11 empty] | Optimum Wind 7 LLC | 100 | Optimum Renewables LLC | 100
Leonardo Wind 1 LLC | 59228_G_WT1 | 59228 | G | WT1 |  | Onshore Wind |  | MIS_IA | Iowa | 19 | Hardin | 83 | 19083 | 3 | 0 | 2016 | 9999 |  |  | N | Wind | [13 empty] | 0 | 0 | 0 | 0 | [11 empty] | Leonardo Wind 1 LLC | 100 | Optimum Renewables LLC | 100
Venus Wind 3 LLC | 59230_G_WT1 | 59230 | G | WT1 |  | Onshore Wind |  | MIS_IA | Iowa | 19 | Poweshiek | 157 | 19157 | 3 | 0 | 2017 | 9999 |  |  | N | Wind | [13 empty] | 0 | 0 | 0 | 0 | [11 empty] | Venus Wind 3 LLC | 100 | Optimum Renewables LLC | 100
Michelangelo Wind 1 LLC | 59231_G_WT1 | 59231 | G | WT1 |  | Onshore Wind |  | MIS_MIDA | Iowa | 19 | Story | 169 | 19169 | 3 | 0 | 2017 | 9999 |  |  | N | Wind | [13 empty] | 0 | 0 | 0 | 0 | [11 empty] | Michelangelo Wind 1 LLC | 100 | Optimum Renewables LLC | 100
Michelangelo Wind 4 LLC | 59232_G_WT1 | 59232 | G | WT1 |  | Onshore Wind |  | MIS_MIDA | Iowa | 19 | Boone | 15 | 19015 | 3 | 0 | 2016 | 9999 |  |  | N | Wind | [13 empty] | 0 | 0 | 0 | 0 | [11 empty] | Michelangelo Wind 4 LLC | 100 | Optimum Renewables LLC | 100
Arbuckle Mountain Wind Farm LLC | 59234_G_GEN1 | 59234 | G | GEN1 |  | Onshore Wind |  | SPP_WEST | Oklahoma | 40 | Murray | 99 | 40099 | 100 | 0 | 2015 | 9999 |  |  | N | Wind | [13 empty] | 0 | 0 | 0 | 0 | [11 empty] | Arbuckle Mountain Wind Farm LLC | 100 | Energias de Portugal SA | 100
Rising Tree Wind Farm II | 59235_G_GEN1 | 59235 | G | GEN1 |  | Onshore Wind |  | WECC_SCE | California | 6 | Kern | 29 | 06029 | 19.8 | 0 | 2015 | 9999 |  |  | N | Wind | [13 empty] | 0 | 0 | 0 | 0 | [11 empty] | Rising Tree Wind Farm II LLC | 100 | Energias de Portugal SA | 100
Rising Tree Wind Farm III | 59236_G_GEN1 | 59236 | G | GEN1 |  | Onshore Wind |  | WECC_SCE | California | 6 | Kern | 29 | 06029 | 99 | 0 | 2015 | 9999 |  |  | N | Wind | [13 empty] | 0 | 0 | 0 | 0 | [11 empty] | Rising Tree Wind Farm III LLC | 100 | Energias de Portugal SA | 100
Lone Valley Solar Park II LLC | 59237_G_CPII | 59237 | G | CPII |  | Solar PV |  | WECC_SCE | California | 6 | San Bernardino | 71 | 06071 | 20 | 0 | 2014 | 9999 |  |  | N | Solar | [13 empty] | 0 | 0 | 0 | 0 | [11 empty] | Lone Valley Solar Park II LLC | 100 | Munchener Rückversicherungs Gesellschaft Aktiengesellschaft | 100
Windthorst-2 | 59238_G_WND2 | 59238 | G | WND2 |  | Onshore Wind |  | ERC_WEST | Texas | 48 | Archer | 9 | 48009 | 67.6 | 0 | 2014 | 9999 |  |  | N | Wind | [13 empty] | 0 | 0 | 0 | 0 | [11 empty] | Windthorst 2 LLC | 100 | Black Rock Inc | 100
Eagle Springs Solar LLC | 59239_G_ESS01 | 59239 | G | ESS01 |  | Solar PV |  | WECC_CO | Colorado | 8 | Garfield | 45 | 08045 | 1 | 0 | 2013 | 9999 |  |  | N | Solar | [13 empty] | 0 | 0 | 0 | 0 | [11 empty] | Eagle Springs Solar LLC | 100 | Eagle Springs Solar LLC | 100
Green Gas-Port Charlotte LLC | 59240_G_G1 | 59240 | G | G1 |  | Landfill Gas |  | FRCC | Florida | 12 | Charlotte | 15 | 12015 | 1.4 | 13500 | 2011 | 9999 |  |  | N | Landfill Gas | [13 empty] | 0.22117 | 0.22117 | 0.22117 | 0.22117 | [11 empty] | Lime Energy | 100 | Lime Energy | 100
Green Gas-Port Charlotte LLC | 59240_G_G2 | 59240 | G | G2 |  | Landfill Gas |  | FRCC | Florida | 12 | Charlotte | 15 | 12015 | 1.4 | 13500 | 2011 | 9999 |  |  | N | Landfill Gas | [13 empty] | 0.22117 | 0.22117 | 0.22117 | 0.22117 | [11 empty] | Lime Energy | 100 | Lime Energy | 100
Brockelman | 59241_G_BROCK | 59241 | G | BROCK |  | Solar PV |  | NENGREST | Massachusetts | 25 | Worcester | 27 | 25027 | 3 | 0 | 2013 | 9999 |  |  | N | Solar | [13 empty] | 0 | 0 | 0 | 0 | [11 empty] | Integrys MA Solar LLC | 100 | WEC Energy Group Inc | 100
Beverly | 59242_G_BVRLY | 59242 | G | BVRLY |  | Solar PV |  | NENGREST | Massachusetts | 25 | Essex | 9 | 25009 | 2 | 0 | 2014 | 9999 |  |  | N | Solar | [13 empty] | 0 | 0 | 0 | 0 | [11 empty] | Cabot Beverly LLC | 100 | WEC Energy Group Inc | 100
Lorenzo Wind | 59244_G_FIBE1 | 59244 | G | FIBE1 |  | Onshore Wind |  | ERC_WEST | Texas | 48 | Crosby | 107 | 48107 | 80 | 0 | 2018 | 9999 |  |  | N | Wind | [13 empty] | 0 | 0 | 0 | 0 | [11 empty] | Lorenzo Wind LLC | 100 | NextEra Energy Inc | 100
Fluvanna | 59245_G_FLUV1 | 59245 | G | FLUV1 |  | Onshore Wind |  | ERC_WEST | Texas | 48 | Scurry | 415 | 48415 | 155.4 | 0 | 2017 | 9999 |  |  | N | Wind | [13 empty] | 0 | 0 | 0 | 0 | [11 empty] | Fluvanna Wind Energy LLC | 100 | Tri Global Energy | 100
Goodnight | 59246_G_GOOD1 | 59246 | G | GOOD1 |  | Onshore Wind |  | SPP_SPS | Texas | 48 | Armstrong | 11 | 48011 | 500 | 0 | 2021 | 9999 |  |  | N | Wind | [13 empty] | 0 | 0 | 0 | 0 | [11 empty] | FGE Goodnight LLC | 100 | FGE Power | 100
Hale Community Wind Farm | 59247_G_HALE1 | 59247 | G | HALE1 |  | Onshore Wind |  | SPP_SPS | Texas | 48 | Hale | 189 | 48189 | 478 | 0 | 2019 | 9999 |  |  | N | Wind | [13 empty] | 0 | 0 | 0 | 0 | [11 empty] | Hale Wind Energy LLC | 100 | Xcel Energy Inc | 100
CCMUA | 59248_G_CCMUA | 59248 | G | CCMUA |  | Solar PV |  | PJM_EMAC | New Jersey | 34 | Camden | 7 | 34007 | 1.5 | 0 | 2012 | 9999 |  |  | N | Solar | [13 empty] | 0 | 0 | 0 | 0 | [11 empty] | Camden Solar Center LLC | 100 | WEC Energy Group Inc | 100
Rio Bravo Solar 1 LLC | 59249_G_PV1 | 59249 | G | PV1 |  | Solar PV |  | WECC_SCE | California | 6 | Kern | 29 | 06029 | 19.5 | 0 | 2016 | 9999 |  |  | N | Solar | [13 empty] | 0 | 0 | 0 | 0 | [11 empty] | Rio Bravo Solar I LLC | 100 | Duke Energy Corp | 100
Rio Bravo Solar II LLC | 59250_G_PV1 | 59250 | G | PV1 |  | Solar PV |  | WECC_SCE | California | 6 | Kern | 29 | 06029 | 19.5 | 0 | 2016 | 9999 |  |  | N | Solar | [13 empty] | 0 | 0 | 0 | 0 | [11 empty] | Rio Bravo Solar I LLC | 100 | Duke Energy Corp | 100
Caprock Solar 1 LLC | 59251_G_PV1 | 59251 | G | PV1 |  | Solar PV |  | WECC_NM | New Mexico | 35 | Quay | 37 | 35037 | 24.4 | 0 | 2016 | 9999 |  |  | N | Solar | [13 empty] | 0 | 0 | 0 | 0 | [11 empty] | Caprock Solar 1 LLC | 100 | Duke Energy Corp | 100
Wildwood Solar II | 59253_G_PV1 | 59253 | G | PV1 |  | Solar PV |  | WECC_SCE | California | 6 | Kern | 29 | 06029 | 14.7 | 0 | 2017 | 9999 |  |  | N | Solar | [13 empty] | 0 | 0 | 0 | 0 | [11 empty] | Wildwood Solar II LLC | 100 | Duke Energy Corp | 100
Johnston LFG Turbine Plant | 59254_G_GENS1 | 59254 | G | GENS1 |  | Landfill Gas |  | NENGREST | Rhode Island | 44 | Providence | 7 | 44007 | 8.9 | 13500 | 2013 | 9999 |  |  | N | Landfill Gas | [13 empty] | 0.22117 | 0.22117 | 0.22117 | 0.22117 | [11 empty] | Rhode Island LFG Genco LLC | 100 | Energy Developments | 100
Johnston LFG Turbine Plant | 59254_G_GENT1 | 59254 | G | GENT1 |  | Landfill Gas |  | NENGREST | Rhode Island | 44 | Providence | 7 | 44007 | 5.5 | 13500 | 2013 | 9999 |  |  | N | Landfill Gas | [13 empty] | 0.22117 | 0.22117 | 0.22117 | 0.22117 | [11 empty] | Rhode Island LFG Genco LLC | 100 | Energy Developments | 100
Johnston LFG Turbine Plant | 59254_G_GENT2 | 59254 | G | GENT2 |  | Landfill Gas |  | NENGREST | Rhode Island | 44 | Providence | 7 | 44007 | 5.5 | 13500 | 2013 | 9999 |  |  | N | Landfill Gas | [13 empty] | 0.22117 | 0.22117 | 0.22117 | 0.22117 | [11 empty] | Rhode Island LFG Genco LLC | 100 | Energy Developments | 100
Johnston LFG Turbine Plant | 59254_G_GENT3 | 59254 | G | GENT3 |  | Landfill Gas |  | NENGREST | Rhode Island | 44 | Providence | 7 | 44007 | 5.5 | 13500 | 2013 | 9999 |  |  | N | Landfill Gas | [13 empty] | 0.22117 | 0.22117 | 0.22117 | 0.22117 | [11 empty] | Rhode Island LFG Genco LLC | 100 | Energy Developments | 100
Johnston LFG Turbine Plant | 59254_G_GENT4 | 59254 | G | GENT4 |  | Landfill Gas |  | NENGREST | Rhode Island | 44 | Providence | 7 | 44007 | 5.5 | 13500 | 2013 | 9999 |  |  | N | Landfill Gas | [13 empty] | 0.22117 | 0.22117 | 0.22117 | 0.22117 | [11 empty] | Rhode Island LFG Genco LLC | 100 | Energy Developments | 100
Osprey Point RES | 59255_G_4 | 59255 | G | 4 |  | Fossil Waste |  | MIS_INKY | Indiana | 18 | Sullivan | 153 | 18153 | 3 | 12283 | 2013 | 9999 |  |  | N | Fossil Waste | [13 empty] | 0.05352 | 0.05352 | 0.05352 | 0.05352 | [11 empty] | Hoosier Energy Rural Electric Coop Inc | 100 | Hoosier Energy Rural Electric Coop Inc | 100
Verizon-Torrance | 59261_G_VZ300 | 59261 | G | VZ300 |  | Fuel Cell |  | WEC_LADW | California | 6 | Los Angeles | 37 | 06037 | 1 | 7247 | 2013 | 9999 |  |  | N | Natural Gas | [13 empty] | 0 | 0 | 0 | 0 | [11 empty] | Bloom Energy Corp | 100 | Bloom Energy Corp | 100
Lancaster Little Rock | 59262_G_LLRC | 59262 | G | LLRC |  | Solar PV |  | WEC_LADW | California | 6 | Los Angeles | 37 | 06037 | 5 | 0 | 2014 | 9999 |  |  | N | Solar | [13 empty] | 0 | 0 | 0 | 0 | [11 empty] | Lancaster Little Rock C LLC | 100 | Sustainable Power Group LLC | 100
Merced Solar LLC | 59265_G_PV8 | 59265 | G | PV8 |  | Solar PV |  | WEC_CALN | California | 6 | Merced | 47 | 06047 | 1.5 | 0 | 2014 | 9999 |  |  | N | Solar | [13 empty] | 0 | 0 | 0 | 0 | [11 empty] | Merced Solar LLC | 100 | Allco Renewable Energy Limited | 100
Mission Solar LLC | 59267_G_PV9 | 59267 | G | PV9 |  | Solar PV |  | WEC_CALN | California | 6 | Merced | 47 | 06047 | 1.5 | 0 | 2014 | 9999 |  |  | N | Solar | [13 empty] | 0 | 0 | 0 | 0 | [11 empty] | Mission Solar LLC | 100 | Allco Renewable Energy Limited | 100
Hollister Solar LLC | 59268_G_PV10 | 59268 | G | PV10 |  | Solar PV |  | WEC_CALN | California | 6 | San Benito | 69 | 06069 | 1.5 | 0 | 2014 | 9999 |  |  | N | Solar | [13 empty] | 0 | 0 | 0 | 0 | [11 empty] | Hollister Solar LLC | 100 | Hollister Solar LLC | 100
Victor Mesa Linda B2 | 59269_G_VMLB2 | 59269 | G | VMLB2 |  | Solar PV |  | WECC_SCE | California | 6 | San Bernardino | 71 | 06071 | 1.6 | 0 | 2014 | 9999 |  |  | N | Solar | [13 empty] | 0 | 0 | 0 | 0 | [11 empty] | Victor Mesa Linda B2 LLC | 100 | Borrego Solar Systems Inc | 100
Victor Mesa Linda C2 | 59270_G_VMLC2 | 59270 | G | VMLC2 |  | Solar PV |  | WECC_SCE | California | 6 | San Bernardino | 71 | 06071 | 1.6 | 0 | 2014 | 9999 |  |  | N | Solar | [13 empty] | 0 | 0 | 0 | 0 | [11 empty] | Victor Mesa Linda C2 LLC | 100 | Borrego Solar Systems Inc | 100
Victor Mesa Linda D2 | 59271_G_VMLD2 | 59271 | G | VMLD2 |  | Solar PV |  | WECC_SCE | California | 6 | San Bernardino | 71 | 06071 | 1.6 | 0 | 2014 | 9999 |  |  | N | Solar | [13 empty] | 0 | 0 | 0 | 0 | [11 empty] | Victor Mesa Linda D2 LLC | 100 | Borrego Solar Systems Inc | 100
Victor Mesa Linda E2 | 59272_G_VMLE2 | 59272 | G | VMLE2 |  | Solar PV |  | WECC_SCE | California | 6 | San Bernardino | 71 | 06071 | 1.6 | 0 | 2014 | 9999 |  |  | N | Solar | [13 empty] | 0 | 0 | 0 | 0 | [11 empty] | Victor Mesa Linda E2 LLC | 100 | Borrego Solar Systems Inc | 100
SEPV Palmdale East | 59273_G_PALME | 59273 | G | PALME |  | Solar PV |  | WEC_LADW | California | 6 | Los Angeles | 37 | 06037 | 9 | 0 | 2015 | 9999 |  |  | N | Solar | [13 empty] | 0 | 0 | 0 | 0 | [11 empty] | Sustainable Power Group LLC | 100 | Sustainable Power Group LLC | 100
Sutter Greenworks LLC | 59274_G_SUTTG | 59274 | G | SUTTG |  | Solar PV |  | NY_Z_K | New York | 36 | Suffolk | 103 | 36103 | 4 | 0 | 2015 | 9999 |  |  | N | Solar | [13 empty] | 0 | 0 | 0 | 0 | [11 empty] | Sutter Greenworks LLC | 100 | Sustainable Power Group LLC | 100
Sterlington Greenworks LLC | 59275_G_STERG | 59275 | G | STERG |  | Solar PV |  | NY_Z_K | New York | 36 | Suffolk | 103 | 36103 | 1 | 0 | 2015 | 9999 |  |  | N | Solar | [13 empty] | 0 | 0 | 0 | 0 | [11 empty] | Sterlington Greenworks LLC | 100 | Sustainable Power Group LLC | 100
Leavenworth Greenworks LLC | 59276_G_LEAVG | 59276 | G | LEAVG |  | Solar PV |  | NY_Z_K | New York | 36 | Suffolk | 103 | 36103 | 7 | 0 | 2016 | 9999 |  |  | N | Solar | [13 empty] | 0 | 0 | 0 | 0 | [11 empty] | Leavenworth Greenworks LLC | 100 | Sustainable Power Group LLC | 100
Medford WWTP | 59277_G_MED1 | 59277 | G | MED1 |  | Solar PV |  | PJM_EMAC | New Jersey | 34 | Burlington | 5 | 34005 | 1.3 | 0 | 2013 | 9999 |  |  | N | Solar | [13 empty] | 0 | 0 | 0 | 0 | [11 empty] | NJR Clean Energy Ventures Corp | 100 | New Jersey Resources Corp | 100
Reeves South | 59278_G_REEV1 | 59278 | G | REEV1 |  | Solar PV |  | PJM_EMAC | New Jersey | 34 | Burlington | 5 | 34005 | 1 | 0 | 2013 | 9999 |  |  | N | Solar | [13 empty] | 0 | 0 | 0 | 0 | [11 empty] | Earl F Stahl Jr | 100 | Earl F Stahl Jr | 100
Life Technologies - Pleasanton | 59279_G_LFT01 | 59279 | G | LFT01 |  | Fuel Cell |  | WEC_CALN | California | 6 | Alameda | 1 | 06001 | 1 | 7526 | 2013 | 9999 |  |  | N | Natural Gas | [13 empty] | 0 | 0 | 0 | 0 | [11 empty] | Life Technologies Corp | 100 | Life Technologies Corp | 100
Kellogg's - San Jose | 59280_G_KLG00 | 59280 | G | KLG00 |  | Fuel Cell |  | WEC_CALN | California | 6 | Santa Clara | 85 | 06085 | 1 | 7405 | 2013 | 9999 |  |  | N | Natural Gas | [13 empty] | 0 | 0 | 0 | 0 | [11 empty] | Bloom Energy Corp | 100 | Bloom Energy Corp | 100
California PV Energy at ISD WWTP | 59283_G_W4236 | 59283 | G | W4236 |  | Solar PV |  | WEC_CALN | California | 6 | Contra Costa | 13 | 06013 | 1 | 0 | 2014 | 9999 |  |  | N | Solar | [13 empty] | 0 | 0 | 0 | 0 | [11 empty] | Constellation Solar Arizona LLC | 100 | Exelon Corp | 100
Mammoth Plains | 59284_G_GE1.7 | 59284 | G | GE1.7 |  | Onshore Wind |  | SPP_WEST | Oklahoma | 40 | Dewey | 43 | 40043 | 199 | 0 | 2014 | 9999 |  |  | N | Wind | [13 empty] | 0 | 0 | 0 | 0 | [11 empty] | Mammoth Plains Wind Project LLC | 100 | NextEra Energy Inc | 100
Rattlesnake Creek Wind Project | 59292_G_RCWP | 59292 | G | RCWP |  | Onshore Wind |  | SPP_NEBR | Nebraska | 31 | Dixon | 51 | 31051 | 318.1 | 0 | 2019 | 9999 |  |  | N | Wind | [13 empty] | 0 | 0 | 0 | 0 | [11 empty] | Enel Green Power Rattlesnake Creek Wind Project LLC | 100 | Enel SpA | 100
WED NK Green | 59295_G_NKG1 | 59295 | G | NKG1 |  | Onshore Wind |  | NENGREST | Rhode Island | 44 | Washington | 9 | 44009 | 1.5 | 0 | 2012 | 9999 |  |  | N | Wind | [13 empty] | 0 | 0 | 0 | 0 | [11 empty] | Wed NK Green LLC | 100 | Wind Energy Development | 100
Northwest Ohio Wind | 59296_G_NWOH1 | 59296 | G | NWOH1 |  | Onshore Wind |  | PJM_West | Ohio | 39 | Paulding | 125 | 39125 | 105 | 0 | 2018 | 9999 |  |  | N | Wind | [13 empty] | 0 | 0 | 0 | 0 | [11 empty] | Northwest Ohio Wind Energy LLC | 100 | CMS Energy Corp | 100
Carrier Clinic | 59297_G_CARRI | 59297 | G | CARRI |  | Solar PV |  | PJM_EMAC | New Jersey | 34 | Somerset | 35 | 34035 | 1.5 | 0 | 2009 | 9999 |  |  | N | Solar | [13 empty] | 0 | 0 | 0 | 0 | [11 empty] | EDF Renewables Inc | 100 | EDF Group | 100
Waste Mangement Redwood LFGTE | 59299_G_RED1 | 59299 | G | RED1 |  | Landfill Gas |  | WEC_CALN | California | 6 | Marin | 41 | 06041 | 2 | 13500 | 2017 | 9999 |  |  | N | Landfill Gas | [13 empty] | 0.09 | 0.09 | 0.09 | 0.09 | [11 empty] | WM Renewable Energy LLC | 100 | Waste Management Inc | 100
Waste Mangement Redwood LFGTE | 59299_G_RED2 | 59299 | G | RED2 |  | Landfill Gas |  | WEC_CALN | California | 6 | Marin | 41 | 06041 | 2 | 13500 | 2017 | 9999 |  |  | N | Landfill Gas | [13 empty] | 0.09 | 0.09 | 0.09 | 0.09 | [11 empty] | WM Renewable Energy LLC | 100 | Waste Management Inc | 100
Edge Moor | 593_G_10 | 593 | G | 10 | 381 | Combustion Turbine |  | PJM_EMAC | Delaware | 10 | New Castle | 3 | 10003 | 15 | 10745 | 1963 | 9999 |  |  | N | Distillate Fuel Oil |  |  |  | H2O | [8 empty] | 0.3 | 0.23691 | 0.23691 | 0.23691 | 0.23691 | [11 empty] | Calpine Mid Atlantic Generation LLC | 100 | Energy Capital Partners | 100
Hanford 1 and 2 | 59300_G_HAN1 | 59300 | G | HAN1 |  | Solar PV |  | WEC_CALN | California | 6 | Kings | 31 | 06031 | 1.5 | 0 | 2014 | 9999 |  |  | N | Solar | [13 empty] | 0 | 0 | 0 | 0 | [11 empty] | Sequoia PV 2 LLC | 100 | Immodo Group | 100
Hanford 1 and 2 | 59300_G_HAN2 | 59300 | G | HAN2 |  | Solar PV |  | WEC_CALN | California | 6 | Kings | 31 | 06031 | 1.5 | 0 | 2014 | 9999 |  |  | N | Solar | [13 empty] | 0 | 0 | 0 | 0 | [11 empty] | Sequoia PV 2 LLC | 100 | Immodo Group | 100
WED Coventry 1 | 59301_G_WEDC1 | 59301 | G | WEDC1 |  | Onshore Wind |  | NENGREST | Rhode Island | 44 | Kent | 3 | 44003 | 1.5 | 0 | 2016 | 9999 |  |  | N | Wind | [13 empty] | 0 | 0 | 0 | 0 | [11 empty] | WED Coventry One LLC | 100 | Wind Energy Development | 100
WED Coventry 2 | 59302_G_COV2 | 59302 | G | COV2 |  | Onshore Wind |  | NENGREST | Rhode Island | 44 | Kent | 3 | 44003 | 1.5 | 0 | 2016 | 9999 |  |  | N | Wind | [13 empty] | 0 | 0 | 0 | 0 | [11 empty] | WED Coventry Two LLC | 100 | Wind Energy Development | 100
WED Coventry 2 | 59302_G_COV2A | 59302 | G | COV2A |  | Onshore Wind |  | NENGREST | Rhode Island | 44 | Kent | 3 | 44003 | 1.5 | 0 | 2016 | 9999 |  |  | N | Wind | [13 empty] | 0 | 0 | 0 | 0 | [11 empty] | WED Coventry Two LLC | 100 | Wind Energy Development | 100
WED Coventry 2 | 59302_G_COV2B | 59302 | G | COV2B |  | Onshore Wind |  | NENGREST | Rhode Island | 44 | Kent | 3 | 44003 | 1.5 | 0 | 2016 | 9999 |  |  | N | Wind | [13 empty] | 0 | 0 | 0 | 0 | [11 empty] | WED Coventry Two LLC | 100 | Wind Energy Development | 100
WED Coventry 3 | 59305_G_WEDC3 | 59305 | G | WEDC3 |  | Onshore Wind |  | NENGREST | Rhode Island | 44 | Kent | 3 | 44003 | 1.5 | 0 | 2016 | 9999 |  |  | N | Wind | [13 empty] | 0 | 0 | 0 | 0 | [11 empty] | WED Coventry Three LLC | 100 | Wind Energy Development | 100
WED Coventry 4 | 59306_G_WEDC4 | 59306 | G | WEDC4 |  | Onshore Wind |  | NENGREST | Rhode Island | 44 | Kent | 3 | 44003 | 1.5 | 0 | 2016 | 9999 |  |  | N | Wind | [13 empty] | 0 | 0 | 0 | 0 | [11 empty] | WED Coventry Four LLC | 100 | Wind Energy Development | 100
Beacon Solar Plant Site 5 | 59308_G_BEAC5 | 59308 | G | BEAC5 |  | Solar PV |  | WECC_SCE | California | 6 | Kern | 29 | 06029 | 37.8 | 0 | 2017 | 9999 |  |  | N | Solar | [13 empty] | 0 | 0 | 0 | 0 | [11 empty] | Beacon Site 5 LLC | 100 | TortoiseEcofin | 100
Beacon Solar Plant Site 2 | 59309_G_BEAC2 | 59309 | G | BEAC2 |  | Solar PV |  | WECC_SCE | California | 6 | Kern | 29 | 06029 | 47.3 | 0 | 2017 | 9999 |  |  | N | Solar | [13 empty] | 0 | 0 | 0 | 0 | [11 empty] | Beacon Site 2 LLC | 100 | TortoiseEcofin | 100
Black Oak Power Producers | 59310_G_GEN1 | 59310 | G | GEN1 |  | Landfill Gas |  | S_D_AECI | Missouri | 29 | Wright | 229 | 29229 | 1.9 | 13500 | 2014 | 9999 |  |  | N | Landfill Gas | [13 empty] | 0.22117 | 0.22117 | 0.22117 | 0.22117 | [11 empty] | Black Oak Power Producers LLC | 100 | Wca Waste Corp | 100
Black Oak Power Producers | 59310_G_GEN2 | 59310 | G | GEN2 |  | Landfill Gas |  | S_D_AECI | Missouri | 29 | Wright | 229 | 29229 | 1.9 | 13500 | 2014 | 9999 |  |  | N | Landfill Gas | [13 empty] | 0.22117 | 0.22117 | 0.22117 | 0.22117 | [11 empty] | Black Oak Power Producers LLC | 100 | Wca Waste Corp | 100
Seiling Wind I | 59311_G_SEIL1 | 59311 | G | SEIL1 |  | Onshore Wind |  | SPP_WEST | Oklahoma | 40 | Dewey | 43 | 40043 | 199 | 0 | 2014 | 9999 |  |  | N | Wind | [13 empty] | 0 | 0 | 0 | 0 | [11 empty] | Seiling Wind LLC | 100 | NextEra Energy Inc | 100
Seiling Wind II | 59312_G_SEIL2 | 59312 | G | SEIL2 |  | Onshore Wind |  | SPP_WEST | Oklahoma | 40 | Dewey | 43 | 40043 | 98.6 | 0 | 2014 | 9999 |  |  | N | Wind | [13 empty] | 0 | 0 | 0 | 0 | [11 empty] | Seiling Wind II LLC | 100 | NextEra Energy Inc | 100
WED Coventry 5 | 59313_G_COV5 | 59313 | G | COV5 |  | Onshore Wind |  | NENGREST | Rhode Island | 44 | Kent | 3 | 44003 | 1.5 | 0 | 2017 | 9999 |  |  | N | Wind | [13 empty] | 0 | 0 | 0 | 0 | [11 empty] | WED Coventry Five LLC | 100 | Wind Energy Development | 100
WED Coventry 6 | 59314_G_COV6 | 59314 | G | COV6 |  | Onshore Wind |  | NENGREST | Rhode Island | 44 | Kent | 3 | 44003 | 1.5 | 0 | 2016 | 9999 |  |  | N | Wind | [13 empty] | 0 | 0 | 0 | 0 | [11 empty] | WED Coventry One LLC | 100 | Wind Energy Development | 100
WED Coventry 6 | 59314_G_COV6A | 59314 | G | COV6A |  | Onshore Wind |  | NENGREST | Rhode Island | 44 | Kent | 3 | 44003 | 1.5 | 0 | 2016 | 9999 |  |  | N | Wind | [13 empty] | 0 | 0 | 0 | 0 | [11 empty] | WED Coventry Three LLC | 100 | Wind Energy Development | 100
WED Coventry 6 | 59314_G_COV6B | 59314 | G | COV6B |  | Onshore Wind |  | NENGREST | Rhode Island | 44 | Kent | 3 | 44003 | 1.5 | 0 | 2016 | 9999 |  |  | N | Wind | [13 empty] | 0 | 0 | 0 | 0 | [11 empty] | WED Coventry Four LLC | 100 | Wind Energy Development | 100
Hecate Energy Beacon Solar 1 | 59315_G_BEAC1 | 59315 | G | BEAC1 |  | Solar PV |  | WECC_SCE | California | 6 | Kern | 29 | 06029 | 51 | 0 | 2017 | 9999 |  |  | N | Solar | [13 empty] | 0 | 0 | 0 | 0 | [11 empty] | Beacon Solar 1 LLC | 100 | FTP Power LLC | 100
Hecate Energy Beacon Solar 3 | 59316_G_BEAC3 | 59316 | G | BEAC3 |  | Solar PV |  | WECC_SCE | California | 6 | Kern | 29 | 06029 | 51 | 0 | 2016 | 9999 |  |  | N | Solar | [13 empty] | 0 | 0 | 0 | 0 | [11 empty] | Beacon Solar 3 LLC | 100 | FTP Power LLC | 100
Hecate Energy Beacon Solar 4 | 59317_G_BEAC4 | 59317 | G | BEAC4 |  | Solar PV |  | WECC_SCE | California | 6 | Kern | 29 | 06029 | 47 | 0 | 2016 | 9999 |  |  | N | Solar | [13 empty] | 0 | 0 | 0 | 0 | [11 empty] | Beacon Solar 4 LLC | 100 | FTP Power LLC | 100
North Run | 59318_G_NRUN1 | 59318 | G | NRUN1 |  | Solar PV |  | PJM_EMAC | New Jersey | 34 | Burlington | 5 | 34005 | 5 | 0 | 2015 | 9999 |  |  | N | Solar | [13 empty] | 0 | 0 | 0 | 0 | [11 empty] | NJR Clean Energy Ventures Corp | 100 | New Jersey Resources Corp | 100
Rock Solid | 59319_G_ROCK1 | 59319 | G | ROCK1 |  | Solar PV |  | PJM_EMAC | New Jersey | 34 | Monmouth | 25 | 34025 | 8 | 0 | 2014 | 9999 |  |  | N | Solar | [13 empty] | 0 | 0 | 0 | 0 | [11 empty] | NJR Clean Energy Ventures II Corp | 100 | New Jersey Resources Corp | 100
Los Vientos Windpower III | 59320_G_GEN1 | 59320 | G | GEN1 |  | Onshore Wind |  | ERC_REST | Texas | 48 | Starr | 427 | 48427 | 200 | 0 | 2015 | 9999 |  |  | N | Wind | [13 empty] | 0 | 0 | 0 | 0 | [11 empty] | Los Vientos Windpower III LLC | 100 | Duke Energy Corp | 100
Los Vientos Windpower IV | 59321_G_GEN1 | 59321 | G | GEN1 |  | Onshore Wind |  | ERC_REST | Texas | 48 | Starr | 427 | 48427 | 200 | 0 | 2016 | 9999 |  |  | N | Wind | [13 empty] | 0 | 0 | 0 | 0 | [11 empty] | Los Vientos Windpower IV LLC | 100 | Duke Energy Corp | 100
Pumpjack Solar I | 59322_G_GEN1 | 59322 | G | GEN1 |  | Solar PV |  | WECC_SCE | California | 6 | Kern | 29 | 06029 | 20 | 0 | 2015 | 9999 |  |  | N | Solar | [13 empty] | 0 | 0 | 0 | 0 | [11 empty] | Pumpjack Solar I LLC | 100 | Duke Energy Corp | 100
Sacramento (SMUD) | 59323_G_SMUPV | 59323 | G | SMUPV |  | Solar PV |  | WEC_BANC | California | 6 | Sacramento | 67 | 06067 | 1.5 | 0 | 2014 | 9999 |  |  | N | Solar | [13 empty] | 0 | 0 | 0 | 0 | [11 empty] | Sacramento CA (City of) | 100 | Sacramento CA (City of) | 100
MCCo Solar Generating Facility | 59324_G_MCCO1 | 59324 | G | MCCO1 |  | Solar PV |  | PJM_ATSI | Ohio | 39 | Cuyahoga | 35 | 39035 | 0.9 | 0 | 2014 | 9999 |  |  | N | Solar | [13 empty] | 0 | 0 | 0 | 0 | [11 empty] | Medical Center Co | 100 | Medical Center Co | 100
Kings Mountain Energy Center | 59325_G_KMEC1 | 59325 | G | KMEC1 | 91012 | Combined Cycle |  | S_VACA | North Carolina | 37 | Cleveland | 45 | 37045 | 259 | 7050 | 2018 | 9999 |  |  | N | Natural Gas |  |  |  |  | SCR | [8 empty] | 0.0058173 | 0.0058173 | 0.0058173 | 0.0058173 | [11 empty] | NTE Energy LLC | 100 | NTE Energy LLC | 100
Kings Mountain Energy Center | 59325_G_KMEC2 | 59325 | G | KMEC2 | 91012 | Combined Cycle |  | S_VACA | North Carolina | 37 | Cleveland | 45 | 37045 | 227 | 7050 | 2018 | 9999 |  |  | N | Natural Gas |  |  |  | LNB + NH3 | SCR | [8 empty] | 0.0058173 | 0.0058173 | 0.0058173 | 0.0058173 | [11 empty] | NTE Energy LLC | 100 | NTE Energy LLC | 100
Middletown Energy Center | 59326_G_MEC1 | 59326 | G | MEC1 | 91013 | Combined Cycle |  | PJM_West | Ohio | 39 | Butler | 17 | 39017 | 252.3 | 7050 | 2018 | 9999 |  |  | N | Natural Gas |  |  |  | DLNB | SCR | [8 empty] | 0.0061302 | 0.0061302 | 0.0061302 | 0.0061302 | [11 empty] | Ohio Power Partners LLC | 100 | NTE Energy LLC | 100
Middletown Energy Center | 59326_G_MEC2 | 59326 | G | MEC2 | 91013 | Combined Cycle |  | PJM_West | Ohio | 39 | Butler | 17 | 39017 | 215.7 | 7050 | 2018 | 9999 |  |  | N | Natural Gas |  |  |  | LNB + NH3 | SCR | [8 empty] | 0.0061302 | 0.0061302 | 0.0061302 | 0.0061302 | [11 empty] | Ohio Power Partners LLC | 100 | NTE Energy LLC | 100
Marlboro Mushrooms Solar Field | 59327_G_GEN1 | 59327 | G | GEN1 |  | Solar PV |  | PJM_EMAC | Pennsylvania | 42 | Chester | 29 | 42029 | 1 | 0 | 2011 | 9999 |  |  | N | Solar | [13 empty] | 0 | 0 | 0 | 0 | [11 empty] | Southern Energy Management | 100 | Southern Energy Management | 100
Golden Acorn Casino | 59328_G_GAC1 | 59328 | G | GAC1 |  | Onshore Wind |  | WEC_SDGE | California | 6 | San Diego | 73 | 06073 | 1 | 0 | 2014 | 9999 |  |  | N | Wind | [13 empty] | 0 | 0 | 0 | 0 | [11 empty] | Foundation CA Fund VII Manager LLC | 100 | Foundation Windpower | 100
City of Soledad Water Reclamation | 59329_G_SOL1 | 59329 | G | SOL1 |  | Onshore Wind |  | WEC_CALN | California | 6 | Monterey | 53 | 06053 | 1 | 0 | 2014 | 9999 |  |  | N | Wind | [13 empty] | 0 | 0 | 0 | 0 | [11 empty] | Foundation CA Fund VII Manager LLC | 100 | Foundation Windpower | 100
Taylor Farms | 59330_G_TAY1 | 59330 | G | TAY1 |  | Onshore Wind |  | WEC_CALN | California | 6 | Monterey | 53 | 06053 | 1 | 0 | 2014 | 9999 |  |  | N | Wind | [13 empty] | 0 | 0 | 0 | 0 | [11 empty] | Foundation CA Fund VII Manager LLC | 100 | Foundation Windpower | 100
Anheuser-Busch #2 | 59331_G_ANB2 | 59331 | G | ANB2 |  | Onshore Wind |  | WEC_CALN | California | 6 | Solano | 95 | 06095 | 1.6 | 0 | 2014 | 9999 |  |  | N | Wind | [13 empty] | 0 | 0 | 0 | 0 | [11 empty] | Foundation CA Fund VII Manager LLC | 100 | Foundation Windpower | 100
Mesquite Creek Wind | 59332_G_MSCRK | 59332 | G | MSCRK |  | Onshore Wind |  | ERC_WEST | Texas | 48 | Dawson | 115 | 48115 | 211.2 | 0 | 2015 | 9999 |  |  | N | Wind | [13 empty] | 0 | 0 | 0 | 0 | [11 empty] | Mesquite Creek Wind LLC | 100 | Sumitomo Corp | 100
Faison Solar | 59333_G_FAIS1 | 59333 | G | FAIS1 |  | Solar PV |  | S_VACA | North Carolina | 37 | Duplin | 61 | 37061 | 2 | 0 | 2015 | 9999 |  |  | N | Solar | [13 empty] | 0 | 0 | 0 | 0 | [11 empty] | Faison Solar LLC | 100 | Faison Solar LLC | 100
Catalina Solar 2, LLC | 59334_G_INV-1 | 59334 | G | INV-1 |  | Solar PV |  | WECC_SCE | California | 6 | Kern | 29 | 06029 | 18 | 0 | 2015 | 9999 |  |  | N | Solar | [13 empty] | 0 | 0 | 0 | 0 | [11 empty] | Catalina Solar 2 LLC | 100 | EDF Group | 100
MCLB Landfill Gas to Energy | 59335_G_GEN1 | 59335 | G | GEN1 |  | Non-Fossil Waste |  | S_SOU | Georgia | 13 | Dougherty | 95 | 13095 | 1.9 | 7042 | 2011 | 9999 |  |  | Y | Non-Fossil Waste | [13 empty] | 0 | 0 | 0 | 0 | [11 empty] | Marine Corps Logistics Base | 100 | US Marine Corps | 100
Harrell's Hill Solar Center LLC | 59337_G_HHS1 | 59337 | G | HHS1 |  | Solar PV |  | S_VACA | North Carolina | 37 | Wayne | 191 | 37191 | 5 | 0 | 2015 | 9999 |  |  | N | Solar | [13 empty] | 0 | 0 | 0 | 0 | [11 empty] | Harrells Hill Solar Center LLC | 100 | Heliosage Energy LLC | 100
Gila River Power Block 1 | 59338_G_CTG1 | 59338 | G | CTG1 | 8508 | Combined Cycle |  | WECC_AZ | Arizona | 4 | Maricopa | 13 | 04013 | 146 | 7352 | 2003 | 9999 |  |  | N | Natural Gas |  |  |  | DLNB | SCR | [8 empty] | 0.010743 | 0.010743 | 0.010743 | 0.010743 | [11 empty] | CXA Sundevil I Inc | 100 | Beal Bank USA | 100
Gila River Power Block 1 | 59338_G_CTG2 | 59338 | G | CTG2 | 8510 | Combined Cycle |  | WECC_AZ | Arizona | 4 | Maricopa | 13 | 04013 | 146 | 7352 | 2003 | 9999 |  |  | N | Natural Gas |  |  |  | DLNB | SCR | [8 empty] | 0.010743 | 0.010743 | 0.010743 | 0.010743 | [11 empty] | CXA Sundevil I Inc | 100 | Beal Bank USA | 100
Gila River Power Block 1 | 59338_G_ST9 | 59338 | G | ST9 | 8508 | Combined Cycle |  | WECC_AZ | Arizona | 4 | Maricopa | 13 | 04013 | 223 | 7352 | 2003 | 9999 |  |  | N | Natural Gas |  |  |  | LNB + NH3 | SCR | [8 empty] | 0.010743 | 0.010743 | 0.010743 | 0.010743 | [11 empty] | CXA Sundevil I Inc | 100 | Beal Bank USA | 100
Quinto Solar PV Project | 59339_G_SSC13 | 59339 | G | SSC13 |  | Solar PV |  | WEC_CALN | California | 6 | Merced | 47 | 06047 | 105.1 | 0 | 2015 | 9999 |  |  | N | Solar | [13 empty] | 0 | 0 | 0 | 0 | [11 empty] | Solar Star California XIII LLC | 100 | APG Asset Management US Inc | 100
Dorena Hydro-Electric Facility | 59357_G_FRNCS | 59357 | G | FRNCS |  | Hydro |  | WECC_PNW | Oregon | 41 | Lane | 39 | 41039 | 1.4 | 0 | 2014 | 9999 |  |  | N | Hydro | [13 empty] | 0 | 0 | 0 | 0 | [11 empty] | Dorena Hydro LLC | 100 | Riverbank Power Corp | 100
Dorena Hydro-Electric Facility | 59357_G_KAPLN | 59357 | G | KAPLN |  | Hydro |  | WECC_PNW | Oregon | 41 | Lane | 39 | 41039 | 6.1 | 0 | 2014 | 9999 |  |  | N | Hydro | [13 empty] | 0 | 0 | 0 | 0 | [11 empty] | Dorena Hydro LLC | 100 | Riverbank Power Corp | 100
Devens | 59358_G_MA2 | 59358 | G | MA2 |  | Solar PV |  | NENGREST | Massachusetts | 25 | Middlesex | 17 | 25017 | 2 | 0 | 2014 | 9999 |  |  | N | Solar | [13 empty] | 0 | 0 | 0 | 0 | [11 empty] | SLX Project 1070 LLC | 100 | Green States Energy Inc | 100
SCE-Snowline-Duncan Road (North) | 59359_G_10400 | 59359 | G | 10400 |  | Solar PV |  | WECC_SCE | California | 6 | San Bernardino | 71 | 06071 | 1.5 | 0 | 2014 | 9999 |  |  | N | Solar | [13 empty] | 0 | 0 | 0 | 0 | [11 empty] | SunE Solar XV Lessor LLC | 100 | Brookfield Asset Management Inc | 100
SCE-Snowline-Duncan Road (South) | 59360_G_11113 | 59360 | G | 11113 |  | Solar PV |  | WECC_SCE | California | 6 | San Bernardino | 71 | 06071 | 1 | 0 | 2014 | 9999 |  |  | N | Solar | [13 empty] | 0 | 0 | 0 | 0 | [11 empty] | SunE Solar XV Lessor LLC | 100 | Brookfield Asset Management Inc | 100
Browne Solar LLC | 59361_G_PV1 | 59361 | G | PV1 |  | Solar PV |  | NENGREST | Massachusetts | 25 | Hampden | 13 | 25013 | 1.4 | 0 | 2014 | 9999 |  |  | N | Solar | [13 empty] | 0 | 0 | 0 | 0 | [11 empty] | Sunray Power LLC | 100 | Sunray Power LLC | 100
Indian Hill Solar LLC | 59362_G_PV1 | 59362 | G | PV1 |  | Solar PV |  | NENGREST | Massachusetts | 25 | Hampden | 13 | 25013 | 1.4 | 0 | 2014 | 9999 |  |  | N | Solar | [13 empty] | 0 | 0 | 0 | 0 | [11 empty] | Sunray Power LLC | 100 | Sunray Power LLC | 100
State Street Solar LLC | 59363_G_PV1 | 59363 | G | PV1 |  | Solar PV |  | NENGREST | Massachusetts | 25 | Hampden | 13 | 25013 | 1.4 | 0 | 2014 | 9999 |  |  | N | Solar | [13 empty] | 0 | 0 | 0 | 0 | [11 empty] | SR Solar 7 LLC | 100 | Sunray Power LLC | 100
Plainfield One Solar LLC | 59364_G_PV1 | 59364 | G | PV1 |  | Solar PV |  | PJM_EMAC | New Jersey | 34 | Somerset | 35 | 34035 | 1.3 | 0 | 2011 | 9999 |  |  | N | Solar | [13 empty] | 0 | 0 | 0 | 0 | [11 empty] | Plainfield One Solar LLC | 100 | Sunray Power LLC | 100
24 Applegate Solar LLC | 59365_G_PV1 | 59365 | G | PV1 |  | Solar PV |  | PJM_EMAC | New Jersey | 34 | Mercer | 21 | 34021 | 4.9 | 0 | 2014 | 9999 |  |  | N | Solar | [13 empty] | 0 | 0 | 0 | 0 | [11 empty] | 24 Applegate Solar LLC | 100 | Sunray Power LLC | 100
G&S Wantage Solar LLC | 59366_G_PV1 | 59366 | G | PV1 |  | Solar PV |  | PJM_EMAC | New Jersey | 34 | Sussex | 37 | 34037 | 8.5 | 0 | 2014 | 9999 |  |  | N | Solar | [13 empty] | 0 | 0 | 0 | 0 | [11 empty] | G&S Solar Installers LLC | 100 | Sunray Power LLC | 100
Engelhard Solar LLC | 59367_G_PV1 | 59367 | G | PV1 |  | Solar PV |  | PJM_EMAC | New Jersey | 34 | Middlesex | 23 | 34023 | 1.1 | 0 | 2012 | 9999 |  |  | N | Solar | [13 empty] | 0 | 0 | 0 | 0 | [11 empty] | Engelhard Solar LLC | 100 | Sunray Power LLC | 100
Westborough Solar LLC | 59368_G_PV1 | 59368 | G | PV1 |  | Solar PV |  | NENGREST | Massachusetts | 25 | Worcester | 27 | 25027 | 2.2 | 0 | 2014 | 9999 |  |  | N | Solar | [13 empty] | 0 | 0 | 0 | 0 | [11 empty] | Westborough Solar LLC | 100 | Sunray Power LLC | 100
Lakewood Seven Solar LLC | 59369_G_PV1 | 59369 | G | PV1 |  | Solar PV |  | PJM_EMAC | New Jersey | 34 | Ocean | 29 | 34029 | 1 | 0 | 2012 | 9999 |  |  | N | Solar | [13 empty] | 0 | 0 | 0 | 0 | [11 empty] | Lakewood Seven Solar LLC | 100 | Sunray Power LLC | 100
4 Applegate Solar LLC | 59370_G_PV1 | 59370 | G | PV1 |  | Solar PV |  | PJM_EMAC | New Jersey | 34 | Mercer | 21 | 34021 | 1.8 | 0 | 2012 | 9999 |  |  | N | Solar | [13 empty] | 0 | 0 | 0 | 0 | [11 empty] | G&S Solar Installers LLC | 100 | Sunray Power LLC | 100
12 Applegate Solar LLC | 59371_G_PV1 | 59371 | G | PV1 |  | Solar PV |  | PJM_EMAC | New Jersey | 34 | Mercer | 21 | 34021 | 1.9 | 0 | 2012 | 9999 |  |  | N | Solar | [13 empty] | 0 | 0 | 0 | 0 | [11 empty] | 12 Applegate Solar LLC | 100 | Sunray Power LLC | 100
Old Mill Solar | 59374_G_OMSLR | 59374 | G | OMSLR |  | Solar PV |  | WECC_PNW | Oregon | 41 | Klamath | 35 | 41035 | 5 | 0 | 2015 | 9999 |  |  | N | Solar | [13 empty] | 0 | 0 | 0 | 0 | [11 empty] | Old Mill Solar LLC | 100 | Obsidian Finance Group LLC | 100
Rose Hill | 59375_G_ROSE1 | 59375 | G | ROSE1 |  | Solar PV |  | S_VACA | North Carolina | 37 | Duplin | 61 | 37061 | 2 | 0 | 2012 | 9999 |  |  | N | Solar | [13 empty] | 0 | 0 | 0 | 0 | [11 empty] | Rose Hill Solar LLC | 100 | FLS Energy Inc | 100
Dunn | 59376_G_DUNN1 | 59376 | G | DUNN1 |  | Solar PV |  | S_VACA | North Carolina | 37 | Harnett | 85 | 37085 | 2 | 0 | 2012 | 9999 |  |  | N | Solar | [13 empty] | 0 | 0 | 0 | 0 | [11 empty] | Dunn Solar LLC | 100 | FLS Energy Inc | 100
Town of Cary | 59377_G_CARY1 | 59377 | G | CARY1 |  | Solar PV |  | S_VACA | North Carolina | 37 | Duplin | 61 | 37061 | 1.5 | 0 | 2012 | 9999 |  |  | N | Solar | [13 empty] | 0 | 0 | 0 | 0 | [11 empty] | FLS Owner 80 LLC | 100 | FLS Energy Inc | 100
Wapsie Valley Creamery Back Up Generator | 59379_G_1 | 59379 | G | 1 |  | Combustion Turbine | IC Engine | MIS_IA | Iowa | 19 | Buchanan | 19 | 19019 | 1.1 | 13469 | 2015 | 9999 |  |  | N | Distillate Fuel Oil | [13 empty] | 1.6498 | 1.6498 | 1.6498 | 1.6498 | [11 empty] | Wapsie Valley Creamery | 100 | Wapsie Valley Creamery | 100
Wildwood Solar I, LLC | 59380_G_WLD1 | 59380 | G | WLD1 |  | Solar PV |  | WECC_SCE | California | 6 | Kern | 29 | 06029 | 19.5 | 0 | 2015 | 9999 |  |  | N | Solar | [13 empty] | 0 | 0 | 0 | 0 | [11 empty] | Wildwood Solar I LLC | 100 | Duke Energy Corp | 100
Paisley Geothermal Generating Plant | 59382_G_SVEP1 | 59382 | G | SVEP1 |  | Geothermal |  | WECC_PNW | Oregon | 41 | Lake | 37 | 41037 | 1.8 | 9771 | 2015 | 9999 |  |  | N | Geothermal | [13 empty] | 0 | 0 | 0 | 0 | 0.4563 | 0.4563 | 0.4563 | [8 empty] | Surprise Valley Electric Corp | 100 | Surprise Valley Electric Corp | 100
East Kansas Agri-Energy, LLC | 59383_G_KATO | 59383 | G | KATO |  | Non-Fossil Waste |  | SPP_N | Kansas | 20 | Anderson | 3 | 20003 | 0.8 | 11084 | 2005 | 9999 |  |  | N | Non-Fossil Waste | [13 empty] | 0 | 0 | 0 | 0 | [11 empty] | East Kansas Agri Energy LLC | 100 | East Kansas Agri Energy LLC | 100
South Plains Wind Phase I | 59384_G_1 | 59384 | G | 1 |  | Onshore Wind |  | ERC_PHDL | Texas | 48 | Floyd | 153 | 48153 | 200 | 0 | 2015 | 9999 |  |  | N | Wind | [13 empty] | 0 | 0 | 0 | 0 | [11 empty] | South Plains Wind Energy LLC | 100 | Tri Global Energy | 100
Enterprise Solar, LLC | 59386_G_ENTS1 | 59386 | G | ENTS1 |  | Solar PV |  | WECC_UT | Utah | 49 | Iron | 21 | 49021 | 80 | 0 | 2016 | 9999 |  |  | N | Solar | [13 empty] | 0 | 0 | 0 | 0 | [11 empty] | Enterprise Solar LLC | 100 | Global Infrastructure Partners | 100
Escalante Solar I, LLC | 59387_G_ESCS1 | 59387 | G | ESCS1 |  | Solar PV |  | WECC_UT | Utah | 49 | Beaver | 1 | 49001 | 80 | 0 | 2016 | 9999 |  |  | N | Solar | [13 empty] | 0 | 0 | 0 | 0 | [11 empty] | Escalante Solar I LLC | 100 | Global Infrastructure Partners | 100
Escalante Solar II, LLC | 59388_G_ESCS2 | 59388 | G | ESCS2 |  | Solar PV |  | WECC_UT | Utah | 49 | Beaver | 1 | 49001 | 80 | 0 | 2016 | 9999 |  |  | N | Solar | [13 empty] | 0 | 0 | 0 | 0 | [11 empty] | Escalante Solar II LLC | 100 | Global Infrastructure Partners | 100
Escalante Solar III, LLC | 59389_G_ESCS3 | 59389 | G | ESCS3 |  | Solar PV |  | WECC_UT | Utah | 49 | Beaver | 1 | 49001 | 80 | 0 | 2016 | 9999 |  |  | N | Solar | [13 empty] | 0 | 0 | 0 | 0 | [11 empty] | Escalante Solar III LLC | 100 | Global Infrastructure Partners | 100
True North | 59390_G_TNE1 | 59390 | G | TNE1 |  | Solar PV |  | NENGREST | Massachusetts | 25 | Essex | 9 | 25009 | 4.8 | 0 | 2012 | 9999 |  |  | N | Solar | [13 empty] | 0 | 0 | 0 | 0 | [11 empty] | True North Energy | 100 | Capital Dynamics | 100
Red Gate Power Plant | 59391_G_ENG01 | 59391 | G | ENG01 |  | Combustion Turbine | IC Engine | ERC_REST | Texas | 48 | Hidalgo | 215 | 48215 | 18.3 | 10745 | 2016 | 9999 |  |  | N | Natural Gas | [13 empty] | 0.0083 | 0.0083 | 0.0083 | 0.0083 | [11 empty] | South Texas Electric Coop Inc | 100 | South Texas Electric Coop Inc | 100
Red Gate Power Plant | 59391_G_ENG02 | 59391 | G | ENG02 |  | Combustion Turbine | IC Engine | ERC_REST | Texas | 48 | Hidalgo | 215 | 48215 | 18.3 | 10745 | 2016 | 9999 |  |  | N | Natural Gas | [13 empty] | 0.00791 | 0.00791 | 0.00791 | 0.00791 | [11 empty] | South Texas Electric Coop Inc | 100 | South Texas Electric Coop Inc | 100
Red Gate Power Plant | 59391_G_ENG03 | 59391 | G | ENG03 |  | Combustion Turbine | IC Engine | ERC_REST | Texas | 48 | Hidalgo | 215 | 48215 | 18.3 | 10745 | 2016 | 9999 |  |  | N | Natural Gas | [13 empty] | 0.00798 | 0.00798 | 0.00798 | 0.00798 | [11 empty] | South Texas Electric Coop Inc | 100 | South Texas Electric Coop Inc | 100
Red Gate Power Plant | 59391_G_ENG04 | 59391 | G | ENG04 |  | Combustion Turbine | IC Engine | ERC_REST | Texas | 48 | Hidalgo | 215 | 48215 | 18.3 | 10745 | 2016 | 9999 |  |  | N | Natural Gas | [13 empty] | 0.00661 | 0.00661 | 0.00661 | 0.00661 | [11 empty] | South Texas Electric Coop Inc | 100 | South Texas Electric Coop Inc | 100
Red Gate Power Plant | 59391_G_ENG05 | 59391 | G | ENG05 |  | Combustion Turbine | IC Engine | ERC_REST | Texas | 48 | Hidalgo | 215 | 48215 | 18.3 | 10745 | 2016 | 9999 |  |  | N | Natural Gas | [13 empty] | 0.0066 | 0.0066 | 0.0066 | 0.0066 | [11 empty] | South Texas Electric Coop Inc | 100 | South Texas Electric Coop Inc | 100
Red Gate Power Plant | 59391_G_ENG06 | 59391 | G | ENG06 |  | Combustion Turbine | IC Engine | ERC_REST | Texas | 48 | Hidalgo | 215 | 48215 | 18.3 | 10745 | 2016 | 9999 |  |  | N | Natural Gas | [13 empty] | 0.00661 | 0.00661 | 0.00661 | 0.00661 | [11 empty] | South Texas Electric Coop Inc | 100 | South Texas Electric Coop Inc | 100
Red Gate Power Plant | 59391_G_ENG07 | 59391 | G | ENG07 |  | Combustion Turbine | IC Engine | ERC_REST | Texas | 48 | Hidalgo | 215 | 48215 | 18.3 | 10745 | 2016 | 9999 |  |  | N | Natural Gas | [13 empty] | 0.00676 | 0.00676 | 0.00676 | 0.00676 | [11 empty] | South Texas Electric Coop Inc | 100 | South Texas Electric Coop Inc | 100
Red Gate Power Plant | 59391_G_ENG08 | 59391 | G | ENG08 |  | Combustion Turbine | IC Engine | ERC_REST | Texas | 48 | Hidalgo | 215 | 48215 | 18.3 | 10745 | 2016 | 9999 |  |  | N | Natural Gas | [13 empty] | 0.00704 | 0.00704 | 0.00704 | 0.00704 | [11 empty] | South Texas Electric Coop Inc | 100 | South Texas Electric Coop Inc | 100
Red Gate Power Plant | 59391_G_ENG09 | 59391 | G | ENG09 |  | Combustion Turbine | IC Engine | ERC_REST | Texas | 48 | Hidalgo | 215 | 48215 | 18.3 | 10745 | 2016 | 9999 |  |  | N | Natural Gas | [13 empty] | 0.00672 | 0.00672 | 0.00672 | 0.00672 | [11 empty] | South Texas Electric Coop Inc | 100 | South Texas Electric Coop Inc | 100
Red Gate Power Plant | 59391_G_ENG10 | 59391 | G | ENG10 |  | Combustion Turbine | IC Engine | ERC_REST | Texas | 48 | Hidalgo | 215 | 48215 | 18.3 | 10745 | 2016 | 9999 |  |  | N | Natural Gas | [13 empty] | 0.00871 | 0.00871 | 0.00871 | 0.00871 | [11 empty] | South Texas Electric Coop Inc | 100 | South Texas Electric Coop Inc | 100
Red Gate Power Plant | 59391_G_ENG11 | 59391 | G | ENG11 |  | Combustion Turbine | IC Engine | ERC_REST | Texas | 48 | Hidalgo | 215 | 48215 | 18.3 | 10745 | 2016 | 9999 |  |  | N | Natural Gas | [13 empty] | 0.00868 | 0.00868 | 0.00868 | 0.00868 | [11 empty] | South Texas Electric Coop Inc | 100 | South Texas Electric Coop Inc | 100
Red Gate Power Plant | 59391_G_ENG12 | 59391 | G | ENG12 |  | Combustion Turbine | IC Engine | ERC_REST | Texas | 48 | Hidalgo | 215 | 48215 | 18.3 | 10745 | 2016 | 9999 |  |  | N | Natural Gas | [13 empty] | 0.00852 | 0.00852 | 0.00852 | 0.00852 | [11 empty] | South Texas Electric Coop Inc | 100 | South Texas Electric Coop Inc | 100
Blue Ridge Generating | 59392_G_GEN1 | 59392 | G | GEN1 |  | Landfill Gas |  | PJM_West | Kentucky | 21 | Estill | 65 | 21065 | 1.2 | 13500 | 2013 | 9999 |  |  | N | Landfill Gas | [13 empty] | 0.22117 | 0.22117 | 0.22117 | 0.22117 | [11 empty] | Advanced Waste Services | 100 | Advanced Waste Services | 100
Eubank Landfill Solar Array | 59393_G_ESNM1 | 59393 | G | ESNM1 |  | Solar PV |  | WECC_NM | New Mexico | 35 | Bernalillo | 1 | 35001 | 2 | 0 | 2013 | 9999 |  |  | N | Solar | [13 empty] | 0 | 0 | 0 | 0 | [11 empty] | Emcore Solar | 100 | Emcore Corp | 100
Grafton Solar | 59394_G_KRS03 | 59394 | G | KRS03 |  | Solar PV |  | NENGREST | Massachusetts | 25 | Worcester | 27 | 25027 | 1.5 | 0 | 2013 | 9999 |  |  | N | Solar | [13 empty] | 0 | 0 | 0 | 0 | [11 empty] | Kearsarge Grafton LLC | 100 | Kearsarge Energy LP | 100
Shaffer | 59396_G_SHF01 | 59396 | G | SHF01 |  | Solar PV |  | NENGREST | Massachusetts | 25 | Middlesex | 17 | 25017 | 5 | 0 | 2014 | 9999 |  |  | N | Solar | [13 empty] | 0 | 0 | 0 | 0 | [11 empty] | CD US Solar MT3 LLC | 100 | Capital Dynamics | 100
Indian River Generating Station | 594_G_10 | 594 | G | 10 | 386 | Combustion Turbine |  | PJM_EMAC | Delaware | 10 | Sussex | 5 | 10005 | 16.1 | 14972 | 1967 | 9999 |  |  | N | Distillate Fuel Oil |  |  |  | H2O | [8 empty] | 0.3 | 0.24678 | 0.24678 | 0.24678 | 0.24678 | [11 empty] | Indian River Power LLC | 100 | NRG Energy Inc | 100
Searchlight Solar | 59404_G_1 | 59404 | G | 1 |  | Solar PV |  | WECC_SNV | Nevada | 32 | Clark | 3 | 32003 | 17.5 | 0 | 2014 | 9999 |  |  | N | Solar | [13 empty] | 0 | 0 | 0 | 0 | [11 empty] | American Capital Energy Searchlight Solar LLC | 100 | D E Shaw & Co LP | 100
Diamond Valley Solar Project | 59405_G_PV11 | 59405 | G | PV11 |  | Solar PV |  | WECC_SCE | California | 6 | Riverside | 65 | 06065 | 1.3 | 0 | 2015 | 9999 |  |  | N | Solar | [13 empty] | 0 | 0 | 0 | 0 | [11 empty] | Diamond Valley Solar LLC | 100 | Allco Renewable Energy Limited | 100
Facile Solar | 59406_G_SYS1 | 59406 | G | SYS1 |  | Solar PV |  | S_VACA | North Carolina | 37 | Alamance | 1 | 37001 | 2 | 0 | 2015 | 9999 |  |  | N | Solar | [13 empty] | 0 | 0 | 0 | 0 | [11 empty] | Loy Farm Solar LLC | 100 | Loy Farm Solar LLC | 100
Newman Solar | 59407_G_NEW1 | 59407 | G | NEW1 |  | Solar PV |  | WECC_NM | Texas | 48 | El Paso | 141 | 48141 | 10.3 | 0 | 2014 | 9999 |  |  | N | Solar | [13 empty] | 0 | 0 | 0 | 0 | [11 empty] | Newman Solar LLC | 100 | Public Service Enterprise Group Inc | 100
Shafter Solar LLC | 59408_G_1 | 59408 | G | 1 |  | Solar PV |  | WECC_SCE | California | 6 | Kern | 29 | 06029 | 20 | 0 | 2015 | 9999 |  |  | N | Solar | [13 empty] | 0 | 0 | 0 | 0 | [11 empty] | Shafter Solar LLC | 100 | NextEra Energy Inc | 100
Madelyn Solar, LLC | 59409_G_SNL17 | 59409 | G | SNL17 |  | Solar PV |  | WECC_SCE | California | 6 | San Bernardino | 71 | 06071 | 1 | 0 | 2014 | 9999 |  |  | N | Solar | [13 empty] | 0 | 0 | 0 | 0 | [11 empty] | Madelyn Solar LLC | 100 | Cate Street Capital Inc | 100
Rudy Solar, LLC | 59410_G_SNL19 | 59410 | G | SNL19 |  | Solar PV |  | WECC_SCE | California | 6 | San Bernardino | 71 | 06071 | 1.5 | 0 | 2014 | 9999 |  |  | N | Solar | [13 empty] | 0 | 0 | 0 | 0 | [11 empty] | Rudy Solar LLC | 100 | Cate Street Capital Inc | 100
Mitchell Solar, LLC | 59411_G_SNL18 | 59411 | G | SNL18 |  | Solar PV |  | WECC_SCE | California | 6 | San Bernardino | 71 | 06071 | 1.5 | 0 | 2014 | 9999 |  |  | N | Solar | [13 empty] | 0 | 0 | 0 | 0 | [11 empty] | Mitchell Solar LLC | 100 | Cate Street Capital Inc | 100
Algonquin SKIC20 Solar LLC | 59412_G_SKI20 | 59412 | G | SKI20 |  | Solar PV |  | WECC_SCE | California | 6 | Kern | 29 | 06029 | 20 | 0 | 2015 | 9999 |  |  | N | Solar | [13 empty] | 0 | 0 | 0 | 0 | [11 empty] | Algonquin SKIC 20 Solar LLC | 100 | Algonquin Power & Utilities Corp | 100
Corcoran Solar 2 | 59413_G_C2CA | 59413 | G | C2CA |  | Solar PV |  | WEC_CALN | California | 6 | Kings | 31 | 06031 | 19.8 | 0 | 2015 | 9999 |  |  | N | Solar | [13 empty] | 0 | 0 | 0 | 0 | [11 empty] | SPS Corcoran West LLC | 100 | Enco Utility Service LLC | 100
Atwell Island West Solar | 59414_G_AWCA | 59414 | G | AWCA |  | Solar PV |  | WECC_SCE | California | 6 | Tulare | 107 | 06107 | 20 | 0 | 2015 | 9999 |  |  | N | Solar | [13 empty] | 0 | 0 | 0 | 0 | [11 empty] | CED Atwell Island West LLC | 100 | Consolidated Edison Inc | 100
Backus Microgrid Project | 59415_G_BMP1 | 59415 | G | BMP1 |  | Combustion Turbine | IC Engine | NENG_CT | Connecticut | 9 | New London | 11 | 09011 | 2.5 | 10745 | 2014 | 9999 |  |  | N | Distillate Fuel Oil | [13 empty] | 1.6498 | 1.6498 | 1.6498 | 1.6498 | [11 empty] | Connecticut Municipal Electric Energy Coop | 100 | Connecticut Municipal Electric Energy Coop | 100
Backus Microgrid Project | 59415_G_BMP2 | 59415 | G | BMP2 |  | Combustion Turbine | IC Engine | NENG_CT | Connecticut | 9 | New London | 11 | 09011 | 2.5 | 10745 | 2014 | 9999 |  |  | N | Distillate Fuel Oil | [13 empty] | 1.6498 | 1.6498 | 1.6498 | 1.6498 | [11 empty] | Connecticut Municipal Electric Energy Coop | 100 | Connecticut Municipal Electric Energy Coop | 100
Backus Microgrid Project | 59415_G_BMP3 | 59415 | G | BMP3 |  | Combustion Turbine | IC Engine | NENG_CT | Connecticut | 9 | New London | 11 | 09011 | 2.5 | 10745 | 2014 | 9999 |  |  | N | Distillate Fuel Oil | [13 empty] | 1.6498 | 1.6498 | 1.6498 | 1.6498 | [11 empty] | Connecticut Municipal Electric Energy Coop | 100 | Connecticut Municipal Electric Energy Coop | 100
Backus Microgrid Project | 59415_G_BMP4 | 59415 | G | BMP4 |  | Combustion Turbine | IC Engine | NENG_CT | Connecticut | 9 | New London | 11 | 09011 | 2.5 | 10745 | 2014 | 9999 |  |  | N | Distillate Fuel Oil | [13 empty] | 1.6498 | 1.6498 | 1.6498 | 1.6498 | [11 empty] | Connecticut Municipal Electric Energy Coop | 100 | Connecticut Municipal Electric Energy Coop | 100
Anaheim Solar Energy Plant | 59416_G_PV1 | 59416 | G | PV1 |  | Solar PV |  | WECC_SCE | California | 6 | Orange | 59 | 06059 | 2 | 0 | 2014 | 9999 |  |  | N | Solar | [13 empty] | 0 | 0 | 0 | 0 | [11 empty] | Anaheim Public Utilities Dept | 100 | Anaheim CA (City of) | 100
Pleasant Hill Wind Energy Project | 59417_G_WT1 | 59417 | G | WT1 |  | Onshore Wind |  | ERC_WEST | Texas | 48 | Crosby | 107 | 48107 | 20 | 0 | 2015 | 9999 |  |  | N | Wind | [13 empty] | 0 | 0 | 0 | 0 | [11 empty] | Crosby County Wind Farm LLC | 100 | Tri Global Energy | 100
SCE-Snowline-White Road (South) | 59421_G_11111 | 59421 | G | 11111 |  | Solar PV |  | WECC_SCE | California | 6 | San Bernardino | 71 | 06071 | 1.5 | 0 | 2014 | 9999 |  |  | N | Solar | [13 empty] | 0 | 0 | 0 | 0 | [11 empty] | SunE Solar XV Lessor LLC | 100 | Brookfield Asset Management Inc | 100
SCE-Snowline-White Road (North) | 59422_G_10401 | 59422 | G | 10401 |  | Solar PV |  | WECC_SCE | California | 6 | San Bernardino | 71 | 06071 | 1.5 | 0 | 2014 | 9999 |  |  | N | Solar | [13 empty] | 0 | 0 | 0 | 0 | [11 empty] | SunE Solar XV Lessor LLC | 100 | Brookfield Asset Management Inc | 100
SCE-Snowline-White Rd (Central) | 59423_G_10402 | 59423 | G | 10402 |  | Solar PV |  | WECC_SCE | California | 6 | San Bernardino | 71 | 06071 | 1.5 | 0 | 2014 | 9999 |  |  | N | Solar | [13 empty] | 0 | 0 | 0 | 0 | [11 empty] | SunE Solar XV Lessor LLC | 100 | Brookfield Asset Management Inc | 100
IND Solar Farm (Phase IIA) | 59424_G_IND2A | 59424 | G | IND2A |  | Solar PV |  | MIS_INKY | Indiana | 18 | Marion | 97 | 18097 | 7.5 | 0 | 2014 | 9999 |  |  | N | Solar | [13 empty] | 0 | 0 | 0 | 0 | [11 empty] | Indy Airport Solar Project II LLC | 100 | James Wesley Taylor | 100
Zimmerman Energy | 59425_G_ZE-#1 | 59425 | G | ZE-#1 |  | Landfill Gas |  | MIS_INKY | Indiana | 18 | Marshall | 99 | 18099 | 1.9 | 13500 | 2014 | 9999 |  |  | N | Landfill Gas | [13 empty] | 0.22117 | 0.22117 | 0.22117 | 0.22117 | [11 empty] | Zimmerman Energy LLC | 100 | Ares Management LP | 100
Zimmerman Energy | 59425_G_ZE-#2 | 59425 | G | ZE-#2 |  | Landfill Gas |  | MIS_INKY | Indiana | 18 | Marshall | 99 | 18099 | 1.9 | 13500 | 2014 | 9999 |  |  | N | Landfill Gas | [13 empty] | 0.22117 | 0.22117 | 0.22117 | 0.22117 | [11 empty] | Zimmerman Energy LLC | 100 | Ares Management LP | 100
Zimmerman Energy | 59425_G_ZE-#3 | 59425 | G | ZE-#3 |  | Landfill Gas |  | MIS_INKY | Indiana | 18 | Marshall | 99 | 18099 | 1.9 | 13500 | 2014 | 9999 |  |  | N | Landfill Gas | [13 empty] | 0.22117 | 0.22117 | 0.22117 | 0.22117 | [11 empty] | Zimmerman Energy LLC | 100 | Ares Management LP | 100
GKS Solar | 59426_G_GKS1 | 59426 | G | GKS1 |  | Solar PV |  | PJM_Dom | North Carolina | 37 | Perquimans | 143 | 37143 | 5 | 0 | 2015 | 9999 |  |  | N | Solar | [13 empty] | 0 | 0 | 0 | 0 | [11 empty] | SolNCPower1 LLC | 100 | Solon Group | 100
Two Mile Solar | 59427_G_TMS1 | 59427 | G | TMS1 |  | Solar PV |  | PJM_Dom | North Carolina | 37 | Perquimans | 143 | 37143 | 5 | 0 | 2015 | 9999 |  |  | N | Solar | [13 empty] | 0 | 0 | 0 | 0 | [11 empty] | SolNCPower1 LLC | 100 | Solon Group | 100
Baker Creek Hydroelectric | 59428_G_GENE1 | 59428 | G | GENE1 |  | Hydro |  | WEC_CALN | California | 6 | Humboldt | 23 | 06023 | 1.4 | 0 | 2014 | 9999 |  |  | N | Hydro | [13 empty] | 0 | 0 | 0 | 0 | [11 empty] | Albert Hunt | 100 | Albert Hunt | 100
Baker Creek Hydroelectric | 59428_G_GENE2 | 59428 | G | GENE2 |  | Hydro |  | WEC_CALN | California | 6 | Humboldt | 23 | 06023 | 0.1 | 0 | 2014 | 9999 |  |  | N | Hydro | [13 empty] | 0 | 0 | 0 | 0 | [11 empty] | Albert Hunt | 100 | Albert Hunt | 100
Downs Farm Solar | 59429_G_DOWN1 | 59429 | G | DOWN1 |  | Solar PV |  | PJM_Dom | North Carolina | 37 | Hertford | 91 | 37091 | 5 | 0 | 2015 | 9999 |  |  | N | Solar | [13 empty] | 0 | 0 | 0 | 0 | [11 empty] | Downs Farm Solar LLC | 100 | Downs Farm Solar LLC | 100
NRG Solar Las Vegas MB-1 | 59430_G_MB-1 | 59430 | G | MB-1 |  | Solar PV |  | WECC_SNV | Nevada | 32 | Clark | 3 | 32003 | 5 | 0 | 2015 | 9999 |  |  | N | Solar | [13 empty] | 0 | 0 | 0 | 0 | [11 empty] | NRG Energy Inc | 100 | NRG Energy Inc | 100
Sierra Solar Greenworks | 59431_G_SSG1 | 59431 | G | SSG1 |  | Solar PV |  | WEC_LADW | California | 6 | Los Angeles | 37 | 06037 | 18 | 0 | 2015 | 9999 |  |  | N | Solar | [13 empty] | 0 | 0 | 0 | 0 | [11 empty] | SPW Solar Holdings 1 LLC | 100 | SPW Solar Managing Member 1 LLC | 100
Duke Building 87 | 59432_G_DUK87 | 59432 | G | DUK87 |  | Solar PV |  | MIS_INKY | Indiana | 18 | Marion | 97 | 18097 | 2.7 | 0 | 2014 | 9999 |  |  | N | Solar | [13 empty] | 0 | 0 | 0 | 0 | [11 empty] | Half Moon Ventures LLC | 100 | Half Moon Ventures LLC | 100
Duke Building 98 | 59433_G_DUK98 | 59433 | G | DUK98 |  | Solar PV |  | MIS_INKY | Indiana | 18 | Marion | 97 | 18097 | 2.7 | 0 | 2014 | 9999 |  |  | N | Solar | [13 empty] | 0 | 0 | 0 | 0 | [11 empty] | Half Moon Ventures LLC | 100 | Half Moon Ventures LLC | 100
Duke Building 129 | 59434_G_DU129 | 59434 | G | DU129 |  | Solar PV |  | MIS_INKY | Indiana | 18 | Marion | 97 | 18097 | 3.4 | 0 | 2014 | 9999 |  |  | N | Solar | [13 empty] | 0 | 0 | 0 | 0 | [11 empty] | Half Moon Ventures LLC | 100 | Half Moon Ventures LLC | 100
Oak Tree Energy | 59435_G_OTE14 | 59435 | G | OTE14 |  | Onshore Wind |  | SPP_WAUE | South Dakota | 46 | Clark | 25 | 46025 | 19.5 | 0 | 2014 | 9999 |  |  | N | Wind | [13 empty] | 0 | 0 | 0 | 0 | [11 empty] | Consolidated Edison Development Inc | 100 | Consolidated Edison Inc | 100
Lennon Generating | 59436_G_10 | 59436 | G | 10 |  | Landfill Gas |  | MIS_LMI | Michigan | 26 | Shiawassee | 155 | 26155 | 1.5 | 13500 | 2012 | 9999 |  |  | N | Landfill Gas | [13 empty] | 0.22117 | 0.22117 | 0.22117 | 0.22117 | [11 empty] | WM Renewable Energy LLC | 100 | Waste Management Inc | 100
Lennon Generating | 59436_G_3 | 59436 | G | 3 |  | Landfill Gas |  | MIS_LMI | Michigan | 26 | Shiawassee | 155 | 26155 | 0.8 | 13500 | 2001 | 9999 |  |  | N | Landfill Gas | [13 empty] | 0.22117 | 0.22117 | 0.22117 | 0.22117 | [11 empty] | WM Renewable Energy LLC | 100 | Waste Management Inc | 100
Lennon Generating | 59436_G_4 | 59436 | G | 4 |  | Landfill Gas |  | MIS_LMI | Michigan | 26 | Shiawassee | 155 | 26155 | 0.8 | 13500 | 2006 | 9999 |  |  | N | Landfill Gas | [13 empty] | 0.22117 | 0.22117 | 0.22117 | 0.22117 | [11 empty] | WM Renewable Energy LLC | 100 | Waste Management Inc | 100
Lennon Generating | 59436_G_5 | 59436 | G | 5 |  | Landfill Gas |  | MIS_LMI | Michigan | 26 | Shiawassee | 155 | 26155 | 0.8 | 13500 | 2007 | 9999 |  |  | N | Landfill Gas | [13 empty] | 0.22117 | 0.22117 | 0.22117 | 0.22117 | [11 empty] | WM Renewable Energy LLC | 100 | Waste Management Inc | 100
Lennon Generating | 59436_G_6 | 59436 | G | 6 |  | Landfill Gas |  | MIS_LMI | Michigan | 26 | Shiawassee | 155 | 26155 | 0.8 | 13500 | 2007 | 9999 |  |  | N | Landfill Gas | [13 empty] | 0.22117 | 0.22117 | 0.22117 | 0.22117 | [11 empty] | WM Renewable Energy LLC | 100 | Waste Management Inc | 100
Lennon Generating | 59436_G_7 | 59436 | G | 7 |  | Landfill Gas |  | MIS_LMI | Michigan | 26 | Shiawassee | 155 | 26155 | 1.5 | 13500 | 2014 | 9999 |  |  | N | Landfill Gas | [13 empty] | 0.22117 | 0.22117 | 0.22117 | 0.22117 | [11 empty] | WM Renewable Energy LLC | 100 | Waste Management Inc | 100
Lennon Generating | 59436_G_8 | 59436 | G | 8 |  | Landfill Gas |  | MIS_LMI | Michigan | 26 | Shiawassee | 155 | 26155 | 1.5 | 13500 | 2014 | 9999 |  |  | N | Landfill Gas | [13 empty] | 0.22117 | 0.22117 | 0.22117 | 0.22117 | [11 empty] | WM Renewable Energy LLC | 100 | Waste Management Inc | 100
Lennon Generating | 59436_G_9 | 59436 | G | 9 |  | Landfill Gas |  | MIS_LMI | Michigan | 26 | Shiawassee | 155 | 26155 | 1.5 | 13500 | 2012 | 9999 |  |  | N | Landfill Gas | [13 empty] | 0.22117 | 0.22117 | 0.22117 | 0.22117 | [11 empty] | WM Renewable Energy LLC | 100 | Waste Management Inc | 100
Stillwater B | 59437_G_SWB-1 | 59437 | G | SWB-1 |  | Hydro |  | NENG_ME | Maine | 23 | Penobscot | 19 | 23019 | 0.8 | 0 | 2013 | 9999 |  |  | N | Hydro | [13 empty] | 0 | 0 | 0 | 0 | [11 empty] | Black Bear Development Holdings LLC | 100 | Brookfield Asset Management Inc | 100
Stillwater B | 59437_G_SWB-2 | 59437 | G | SWB-2 |  | Hydro |  | NENG_ME | Maine | 23 | Penobscot | 19 | 23019 | 0.8 | 0 | 2013 | 9999 |  |  | N | Hydro | [13 empty] | 0 | 0 | 0 | 0 | [11 empty] | Black Bear Development Holdings LLC | 100 | Brookfield Asset Management Inc | 100
Stillwater B | 59437_G_SWB-3 | 59437 | G | SWB-3 |  | Hydro |  | NENG_ME | Maine | 23 | Penobscot | 19 | 23019 | 0.8 | 0 | 2013 | 9999 |  |  | N | Hydro | [13 empty] | 0 | 0 | 0 | 0 | [11 empty] | Black Bear Development Holdings LLC | 100 | Brookfield Asset Management Inc | 100
Orono B | 59438_G_ORB-1 | 59438 | G | ORB-1 |  | Hydro |  | NENG_ME | Maine | 23 | Penobscot | 19 | 23019 | 1.3 | 0 | 2013 | 9999 |  |  | N | Hydro | [13 empty] | 0 | 0 | 0 | 0 | [11 empty] | Black Bear Development Holdings LLC | 100 | Brookfield Asset Management Inc | 100
Orono B | 59438_G_ORB-2 | 59438 | G | ORB-2 |  | Hydro |  | NENG_ME | Maine | 23 | Penobscot | 19 | 23019 | 1.3 | 0 | 2013 | 9999 |  |  | N | Hydro | [13 empty] | 0 | 0 | 0 | 0 | [11 empty] | Black Bear Development Holdings LLC | 100 | Brookfield Asset Management Inc | 100
Orono B | 59438_G_ORB-3 | 59438 | G | ORB-3 |  | Hydro |  | NENG_ME | Maine | 23 | Penobscot | 19 | 23019 | 1.3 | 0 | 2013 | 9999 |  |  | N | Hydro | [13 empty] | 0 | 0 | 0 | 0 | [11 empty] | Black Bear Development Holdings LLC | 100 | Brookfield Asset Management Inc | 100
COC Surry LFG, LLC | 59439_G_UNIT1 | 59439 | G | UNIT1 |  | Landfill Gas |  | S_VACA | North Carolina | 37 | Surry | 171 | 37171 | 1.5 | 13500 | 2013 | 9999 |  |  | N | Landfill Gas | [13 empty] | 0.22117 | 0.22117 | 0.22117 | 0.22117 | [11 empty] | Coc Surry LFG LLC | 100 | Barnabas Investment Group LLC | 100
Adelanto Solar II, LLC | 59440_G_SAS | 59440 | G | SAS |  | Solar PV |  | WECC_SCE | California | 6 | San Bernardino | 71 | 06071 | 7 | 0 | 2015 | 9999 |  |  | N | Solar | [13 empty] | 0 | 0 | 0 | 0 | [11 empty] | Adelanto Solar II LLC | 100 | NextEra Energy Inc | 100
Adelanto Solar, LLC | 59441_G_SAS | 59441 | G | SAS |  | Solar PV |  | WECC_SCE | California | 6 | San Bernardino | 71 | 06071 | 20 | 0 | 2015 | 9999 |  |  | N | Solar | [13 empty] | 0 | 0 | 0 | 0 | [11 empty] | Adelanto Solar LLC | 100 | NextEra Energy Inc | 100
Logans Gap Wind LLC | 59442_G_1 | 59442 | G | 1 |  | Onshore Wind |  | ERC_REST | Texas | 48 | Comanche | 93 | 48093 | 200.1 | 0 | 2015 | 9999 |  |  | N | Wind | [13 empty] | 0 | 0 | 0 | 0 | [11 empty] | Logans Gap Wind LLC | 100 | Riverstone Holdings LLC | 100
TA-Acacia, LLC | 59443_G_WAS1 | 59443 | G | WAS1 |  | Solar PV |  | WEC_LADW | California | 6 | Los Angeles | 37 | 06037 | 20 | 0 | 2014 | 9999 |  |  | N | Solar | [13 empty] | 0 | 0 | 0 | 0 | [11 empty] | Dominion Solar Holdings LLC | 100 | Dominion Energy Inc | 100
Desert Star Hybrid | 59444_G_PV1 | 59444 | G | PV1 |  | Solar PV |  | WECC_AZ | Arizona | 4 | Maricopa | 13 | 04013 | 10 | 0 | 2015 | 9999 |  |  | N | Solar | [13 empty] | 0 | 0 | 0 | 0 | [11 empty] | Arizona Public Service Co | 100 | Pinnacle West Capital Corp | 100
St. Albans SPEED Project | 59445_G_PV1 | 59445 | G | PV1 |  | Solar PV |  | NENGREST | Vermont | 50 | Franklin | 11 | 50011 | 2 | 0 | 2013 | 9999 |  |  | N | Solar | [13 empty] | 0 | 0 | 0 | 0 | [11 empty] | St Albans Solar Partners LLC | 100 | St Albans Solar Partners LLC | 100
Cranbury | 59446_G_CRANB | 59446 | G | CRANB |  | Solar PV |  | PJM_EMAC | New Jersey | 34 | Middlesex | 23 | 34023 | 5 | 0 | 2011 | 9999 |  |  | N | Solar | [13 empty] | 0 | 0 | 0 | 0 | [11 empty] | RE Cranbury Solar 1 LLC | 100 | Canadian Solar Inc | 100
Decatur County Solar Project | 59449_G_DCSP1 | 59449 | G | DCSP1 |  | Solar PV |  | S_SOU | Georgia | 13 | Decatur | 87 | 13087 | 19 | 0 | 2015 | 9999 |  |  | N | Solar | [13 empty] | 0 | 0 | 0 | 0 | [11 empty] | Decatur County Solar Project LLC | 100 | Southern Co | 100
Decatur Parkway Solar Project, LLC | 59450_G_DPSP1 | 59450 | G | DPSP1 |  | Solar PV |  | S_SOU | Georgia | 13 | Decatur | 87 | 13087 | 80 | 0 | 2015 | 9999 |  |  | N | Solar | [13 empty] | 0 | 0 | 0 | 0 | [11 empty] | SP Decatur Parkway Solar LLC | 100 | Southern Co | 100
CBC Solar Energy Gen Fac Phase 2 | 59451_G_PV2 | 59451 | G | PV2 |  | Solar PV |  | S_VACA | North Carolina | 37 | Wake | 183 | 37183 | 2.5 | 0 | 2013 | 9999 |  |  | N | Solar | [13 empty] | 0 | 0 | 0 | 0 | [11 empty] | CBC Alternative Energy LLC | 100 | CBC Alternative Energy LLC | 100
Valencia Solar | 59454_G_VALEN | 59454 | G | VALEN |  | Solar PV |  | WECC_AZ | Arizona | 4 | Pima | 19 | 04019 | 10 | 0 | 2013 | 9999 |  |  | N | Solar | [13 empty] | 0 | 0 | 0 | 0 | [11 empty] | Valencia Solar LLC | 100 | RWE Group | 100
Tech Park Solar | 59455_G_TECHP | 59455 | G | TECHP |  | Solar PV |  | WECC_AZ | Arizona | 4 | Pima | 19 | 04019 | 5 | 0 | 2012 | 9999 |  |  | N | Solar | [13 empty] | 0 | 0 | 0 | 0 | [11 empty] | Tech Park Solar LLC | 100 | RWE Group | 100
Hickory Ridge Landfill Solar Project | 59459_G_5088 | 59459 | G | 5088 |  | Solar PV |  | S_SOU | Georgia | 13 | DeKalb | 89 | 13089 | 1 | 0 | 2011 | 9999 |  |  | N | Solar | [13 empty] | 0 | 0 | 0 | 0 | [11 empty] | Republic Services Group LLC | 100 | Republic Service Inc | 100
Kay Wind, LLC | 59460_G_KNG1 | 59460 | G | KNG1 |  | Onshore Wind |  | SPP_WEST | Oklahoma | 40 | Kay | 71 | 40071 | 299 | 0 | 2015 | 9999 |  |  | N | Wind | [13 empty] | 0 | 0 | 0 | 0 | [11 empty] | Kay Wind LLC | 100 | Southern Co | 100
Bowerman Power LFG, LLC | 59461_G_GEN01 | 59461 | G | GEN01 |  | Landfill Gas |  | WECC_SCE | California | 6 | Orange | 59 | 06059 | 3.4 | 13500 | 2016 | 9999 |  |  | N | Landfill Gas | [13 empty] | 0.02632 | 0.02632 | 0.02632 | 0.02632 | [11 empty] | Bowerman Power LFG LLC | 100 | Montauk Energy Holdings LLC | 100
Bowerman Power LFG, LLC | 59461_G_GEN02 | 59461 | G | GEN02 |  | Landfill Gas |  | WECC_SCE | California | 6 | Orange | 59 | 06059 | 3.4 | 13500 | 2016 | 9999 |  |  | N | Landfill Gas | [13 empty] | 0.02632 | 0.02632 | 0.02632 | 0.02632 | [11 empty] | Bowerman Power LFG LLC | 100 | Montauk Energy Holdings LLC | 100
Bowerman Power LFG, LLC | 59461_G_GEN03 | 59461 | G | GEN03 |  | Landfill Gas |  | WECC_SCE | California | 6 | Orange | 59 | 06059 | 3.4 | 13500 | 2016 | 9999 |  |  | N | Landfill Gas | [13 empty] | 0.02632 | 0.02632 | 0.02632 | 0.02632 | [11 empty] | Bowerman Power LFG LLC | 100 | Montauk Energy Holdings LLC | 100
Bowerman Power LFG, LLC | 59461_G_GEN04 | 59461 | G | GEN04 |  | Landfill Gas |  | WECC_SCE | California | 6 | Orange | 59 | 06059 | 3.4 | 13500 | 2016 | 9999 |  |  | N | Landfill Gas | [13 empty] | 0.02632 | 0.02632 | 0.02632 | 0.02632 | [11 empty] | Bowerman Power LFG LLC | 100 | Montauk Energy Holdings LLC | 100
Bowerman Power LFG, LLC | 59461_G_GEN05 | 59461 | G | GEN05 |  | Landfill Gas |  | WECC_SCE | California | 6 | Orange | 59 | 06059 | 3.4 | 13500 | 2016 | 9999 |  |  | N | Landfill Gas | [13 empty] | 0.02632 | 0.02632 | 0.02632 | 0.02632 | [11 empty] | Bowerman Power LFG LLC | 100 | Montauk Energy Holdings LLC | 100
Bowerman Power LFG, LLC | 59461_G_GEN06 | 59461 | G | GEN06 |  | Landfill Gas |  | WECC_SCE | California | 6 | Orange | 59 | 06059 | 3.4 | 13500 | 2016 | 9999 |  |  | N | Landfill Gas | [13 empty] | 0.02632 | 0.02632 | 0.02632 | 0.02632 | [11 empty] | Bowerman Power LFG LLC | 100 | Montauk Energy Holdings LLC | 100
Bowerman Power LFG, LLC | 59461_G_GEN07 | 59461 | G | GEN07 |  | Landfill Gas |  | WECC_SCE | California | 6 | Orange | 59 | 06059 | 3.4 | 13500 | 2016 | 9999 |  |  | N | Landfill Gas | [13 empty] | 0.02632 | 0.02632 | 0.02632 | 0.02632 | [11 empty] | Bowerman Power LFG LLC | 100 | Montauk Energy Holdings LLC | 100
Denver Intl Airport IV Solar | 59462_G_DIA4 | 59462 | G | DIA4 |  | Solar PV |  | WECC_CO | Colorado | 8 | Denver | 31 | 08031 | 1.5 | 0 | 2014 | 9999 |  |  | N | Solar | [13 empty] | 0 | 0 | 0 | 0 | [11 empty] | Denver Solar IV LLC | 100 | Denver Solar IV LLC | 100
Ayers Village Solar | 59463_G_1 | 59463 | G | 1 |  | Solar PV |  | NENGREST | Massachusetts | 25 | Essex | 9 | 25009 | 2 | 0 | 2014 | 9999 |  |  | N | Solar | [13 empty] | 0 | 0 | 0 | 0 | [11 empty] | Ayers Village Solar LLC | 100 | D E Shaw & Co LP | 100
Monson Solar | 59464_G_2 | 59464 | G | 2 |  | Solar PV |  | NENGREST | Massachusetts | 25 | Hampden | 13 | 25013 | 3 | 0 | 2014 | 9999 |  |  | N | Solar | [13 empty] | 0 | 0 | 0 | 0 | [11 empty] | DESRI V Massachusetts Solar Holdco LLC | 100 | D E Shaw & Co LP | 100
Sullivan Solar | 59465_G_1 | 59465 | G | 1 |  | Solar PV |  | NENGREST | Massachusetts | 25 | Bristol | 5 | 25005 | 1.5 | 0 | 2014 | 9999 |  |  | N | Solar | [13 empty] | 0 | 0 | 0 | 0 | [11 empty] | BWC Origination 3 LLC | 100 | D E Shaw & Co LP | 100
Winchendon Solar | 59466_G_3 | 59466 | G | 3 |  | Solar PV |  | NENGREST | Massachusetts | 25 | Worcester | 27 | 25027 | 1.9 | 0 | 2014 | 9999 |  |  | N | Solar | [13 empty] | 0 | 0 | 0 | 0 | [11 empty] | Winchendon Solar LLC | 100 | D E Shaw & Co LP | 100
Coldwater Peaking Plant | 59467_G_GEN1 | 59467 | G | GEN1 |  | Combustion Turbine | IC Engine | MIS_LMI | Michigan | 26 | Branch | 23 | 26023 | 4.3 | 10745 | 2015 | 9999 |  |  | N | Natural Gas | [13 empty] | 0.0269 | 0.0269 | 0.0269 | 0.0269 | [11 empty] | Coldwater Board of Public Utility | 100 | Coldwater Board of Public Utility | 100
Coldwater Peaking Plant | 59467_G_GEN2 | 59467 | G | GEN2 |  | Combustion Turbine | IC Engine | MIS_LMI | Michigan | 26 | Branch | 23 | 26023 | 4.3 | 10745 | 2015 | 9999 |  |  | N | Natural Gas | [13 empty] | 0.0269 | 0.0269 | 0.0269 | 0.0269 | [11 empty] | Coldwater Board of Public Utility | 100 | Coldwater Board of Public Utility | 100
Coldwater Peaking Plant | 59467_G_GEN3 | 59467 | G | GEN3 |  | Combustion Turbine | IC Engine | MIS_LMI | Michigan | 26 | Branch | 23 | 26023 | 4.3 | 10745 | 2015 | 9999 |  |  | N | Natural Gas | [13 empty] | 0.0269 | 0.0269 | 0.0269 | 0.0269 | [11 empty] | Coldwater Board of Public Utility | 100 | Coldwater Board of Public Utility | 100
KS Solar Six LLC | 59468_G_HUBB | 59468 | G | HUBB |  | Solar PV |  | NENGREST | Massachusetts | 25 | Worcester | 27 | 25027 | 2 | 0 | 2013 | 9999 |  |  | N | Solar | [13 empty] | 0 | 0 | 0 | 0 | [11 empty] | KS Solar Six LLC | 100 | Kearsarge Energy LP | 100
Alamo Solar | 59469_G_ALAMO | 59469 | G | ALAMO |  | Solar PV |  | WECC_SCE | California | 6 | San Bernardino | 71 | 06071 | 20 | 0 | 2015 | 9999 |  |  | N | Solar | [13 empty] | 0 | 0 | 0 | 0 | [11 empty] | Alamo Solar LLC | 100 | Dominion Energy Inc | 100
Cornell Snyder Road Solar Array | 59470_G_CSR1 | 59470 | G | CSR1 |  | Solar PV |  | NY_Z_C&E | New York | 36 | Tompkins | 109 | 36109 | 1.8 | 0 | 2014 | 9999 |  |  | N | Solar | [13 empty] | 0 | 0 | 0 | 0 | [11 empty] | Ulysses Solar LLC | 100 | Odyssey Solar 1 LLC | 100
Ft. Churchill PV | 59472_G_NVC7 | 59472 | G | NVC7 |  | Solar PV |  | WECC_NNV | Nevada | 32 | Lyon | 19 | 32019 | 19.9 | 0 | 2015 | 9999 |  |  | N | Solar | [13 empty] | 0 | 0 | 0 | 0 | [11 empty] | Apple Inc | 100 | Apple Inc | 100
Apple Campus 2 PV | 59473_G_AC2PV | 59473 | G | AC2PV |  | Solar PV |  | WEC_CALN | California | 6 | Santa Clara | 85 | 06085 | 14.4 | 0 | 2017 | 9999 |  |  | N | Solar | [13 empty] | 0 | 0 | 0 | 0 | [11 empty] | Apple Inc | 100 | Apple Inc | 100
Apple Data Center PV3 | 59474_G_DCPV3 | 59474 | G | DCPV3 |  | Solar PV |  | S_VACA | North Carolina | 37 | Catawba | 35 | 37035 | 17.5 | 0 | 2015 | 9999 |  |  | N | Solar | [13 empty] | 0 | 0 | 0 | 0 | [11 empty] | Apple Inc | 100 | Apple Inc | 100
Palo Duro Wind | 59475_G_GE1.7 | 59475 | G | GE1.7 |  | Onshore Wind |  | SPP_SPS | Texas | 48 | Ochiltree | 357 | 48357 | 249.9 | 0 | 2014 | 9999 |  |  | N | Wind | [13 empty] | 0 | 0 | 0 | 0 | [11 empty] | Palo Duro Wind Energy LLC | 100 | NextEra Energy Inc | 100
Clarendon Solar Farm | 59476_G_VT001 | 59476 | G | VT001 |  | Solar PV |  | NENGREST | Vermont | 50 | Rutland | 21 | 50021 | 2 | 0 | 2014 | 9999 |  |  | N | Solar | [13 empty] | 0 | 0 | 0 | 0 | [11 empty] | Clarendon Solar Farm LLC | 100 | Clarendon Solar Farm LLC | 100
Claire Solar Farm | 59477_G_CSF1 | 59477 | G | CSF1 |  | Solar PV |  | NENGREST | Vermont | 50 | Chittenden | 7 | 50007 | 2.2 | 0 | 2014 | 9999 |  |  | N | Solar | [13 empty] | 0 | 0 | 0 | 0 | [11 empty] | Claire Solar Partners LLC | 100 | Claire Solar Partners LLC | 100
IMPA Richmond Solar Park | 59478_G_SRICH | 59478 | G | SRICH |  | Solar PV |  | PJM_West | Indiana | 18 | Wayne | 177 | 18177 | 1 | 0 | 2014 | 9999 |  |  | N | Solar | [13 empty] | 0 | 0 | 0 | 0 | [11 empty] | Indiana Municipal Power Agency | 100 | Indiana Municipal Power Agency | 100
IMPA Frankton Solar Park | 59479_G_SFRAN | 59479 | G | SFRAN |  | Solar PV |  | PJM_West | Indiana | 18 | Madison | 95 | 18095 | 1 | 0 | 2014 | 9999 |  |  | N | Solar | [13 empty] | 0 | 0 | 0 | 0 | [11 empty] | Indiana Municipal Power Agency | 100 | Indiana Municipal Power Agency | 100
IMPA Rensselaer Solar Park | 59480_G_SRENS | 59480 | G | SRENS |  | Solar PV |  | MIS_INKY | Indiana | 18 | Jasper | 73 | 18073 | 1 | 0 | 2014 | 9999 |  |  | N | Solar | [13 empty] | 0 | 0 | 0 | 0 | [11 empty] | Indiana Municipal Power Agency | 100 | Indiana Municipal Power Agency | 100
IMPA Peru Solar Park | 59481_G_SPERU | 59481 | G | SPERU |  | Solar PV |  | MIS_INKY | Indiana | 18 | Miami | 103 | 18103 | 3 | 0 | 2015 | 9999 |  |  | N | Solar | [13 empty] | 0 | 0 | 0 | 0 | [11 empty] | Indiana Municipal Power Agency | 100 | Indiana Municipal Power Agency | 100
IMPA Tell City Solar Park | 59482_G_STELL | 59482 | G | STELL |  | Solar PV |  | MIS_INKY | Indiana | 18 | Perry | 123 | 18123 | 1 | 0 | 2015 | 9999 |  |  | N | Solar | [13 empty] | 0 | 0 | 0 | 0 | [11 empty] | Indiana Municipal Power Agency | 100 | Indiana Municipal Power Agency | 100
IMPA Crawfordsville Solar Park | 59483_G_SCRAW | 59483 | G | SCRAW |  | Solar PV |  | MIS_INKY | Indiana | 18 | Montgomery | 107 | 18107 | 3 | 0 | 2015 | 9999 |  |  | N | Solar | [13 empty] | 0 | 0 | 0 | 0 | [11 empty] | Indiana Municipal Power Agency | 100 | Indiana Municipal Power Agency | 100
Hadley Solar NG, LLC | 59484_G_PV1 | 59484 | G | PV1 |  | Solar PV |  | NENGREST | Massachusetts | 25 | Hampshire | 15 | 25015 | 2 | 0 | 2014 | 9999 |  |  | N | Solar | [13 empty] | 0 | 0 | 0 | 0 | [11 empty] | Nugen Energy LLC | 100 | Millennium Ethanol LLC | 100
265 Pleasant Solar NG, LLC | 59485_G_PV2 | 59485 | G | PV2 |  | Solar PV |  | NENGREST | Massachusetts | 25 | Worcester | 27 | 25027 | 1.9 | 0 | 2014 | 9999 |  |  | N | Solar | [13 empty] | 0 | 0 | 0 | 0 | [11 empty] | Nugen Energy LLC | 100 | Millennium Ethanol LLC | 100
Lanier Solar | 59486_G_LANIE | 59486 | G | LANIE |  | Solar PV |  | S_VACA | North Carolina | 37 | Duplin | 61 | 37061 | 4.9 | 0 | 2016 | 9999 |  |  | N | Solar | [13 empty] | 0 | 0 | 0 | 0 | [11 empty] | Lanier Solar LLC | 100 | Sustainable Energy Solutions LLC | 100
Highwater Solar I | 59487_G_HIGHW | 59487 | G | HIGHW |  | Solar PV |  | S_VACA | North Carolina | 37 | Wayne | 191 | 37191 | 4.9 | 0 | 2015 | 9999 |  |  | N | Solar | [13 empty] | 0 | 0 | 0 | 0 | [11 empty] | Highwater Solar I LLC | 100 | Sustainable Energy Solutions LLC | 100
Bearford Solar II | 59488_G_BEARF | 59488 | G | BEARF |  | Solar PV |  | S_VACA | North Carolina | 37 | Pender | 141 | 37141 | 4.9 | 0 | 2018 | 9999 |  |  | N | Solar | [13 empty] | 0 | 0 | 0 | 0 | [11 empty] | Bearford Solar II LLC | 100 | Sustainable Energy Solutions LLC | 100
Anthony Wayne Solar #1 | 59489_G_AWS1 | 59489 | G | AWS1 |  | Solar PV |  | PJM_ATSI | Ohio | 39 | Lucas | 95 | 39095 | 1.7 | 0 | 2014 | 9999 |  |  | N | Solar | [13 empty] | 0 | 0 | 0 | 0 | [11 empty] | Rudolph/Libbe Inc | 100 | Rudolph/Libbe Inc | 100
Jett Creek Windfarm (Burnt River) | 59490_G_JCW | 59490 | G | JCW |  | Onshore Wind |  | WECC_PNW | Oregon | 41 | Baker | 1 | 41001 | 10 | 0 | 2017 | 9999 |  |  | N | Wind | [13 empty] | 0 | 0 | 0 | 0 | [11 empty] | Jett Creek Windfarm LLC | 100 | Oregon Windfarms LLC | 100
Benson Creek Windfarm (Burnt River) | 59491_G_BCW | 59491 | G | BCW |  | Onshore Wind |  | WECC_PNW | Oregon | 41 | Baker | 1 | 41001 | 10 | 0 | 2017 | 9999 |  |  | N | Wind | [13 empty] | 0 | 0 | 0 | 0 | [11 empty] | Benson Creek Windfarm LLC | 100 | Oregon Intl Holdings LLC | 100
Durbin Creek Windfarm (Burnt River) | 59492_G_DCW | 59492 | G | DCW |  | Onshore Wind |  | WECC_PNW | Oregon | 41 | Baker | 1 | 41001 | 10 | 0 | 2017 | 9999 |  |  | N | Wind | [13 empty] | 0 | 0 | 0 | 0 | [11 empty] | Durbin Creek Windfarm LLC | 100 | Oregon Windfarms LLC | 100
Prospector Windfarm (Burnt River) | 59493_G_PW | 59493 | G | PW |  | Onshore Wind |  | WECC_PNW | Oregon | 41 | Baker | 1 | 41001 | 10 | 0 | 2017 | 9999 |  |  | N | Wind | [13 empty] | 0 | 0 | 0 | 0 | [11 empty] | Prospector Windfarm LLC | 100 | Oregon Intl Holdings LLC | 100
Willow Spring Windfarm (Burnt River) | 59494_G_WSW | 59494 | G | WSW |  | Onshore Wind |  | WECC_PNW | Oregon | 41 | Baker | 1 | 41001 | 10 | 0 | 2017 | 9999 |  |  | N | Wind | [13 empty] | 0 | 0 | 0 | 0 | [11 empty] | Willow Spring Windfarm LLC | 100 | Oregon Windfarms LLC | 100
Antares-GRE 314 East Lyme LLC | 59495_G_GRE01 | 59495 | G | GRE01 |  | Solar PV |  | NENG_CT | Connecticut | 9 | New London | 11 | 09011 | 4 | 0 | 2014 | 9999 |  |  | N | Solar | [13 empty] | 0 | 0 | 0 | 0 | [11 empty] | Goldman Sachs Renewable Power LLC | 100 | Goldman Sachs Group Inc (The) | 100
BYUI Central Energy Facility | 59496_G_ST601 | 59496 | G | ST601 |  | Combustion Turbine |  | WECC_ID | Idaho | 16 | Madison | 65 | 16065 | 4.6 | 8700 | 2015 | 9999 |  |  | Y | Natural Gas, Distillate Fuel Oil | [13 empty] | 0.011 | 0.011 | 0.011 | 0.011 | [11 empty] | Brigham Young University Idaho | 100 | Church of Jesus Christ of Latter Day Saints | 100
Andrew Solar | 59497_G_PV1 | 59497 | G | PV1 |  | Solar PV |  | S_VACA | North Carolina | 37 | Craven | 49 | 37049 | 5 | 0 | 2015 | 9999 |  |  | N | Solar | [13 empty] | 0 | 0 | 0 | 0 | [11 empty] | Andrew Solar LLC | 100 | Cate Street Capital Inc | 100
Tracy Solar | 59498_G_PV1 | 59498 | G | PV1 |  | Solar PV |  | S_VACA | North Carolina | 37 | Nash | 127 | 37127 | 10 | 0 | 2015 | 9999 |  |  | N | Solar | [13 empty] | 0 | 0 | 0 | 0 | [11 empty] | Tracy Solar LLC | 100 | Cate Street Capital LLC | 100
Candace Solar | 59499_G_PV1 | 59499 | G | PV1 |  | Solar PV |  | S_VACA | North Carolina | 37 | Johnston | 101 | 37101 | 5 | 0 | 2016 | 9999 |  |  | N | Solar | [13 empty] | 0 | 0 | 0 | 0 | [11 empty] | Candace Solar LLC | 100 | Cate Street Capital Inc | 100
Sarah Solar | 59500_G_SARAH | 59500 | G | SARAH |  | Solar PV |  | S_VACA | North Carolina | 37 | Franklin | 69 | 37069 | 5 | 0 | 2015 | 9999 |  |  | N | Solar | [13 empty] | 0 | 0 | 0 | 0 | [11 empty] | Sarah Solar LLC | 100 | Cate Street Capital Inc | 100
Nitro Solar | 59501_G_NITRO | 59501 | G | NITRO |  | Solar PV |  | S_VACA | North Carolina | 37 | Johnston | 101 | 37101 | 5 | 0 | 2015 | 9999 |  |  | N | Solar | [13 empty] | 0 | 0 | 0 | 0 | [11 empty] | Nitro Solar LLC | 100 | Cate Street Capital Inc | 100
Melinda Solar | 59502_G_PV1 | 59502 | G | PV1 |  | Solar PV |  | S_VACA | North Carolina | 37 | Vance | 181 | 37181 | 5 | 0 | 2015 | 9999 |  |  | N | Solar | [13 empty] | 0 | 0 | 0 | 0 | [11 empty] | Melinda Solar LLC | 100 | Cate Street Capital Inc | 100
Jacob Solar | 59503_G_PV1 | 59503 | G | PV1 |  | Solar PV |  | S_VACA | North Carolina | 37 | Rockingham | 157 | 37157 | 5 | 0 | 2016 | 9999 |  |  | N | Solar | [13 empty] | 0 | 0 | 0 | 0 | [11 empty] | Jacob Solar LLC | 100 | Cate Street Capital Inc | 100
Porter Solar | 59504_G_PV1 | 59504 | G | PV1 |  | Solar PV |  | S_VACA | North Carolina | 37 | Craven | 49 | 37049 | 5 | 0 | 2015 | 9999 |  |  | N | Solar | [13 empty] | 0 | 0 | 0 | 0 | [11 empty] | Porter Solar LLC | 100 | Cate Street Capital Inc | 100
Sun Devil Solar | 59505_G_PV1 | 59505 | G | PV1 |  | Solar PV |  | S_VACA | North Carolina | 37 | Warren | 185 | 37185 | 5 | 0 | 2015 | 9999 |  |  | N | Solar | [13 empty] | 0 | 0 | 0 | 0 | [11 empty] | Sun Devil Solar LLC (NC) | 100 | Cate Street Capital Inc | 100
Quincy Solar | 59506_G_PV1 | 59506 | G | PV1 |  | Solar PV |  | S_VACA | North Carolina | 37 | Cumberland | 51 | 37051 | 4 | 0 | 2015 | 9999 |  |  | N | Solar | [13 empty] | 0 | 0 | 0 | 0 | [11 empty] | Quincy Solar LLC | 100 | Cate Street Capital Inc | 100
Kenneth Solar | 59507_G_PV1 | 59507 | G | PV1 |  | Solar PV |  | S_VACA | North Carolina | 37 | Warren | 185 | 37185 | 3 | 0 | 2016 | 9999 |  |  | N | Solar | [13 empty] | 0 | 0 | 0 | 0 | [11 empty] | Kenneth Solar LLC | 100 | Kenneth Solar LLC | 100
Chei Solar | 59508_G_PV1 | 59508 | G | PV1 |  | Solar PV |  | S_VACA | North Carolina | 37 | Nash | 127 | 37127 | 5 | 0 | 2016 | 9999 |  |  | N | Solar | [13 empty] | 0 | 0 | 0 | 0 | [11 empty] | Chei Solar LLC | 100 | Cate Street Capital Inc | 100
Murdock Solar | 59509_G_PV1 | 59509 | G | PV1 |  | Solar PV |  | S_VACA | North Carolina | 37 | Johnston | 101 | 37101 | 4 | 0 | 2016 | 9999 |  |  | N | Solar | [13 empty] | 0 | 0 | 0 | 0 | [11 empty] | Murdock Solar LLC | 100 | Cate Street Capital Inc | 100
Husky Solar | 59510_G_PV1 | 59510 | G | PV1 |  | Solar PV |  | S_VACA | North Carolina | 37 | Rockingham | 157 | 37157 | 5 | 0 | 2016 | 9999 |  |  | N | Solar | [13 empty] | 0 | 0 | 0 | 0 | [11 empty] | Husky Solar LLC | 100 | Cate Street Capital Inc | 100
Beetle Solar | 59511_G_PV1 | 59511 | G | PV1 |  | Solar PV |  | S_VACA | North Carolina | 37 | Cleveland | 45 | 37045 | 4 | 0 | 2016 | 9999 |  |  | N | Solar | [13 empty] | 0 | 0 | 0 | 0 | [11 empty] | Beetle Solar LLC | 100 | Beetle Solar LLC | 100
Happy Solar | 59512_G_PV1 | 59512 | G | PV1 |  | Solar PV |  | S_VACA | North Carolina | 37 | Johnston | 101 | 37101 | 4 | 0 | 2016 | 9999 |  |  | N | Solar | [13 empty] | 0 | 0 | 0 | 0 | [11 empty] | Happy Solar 1 LLC | 100 | LightSource BP | 100
Meadows PV 1 | 59513_G_MEAD1 | 59513 | G | MEAD1 |  | Solar PV |  | PJM_Dom | North Carolina | 37 | Martin | 117 | 37117 | 20 | 0 | 2016 | 9999 |  |  | N | Solar | [13 empty] | 0 | 0 | 0 | 0 | [11 empty] | Fresh Air Energy II LLC | 100 | Ecoplexus Inc | 100
Flat Meeks PV 1 | 59514_G_FLAT1 | 59514 | G | FLAT1 |  | Solar PV |  | PJM_Dom | North Carolina | 37 | Martin | 117 | 37117 | 5 | 0 | 2017 | 9999 |  |  | N | Solar | [13 empty] | 0 | 0 | 0 | 0 | [11 empty] | Ecoplexus Inc | 100 | Ecoplexus Inc | 100
Benthall Bridge PV 1 | 59515_G_BENT1 | 59515 | G | BENT1 |  | Solar PV |  | PJM_Dom | North Carolina | 37 | Hertford | 91 | 37091 | 5 | 0 | 2016 | 9999 |  |  | N | Solar | [13 empty] | 0 | 0 | 0 | 0 | [11 empty] | Fresh Air Energy XXI LLC | 100 | Ecoplexus Inc | 100
American Legion PV 1 | 59516_G_AMLEG | 59516 | G | AMLEG |  | Solar PV |  | PJM_Dom | North Carolina | 37 | Halifax | 83 | 37083 | 16 | 0 | 2017 | 9999 |  |  | N | Solar | [13 empty] | 0 | 0 | 0 | 0 | [11 empty] | Fresh Air Energy XIX LLC | 100 | Ecoplexus Inc | 100
Baker PV 1 | 59517_G_BAKE1 | 59517 | G | BAKE1 |  | Solar PV |  | PJM_Dom | North Carolina | 37 | Hertford | 91 | 37091 | 5 | 0 | 2016 | 9999 |  |  | N | Solar | [13 empty] | 0 | 0 | 0 | 0 | [11 empty] | Fresh Air Energy XXII LLC | 100 | Ecoplexus Inc | 100
Grandy PV 1 | 59518_G_GRAND | 59518 | G | GRAND |  | Solar PV |  | PJM_Dom | North Carolina | 37 | Currituck | 53 | 37053 | 20 | 0 | 2019 | 9999 |  |  | N | Solar | [13 empty] | 0 | 0 | 0 | 0 | [11 empty] | Fresh Air Energy II LLC | 100 | Ecoplexus Inc | 100
Old Catawba PV 1 | 59519_G_OLDC | 59519 | G | OLDC |  | Solar PV |  | S_VACA | North Carolina | 37 | Catawba | 35 | 37035 | 3.5 | 0 | 2015 | 9999 |  |  | N | Solar | [13 empty] | 0 | 0 | 0 | 0 | [11 empty] | Fresh Air Energy XV LLC | 100 | Ecoplexus Inc | 100
Manning PV 1 | 59520_G_MANN | 59520 | G | MANN |  | Solar PV |  | S_VACA | North Carolina | 37 | Alamance | 1 | 37001 | 5 | 0 | 2018 | 9999 |  |  | N | Solar | [13 empty] | 0 | 0 | 0 | 0 | [11 empty] | Fresh Air Energy XX LLC | 100 | Ecoplexus Inc | 100
Little River PV 1 | 59521_G_LTLRV | 59521 | G | LTLRV |  | Solar PV |  | S_VACA | North Carolina | 37 | Randolph | 151 | 37151 | 5 | 0 | 2015 | 9999 |  |  | N | Solar | [13 empty] | 0 | 0 | 0 | 0 | [11 empty] | Fresh Air Energy II LLC | 100 | Ecoplexus Inc | 100
Giffen Solar Park | 59522_G_FRGSP | 59522 | G | FRGSP |  | Solar PV |  | WEC_CALN | California | 6 | Fresno | 19 | 06019 | 20 | 0 | 2017 | 9999 |  |  | N | Solar | [13 empty] | 0 | 0 | 0 | 0 | [11 empty] | Giffen Solar Park LLC | 100 | Boralex Inc | 100
Five Points Solar Park | 59523_G_FRFSP | 59523 | G | FRFSP |  | Solar PV |  | WEC_CALN | California | 6 | Fresno | 19 | 06019 | 60 | 0 | 2016 | 9999 |  |  | N | Solar | [13 empty] | 0 | 0 | 0 | 0 | [11 empty] | Cre Five Points Solar California LLC | 100 | Boralex Inc | 100
Blackwell Solar Park | 59524_G_FRBSP | 59524 | G | FRBSP |  | Solar PV |  | WECC_SCE | California | 6 | Kern | 29 | 06029 | 20 | 0 | 2019 | 9999 |  |  | N | Solar | [13 empty] | 0 | 0 | 0 | 0 | [11 empty] | Consolidated Edison Development Inc | 100 | Consolidated Edison Inc | 100
Wright Solar Park | 59525_G_FRWSP | 59525 | G | FRWSP |  | Solar PV |  | WEC_CALN | California | 6 | Merced | 47 | 06047 | 200 | 0 | 2019 | 9999 |  |  | N | Solar | [13 empty] | 0 | 0 | 0 | 0 | [11 empty] | Wright Solar Park LLC | 100 | Centaurus Capital LP | 100
Whitakers | 59526_G_WHIT1 | 59526 | G | WHIT1 |  | Solar PV |  | S_VACA | North Carolina | 37 | Nash | 127 | 37127 | 12 | 0 | 2015 | 9999 |  |  | N | Solar | [13 empty] | 0 | 0 | 0 | 0 | [11 empty] | Whitakers Solar LLC | 100 | SunEnergy 1 LLC | 100
Kelford | 59527_G_KELF1 | 59527 | G | KELF1 |  | Solar PV |  | PJM_Dom | North Carolina | 37 | Bertie | 15 | 37015 | 20 | 0 | 2015 | 9999 |  |  | N | Solar | [13 empty] | 0 | 0 | 0 | 0 | [11 empty] | Kelford Solar LLC | 100 | SunEnergy 1 LLC | 100
NRG Solar Oasis LLC | 59528_G_OASIS | 59528 | G | OASIS |  | Solar PV |  | WEC_LADW | California | 6 | Los Angeles | 37 | 06037 | 20 | 0 | 2016 | 9999 |  |  | N | Solar | [13 empty] | 0 | 0 | 0 | 0 | [11 empty] | Solar Oasis LLC | 100 | Global Infrastructure Partners | 100
Bannock County LFG to Energy | 59529_G_GEN 2 | 59529 | G | GEN 2 |  | Landfill Gas |  | WECC_ID | Idaho | 16 | Bannock | 5 | 16005 | 1.4 | 14103 | 2019 | 9999 |  |  | N | Landfill Gas | [13 empty] | 0.09 | 0.09 | 0.09 | 0.09 | [11 empty] | Bannock County Public Works Dept | 100 | Bannock County Public Works Dept | 100
Bannock County LFG to Energy | 59529_G_GEN1 | 59529 | G | GEN1 |  | Landfill Gas |  | WECC_ID | Idaho | 16 | Bannock | 5 | 16005 | 1.4 | 14103 | 2014 | 9999 |  |  | N | Landfill Gas | [13 empty] | 0.22117 | 0.22117 | 0.22117 | 0.22117 | [11 empty] | Bannock County Public Works Dept | 100 | Bannock County Public Works Dept | 100
Pasquotank | 59530_G_PASQ1 | 59530 | G | PASQ1 |  | Solar PV |  | PJM_Dom | North Carolina | 37 | Pasquotank | 139 | 37139 | 20 | 0 | 2014 | 9999 |  |  | N | Solar | [13 empty] | 0 | 0 | 0 | 0 | [11 empty] | Colonial Eagle Solar LLC | 100 | Duke Energy Corp | 100
Springbok Solar Farm 1 | 59532_G_SB1 | 59532 | G | SB1 |  | Solar PV |  | WECC_SCE | California | 6 | Kern | 29 | 06029 | 105 | 0 | 2016 | 9999 |  |  | N | Solar | [13 empty] | 0 | 0 | 0 | 0 | [11 empty] | 62SK 8ME LLC | 100 | Capital Dynamics | 100
Princeton | 59533_G_PRCTN | 59533 | G | PRCTN |  | Solar PV |  | S_VACA | North Carolina | 37 | Johnston | 101 | 37101 | 5 | 0 | 2015 | 9999 |  |  | N | Solar | [13 empty] | 0 | 0 | 0 | 0 | [11 empty] | ESA Princeton NC LLC | 100 | ESA Renewables LLC | 100
4Oaks | 59534_G_4OAKS | 59534 | G | 4OAKS |  | Solar PV |  | S_VACA | North Carolina | 37 | Johnston | 101 | 37101 | 5 | 0 | 2015 | 9999 |  |  | N | Solar | [13 empty] | 0 | 0 | 0 | 0 | [11 empty] | ESA Four Oaks NC 1 LLC | 100 | ESA Renewables LLC | 100
SR Hazlehurst | 59535_G_HAZLE | 59535 | G | HAZLE |  | Solar PV |  | S_SOU | Georgia | 13 | Jeff Davis | 161 | 13161 | 20 | 0 | 2015 | 9999 |  |  | N | Solar | [13 empty] | 0 | 0 | 0 | 0 | [11 empty] | Silicon Ranch Corp | 100 | Silicon Ranch Corp | 100
Coronus Adelanto West 1 | 59536_G_AWI | 59536 | G | AWI |  | Solar PV |  | WECC_SCE | California | 6 | San Bernardino | 71 | 06071 | 1.5 | 0 | 2015 | 9999 |  |  | N | Solar | [13 empty] | 0 | 0 | 0 | 0 | [11 empty] | Industry Solar Power Generation Station 1 LLC | 100 | Sustainable Power Group LLC | 100
Coronus Adelanto West 2 | 59537_G_AW2 | 59537 | G | AW2 |  | Solar PV |  | WECC_SCE | California | 6 | San Bernardino | 71 | 06071 | 1.5 | 0 | 2015 | 9999 |  |  | N | Solar | [13 empty] | 0 | 0 | 0 | 0 | [11 empty] | Industry Solar Power Generation Station 1 LLC | 100 | Sustainable Power Group LLC | 100
Park Meridian #1 | 59539_G_1 | 59539 | G | 1 |  | Solar PV |  | WECC_SCE | California | 6 | Riverside | 65 | 06065 | 1.5 | 0 | 2015 | 9999 |  |  | N | Solar | [13 empty] | 0 | 0 | 0 | 0 | [11 empty] | Kona Solar LLC | 100 | Kona Solar LLC | 100
Rancho Cucamonga Dist #1 | 59540_G_2 | 59540 | G | 2 |  | Solar PV |  | WECC_SCE | California | 6 | San Bernardino | 71 | 06071 | 1.8 | 0 | 2015 | 9999 |  |  | N | Solar | [13 empty] | 0 | 0 | 0 | 0 | [11 empty] | Kona Solar LLC | 100 | Kona Solar LLC | 100
Terra Francesco | 59541_G_3 | 59541 | G | 3 |  | Solar PV |  | WECC_SCE | California | 6 | San Bernardino | 71 | 06071 | 1.5 | 0 | 2015 | 9999 |  |  | N | Solar | [13 empty] | 0 | 0 | 0 | 0 | [11 empty] | Kona Solar LLC | 100 | Kona Solar LLC | 100
Innovative Solar 6 | 59542_G_IS6 | 59542 | G | IS6 |  | Solar PV |  | S_VACA | North Carolina | 37 | Buncombe | 21 | 37021 | 3.6 | 0 | 2016 | 9999 |  |  | N | Solar | [13 empty] | 0 | 0 | 0 | 0 | [11 empty] | Innovative Solar 6 LLC | 100 | Innovative Solar Systems LLC | 100
Acton Solar Landfill | 59543_G_ACTON | 59543 | G | ACTON |  | Solar PV |  | NENGREST | Massachusetts | 25 | Middlesex | 17 | 25017 | 1.6 | 0 | 2013 | 9999 |  |  | N | Solar | [13 empty] | 0 | 0 | 0 | 0 | [11 empty] | Northeast Utilities | 100 | Eversource Energy | 100
Parlin Solar LLC | 59544_G_PV1 | 59544 | G | PV1 |  | Solar PV |  | PJM_EMAC | New Jersey | 34 | Middlesex | 23 | 34023 | 1.3 | 0 | 2012 | 9999 |  |  | N | Solar | [13 empty] | 0 | 0 | 0 | 0 | [11 empty] | Parlin Solar LLC | 100 | Tangent Energy Solutions Inc | 100
Springfield Solar LLC | 59545_G_PV1 | 59545 | G | PV1 |  | Solar PV |  | PJM_ATSI | Ohio | 39 | Clark | 23 | 39023 | 1.5 | 0 | 2012 | 9999 |  |  | N | Solar | [13 empty] | 0 | 0 | 0 | 0 | [11 empty] | Springfield Solar LLC | 100 | Tangent Energy Solutions Inc | 100
Beaver Solar LLC | 59546_G_PV1 | 59546 | G | PV1 |  | Solar PV |  | PJM_ATSI | Pennsylvania | 42 | Beaver | 7 | 42007 | 1.3 | 0 | 2012 | 9999 |  |  | N | Solar | [13 empty] | 0 | 0 | 0 | 0 | [11 empty] | Beaver Solar (Tangent) LLC | 100 | Tangent Energy Solutions Inc | 100
Fowler Ridge IV Wind Farm LLC | 59547_G_1 | 59547 | G | 1 |  | Onshore Wind |  | PJM_West | Indiana | 18 | Benton | 7 | 18007 | 150 | 0 | 2016 | 9999 |  |  | N | Wind | [13 empty] | 0 | 0 | 0 | 0 | [11 empty] | Fowler Ridge IV Wind Farm LLC | 100 | Riverstone Holdings LLC | 100
Creswell Alligood Solar, LLC | 59548_G_CRES1 | 59548 | G | CRES1 |  | Solar PV |  | PJM_Dom | North Carolina | 37 | Washington | 187 | 37187 | 14 | 0 | 2015 | 9999 |  |  | N | Solar | [13 empty] | 0 | 0 | 0 | 0 | [11 empty] | Creswell Solar LLC | 100 | SunEnergy 1 LLC | 100
Everetts Wildcat Solar, LLC | 59549_G_EVER1 | 59549 | G | EVER1 |  | Solar PV |  | PJM_Dom | North Carolina | 37 | Martin | 117 | 37117 | 5 | 0 | 2015 | 9999 |  |  | N | Solar | [13 empty] | 0 | 0 | 0 | 0 | [11 empty] | Everetts Solar LLC | 100 | SunEnergy 1 LLC | 100
Putah Creek Solar Farm | 59550_G_PCSF | 59550 | G | PCSF |  | Solar PV |  | WEC_CALN | California | 6 | Yolo | 113 | 06113 | 2 | 0 | 2014 | 9999 |  |  | N | Solar | [13 empty] | 0 | 0 | 0 | 0 | [11 empty] | Putah Creek Solar Farms LLC | 100 | Putah Creek Solar Farms LLC | 100
FLS Solar 200, LLC | 59551_G_FLS1 | 59551 | G | FLS1 |  | Solar PV |  | S_VACA | North Carolina | 37 | Robeson | 155 | 37155 | 4.3 | 0 | 2014 | 9999 |  |  | N | Solar | [13 empty] | 0 | 0 | 0 | 0 | [11 empty] | FLS Solar 200 LLC | 100 | FLS Energy Inc | 100
FLS Solar 170, LLC | 59552_G_FLS1 | 59552 | G | FLS1 |  | Solar PV |  | S_VACA | North Carolina | 37 | Robeson | 155 | 37155 | 2 | 0 | 2014 | 9999 |  |  | N | Solar | [13 empty] | 0 | 0 | 0 | 0 | [11 empty] | FLS Solar 170 LLC | 100 | FLS Energy Inc | 100
Innovative Solar 14, LLC | 59553_G_FLS1 | 59553 | G | FLS1 |  | Solar PV |  | S_VACA | North Carolina | 37 | Henderson | 89 | 37089 | 1.5 | 0 | 2014 | 9999 |  |  | N | Solar | [13 empty] | 0 | 0 | 0 | 0 | [11 empty] | Innovative Solar 14 LLC | 100 | FLS Energy Inc | 100
Innovative Solar 15, LLC | 59554_G_FLS1 | 59554 | G | FLS1 |  | Solar PV |  | S_VACA | North Carolina | 37 | Rutherford | 161 | 37161 | 1.5 | 0 | 2014 | 9999 |  |  | N | Solar | [13 empty] | 0 | 0 | 0 | 0 | [11 empty] | Innovative Solar 15 LLC | 100 | FLS Energy Inc | 100
Vega Solar | 59555_G_VEGA1 | 59555 | G | VEGA1 |  | Solar PV |  | WEC_CALN | California | 6 | Merced | 47 | 06047 | 20 | 0 | 2015 | 9999 |  |  | N | Solar | [13 empty] | 0 | 0 | 0 | 0 | [11 empty] | FRV Vega Solar LP | 100 | SunEdison | 100
Dalton 2 | 59556_G_1 | 59556 | G | 1 |  | Solar PV |  | S_SOU | Georgia | 13 | Murray | 213 | 13213 | 6.5 | 0 | 2014 | 9999 |  |  | N | Solar | [13 empty] | 0 | 0 | 0 | 0 | [11 empty] | Georgia Power Co | 100 | Southern Co | 100
Apple Campus 2 Fuel Cell | 59557_G_AC2FC | 59557 | G | AC2FC |  | Landfill Gas |  | WEC_CALN | California | 6 | Santa Clara | 85 | 06085 | 4 | 14103 | 2017 | 9999 |  |  | N | Landfill Gas | [13 empty] | 0.22117 | 0.22117 | 0.22117 | 0.22117 | [11 empty] | Apple Inc | 100 | Apple Inc | 100
Sandoval Solar Energy Center | 59558_G_SSEC1 | 59558 | G | SSEC1 |  | Solar PV |  | WECC_NM | New Mexico | 35 | Sandoval | 43 | 35043 | 6.1 | 0 | 2014 | 9999 |  |  | N | Solar | [13 empty] | 0 | 0 | 0 | 0 | [11 empty] | Public Service Co of New Mexico | 100 | PNM Resources Inc | 100
Springer Solar 1 | 59560_G_SPRG1 | 59560 | G | SPRG1 |  | Solar PV |  | WECC_NM | New Mexico | 35 | Colfax | 7 | 35007 | 0.9 | 0 | 2015 | 9999 |  |  | N | Solar | [13 empty] | 0 | 0 | 0 | 0 | [11 empty] | Springer Electric Coop Inc | 100 | Springer Electric Coop Inc | 100
Crockett Farm | 59561_G_PV1 | 59561 | G | PV1 |  | Solar PV |  | S_VACA | North Carolina | 37 | Lenoir | 107 | 37107 | 5 | 0 | 2014 | 9999 |  |  | N | Solar | [13 empty] | 0 | 0 | 0 | 0 | [11 empty] | Crockett Farm LLC | 100 | Strata Solar LLC | 100
Eastover Farm | 59562_G_PV1 | 59562 | G | PV1 |  | Solar PV |  | S_VACA | North Carolina | 37 | Scotland | 165 | 37165 | 5 | 0 | 2014 | 9999 |  |  | N | Solar | [13 empty] | 0 | 0 | 0 | 0 | [11 empty] | Eastover Farm LLC | 100 | Strata Solar LLC | 100
Foxfire Solar Farm | 59563_G_PV1 | 59563 | G | PV1 |  | Solar PV |  | S_VACA | North Carolina | 37 | Moore | 125 | 37125 | 5 | 0 | 2015 | 9999 |  |  | N | Solar | [13 empty] | 0 | 0 | 0 | 0 | [11 empty] | Foxfire Farm LLC | 100 | Strata Solar LLC | 100
Hutchinson Farm | 59564_G_PV1 | 59564 | G | PV1 |  | Solar PV |  | S_VACA | North Carolina | 37 | Cleveland | 45 | 37045 | 5 | 0 | 2014 | 9999 |  |  | N | Solar | [13 empty] | 0 | 0 | 0 | 0 | [11 empty] | Hutchinson Farm LLC | 100 | Strata Solar LLC | 100
Keen Farm | 59565_G_PV1 | 59565 | G | PV1 |  | Solar PV |  | S_VACA | North Carolina | 37 | Johnston | 101 | 37101 | 5 | 0 | 2015 | 9999 |  |  | N | Solar | [13 empty] | 0 | 0 | 0 | 0 | [11 empty] | Keen Farm LLC | 100 | Keen Farm LLC | 100
Ashley Solar Farm | 59566_G_PV1 | 59566 | G | PV1 |  | Solar PV |  | S_VACA | North Carolina | 37 | Yadkin | 197 | 37197 | 4 | 0 | 2015 | 9999 |  |  | N | Solar | [13 empty] | 0 | 0 | 0 | 0 | [11 empty] | Ashley Solar Farm LLC | 100 | Entropy Solar Integrators LLC | 100
Bearford Farm Solar Project | 59567_G_PV1 | 59567 | G | PV1 |  | Solar PV |  | S_VACA | North Carolina | 37 | Pender | 141 | 37141 | 5 | 0 | 2017 | 9999 |  |  | N | Solar | [13 empty] | 0 | 0 | 0 | 0 | [11 empty] | Bearford Farm LLC | 100 | Bearford Farm LLC | 100
Mocksville Solar | 59570_G_PV1 | 59570 | G | PV1 |  | Solar PV |  | S_VACA | North Carolina | 37 | Davie | 59 | 37059 | 15.4 | 0 | 2016 | 9999 |  |  | N | Solar | [13 empty] | 0 | 0 | 0 | 0 | [11 empty] | Duke Energy Carolinas | 100 | Duke Energy Corp | 100
Tisbury Landfill Solar | 59573_G_TIS1 | 59573 | G | TIS1 |  | Solar PV |  | NENGREST | Massachusetts | 25 | Dukes | 7 | 25007 | 1.1 | 0 | 2014 | 9999 |  |  | N | Solar | [13 empty] | 0 | 0 | 0 | 0 | [11 empty] | CF CVEC Owner One LLC | 100 | Clean Focus Corp | 100
Southeast Berrien Generating Facility | 59574_G_SBL | 59574 | G | SBL |  | Landfill Gas |  | PJM_West | Michigan | 26 | Berrien | 21 | 26021 | 4.6 | 13500 | 2009 | 9999 |  |  | N | Landfill Gas | [13 empty] | 0.22117 | 0.22117 | 0.22117 | 0.22117 | [11 empty] | North American Natural Resources | 100 | North American Natural Resources | 100
Manway Solar Farm | 59575_G_PV1 | 59575 | G | PV1 |  | Solar PV |  | S_VACA | North Carolina | 37 | Bladen | 17 | 37017 | 5 | 0 | 2015 | 9999 |  |  | N | Solar | [13 empty] | 0 | 0 | 0 | 0 | [11 empty] | Manway Solar LLC | 100 | Solbridge Energy LLC | 100
Millikan Farm | 59576_G_GEN1 | 59576 | G | GEN1 |  | Solar PV |  | S_VACA | North Carolina | 37 | Randolph | 151 | 37151 | 5 | 0 | 2015 | 9999 |  |  | N | Solar | [13 empty] | 0 | 0 | 0 | 0 | [11 empty] | Millikan Farm LLC | 100 | Millikan Farm LLC | 100
Misenheimer Farm | 59577_G_PV1 | 59577 | G | PV1 |  | Solar PV |  | S_VACA | North Carolina | 37 | Stanly | 167 | 37167 | 5 | 0 | 2015 | 9999 |  |  | N | Solar | [13 empty] | 0 | 0 | 0 | 0 | [11 empty] | Misenheimer Farm LLC | 100 | Misenheimer Farm LLC | 100
Monroe Moore Farm | 59578_G_PV1 | 59578 | G | PV1 |  | Solar PV |  | S_VACA | North Carolina | 37 | Union | 179 | 37179 | 5 | 0 | 2016 | 9999 |  |  | N | Solar | [13 empty] | 0 | 0 | 0 | 0 | [11 empty] | Monroe Moore Farm LLC | 100 | Monroe Moore Farm LLC | 100
Franklin Solar 2 | 59579_G_PV1 | 59579 | G | PV1 |  | Solar PV |  | S_VACA | North Carolina | 37 | Franklin | 69 | 37069 | 2 | 0 | 2014 | 9999 |  |  | N | Solar | [13 empty] | 0 | 0 | 0 | 0 | [11 empty] | Franklin Solar 2 LLC | 100 | Franklin Solar 2 LLC | 100
Stout Farm | 59581_G_PV1 | 59581 | G | PV1 |  | Solar PV |  | S_VACA | North Carolina | 37 | Orange | 135 | 37135 | 5 | 0 | 2014 | 9999 |  |  | N | Solar | [13 empty] | 0 | 0 | 0 | 0 | [11 empty] | Stout Farm LLC | 100 | Strata Solar LLC | 100
Tart Farm | 59583_G_PV1 | 59583 | G | PV1 |  | Solar PV |  | S_VACA | North Carolina | 37 | Cumberland | 51 | 37051 | 5 | 0 | 2016 | 9999 |  |  | N | Solar | [13 empty] | 0 | 0 | 0 | 0 | [11 empty] | Tart Farm LLC | 100 | Tart Farm LLC | 100
Wellons Farm | 59584_G_PV1 | 59584 | G | PV1 |  | Solar PV |  | S_VACA | North Carolina | 37 | Johnston | 101 | 37101 | 5 | 0 | 2015 | 9999 |  |  | N | Solar | [13 empty] | 0 | 0 | 0 | 0 | [11 empty] | Wellons Farm LLC | 100 | Wellons Farm LLC | 100
Woodland Church Farm | 59586_G_PV1 | 59586 | G | PV1 |  | Solar PV |  | S_VACA | North Carolina | 37 | Duplin | 61 | 37061 | 5 | 0 | 2015 | 9999 |  |  | N | Solar | [13 empty] | 0 | 0 | 0 | 0 | [11 empty] | Woodland Church Farm LLC | 100 | Strata Solar LLC | 100
Yadkin 601 Farm | 59587_G_PV1 | 59587 | G | PV1 |  | Solar PV |  | S_VACA | North Carolina | 37 | Yadkin | 197 | 37197 | 3 | 0 | 2015 | 9999 |  |  | N | Solar | [13 empty] | 0 | 0 | 0 | 0 | [11 empty] | Yadkin 601 Farm LLC | 100 | Strata Solar LLC | 100
Rutherford Farm | 59589_G_PV1 | 59589 | G | PV1 |  | Solar PV |  | S_VACA | North Carolina | 37 | Rutherford | 161 | 37161 | 74.8 | 0 | 2016 | 9999 |  |  | N | Solar | [13 empty] | 0 | 0 | 0 | 0 | [11 empty] | Rutherford Farm LLC | 100 | Strata Solar LLC | 100
Schell Solar Farm | 59591_G_PV1 | 59591 | G | PV1 |  | Solar PV |  | PJM_Dom | North Carolina | 37 | Northampton | 131 | 37131 | 5 | 0 | 2016 | 9999 |  |  | N | Solar | [13 empty] | 0 | 0 | 0 | 0 | [11 empty] | Schell Solar Farm LLC | 100 | Strata Solar LLC | 100
Sedberry Farm | 59592_G_PV1 | 59592 | G | PV1 |  | Solar PV |  | S_VACA | North Carolina | 37 | Moore | 125 | 37125 | 5 | 0 | 2016 | 9999 |  |  | N | Solar | [13 empty] | 0 | 0 | 0 | 0 | [11 empty] | Sedberry Farm LLC | 100 | Sedberry Farm LLC | 100
Spring Valley Farm 2, LLC | 59593_G_PV1 | 59593 | G | PV1 |  | Solar PV |  | S_VACA | North Carolina | 37 | Vance | 181 | 37181 | 5 | 0 | 2017 | 9999 |  |  | N | Solar | [13 empty] | 0 | 0 | 0 | 0 | [11 empty] | Spring Valley Farm 2 LLC | 100 | Spring Valley Farm 2 LLC | 100
Stikeleather Farm | 59595_G_PV1 | 59595 | G | PV1 |  | Solar PV |  | S_VACA | North Carolina | 37 | Alexander | 3 | 37003 | 5 | 0 | 2015 | 9999 |  |  | N | Solar | [13 empty] | 0 | 0 | 0 | 0 | [11 empty] | Stikeleather Farm LLC | 100 | Stikeleather Farm LLC | 100
Colton Solar One, LLC | 59597_G_CS001 | 59597 | G | CS001 |  | Solar PV |  | WECC_SCE | California | 6 | San Bernardino | 71 | 06071 | 2.5 | 0 | 2015 | 9999 |  |  | N | Solar | [13 empty] | 0 | 0 | 0 | 0 | [11 empty] | Colton Solar | 100 | Colton Solar | 100
Colton Solar Two, LLC | 59598_G_CS002 | 59598 | G | CS002 |  | Solar PV |  | WECC_SCE | California | 6 | San Bernardino | 71 | 06071 | 1 | 0 | 2015 | 9999 |  |  | N | Solar | [13 empty] | 0 | 0 | 0 | 0 | [11 empty] | Colton Solar | 100 | Colton Solar | 100
Tropico Solar PV Plant | 59599_G_GEN1 | 59599 | G | GEN1 |  | Solar PV |  | WECC_SCE | California | 6 | Tulare | 107 | 06107 | 13 | 0 | 2016 | 9999 |  |  | N | Solar | [13 empty] | 0 | 0 | 0 | 0 | [11 empty] | Tropico LLC | 100 | Capital Dynamics | 100
Nicolis Solar PV Plant | 59600_G_GEN1 | 59600 | G | GEN1 |  | Solar PV |  | WECC_SCE | California | 6 | Tulare | 107 | 06107 | 19 | 0 | 2016 | 9999 |  |  | N | Solar | [13 empty] | 0 | 0 | 0 | 0 | [11 empty] | Nicolis LLC | 100 | Capital Dynamics | 100
L&D Landfill Solar | 59601_G_L&D | 59601 | G | L&D |  | Solar PV |  | PJM_EMAC | New Jersey | 34 | Burlington | 5 | 34005 | 10 | 0 | 2015 | 9999 |  |  | N | Solar | [13 empty] | 0 | 0 | 0 | 0 | [11 empty] | L&D Solar LLC | 100 | L&D Solar LLC | 100
Walters Solar (FLS 260) | 59603_G_FLS1 | 59603 | G | FLS1 |  | Solar PV |  | S_VACA | North Carolina | 37 | Robeson | 155 | 37155 | 5 | 0 | 2015 | 9999 |  |  | N | Solar | [13 empty] | 0 | 0 | 0 | 0 | [11 empty] | FLS Solar 260 LLC | 100 | FLS Energy Inc | 100
Stagecoach Solar | 59604_G_FLS1 | 59604 | G | FLS1 |  | Solar PV |  | S_VACA | North Carolina | 37 | Vance | 181 | 37181 | 5 | 0 | 2015 | 9999 |  |  | N | Solar | [13 empty] | 0 | 0 | 0 | 0 | [11 empty] | Stagecoach Solar LLC | 100 | FLS Energy Inc | 100
Vicksburg Solar | 59605_G_FLS1 | 59605 | G | FLS1 |  | Solar PV |  | S_VACA | North Carolina | 37 | Vance | 181 | 37181 | 5 | 0 | 2015 | 9999 |  |  | N | Solar | [13 empty] | 0 | 0 | 0 | 0 | [11 empty] | Vicksburg Solar LLC | 100 | FLS Energy Inc | 100
Soul City Solar | 59606_G_FLS1 | 59606 | G | FLS1 |  | Solar PV |  | S_VACA | North Carolina | 37 | Warren | 185 | 37185 | 3.5 | 0 | 2015 | 9999 |  |  | N | Solar | [13 empty] | 0 | 0 | 0 | 0 | [11 empty] | Soul City Solar LLC | 100 | FLS Energy Inc | 100
Maricopa West Solar PV, LLC | 59607_G_MWS | 59607 | G | MWS |  | Solar PV |  | WECC_SCE | California | 6 | Kern | 29 | 06029 | 20 | 0 | 2015 | 9999 |  |  | N | Solar | [13 empty] | 0 | 0 | 0 | 0 | [11 empty] | Maricopa West Solar PV LLC | 100 | Dominion Energy Inc | 100
AP North Lake I, LP | 59610_G_APNLI | 59610 | G | APNLI |  | Solar PV |  | WECC_SCE | California | 6 | Riverside | 65 | 06065 | 20 | 0 | 2015 | 9999 |  |  | N | Solar | [13 empty] | 0 | 0 | 0 | 0 | [11 empty] | AP North Lake Solar LP | 100 | SunEdison | 100
LKL BLBD, LLC | 59611_G_LKLBB | 59611 | G | LKLBB |  | Solar PV |  | FRCC | Florida | 12 | Polk | 105 | 12105 | 6 | 0 | 2015 | 9999 |  |  | N | Solar | [13 empty] | 0 | 0 | 0 | 0 | [11 empty] | LKL BLBD LLC | 100 | SunEdison | 100
Town of Williamson Landfill PV | 59613_G_TWLL | 59613 | G | TWLL |  | Solar PV |  | NY_Z_B | New York | 36 | Wayne | 117 | 36117 | 1.2 | 0 | 2014 | 9999 |  |  | N | Solar | [13 empty] | 0 | 0 | 0 | 0 | [11 empty] | Kenyon Energy LLC | 100 | Kenyon Energy LLC | 100
Monterey Diesel Generation Facility | 59614_G_MDG1 | 59614 | G | MDG1 |  | Combustion Turbine | IC Engine | PJM_AP | Virginia | 51 | Highland | 91 | 51091 | 0.6 | 10745 | 2016 | 9999 |  |  | N | Distillate Fuel Oil |  |  |  |  | SCR | [8 empty] | 1.8685 | 1.8685 | 1.8685 | 1.8685 | [11 empty] | Old Dominion Electric Coop | 100 | Old Dominion Electric Coop | 100
Monterey Diesel Generation Facility | 59614_G_MDG10 | 59614 | G | MDG10 |  | Combustion Turbine | IC Engine | PJM_AP | Virginia | 51 | Highland | 91 | 51091 | 0.6 | 10745 | 2016 | 9999 |  |  | N | Distillate Fuel Oil |  |  |  |  | SCR | [8 empty] | 1.8685 | 1.8685 | 1.8685 | 1.8685 | [11 empty] | Old Dominion Electric Coop | 100 | Old Dominion Electric Coop | 100
Monterey Diesel Generation Facility | 59614_G_MDG2 | 59614 | G | MDG2 |  | Combustion Turbine | IC Engine | PJM_AP | Virginia | 51 | Highland | 91 | 51091 | 0.6 | 10745 | 2016 | 9999 |  |  | N | Distillate Fuel Oil |  |  |  |  | SCR | [8 empty] | 1.8685 | 1.8685 | 1.8685 | 1.8685 | [11 empty] | Old Dominion Electric Coop | 100 | Old Dominion Electric Coop | 100
Monterey Diesel Generation Facility | 59614_G_MDG3 | 59614 | G | MDG3 |  | Combustion Turbine | IC Engine | PJM_AP | Virginia | 51 | Highland | 91 | 51091 | 0.6 | 10745 | 2016 | 9999 |  |  | N | Distillate Fuel Oil |  |  |  |  | SCR | [8 empty] | 1.8685 | 1.8685 | 1.8685 | 1.8685 | [11 empty] | Old Dominion Electric Coop | 100 | Old Dominion Electric Coop | 100
Monterey Diesel Generation Facility | 59614_G_MDG4 | 59614 | G | MDG4 |  | Combustion Turbine | IC Engine | PJM_AP | Virginia | 51 | Highland | 91 | 51091 | 0.6 | 10745 | 2016 | 9999 |  |  | N | Distillate Fuel Oil |  |  |  |  | SCR | [8 empty] | 1.8685 | 1.8685 | 1.8685 | 1.8685 | [11 empty] | Old Dominion Electric Coop | 100 | Old Dominion Electric Coop | 100
Monterey Diesel Generation Facility | 59614_G_MDG5 | 59614 | G | MDG5 |  | Combustion Turbine | IC Engine | PJM_AP | Virginia | 51 | Highland | 91 | 51091 | 0.6 | 10745 | 2016 | 9999 |  |  | N | Distillate Fuel Oil |  |  |  |  | SCR | [8 empty] | 1.8685 | 1.8685 | 1.8685 | 1.8685 | [11 empty] | Old Dominion Electric Coop | 100 | Old Dominion Electric Coop | 100
Monterey Diesel Generation Facility | 59614_G_MDG6 | 59614 | G | MDG6 |  | Combustion Turbine | IC Engine | PJM_AP | Virginia | 51 | Highland | 91 | 51091 | 0.6 | 10745 | 2016 | 9999 |  |  | N | Distillate Fuel Oil |  |  |  |  | SCR | [8 empty] | 1.8685 | 1.8685 | 1.8685 | 1.8685 | [11 empty] | Old Dominion Electric Coop | 100 | Old Dominion Electric Coop | 100
Monterey Diesel Generation Facility | 59614_G_MDG7 | 59614 | G | MDG7 |  | Combustion Turbine | IC Engine | PJM_AP | Virginia | 51 | Highland | 91 | 51091 | 0.6 | 10745 | 2016 | 9999 |  |  | N | Distillate Fuel Oil |  |  |  |  | SCR | [8 empty] | 1.8685 | 1.8685 | 1.8685 | 1.8685 | [11 empty] | Old Dominion Electric Coop | 100 | Old Dominion Electric Coop | 100
Monterey Diesel Generation Facility | 59614_G_MDG8 | 59614 | G | MDG8 |  | Combustion Turbine | IC Engine | PJM_AP | Virginia | 51 | Highland | 91 | 51091 | 0.6 | 10745 | 2016 | 9999 |  |  | N | Distillate Fuel Oil |  |  |  |  | SCR | [8 empty] | 1.8685 | 1.8685 | 1.8685 | 1.8685 | [11 empty] | Old Dominion Electric Coop | 100 | Old Dominion Electric Coop | 100
Monterey Diesel Generation Facility | 59614_G_MDG9 | 59614 | G | MDG9 |  | Combustion Turbine | IC Engine | PJM_AP | Virginia | 51 | Highland | 91 | 51091 | 0.6 | 10745 | 2016 | 9999 |  |  | N | Distillate Fuel Oil |  |  |  |  | SCR | [8 empty] | 1.8685 | 1.8685 | 1.8685 | 1.8685 | [11 empty] | Old Dominion Electric Coop | 100 | Old Dominion Electric Coop | 100
Meadow Lake Solar Energy Center | 59618_G_MLK | 59618 | G | MLK |  | Solar PV |  | WECC_NM | New Mexico | 35 | Valencia | 61 | 35061 | 9 | 0 | 2015 | 9999 |  |  | N | Solar | [13 empty] | 0 | 0 | 0 | 0 | [11 empty] | Public Service Co of New Mexico | 100 | PNM Resources Inc | 100
Cibola | 59619_G_CBLA | 59619 | G | CBLA |  | Solar PV |  | WECC_NM | New Mexico | 35 | Cibola | 6 | 35006 | 7.6 | 0 | 2015 | 9999 |  |  | N | Solar | [13 empty] | 0 | 0 | 0 | 0 | [11 empty] | Public Service Co of New Mexico | 100 | PNM Resources Inc | 100
South Milford Solar Plant | 59620_G_SMS1 | 59620 | G | SMS1 |  | Solar PV |  | WECC_UT | Utah | 49 | Beaver | 1 | 49001 | 2.9 | 0 | 2015 | 9999 |  |  | N | Solar | [13 empty] | 0 | 0 | 0 | 0 | [11 empty] | Milford Flat Solar LLC | 100 | Brookfield Asset Management Inc | 100
TX Jumbo Road Wind | 59621_G_JRWND | 59621 | G | JRWND |  | Onshore Wind |  | ERC_PHDL | Texas | 48 | Deaf Smith | 117 | 48117 | 299.7 | 0 | 2015 | 9999 |  |  | N | Wind | [13 empty] | 0 | 0 | 0 | 0 | [11 empty] | TX Jumbo Road Wind LLC | 100 | Berkshire Hathaway Inc | 100
Future Generation Wind | 59622_G_FGMA | 59622 | G | FGMA |  | Onshore Wind |  | NENGREST | Massachusetts | 25 | Plymouth | 23 | 25023 | 7.9 | 0 | 2016 | 9999 |  |  | N | Wind | [13 empty] | 0 | 0 | 0 | 0 | [11 empty] | Consolidated Edison Development Inc | 100 | Consolidated Edison Inc | 100
Clarkson Solar | 59623_G_CSPV | 59623 | G | CSPV |  | Solar PV |  | NY_Z_D | New York | 36 | St Lawrence | 89 | 36089 | 2 | 0 | 2014 | 9999 |  |  | N | Solar | [13 empty] | 0 | 0 | 0 | 0 | [11 empty] | Clarkson University (NY) | 100 | Clarkson University (NY) | 100
Twiss Street Solar | 59624_G_PV1 | 59624 | G | PV1 |  | Solar PV |  | NENGREST | Massachusetts | 25 | Hampden | 13 | 25013 | 1.5 | 0 | 2015 | 9999 |  |  | N | Solar | [13 empty] | 0 | 0 | 0 | 0 | [11 empty] | Twiss Street Solar LLC | 100 | Citizens Enterprises Corp | 100
Chicopee River Solar | 59625_G_PV1 | 59625 | G | PV1 |  | Solar PV |  | NENGREST | Massachusetts | 25 | Hampden | 13 | 25013 | 2 | 0 | 2015 | 9999 |  |  | N | Solar | [13 empty] | 0 | 0 | 0 | 0 | [11 empty] | Chicopee River Solar LLC | 100 | Citizens Enterprises Corp | 100
Chicopee Granby Road Solar | 59626_G_PV1 | 59626 | G | PV1 |  | Solar PV |  | NENGREST | Massachusetts | 25 | Hampden | 13 | 25013 | 1.6 | 0 | 2015 | 9999 |  |  | N | Solar | [13 empty] | 0 | 0 | 0 | 0 | [11 empty] | Chicopee Granby Road Solar LLC | 100 | Citizens Enterprises Corp | 100
Harmony | 59627_G_HRMNY | 59627 | G | HRMNY |  | Solar PV |  | PJM_EMAC | New Jersey | 34 | Warren | 41 | 34041 | 3 | 0 | 2015 | 9999 |  |  | N | Solar | [13 empty] | 0 | 0 | 0 | 0 | [11 empty] | NJR Clean Energy Ventures Corp | 100 | New Jersey Resources Corp | 100
Hanover | 59628_G_HNOVR | 59628 | G | HNOVR |  | Solar PV |  | PJM_EMAC | New Jersey | 34 | Burlington | 5 | 34005 | 5 | 0 | 2015 | 9999 |  |  | N | Solar | [13 empty] | 0 | 0 | 0 | 0 | [11 empty] | NJR Clean Energy Ventures Corp | 100 | New Jersey Resources Corp | 100
Jericho Rise Wind Farm LLC | 59629_G_GEN1 | 59629 | G | GEN1 |  | Onshore Wind |  | NY_Z_D | New York | 36 | Franklin | 33 | 36033 | 77.7 | 0 | 2016 | 9999 |  |  | N | Wind | [13 empty] | 0 | 0 | 0 | 0 | [11 empty] | Jericho Rise Wind Farm LLC | 100 | Energias de Portugal SA | 100
CentraState Medical Center PV Facility | 59630_G_CS | 59630 | G | CS |  | Solar PV |  | PJM_EMAC | New Jersey | 34 | Monmouth | 25 | 34025 | 5.2 | 0 | 2014 | 9999 |  |  | N | Solar | [13 empty] | 0 | 0 | 0 | 0 | [11 empty] | Clean Capital Partners LLC | 100 | Clean Capital Partners LLC | 100
Imclone Solar Electric Facility | 59631_G_IM | 59631 | G | IM |  | Solar PV |  | PJM_EMAC | New Jersey | 34 | Somerset | 35 | 34035 | 8 | 0 | 2014 | 9999 |  |  | N | Solar | [13 empty] | 0 | 0 | 0 | 0 | [11 empty] | Clean Capital Partners LLC | 100 | Clean Capital Partners LLC | 100
Midwest Energy Community Solar Array | 59632_G_1036 | 59632 | G | 1036 |  | Solar PV |  | SPP_N | Kansas | 20 | Thomas | 193 | 20193 | 1.2 | 0 | 2015 | 9999 |  |  | N | Solar | [13 empty] | 0 | 0 | 0 | 0 | [11 empty] | Midwest Energy Inc | 100 | Midwest Energy Inc | 100
Kettleman Solar -Centaurus | 59633_G_KS | 59633 | G | KS |  | Solar PV |  | WEC_CALN | California | 6 | Kings | 31 | 06031 | 20 | 0 | 2015 | 9999 |  |  | N | Solar | [13 empty] | 0 | 0 | 0 | 0 | [11 empty] | EE Kettleman Land LLC | 100 | Boralex Inc | 100
Sandstone Solar | 59634_G_SNDST | 59634 | G | SNDST |  | Solar PV |  | WECC_AZ | Arizona | 4 | Pinal | 21 | 04021 | 43 | 0 | 2015 | 9999 |  |  | N | Solar | [13 empty] | 0 | 0 | 0 | 0 | [11 empty] | Sandstone Solar LLC | 100 | Sustainable Power Group LLC | 100
Clinton LFGTE | 59635_G_1 | 59635 | G | 1 |  | Landfill Gas |  | MIS_IL | Illinois | 17 | Dewitt | 39 | 17039 | 1.6 | 13500 | 2006 | 9999 |  |  | N | Landfill Gas | [13 empty] | 0.22117 | 0.22117 | 0.22117 | 0.22117 | [11 empty] | Dewitt Energy Associates | 100 | Dewitt Energy Associates LLC | 100
Clinton LFGTE | 59635_G_2 | 59635 | G | 2 |  | Landfill Gas |  | MIS_IL | Illinois | 17 | Dewitt | 39 | 17039 | 1.6 | 13500 | 2006 | 9999 |  |  | N | Landfill Gas | [13 empty] | 0.22117 | 0.22117 | 0.22117 | 0.22117 | [11 empty] | Dewitt Energy Associates | 100 | Dewitt Energy Associates LLC | 100
Charlton Solar I | 59636_G_37021 | 59636 | G | 37021 |  | Solar PV |  | NENGREST | Massachusetts | 25 | Worcester | 27 | 25027 | 3.9 | 0 | 2014 | 9999 |  |  | N | Solar | [13 empty] | 0 | 0 | 0 | 0 | [11 empty] | Charlton Solar I LLC | 100 | Nexamp | 100
Adams Wind | 59637_G_ADWF | 59637 | G | ADWF |  | Onshore Wind |  | MIS_IA | Iowa | 19 | Adams | 3 | 19003 | 4.7 | 0 | 2015 | 9999 |  |  | N | Wind | [13 empty] | 0 | 0 | 0 | 0 | [11 empty] | MidAmerican Energy Co | 100 | Berkshire Hathaway Inc | 100
Adams Wind | 59637_G_ADWF2 | 59637 | G | ADWF2 |  | Onshore Wind |  | MIS_IA | Iowa | 19 | Adams | 3 | 19003 | 43.3 | 0 | 2015 | 9999 |  |  | N | Wind | [13 empty] | 0 | 0 | 0 | 0 | [11 empty] | MidAmerican Energy Co | 100 | Berkshire Hathaway Inc | 100
Adams Wind | 59637_G_ADWF3 | 59637 | G | ADWF3 |  | Onshore Wind |  | MIS_IA | Iowa | 19 | Adams | 3 | 19003 | 58 | 0 | 2015 | 9999 |  |  | N | Wind | [13 empty] | 0 | 0 | 0 | 0 | [11 empty] | MidAmerican Energy Co | 100 | Berkshire Hathaway Inc | 100
Adams Wind | 59637_G_ADWF4 | 59637 | G | ADWF4 |  | Onshore Wind |  | MIS_IA | Iowa | 19 | Adams | 3 | 19003 | 48.3 | 0 | 2016 | 9999 |  |  | N | Wind | [13 empty] | 0 | 0 | 0 | 0 | [11 empty] | MidAmerican Energy Co | 100 | Berkshire Hathaway Inc | 100
Coronal Lost Hills | 59638_G_CLH | 59638 | G | CLH |  | Solar PV |  | WECC_SCE | California | 6 | Kern | 29 | 06029 | 20 | 0 | 2015 | 9999 |  |  | N | Solar | [13 empty] | 0 | 0 | 0 | 0 | [11 empty] | Coronal Lost Hills LLC | 100 | US Bancorp | 100
Lightolier Wind I Turbine | 59639_G_LIGHT | 59639 | G | LIGHT |  | Onshore Wind |  | NENGREST | Massachusetts | 25 | Bristol | 5 | 25005 | 2 | 0 | 2012 | 9999 |  |  | N | Wind | [13 empty] | 0 | 0 | 0 | 0 | [11 empty] | Lightolier Inc | 100 | Phillips Electronics North American Corp | 100
Garysburg Solar | 59641_G_5MWPV | 59641 | G | 5MWPV |  | Solar PV |  | PJM_Dom | North Carolina | 37 | Northampton | 131 | 37131 | 5 | 0 | 2016 | 9999 |  |  | N | Solar | [13 empty] | 0 | 0 | 0 | 0 | [11 empty] | Garysburg Solar LLC | 100 | Community Energy Inc (Cei) | 100
Gaston Solar | 59642_G_5MWPV | 59642 | G | 5MWPV |  | Solar PV |  | PJM_Dom | North Carolina | 37 | Northampton | 131 | 37131 | 5 | 0 | 2016 | 9999 |  |  | N | Solar | [13 empty] | 0 | 0 | 0 | 0 | [11 empty] | Gaston Solar LLC | 100 | Community Energy Inc (Cei) | 100
Seaboard Solar LLC | 59643_G_5MWPV | 59643 | G | 5MWPV |  | Solar PV |  | PJM_Dom | North Carolina | 37 | Northampton | 131 | 37131 | 5 | 0 | 2016 | 9999 |  |  | N | Solar | [13 empty] | 0 | 0 | 0 | 0 | [11 empty] | Seaboard Solar LLC | 100 | Iberdrola SA | 100
Mt Olive Solar 1 | 59645_G_FLS1 | 59645 | G | FLS1 |  | Solar PV |  | S_VACA | North Carolina | 37 | Wayne | 191 | 37191 | 5 | 0 | 2015 | 9999 |  |  | N | Solar | [13 empty] | 0 | 0 | 0 | 0 | [11 empty] | Mount Olive I LLC | 100 | FLS Energy Inc | 100
FLS Solar 230 (Warren) | 59646_G_FLS1 | 59646 | G | FLS1 |  | Solar PV |  | S_VACA | North Carolina | 37 | Duplin | 61 | 37061 | 4.8 | 0 | 2015 | 9999 |  |  | N | Solar | [13 empty] | 0 | 0 | 0 | 0 | [11 empty] | FLS Solar 230 LLC | 100 | FLS Energy Inc | 100
Stillwater Energy Center | 59647_G_1 | 59647 | G | 1 |  | Combustion Turbine | IC Engine | SPP_WEST | Oklahoma | 40 | Payne | 119 | 40119 | 18.6 | 10745 | 2016 | 9999 |  |  | N | Natural Gas | [13 empty] | 0.05956 | 0.05956 | 0.05956 | 0.05956 | [11 empty] | Stillwater Power | 100 | Stillwater Power | 100
Stillwater Energy Center | 59647_G_2 | 59647 | G | 2 |  | Combustion Turbine | IC Engine | SPP_WEST | Oklahoma | 40 | Payne | 119 | 40119 | 18.6 | 10745 | 2016 | 9999 |  |  | N | Natural Gas | [13 empty] | 0.05956 | 0.05956 | 0.05956 | 0.05956 | [11 empty] | Stillwater Power | 100 | Stillwater Power | 100
Stillwater Energy Center | 59647_G_3 | 59647 | G | 3 |  | Combustion Turbine | IC Engine | SPP_WEST | Oklahoma | 40 | Payne | 119 | 40119 | 18.6 | 10745 | 2016 | 9999 |  |  | N | Natural Gas | [13 empty] | 0.05956 | 0.05956 | 0.05956 | 0.05956 | [11 empty] | Stillwater Power | 100 | Stillwater Power | 100
Tarboro Solar | 59648_G_5MWPV | 59648 | G | 5MWPV |  | Solar PV |  | S_VACA | North Carolina | 37 | Edgecombe | 65 | 37065 | 5 | 0 | 2016 | 9999 |  |  | N | Solar | [13 empty] | 0 | 0 | 0 | 0 | [11 empty] | Tarboro Solar LLC | 100 | Community Energy Inc (Cei) | 100
Nelson Gardens Landfill Gas to Energy | 59649_G_UNIT1 | 59649 | G | UNIT1 |  | Landfill Gas |  | ERC_REST | Texas | 48 | Bexar | 29 | 48029 | 1.1 | 13500 | 2014 | 9999 |  |  | N | Landfill Gas | [13 empty] | 0.22117 | 0.22117 | 0.22117 | 0.22117 | [11 empty] | Nelson Gardens Energy LLC | 100 | Nelson Gardens Energy LLC | 100
Nelson Gardens Landfill Gas to Energy | 59649_G_UNIT2 | 59649 | G | UNIT2 |  | Landfill Gas |  | ERC_REST | Texas | 48 | Bexar | 29 | 48029 | 1.1 | 13500 | 2014 | 9999 |  |  | N | Landfill Gas | [13 empty] | 0.22117 | 0.22117 | 0.22117 | 0.22117 | [11 empty] | Nelson Gardens Energy LLC | 100 | Nelson Gardens Energy LLC | 100
Nelson Gardens Landfill Gas to Energy | 59649_G_UNIT3 | 59649 | G | UNIT3 |  | Landfill Gas |  | ERC_REST | Texas | 48 | Bexar | 29 | 48029 | 1.1 | 13500 | 2014 | 9999 |  |  | N | Landfill Gas | [13 empty] | 0.22117 | 0.22117 | 0.22117 | 0.22117 | [11 empty] | Nelson Gardens Energy LLC | 100 | Nelson Gardens Energy LLC | 100
Nelson Gardens Landfill Gas to Energy | 59649_G_UNIT4 | 59649 | G | UNIT4 |  | Landfill Gas |  | ERC_REST | Texas | 48 | Bexar | 29 | 48029 | 1.1 | 13500 | 2014 | 9999 |  |  | N | Landfill Gas | [13 empty] | 0.22117 | 0.22117 | 0.22117 | 0.22117 | [11 empty] | Nelson Gardens Energy LLC | 100 | Nelson Gardens Energy LLC | 100
CII Methane Management III LFG Plant | 59650_G_GEN1 | 59650 | G | GEN1 |  | Landfill Gas |  | S_SOU | Georgia | 13 | Clarke | 59 | 13059 | 1.6 | 13500 | 2014 | 9999 |  |  | N | Landfill Gas | [13 empty] | 0.22117 | 0.22117 | 0.22117 | 0.22117 | [11 empty] | CII Methane Management III LLC | 100 | Chugach Alaska Corp | 100
Forever 21 Retail, Inc. | 59651_G_W4161 | 59651 | G | W4161 |  | Solar PV |  | WEC_LADW | California | 6 | Los Angeles | 37 | 06037 | 1.3 | 0 | 2015 | 9999 |  |  | N | Solar | [13 empty] | 0 | 0 | 0 | 0 | [11 empty] | Forever 21 Clothing Co | 100 | Forever 21 Clothing Co | 100
Nordhoff Place | 59652_G_W4162 | 59652 | G | W4162 |  | Solar PV |  | WEC_LADW | California | 6 | Los Angeles | 37 | 06037 | 1 | 0 | 2014 | 9999 |  |  | N | Solar | [13 empty] | 0 | 0 | 0 | 0 | [11 empty] | Los Angeles Dept of Water & Power | 100 | Los Angeles Dept of Water & Power | 100
City of Truth or Consequences PV | 59653_G_COTC | 59653 | G | COTC |  | Solar PV |  | WECC_NM | New Mexico | 35 | Sierra | 51 | 35051 | 1.9 | 0 | 2015 | 9999 |  |  | N | Solar | [13 empty] | 0 | 0 | 0 | 0 | [11 empty] | SSA Solar of NM 4 LLC | 100 | Sun Financial LLC | 100
Sendero | 59654_G_1 | 59654 | G | 1 |  | Onshore Wind |  | ERC_REST | Texas | 48 | Jim Hogg | 247 | 48247 | 78 | 0 | 2015 | 9999 |  |  | N | Wind | [13 empty] | 0 | 0 | 0 | 0 | [11 empty] | Sendero Wind Energy LLC | 100 | Exelon Corp | 100
Campbell County Wind Farm | 59655_G_CCWF1 | 59655 | G | CCWF1 |  | Onshore Wind |  | SPP_WAUE | South Dakota | 46 | Campbell | 21 | 46021 | 97.8 | 0 | 2015 | 9999 |  |  | N | Wind | [13 empty] | 0 | 0 | 0 | 0 | [11 empty] | Campbell County Wind Farm LLC | 50 | Consolidated Edison Inc | 50
Comanche Solar | 59656_G_COMCH | 59656 | G | COMCH |  | Solar PV |  | WECC_CO | Colorado | 8 | Pueblo | 101 | 08101 | 120 | 0 | 2016 | 9999 |  |  | N | Solar | [13 empty] | 0 | 0 | 0 | 0 | [11 empty] | Comanche Solar PV LLC | 100 | First Reserve Corp | 100
Imperial Valley Solar Co (IVSC) 2, LLC | 59657_G_IVSC2 | 59657 | G | IVSC2 |  | Solar PV |  | WECC_IID | California | 6 | Imperial | 25 | 06025 | 20 | 0 | 2015 | 9999 |  |  | N | Solar | [13 empty] | 0 | 0 | 0 | 0 | [11 empty] | Imperial Valley Solar Co (IVSC) 2 LLC | 100 | Dominion Energy Inc | 100
Washington City Electric Generation | 59660_G_3 | 59660 | G | 3 |  | Combustion Turbine | IC Engine | WECC_UT | Utah | 49 | Washington | 53 | 49053 | 2 | 15262 | 2008 | 9999 |  |  | N | Natural Gas | [13 empty] | 1.061 | 1.061 | 1.061 | 1.061 | [11 empty] | Washington UT (City of) | 100 | Washington UT (City of) | 100
Washington City Electric Generation | 59660_G_4 | 59660 | G | 4 |  | Combustion Turbine | IC Engine | WECC_UT | Utah | 49 | Washington | 53 | 49053 | 2 | 15257 | 2008 | 9999 |  |  | N | Natural Gas | [13 empty] | 1.061 | 1.061 | 1.061 | 1.061 | [11 empty] | Washington UT (City of) | 100 | Washington UT (City of) | 100
Washington City Electric Generation | 59660_G_9 | 59660 | G | 9 |  | Combustion Turbine | IC Engine | WECC_UT | Utah | 49 | Washington | 53 | 49053 | 2 | 15257 | 2007 | 9999 |  |  | N | Natural Gas | [13 empty] | 1.061 | 1.061 | 1.061 | 1.061 | [11 empty] | Washington UT (City of) | 100 | Washington UT (City of) | 100
Tehachapi Energy Storage Project | 59661_G_TSP1 | 59661 | G | TSP1 |  | Energy Storage |  | WECC_SCE | California | 6 | Kern | 29 | 06029 | 8 | 0 | 2016 | 9999 |  |  | N | Energy Storage | [13 empty] | 0 | 0 | 0 | 0 | [11 empty] | Southern California Edison Co | 100 | Edison International | 100
Cornwall Solar Center, LLC | 59663_G_CSC1 | 59663 | G | CSC1 |  | Solar PV |  | S_VACA | North Carolina | 37 | Granville | 77 | 37077 | 5 | 0 | 2016 | 9999 |  |  | N | Solar | [13 empty] | 0 | 0 | 0 | 0 | [11 empty] | Cornwall Solar Center LLC | 100 | Heliosage Energy LLC | 100
City of West Plains Power Station | 59664_G_UNIT1 | 59664 | G | UNIT1 |  | Combustion Turbine |  | SPP_N | Missouri | 29 | Howell | 91 | 29091 | 21 | 18538 | 2000 | 9999 |  |  | N | Natural Gas, Distillate Fuel Oil | [13 empty] | 0.08597 | 0.08597 | 0.08597 | 0.08597 | [11 empty] | West Plains MO (City of) | 100 | West Plains (MO) (City of) | 100
City of West Plains Power Station | 59664_G_UNIT2 | 59664 | G | UNIT2 |  | Combustion Turbine |  | SPP_N | Missouri | 29 | Howell | 91 | 29091 | 21 | 18556 | 2000 | 9999 |  |  | N | Natural Gas, Distillate Fuel Oil | [13 empty] | 0.14561 | 0.14561 | 0.14561 | 0.14561 | [11 empty] | West Plains MO (City of) | 100 | West Plains (MO) (City of) | 100
Innovative Solar 37 | 59665_G_IS037 | 59665 | G | IS037 |  | Solar PV |  | S_VACA | North Carolina | 37 | Anson | 7 | 37007 | 100 | 0 | 2017 | 9999 |  |  | N | Solar | [13 empty] | 0 | 0 | 0 | 0 | [11 empty] | Innovative Solar 37 LLC | 100 | Innovative Solar Systems LLC | 100
Innovative Solar 47 | 59666_G_IS047 | 59666 | G | IS047 |  | Solar PV |  | S_VACA | North Carolina | 37 | Robeson | 155 | 37155 | 33.8 | 0 | 2017 | 9999 |  |  | N | Solar | [13 empty] | 0 | 0 | 0 | 0 | [11 empty] | Innovative Solar 47 LLC | 100 | Innovative Solar Systems LLC | 100
Innovative Solar 48 | 59667_G_IS048 | 59667 | G | IS048 |  | Solar PV |  | S_VACA | North Carolina | 37 | Robeson | 155 | 37155 | 4.9 | 0 | 2015 | 9999 |  |  | N | Solar | [13 empty] | 0 | 0 | 0 | 0 | [11 empty] | Innovative Solar 48 LLC | 100 | Innovative Solar Systems LLC | 100
Innovative Solar 54 | 59669_G_IS054 | 59669 | G | IS054 |  | Solar PV |  | S_VACA | North Carolina | 37 | Lenoir | 107 | 37107 | 50 | 0 | 2018 | 9999 |  |  | N | Solar | [13 empty] | 0 | 0 | 0 | 0 | [11 empty] | Innovative Solar 54 LLC | 100 | Innovative Solar Systems LLC | 100
Innovative Solar 23 | 59670_G_IS023 | 59670 | G | IS023 |  | Solar PV |  | S_VACA | North Carolina | 37 | Cleveland | 45 | 37045 | 1.9 | 0 | 2015 | 9999 |  |  | N | Solar | [13 empty] | 0 | 0 | 0 | 0 | [11 empty] | Innovative Solar 23 LLC | 100 | Innovative Solar Systems LLC | 100
Innovative Solar 46 | 59671_G_IS046 | 59671 | G | IS046 |  | Solar PV |  | S_VACA | North Carolina | 37 | Cumberland | 51 | 37051 | 78.5 | 0 | 2016 | 9999 |  |  | N | Solar | [13 empty] | 0 | 0 | 0 | 0 | [11 empty] | Innovative Solar 46 LLC | 100 | Innovative Solar Systems LLC | 100
Innovative Solar 44 | 59675_G_IS044 | 59675 | G | IS044 |  | Solar PV |  | S_VACA | North Carolina | 37 | Robeson | 155 | 37155 | 4.9 | 0 | 2015 | 9999 |  |  | N | Solar | [13 empty] | 0 | 0 | 0 | 0 | [11 empty] | Innovative Solar 44 LLC | 100 | Innovative Solar Systems LLC | 100
Innovative Solar 55 | 59676_G_IS044 | 59676 | G | IS044 |  | Solar PV |  | S_VACA | North Carolina | 37 | Robeson | 155 | 37155 | 6.5 | 0 | 2017 | 9999 |  |  | N | Solar | [13 empty] | 0 | 0 | 0 | 0 | [11 empty] | Innovative Solar 55 LLC | 100 | Innovative Solar Systems LLC | 100
Innovative Solar 64 | 59677_G_IS064 | 59677 | G | IS064 |  | Solar PV |  | S_VACA | North Carolina | 37 | Sampson | 163 | 37163 | 4.9 | 0 | 2016 | 9999 |  |  | N | Solar | [13 empty] | 0 | 0 | 0 | 0 | [11 empty] | Innovative Solar 64 LLC | 100 | Innovative Solar Systems LLC | 100
Innovative Solar 67 | 59678_G_IS067 | 59678 | G | IS067 |  | Solar PV |  | S_VACA | North Carolina | 37 | Pender | 141 | 37141 | 33.3 | 0 | 2018 | 9999 |  |  | N | Solar | [13 empty] | 0 | 0 | 0 | 0 | [11 empty] | Innovative Solar 67 LLC | 100 | Innovative Solar Systems LLC | 100
Main Street Solar Project | 59682_G_MS258 | 59682 | G | MS258 |  | Solar PV |  | NENGREST | Vermont | 50 | Rutland | 21 | 50021 | 1.5 | 0 | 2014 | 9999 |  |  | N | Solar | [13 empty] | 0 | 0 | 0 | 0 | [11 empty] | Greenbacker Renewable Energy Co LLC | 100 | Greenbacker Renewable Energy Corp | 100
GM Lordstown Assembly Solar Array | 59683_G_12345 | 59683 | G | 12345 |  | Solar PV |  | PJM_ATSI | Ohio | 39 | Trumbull | 155 | 39155 | 1.7 | 0 | 2015 | 9999 |  |  | N | Solar | [13 empty] | 0 | 0 | 0 | 0 | [11 empty] | General Motors Co | 100 | General Motors Co | 100
Lindahl Wind Project, LLC | 59684_G_LWP01 | 59684 | G | LWP01 |  | Onshore Wind |  | SPP_WAUE | North Dakota | 38 | Williams | 105 | 38105 | 150 | 0 | 2017 | 9999 |  |  | N | Wind | [13 empty] | 0 | 0 | 0 | 0 | [11 empty] | Lindahl Wind Project LLC | 100 | Enel SpA | 100
Remington Solar Facility | 59685_G_01 | 59685 | G | 01 |  | Solar PV |  | PJM_Dom | Virginia | 51 | Fauquier | 61 | 51061 | 8 | 0 | 2017 | 9999 |  |  | N | Solar | [13 empty] | 0 | 0 | 0 | 0 | [11 empty] | Virginia Electric & Power Co | 100 | Dominion Energy Inc | 100
Sarasota County LFGTE Facility | 59686_G_LESF1 | 59686 | G | LESF1 |  | Landfill Gas |  | FRCC | Florida | 12 | Sarasota | 115 | 12115 | 1.6 | 13500 | 2015 | 9999 |  |  | N | Landfill Gas | [13 empty] | 0.08435 | 0.08435 | 0.08435 | 0.08435 | [11 empty] | Landfill Energy Systems Florida LLC | 100 | Archaea Energy Inc | 100
Sarasota County LFGTE Facility | 59686_G_LESF2 | 59686 | G | LESF2 |  | Landfill Gas |  | FRCC | Florida | 12 | Sarasota | 115 | 12115 | 1.6 | 13500 | 2015 | 9999 |  |  | N | Landfill Gas | [13 empty] | 0.08435 | 0.08435 | 0.08435 | 0.08435 | [11 empty] | Landfill Energy Systems Florida LLC | 100 | Archaea Energy Inc | 100
Sarasota County LFGTE Facility | 59686_G_LESF3 | 59686 | G | LESF3 |  | Landfill Gas |  | FRCC | Florida | 12 | Sarasota | 115 | 12115 | 1.6 | 13500 | 2015 | 9999 |  |  | N | Landfill Gas | [13 empty] | 0.08435 | 0.08435 | 0.08435 | 0.08435 | [11 empty] | Landfill Energy Systems Florida LLC | 100 | Archaea Energy Inc | 100
Sarasota County LFGTE Facility | 59686_G_LESF4 | 59686 | G | LESF4 |  | Landfill Gas |  | FRCC | Florida | 12 | Sarasota | 115 | 12115 | 1.6 | 13648 | 2019 | 9999 |  |  | N | Landfill Gas | [13 empty] | 0.09 | 0.09 | 0.09 | 0.09 | [11 empty] | Landfill Energy Systems Florida LLC | 100 | Archaea Energy Inc | 100
Sun Harvest Solar NDP1 | 59687_G_NDP1 | 59687 | G | NDP1 |  | Solar PV |  | WEC_CALN | California | 6 | Merced | 47 | 06047 | 1.5 | 0 | 2015 | 9999 |  |  | N | Solar | [13 empty] | 0 | 0 | 0 | 0 | [11 empty] | Cenergy Power | 100 | BAP Power Corp | 100
Wake County LFG Facility | 59688_G_E1 | 59688 | G | E1 |  | Landfill Gas |  | S_VACA | North Carolina | 37 | Wake | 183 | 37183 | 0.3 | 13500 | 2013 | 9999 |  |  | N | Landfill Gas | [13 empty] | 0.22117 | 0.22117 | 0.22117 | 0.22117 | [11 empty] | Industrial Power Generating Co | 100 | Industrial Power Generating Co | 100
Wake County LFG Facility | 59688_G_E10 | 59688 | G | E10 |  | Landfill Gas |  | S_VACA | North Carolina | 37 | Wake | 183 | 37183 | 0.3 | 13500 | 2013 | 9999 |  |  | N | Landfill Gas | [13 empty] | 0.22117 | 0.22117 | 0.22117 | 0.22117 | [11 empty] | Industrial Power Generating Co | 100 | Industrial Power Generating Co | 100
Wake County LFG Facility | 59688_G_E11 | 59688 | G | E11 |  | Landfill Gas |  | S_VACA | North Carolina | 37 | Wake | 183 | 37183 | 0.3 | 13500 | 2013 | 9999 |  |  | N | Landfill Gas | [13 empty] | 0.22117 | 0.22117 | 0.22117 | 0.22117 | [11 empty] | Industrial Power Generating Co | 100 | Industrial Power Generating Co | 100
Wake County LFG Facility | 59688_G_E12 | 59688 | G | E12 |  | Landfill Gas |  | S_VACA | North Carolina | 37 | Wake | 183 | 37183 | 0.3 | 13500 | 2013 | 9999 |  |  | N | Landfill Gas | [13 empty] | 0.22117 | 0.22117 | 0.22117 | 0.22117 | [11 empty] | Industrial Power Generating Co | 100 | Industrial Power Generating Co | 100
Wake County LFG Facility | 59688_G_E13 | 59688 | G | E13 |  | Landfill Gas |  | S_VACA | North Carolina | 37 | Wake | 183 | 37183 | 0.3 | 13500 | 2013 | 9999 |  |  | N | Landfill Gas | [13 empty] | 0.22117 | 0.22117 | 0.22117 | 0.22117 | [11 empty] | Industrial Power Generating Co | 100 | Industrial Power Generating Co | 100
Wake County LFG Facility | 59688_G_E14 | 59688 | G | E14 |  | Landfill Gas |  | S_VACA | North Carolina | 37 | Wake | 183 | 37183 | 0.3 | 13500 | 2013 | 9999 |  |  | N | Landfill Gas | [13 empty] | 0.22117 | 0.22117 | 0.22117 | 0.22117 | [11 empty] | Industrial Power Generating Co | 100 | Industrial Power Generating Co | 100
Wake County LFG Facility | 59688_G_E15 | 59688 | G | E15 |  | Landfill Gas |  | S_VACA | North Carolina | 37 | Wake | 183 | 37183 | 0.3 | 13500 | 2013 | 9999 |  |  | N | Landfill Gas | [13 empty] | 0.22117 | 0.22117 | 0.22117 | 0.22117 | [11 empty] | Industrial Power Generating Co | 100 | Industrial Power Generating Co | 100
Wake County LFG Facility | 59688_G_E16 | 59688 | G | E16 |  | Landfill Gas |  | S_VACA | North Carolina | 37 | Wake | 183 | 37183 | 0.3 | 13500 | 2013 | 9999 |  |  | N | Landfill Gas | [13 empty] | 0.22117 | 0.22117 | 0.22117 | 0.22117 | [11 empty] | Industrial Power Generating Co | 100 | Industrial Power Generating Co | 100
Wake County LFG Facility | 59688_G_E17 | 59688 | G | E17 |  | Landfill Gas |  | S_VACA | North Carolina | 37 | Wake | 183 | 37183 | 0.3 | 13500 | 2013 | 9999 |  |  | N | Landfill Gas | [13 empty] | 0.22117 | 0.22117 | 0.22117 | 0.22117 | [11 empty] | Industrial Power Generating Co | 100 | Industrial Power Generating Co | 100
Wake County LFG Facility | 59688_G_E18 | 59688 | G | E18 |  | Landfill Gas |  | S_VACA | North Carolina | 37 | Wake | 183 | 37183 | 0.3 | 13500 | 2013 | 9999 |  |  | N | Landfill Gas | [13 empty] | 0.22117 | 0.22117 | 0.22117 | 0.22117 | [11 empty] | Industrial Power Generating Co | 100 | Industrial Power Generating Co | 100
Wake County LFG Facility | 59688_G_E19 | 59688 | G | E19 |  | Landfill Gas |  | S_VACA | North Carolina | 37 | Wake | 183 | 37183 | 0.3 | 13500 | 2015 | 9999 |  |  | N | Landfill Gas | [13 empty] | 0.22117 | 0.22117 | 0.22117 | 0.22117 | [11 empty] | Industrial Power Generating Co | 100 | Industrial Power Generating Co | 100
Wake County LFG Facility | 59688_G_E2 | 59688 | G | E2 |  | Landfill Gas |  | S_VACA | North Carolina | 37 | Wake | 183 | 37183 | 0.3 | 13500 | 2013 | 9999 |  |  | N | Landfill Gas | [13 empty] | 0.22117 | 0.22117 | 0.22117 | 0.22117 | [11 empty] | Industrial Power Generating Co | 100 | Industrial Power Generating Co | 100
Wake County LFG Facility | 59688_G_E20 | 59688 | G | E20 |  | Landfill Gas |  | S_VACA | North Carolina | 37 | Wake | 183 | 37183 | 0.3 | 13500 | 2015 | 9999 |  |  | N | Landfill Gas | [13 empty] | 0.22117 | 0.22117 | 0.22117 | 0.22117 | [11 empty] | Industrial Power Generating Co | 100 | Industrial Power Generating Co | 100
Wake County LFG Facility | 59688_G_E21 | 59688 | G | E21 |  | Landfill Gas |  | S_VACA | North Carolina | 37 | Wake | 183 | 37183 | 0.3 | 13500 | 2015 | 9999 |  |  | N | Landfill Gas | [13 empty] | 0.22117 | 0.22117 | 0.22117 | 0.22117 | [11 empty] | Industrial Power Generating Co | 100 | Industrial Power Generating Co | 100
Wake County LFG Facility | 59688_G_E22 | 59688 | G | E22 |  | Landfill Gas |  | S_VACA | North Carolina | 37 | Wake | 183 | 37183 | 0.3 | 13500 | 2015 | 9999 |  |  | N | Landfill Gas | [13 empty] | 0.22117 | 0.22117 | 0.22117 | 0.22117 | [11 empty] | Industrial Power Generating Co | 100 | Industrial Power Generating Co | 100
Wake County LFG Facility | 59688_G_E23 | 59688 | G | E23 |  | Landfill Gas |  | S_VACA | North Carolina | 37 | Wake | 183 | 37183 | 0.3 | 13500 | 2015 | 9999 |  |  | N | Landfill Gas | [13 empty] | 0.22117 | 0.22117 | 0.22117 | 0.22117 | [11 empty] | Industrial Power Generating Co | 100 | Industrial Power Generating Co | 100
Wake County LFG Facility | 59688_G_E24 | 59688 | G | E24 |  | Landfill Gas |  | S_VACA | North Carolina | 37 | Wake | 183 | 37183 | 0.3 | 13500 | 2015 | 9999 |  |  | N | Landfill Gas | [13 empty] | 0.22117 | 0.22117 | 0.22117 | 0.22117 | [11 empty] | Industrial Power Generating Co | 100 | Industrial Power Generating Co | 100
Wake County LFG Facility | 59688_G_E3 | 59688 | G | E3 |  | Landfill Gas |  | S_VACA | North Carolina | 37 | Wake | 183 | 37183 | 0.3 | 13500 | 2013 | 9999 |  |  | N | Landfill Gas | [13 empty] | 0.22117 | 0.22117 | 0.22117 | 0.22117 | [11 empty] | Industrial Power Generating Co | 100 | Industrial Power Generating Co | 100
Wake County LFG Facility | 59688_G_E4 | 59688 | G | E4 |  | Landfill Gas |  | S_VACA | North Carolina | 37 | Wake | 183 | 37183 | 0.3 | 13500 | 2013 | 9999 |  |  | N | Landfill Gas | [13 empty] | 0.22117 | 0.22117 | 0.22117 | 0.22117 | [11 empty] | Industrial Power Generating Co | 100 | Industrial Power Generating Co | 100
Wake County LFG Facility | 59688_G_E5 | 59688 | G | E5 |  | Landfill Gas |  | S_VACA | North Carolina | 37 | Wake | 183 | 37183 | 0.3 | 13500 | 2013 | 9999 |  |  | N | Landfill Gas | [13 empty] | 0.22117 | 0.22117 | 0.22117 | 0.22117 | [11 empty] | Industrial Power Generating Co | 100 | Industrial Power Generating Co | 100
Wake County LFG Facility | 59688_G_E6 | 59688 | G | E6 |  | Landfill Gas |  | S_VACA | North Carolina | 37 | Wake | 183 | 37183 | 0.3 | 13500 | 2013 | 9999 |  |  | N | Landfill Gas | [13 empty] | 0.22117 | 0.22117 | 0.22117 | 0.22117 | [11 empty] | Industrial Power Generating Co | 100 | Industrial Power Generating Co | 100
Wake County LFG Facility | 59688_G_E7 | 59688 | G | E7 |  | Landfill Gas |  | S_VACA | North Carolina | 37 | Wake | 183 | 37183 | 0.3 | 13500 | 2013 | 9999 |  |  | N | Landfill Gas | [13 empty] | 0.22117 | 0.22117 | 0.22117 | 0.22117 | [11 empty] | Industrial Power Generating Co | 100 | Industrial Power Generating Co | 100
Wake County LFG Facility | 59688_G_E8 | 59688 | G | E8 |  | Landfill Gas |  | S_VACA | North Carolina | 37 | Wake | 183 | 37183 | 0.3 | 13500 | 2013 | 9999 |  |  | N | Landfill Gas | [13 empty] | 0.22117 | 0.22117 | 0.22117 | 0.22117 | [11 empty] | Industrial Power Generating Co | 100 | Industrial Power Generating Co | 100
Wake County LFG Facility | 59688_G_E9 | 59688 | G | E9 |  | Landfill Gas |  | S_VACA | North Carolina | 37 | Wake | 183 | 37183 | 0.3 | 13500 | 2013 | 9999 |  |  | N | Landfill Gas | [13 empty] | 0.22117 | 0.22117 | 0.22117 | 0.22117 | [11 empty] | Industrial Power Generating Co | 100 | Industrial Power Generating Co | 100
Gulf Coast Solar Center I | 59689_G_GCSC1 | 59689 | G | GCSC1 |  | Solar PV |  | S_SOU | Florida | 12 | Okaloosa | 91 | 12091 | 30 | 0 | 2017 | 9999 |  |  | N | Solar | [13 empty] | 0 | 0 | 0 | 0 | [11 empty] | Gulf Coast Solar Center I LLC | 100 | Capital Dynamics | 100
Gulf Coast Solar Center II | 59690_G_GCSC2 | 59690 | G | GCSC2 |  | Solar PV |  | S_SOU | Florida | 12 | Santa Rosa | 113 | 12113 | 40 | 0 | 2017 | 9999 |  |  | N | Solar | [13 empty] | 0 | 0 | 0 | 0 | [11 empty] | Gulf Coast Solar Center II LLC | 100 | Capital Dynamics | 100
Gulf Coast Solar Center III | 59691_G_GCSC3 | 59691 | G | GCSC3 |  | Solar PV |  | S_SOU | Florida | 12 | Escambia | 33 | 12033 | 50 | 0 | 2017 | 9999 |  |  | N | Solar | [13 empty] | 0 | 0 | 0 | 0 | [11 empty] | Gulf Coast Solar Center III LLC | 100 | Capital Dynamics | 100
Aspen Solar, LLC | 59694_G_GEN1 | 59694 | G | GEN1 |  | Solar PV |  | S_VACA | North Carolina | 37 | Duplin | 61 | 37061 | 4.9 | 0 | 2015 | 9999 |  |  | N | Solar | [13 empty] | 0 | 0 | 0 | 0 | [11 empty] | Aspen Solar LLC | 100 | NARENCO | 100
Mt. Home Solar 1, LLC | 59695_G_MHPV1 | 59695 | G | MHPV1 |  | Solar PV |  | WECC_ID | Idaho | 16 | Elmore | 39 | 16039 | 20 | 0 | 2017 | 9999 |  |  | N | Solar | [13 empty] | 0 | 0 | 0 | 0 | [11 empty] | Mountain Home Solar LLC | 100 | Standard Solar Inc | 100
West Station (DE) | 597_G_WEST | 597 | G | WEST | 391 | Combustion Turbine |  | PJM_EMAC | Delaware | 10 | New Castle | 3 | 10003 | 15 | 25000 | 1964 | 9999 |  |  | N | Distillate Fuel Oil |  |  |  | H2O | [8 empty] | 0.3 | 0.23776 | 0.23776 | 0.23776 | 0.23776 | [11 empty] | Calpine Mid Atlantic Generation LLC | 100 | Energy Capital Partners | 100
Subase Microgrid Project | 59701_G_SFC1 | 59701 | G | SFC1 |  | Fuel Cell |  | NENG_CT | Connecticut | 9 | New London | 11 | 09011 | 3.7 | 9500 | 2020 | 9999 |  |  | N | Natural Gas | [13 empty] | 0 | 0 | 0 | 0 | [11 empty] | Connecticut Municipal Electric Energy Coop | 100 | Connecticut Municipal Electric Energy Coop | 100
Subase Microgrid Project | 59701_G_SFC2 | 59701 | G | SFC2 |  | Fuel Cell |  | NENG_CT | Connecticut | 9 | New London | 11 | 09011 | 3.7 | 9500 | 2020 | 9999 |  |  | N | Natural Gas | [13 empty] | 0 | 0 | 0 | 0 | [11 empty] | Connecticut Municipal Electric Energy Coop | 100 | Connecticut Municipal Electric Energy Coop | 100
Pavant Solar, LLC | 59702_G_1 | 59702 | G | 1 |  | Solar PV |  | WECC_UT | Utah | 49 | Millard | 27 | 49027 | 50 | 0 | 2015 | 9999 |  |  | N | Solar | [13 empty] | 0 | 0 | 0 | 0 | [11 empty] | Pavant Solar LLC | 100 | Public Service Enterprise Group Inc | 100
Cottonwood Solar, LLC Cottonwood Carport | 59703_G_1 | 59703 | G | 1 |  | Solar PV |  | WEC_CALN | California | 6 | Marin | 41 | 06041 | 1 | 0 | 2016 | 9999 |  |  | N | Solar | [13 empty] | 0 | 0 | 0 | 0 | [11 empty] | Dominion Resources Inc | 100 | Dominion Energy Inc | 100
Shell New Energies, Junction City | 59704_G_JCBIO | 59704 | G | JCBIO |  | Non-Fossil Waste |  | WECC_PNW | Oregon | 41 | Lane | 39 | 41039 | 1.6 | 8767 | 2011 | 9999 |  |  | Y | Non-Fossil Waste | [13 empty] | 0 | 0 | 0 | 0 | [11 empty] | JC Biomethane LLC | 100 | JC Biomethane LLC | 100
Steel Sun | 59705_G_SSUN2 | 59705 | G | SSUN2 |  | Solar PV |  | NY_Z_A | New York | 36 | Erie | 29 | 36029 | 2 | 0 | 2016 | 9999 |  |  | N | Solar | [13 empty] | 0 | 0 | 0 | 0 | [11 empty] | BQ Energy | 100 | BQ Energy LLC | 100
BRE | 59706_G_NB005 | 59706 | G | NB005 |  | Solar PV |  | S_VACA | North Carolina | 37 | Granville | 77 | 37077 | 4.9 | 0 | 2015 | 9999 |  |  | N | Solar | [13 empty] | 0 | 0 | 0 | 0 | [11 empty] | Bre NC Solar 1 LLC | 100 | Beam Renewable Energy LLC | 100
Franklinton Solar | 59708_G_5MWPV | 59708 | G | 5MWPV |  | Solar PV |  | S_VACA | North Carolina | 37 | Franklin | 69 | 37069 | 5 | 0 | 2017 | 9999 |  |  | N | Solar | [13 empty] | 0 | 0 | 0 | 0 | [11 empty] | Franklinton Solar LLC | 100 | Franklinton Solar LLC | 100
St. Paul Intl Airport Red & Blue Parking | 59709_G_PV1 | 59709 | G | PV1 |  | Solar PV |  | MIS_MNWI | Minnesota | 27 | Hennepin | 53 | 27053 | 2.3 | 0 | 2015 | 9999 |  |  | N | Solar | [13 empty] | 0 | 0 | 0 | 0 | [11 empty] | Metropolitan Airports Commission | 100 | Metropolitan Airports Commission | 100
St. Paul Intl Airport Red & Blue Parking | 59709_G_PV2 | 59709 | G | PV2 |  | Solar PV |  | MIS_MNWI | Minnesota | 27 | Hennepin | 53 | 27053 | 0.9 | 0 | 2016 | 9999 |  |  | N | Solar | [13 empty] | 0 | 0 | 0 | 0 | [11 empty] | Metropolitan Airports Commission | 100 | Metropolitan Airports Commission | 100
Sand Valley Power Station | 59710_G_GMA | 59710 | G | GMA |  | Landfill Gas |  | S_C_TVA | Alabama | 1 | Dekalb | 49 | 01049 | 1.6 | 13500 | 2013 | 9999 |  |  | N | Landfill Gas | [13 empty] | 0.22117 | 0.22117 | 0.22117 | 0.22117 | [11 empty] | Bio Energy (Alabama) LLC | 100 | Energy Developments | 100
Sand Valley Power Station | 59710_G_GMB | 59710 | G | GMB |  | Landfill Gas |  | S_C_TVA | Alabama | 1 | Dekalb | 49 | 01049 | 1.6 | 13500 | 2013 | 9999 |  |  | N | Landfill Gas | [13 empty] | 0.22117 | 0.22117 | 0.22117 | 0.22117 | [11 empty] | Bio Energy (Alabama) LLC | 100 | Energy Developments | 100
Sand Valley Power Station | 59710_G_GMC | 59710 | G | GMC |  | Landfill Gas |  | S_C_TVA | Alabama | 1 | Dekalb | 49 | 01049 | 1.6 | 13500 | 2013 | 9999 |  |  | N | Landfill Gas | [13 empty] | 0.22117 | 0.22117 | 0.22117 | 0.22117 | [11 empty] | Bio Energy (Alabama) LLC | 100 | Energy Developments | 100
CII Methane Management IV, LLC | 59711_G_GEN1 | 59711 | G | GEN1 |  | Landfill Gas |  | S_VACA | North Carolina | 37 | Johnston | 101 | 37101 | 1.5 | 13500 | 2014 | 9999 |  |  | N | Landfill Gas | [13 empty] | 0.22117 | 0.22117 | 0.22117 | 0.22117 | [11 empty] | CII Methane Management IV LLC | 100 | Chugach Alaska Corp | 100
San Roman Wind I, LLC | 59712_G_SRWI | 59712 | G | SRWI |  | Onshore Wind |  | ERC_REST | Texas | 48 | Cameron | 61 | 48061 | 95.3 | 0 | 2017 | 9999 |  |  | N | Wind | [13 empty] | 0 | 0 | 0 | 0 | [11 empty] | San Roman Wind I LLC | 100 | Acciona Energia | 100
Holdrege Solar Center | 59713_G_HDSC | 59713 | G | HDSC |  | Solar PV |  | SPP_NEBR | Nebraska | 31 | Lancaster | 109 | 31109 | 4 | 0 | 2016 | 9999 |  |  | N | Solar | [13 empty] | 0 | 0 | 0 | 0 | [11 empty] | Holdrege Solar Center LLC | 100 | Coronal Development Services LLC | 100
IKEA St. Louis 410 | 59714_G_IK410 | 59714 | G | IK410 |  | Solar PV |  | MIS_MO | Missouri | 29 | St Louis City | 510 | 29510 | 1 | 0 | 2015 | 9999 |  |  | N | Solar | [13 empty] | 0 | 0 | 0 | 0 | [11 empty] | IKEA Property Inc | 100 | Ikea Systems BV | 100
DD Hay Road Solar 23 LLC | 59715_G_PV1 | 59715 | G | PV1 |  | Solar PV |  | PJM_EMAC | Delaware | 10 | New Castle | 3 | 10003 | 1.2 | 0 | 2015 | 9999 |  |  | N | Solar | [13 empty] | 0 | 0 | 0 | 0 | [11 empty] | DD Hay Road Solar 23 LLC | 100 | LCP Solar Development II LP | 100
Framingham State University Plant | 59717_G_ACPV | 59717 | G | ACPV |  | Solar PV |  | NENGREST | Massachusetts | 25 | Middlesex | 17 | 25017 | 0.7 | 0 | 2011 | 9999 |  |  | N | Solar | [13 empty] | 0 | 0 | 0 | 0 | [11 empty] | Framingham State University | 100 | Framingham State University | 100
Framingham State University Plant | 59717_G_CCPV | 59717 | G | CCPV |  | Solar PV |  | NENGREST | Massachusetts | 25 | Middlesex | 17 | 25017 | 0.3 | 0 | 2011 | 9999 |  |  | N | Solar | [13 empty] | 0 | 0 | 0 | 0 | [11 empty] | Framingham State University | 100 | Framingham State University | 100
Framingham State University Plant | 59717_G_HA | 59717 | G | HA |  | Combustion Turbine | IC Engine | NENGREST | Massachusetts | 25 | Middlesex | 17 | 25017 | 0.4 | 13469 | 2007 | 9999 |  |  | N | Distillate Fuel Oil | [13 empty] | 1.6498 | 1.6498 | 1.6498 | 1.6498 | [11 empty] | Framingham State University | 100 | Framingham State University | 100
Framingham State University Plant | 59717_G_LIB | 59717 | G | LIB |  | Combustion Turbine | IC Engine | NENGREST | Massachusetts | 25 | Middlesex | 17 | 25017 | 0.3 | 13469 | 2005 | 9999 |  |  | N | Distillate Fuel Oil | [13 empty] | 1.6498 | 1.6498 | 1.6498 | 1.6498 | [11 empty] | Framingham State University | 100 | Framingham State University | 100
Framingham State University Plant | 59717_G_MSC2 | 59717 | G | MSC2 |  | Combustion Turbine | IC Engine | NENGREST | Massachusetts | 25 | Middlesex | 17 | 25017 | 0.2 | 13469 | 2015 | 9999 |  |  | N | Distillate Fuel Oil | [13 empty] | 1.6498 | 1.6498 | 1.6498 | 1.6498 | [11 empty] | Framingham State University | 100 | Framingham State University | 100
Framingham State University Plant | 59717_G_NORTH | 59717 | G | NORTH |  | Combustion Turbine | IC Engine | NENGREST | Massachusetts | 25 | Middlesex | 17 | 25017 | 0.2 | 13469 | 2011 | 9999 |  |  | N | Distillate Fuel Oil | [13 empty] | 1.6498 | 1.6498 | 1.6498 | 1.6498 | [11 empty] | Framingham State University | 100 | Framingham State University | 100
Framingham State University Plant | 59717_G_OC | 59717 | G | OC |  | Combustion Turbine | IC Engine | NENGREST | Massachusetts | 25 | Middlesex | 17 | 25017 | 0.1 | 13469 | 2003 | 9999 |  |  | N | Distillate Fuel Oil | [13 empty] | 1.6498 | 1.6498 | 1.6498 | 1.6498 | [11 empty] | Framingham State University | 100 | Framingham State University | 100
Framingham State University Plant | 59717_G_PP | 59717 | G | PP |  | Combustion Turbine | IC Engine | NENGREST | Massachusetts | 25 | Middlesex | 17 | 25017 | 0.4 | 13469 | 2009 | 9999 |  |  | N | Distillate Fuel Oil | [13 empty] | 1.6498 | 1.6498 | 1.6498 | 1.6498 | [11 empty] | Framingham State University | 100 | Framingham State University | 100
Framingham State University Plant | 59717_G_TOW1 | 59717 | G | TOW1 |  | Combustion Turbine | IC Engine | NENGREST | Massachusetts | 25 | Middlesex | 17 | 25017 | 0.2 | 13469 | 2004 | 9999 |  |  | N | Distillate Fuel Oil | [13 empty] | 1.6498 | 1.6498 | 1.6498 | 1.6498 | [11 empty] | Framingham State University | 100 | Framingham State University | 100
Framingham State University Plant | 59717_G_TOW2 | 59717 | G | TOW2 |  | Combustion Turbine | IC Engine | NENGREST | Massachusetts | 25 | Middlesex | 17 | 25017 | 0.4 | 13469 | 2013 | 9999 |  |  | N | Distillate Fuel Oil | [13 empty] | 1.6498 | 1.6498 | 1.6498 | 1.6498 | [11 empty] | Framingham State University | 100 | Framingham State University | 100
Framingham State University Plant | 59717_G_WEST | 59717 | G | WEST |  | Combustion Turbine | IC Engine | NENGREST | Massachusetts | 25 | Middlesex | 17 | 25017 | 0.2 | 13469 | 2016 | 9999 |  |  | N | Distillate Fuel Oil | [13 empty] | 1.6498 | 1.6498 | 1.6498 | 1.6498 | [11 empty] | Framingham State University | 100 | Framingham State University | 100
Charlotte Solar LLC VT | 59719_G_CS001 | 59719 | G | CS001 |  | Solar PV |  | NENGREST | Vermont | 50 | Chittenden | 7 | 50007 | 2 | 0 | 2014 | 9999 |  |  | N | Solar | [13 empty] | 0 | 0 | 0 | 0 | [11 empty] | Charlotte Solar LLC | 100 | Altus Power America Management LLC | 100
Seville 1 | 59722_G_SEV1 | 59722 | G | SEV1 |  | Solar PV |  | WECC_IID | California | 6 | Imperial | 25 | 06025 | 20 | 0 | 2015 | 9999 |  |  | N | Solar | [13 empty] | 0 | 0 | 0 | 0 | [11 empty] | Seville Solar One LLC | 100 | Duke Energy Corp | 100
Seville 2 | 59723_G_SEV2 | 59723 | G | SEV2 |  | Solar PV |  | WECC_IID | California | 6 | Imperial | 25 | 06025 | 30 | 0 | 2015 | 9999 |  |  | N | Solar | [13 empty] | 0 | 0 | 0 | 0 | [11 empty] | Seville Solar Two LLC | 100 | Duke Energy Corp | 100
Scituate Wind | 59724_G_SCIWT | 59724 | G | SCIWT |  | Onshore Wind |  | NENGREST | Massachusetts | 25 | Plymouth | 23 | 25023 | 1.5 | 0 | 2012 | 9999 |  |  | N | Wind | [13 empty] | 0 | 0 | 0 | 0 | [11 empty] | Scituate Wind LLC | 100 | Solaya Energy | 100
Fairhaven Wind | 59725_G_FHWTG | 59725 | G | FHWTG |  | Onshore Wind |  | NENGREST | Massachusetts | 25 | Bristol | 5 | 25005 | 3 | 0 | 2012 | 9999 |  |  | N | Wind | [13 empty] | 0 | 0 | 0 | 0 | [11 empty] | Fairhaven Wind LLC | 100 | Sustainable Resources Group | 100
CML&P Generating Facility No. 2 | 59726_G_10 | 59726 | G | 10 |  | Combustion Turbine | IC Engine | SPP_N | Kansas | 20 | Montgomery | 125 | 20125 | 18.7 | 10745 | 2017 | 9999 |  |  | N | Natural Gas | [13 empty] | 1.061 | 1.061 | 1.061 | 1.061 | [11 empty] | Coffeyville Municipal Light & Power | 100 | Coffeyville Municipal Light & Power | 100
CML&P Generating Facility No. 2 | 59726_G_8 | 59726 | G | 8 |  | Combustion Turbine | IC Engine | SPP_N | Kansas | 20 | Montgomery | 125 | 20125 | 18.7 | 10745 | 2017 | 9999 |  |  | N | Natural Gas | [13 empty] | 1.061 | 1.061 | 1.061 | 1.061 | [11 empty] | Coffeyville Municipal Light & Power | 100 | Coffeyville Municipal Light & Power | 100
CML&P Generating Facility No. 2 | 59726_G_9 | 59726 | G | 9 |  | Combustion Turbine | IC Engine | SPP_N | Kansas | 20 | Montgomery | 125 | 20125 | 18.7 | 10745 | 2017 | 9999 |  |  | N | Natural Gas | [13 empty] | 1.061 | 1.061 | 1.061 | 1.061 | [11 empty] | Coffeyville Municipal Light & Power | 100 | Coffeyville Municipal Light & Power | 100
Bull Street Plant | 59727_G_GEN1 | 59727 | G | GEN1 |  | Combustion Turbine |  | S_VACA | South Carolina | 45 | Orangeburg | 75 | 45075 | 2 | 19558 | 2005 | 9999 |  |  | N | Natural Gas | [13 empty] | 0.23894 | 0.23894 | 0.23894 | 0.23894 | [11 empty] | Orangeburg SC (City of) | 100 | Orangeburg SC (City of) | 100
Substation 20 Plant | 59728_G_GEN1 | 59728 | G | GEN1 |  | Combustion Turbine |  | S_VACA | South Carolina | 45 | Orangeburg | 75 | 45075 | 2 | 25000 | 2014 | 9999 |  |  | N | Natural Gas | [13 empty] | 0.23894 | 0.23894 | 0.23894 | 0.23894 | [11 empty] | Orangeburg SC (City of) | 100 | Orangeburg SC (City of) | 100
Macon Solar Power Project | 59729_G_MSF1 | 59729 | G | MSF1 |  | Solar PV |  | SPP_N | Missouri | 29 | Macon | 121 | 29121 | 2.8 | 0 | 2015 | 9999 |  |  | N | Solar | [13 empty] | 0 | 0 | 0 | 0 | [11 empty] | MC Power Companies Inc | 100 | MC Power Companies | 100
SEPV 18 | 59730_G_SPV18 | 59730 | G | SPV18 |  | Solar PV |  | WEC_LADW | California | 6 | Los Angeles | 37 | 06037 | 2 | 0 | 2016 | 9999 |  |  | N | Solar | [13 empty] | 0 | 0 | 0 | 0 | [11 empty] | Sustainable Power Group LLC | 100 | Sustainable Power Group LLC | 100
Templeton | 59731_G_TEMPL | 59731 | G | TEMPL |  | Solar PV |  | NENGREST | Massachusetts | 25 | Worcester | 27 | 25027 | 3 | 0 | 2014 | 9999 |  |  | N | Solar | [13 empty] | 0 | 0 | 0 | 0 | [11 empty] | Sunny Templeton LLC | 100 | WEC Energy Group Inc | 100
Green Pastures Wind I | 59732_G_GPI | 59732 | G | GPI |  | Onshore Wind |  | ERC_WEST | Texas | 48 | Baylor | 23 | 48023 | 150 | 0 | 2015 | 9999 |  |  | N | Wind | [13 empty] | 0 | 0 | 0 | 0 | [11 empty] | Green Pastures Wind I LLC | 100 | Capital Dynamics | 100
Green Pastures Wind II | 59733_G_GPII | 59733 | G | GPII |  | Onshore Wind |  | ERC_WEST | Texas | 48 | Knox | 275 | 48275 | 150 | 0 | 2015 | 9999 |  |  | N | Wind | [13 empty] | 0 | 0 | 0 | 0 | [11 empty] | Green Pastures Wind II LLC | 100 | Capital Dynamics | 100
Briscoe Wind Farm | 59734_G_BFW | 59734 | G | BFW |  | Onshore Wind |  | ERC_PHDL | Texas | 48 | Briscoe | 45 | 48045 | 150 | 0 | 2015 | 9999 |  |  | N | Wind | [13 empty] | 0 | 0 | 0 | 0 | [11 empty] | Briscoe Wind Farm LLC | 100 | Capital Dynamics | 100
Kirkwood Wind Turbine | 59735_G_KCC01 | 59735 | G | KCC01 |  | Onshore Wind |  | MIS_IA | Iowa | 19 | Linn | 113 | 19113 | 0.7 | 0 | 2012 | 9999 |  |  | N | Wind | [13 empty] | 0 | 0 | 0 | 0 | [11 empty] | Kirkwood Community College | 100 | Kirkwood Community College | 100
Valentine Wind, LLC | 59736_G_7772 | 59736 | G | 7772 |  | Onshore Wind |  | SPP_NEBR | Nebraska | 31 | Cherry | 31 | 31031 | 1.9 | 0 | 2014 | 9999 |  |  | N | Wind | [13 empty] | 0 | 0 | 0 | 0 | [11 empty] | Valentine Wind LLC | 100 | Bluestem LLC | 100
Aspiration G | 59737_G_ASPRG | 59737 | G | ASPRG |  | Solar PV |  | WEC_CALN | California | 6 | Fresno | 19 | 06019 | 9 | 0 | 2017 | 9999 |  |  | N | Solar | [13 empty] | 0 | 0 | 0 | 0 | [11 empty] | sPower | 100 | AES Corp (The) | 100
Citizen B | 59738_G_CSB | 59738 | G | CSB |  | Solar PV |  | WEC_CALN | California | 6 | Fresno | 19 | 06019 | 5 | 0 | 2015 | 9999 |  |  | N | Solar | [13 empty] | 0 | 0 | 0 | 0 | [11 empty] | Citizen Solar B LLC | 100 | Sustainable Power Group LLC | 100
Lancaster WAD B | 59739_G_LWADB | 59739 | G | LWADB |  | Solar PV |  | WEC_LADW | California | 6 | Los Angeles | 37 | 06037 | 3 | 0 | 2017 | 9999 |  |  | N | Solar | [13 empty] | 0 | 0 | 0 | 0 | [11 empty] | Lancaster WAD B LLC | 50 | Martifer Solar | 50
SEPV Mojave West | 59740_G_SPVMW | 59740 | G | SPVMW |  | Solar PV |  | WECC_SCE | California | 6 | Kern | 29 | 06029 | 20 | 0 | 2016 | 9999 |  |  | N | Solar | [13 empty] | 0 | 0 | 0 | 0 | [11 empty] | SEPV Mojave West LLC | 100 | AES Corp (The) | 100
Barton Solar Farm | 59741_G_BARTN | 59741 | G | BARTN |  | Solar PV |  | NENGREST | Vermont | 50 | Orleans | 19 | 50019 | 1.9 | 0 | 2014 | 9999 |  |  | N | Solar | [13 empty] | 0 | 0 | 0 | 0 | [11 empty] | Barton Solar LLC | 100 | Robert P Grant | 100
Sunnyside Ranch Community Solar Array | 59742_G_HCE | 59742 | G | HCE |  | Solar PV |  | WECC_CO | Colorado | 8 | Garfield | 45 | 08045 | 1.5 | 0 | 2015 | 9999 |  |  | N | Solar | [13 empty] | 0 | 0 | 0 | 0 | [11 empty] | Clean Energy Collective LLC | 100 | Clean Energy Collective LLC | 100
Chimes West Friendship (Nixon Farms) | 59743_G_1 | 59743 | G | 1 |  | Solar PV |  | PJM_SMAC | Maryland | 24 | Howard | 27 | 24027 | 1.2 | 0 | 2014 | 9999 |  |  | N | Solar | [13 empty] | 0 | 0 | 0 | 0 | [11 empty] | SunE SEM 1 LLC | 100 | SunEdison | 100
Lakeland Electric Co. (FL)-Airport 1 | 59744_G_1 | 59744 | G | 1 |  | Solar PV |  | FRCC | Florida | 12 | Polk | 105 | 12105 | 2.7 | 0 | 2011 | 9999 |  |  | N | Solar | [13 empty] | 0 | 0 | 0 | 0 | [11 empty] | SunE W12DG B LLC | 100 | SunEdison | 100
Leominster (MA)-South Street-R&D | 59745_G_1 | 59745 | G | 1 |  | Solar PV |  | NENGREST | Massachusetts | 25 | Middlesex | 17 | 25017 | 2.6 | 0 | 2013 | 9999 |  |  | N | Solar | [13 empty] | 0 | 0 | 0 | 0 | [11 empty] | South Street Solar LLC | 100 | Gehrlicher Solar America Corp | 100
DSH (CA) - Coalinga State Hospital | 59746_G_1 | 59746 | G | 1 |  | Solar PV |  | WEC_CALN | California | 6 | Fresno | 19 | 06019 | 2.6 | 0 | 2014 | 9999 |  |  | N | Solar | [13 empty] | 0 | 0 | 0 | 0 | [11 empty] | SunE Coalinga SH Owner LLC | 100 | SunEdison | 100
River Mountains Solar | 59747_G_1 | 59747 | G | 1 |  | Solar PV |  | WECC_SNV | Nevada | 32 | Clark | 3 | 32003 | 14.4 | 0 | 2016 | 9999 |  |  | N | Solar | [13 empty] | 0 | 0 | 0 | 0 | [11 empty] | Terraform Utility Solar XIX LLC | 100 | SunEdison | 100
CDCR (CA) - Pleasant Valley State Prison | 59748_G_1 | 59748 | G | 1 |  | Solar PV |  | WEC_CALN | California | 6 | Fresno | 19 | 06019 | 1.2 | 0 | 2014 | 9999 |  |  | N | Solar | [13 empty] | 0 | 0 | 0 | 0 | [11 empty] | SunE Pleasant Valley SP Owner LLC | 100 | SunEdison | 100
UMES (MD) - Princess Anne | 59749_G_1 | 59749 | G | 1 |  | Solar PV |  | PJM_EMAC | Maryland | 24 | Somerset | 39 | 24039 | 2.1 | 0 | 2011 | 9999 |  |  | N | Solar | [13 empty] | 0 | 0 | 0 | 0 | [11 empty] | SunEdison | 100 | SunEdison | 100
Bourne (MA) - Holliston I | 59750_G_1 | 59750 | G | 1 |  | Solar PV |  | NENGREST | Massachusetts | 25 | Middlesex | 17 | 25017 | 2.4 | 0 | 2014 | 9999 |  |  | N | Solar | [13 empty] | 0 | 0 | 0 | 0 | [11 empty] | SunE Solar XV Lessor LLC | 100 | Brookfield Asset Management Inc | 100
Wilzig Associates, LLC | 59751_G_WILZG | 59751 | G | WILZG |  | Solar PV |  | PJM_EMAC | New Jersey | 34 | Bergen | 3 | 34003 | 1.2 | 0 | 2013 | 9999 |  |  | N | Solar | [13 empty] | 0 | 0 | 0 | 0 | [11 empty] | Wilzig Associates LLC | 100 | Wilzig Associates LLC | 100
BlueWave Capital - Grafton (SREC II) | 59752_G_1 | 59752 | G | 1 |  | Solar PV |  | NENGREST | Massachusetts | 25 | Worcester | 27 | 25027 | 1.3 | 0 | 2015 | 9999 |  |  | N | Solar | [13 empty] | 0 | 0 | 0 | 0 | [11 empty] | SunEdison YieldCo DG Holdings LLC | 100 | Brookfield Asset Management Inc | 100
Lakeland Electric Co. (FL) - Aiport II | 59754_G_1 | 59754 | G | 1 |  | Solar PV |  | FRCC | Florida | 12 | Polk | 105 | 12105 | 3.5 | 0 | 2012 | 9999 |  |  | N | Solar | [13 empty] | 0 | 0 | 0 | 0 | [11 empty] | SunE RBPC5 LLC | 100 | SunEdison | 100
Chester Power Partners | 59755_G_PVS1 | 59755 | G | PVS1 |  | Solar PV |  | NENGREST | Vermont | 50 | Windsor | 27 | 50027 | 2.2 | 0 | 2014 | 9999 |  |  | N | Solar | [13 empty] | 0 | 0 | 0 | 0 | [11 empty] | Chester Power Partners LLC | 100 | True Green Capital Management LLC | 100
Glades Pike Generation Plant | 59759_G_CAT1 | 59759 | G | CAT1 |  | Landfill Gas |  | PJM_PENE | Pennsylvania | 42 | Somerset | 111 | 42111 | 1.4 | 14103 | 2011 | 9999 |  |  | N | Landfill Gas | [13 empty] | 0.22117 | 0.22117 | 0.22117 | 0.22117 | [11 empty] | Pennsylvania Dep of Corrections | 100 | Pennsylvania Dep of Corrections | 100
Glades Pike Generation Plant | 59759_G_CAT2 | 59759 | G | CAT2 |  | Landfill Gas |  | PJM_PENE | Pennsylvania | 42 | Somerset | 111 | 42111 | 1.4 | 14103 | 2011 | 9999 |  |  | N | Landfill Gas | [13 empty] | 0.22117 | 0.22117 | 0.22117 | 0.22117 | [11 empty] | Pennsylvania Dep of Corrections | 100 | Pennsylvania Dep of Corrections | 100
Red Hill Solar Center, LLC | 59760_G_RHILL | 59760 | G | RHILL |  | Solar PV |  | S_VACA | North Carolina | 37 | Warren | 185 | 37185 | 4.9 | 0 | 2014 | 9999 |  |  | N | Solar | [13 empty] | 0 | 0 | 0 | 0 | [11 empty] | Red Hill Solar Center LLC | 100 | Heliosage Energy LLC | 100
Van Slyke Solar Center, LLC | 59761_G_VSLYK | 59761 | G | VSLYK |  | Solar PV |  | S_VACA | North Carolina | 37 | Wilson | 195 | 37195 | 4.9 | 0 | 2014 | 9999 |  |  | N | Solar | [13 empty] | 0 | 0 | 0 | 0 | [11 empty] | Van Slyke Solar Center LLC | 100 | Heliosage Energy LLC | 100
Broadway Solar Center, LLC | 59762_G_BRDWY | 59762 | G | BRDWY |  | Solar PV |  | S_VACA | North Carolina | 37 | Columbus | 47 | 37047 | 4.9 | 0 | 2014 | 9999 |  |  | N | Solar | [13 empty] | 0 | 0 | 0 | 0 | [11 empty] | Broadway Solar Center LLC | 100 | Heliosage Energy LLC | 100
Robeson County LFG to Energy | 59763_G_GEN01 | 59763 | G | GEN01 |  | Landfill Gas |  | S_VACA | North Carolina | 37 | Robeson | 155 | 37155 | 1 | 14103 | 2012 | 9999 |  |  | N | Landfill Gas | [13 empty] | 0.22117 | 0.22117 | 0.22117 | 0.22117 | [11 empty] | Robeson County Landfill | 100 | Robeson County Landfill | 100
Robeson County LFG to Energy | 59763_G_GEN02 | 59763 | G | GEN02 |  | Landfill Gas |  | S_VACA | North Carolina | 37 | Robeson | 155 | 37155 | 1 | 14103 | 2015 | 9999 |  |  | N | Landfill Gas | [13 empty] | 0.22117 | 0.22117 | 0.22117 | 0.22117 | [11 empty] | Robeson County Landfill | 100 | Robeson County Landfill | 100
Oregon Clean Energy Center | 59764_G_CTG11 | 59764 | G | CTG11 | 90998 | Combined Cycle |  | PJM_ATSI | Ohio | 39 | Lucas | 95 | 39095 | 256.5 | 7050 | 2017 | 9999 |  |  | N | Natural Gas |  |  |  |  | SCR | [8 empty] | 0.0054374 | 0.0054374 | 0.0054374 | 0.0054374 | [11 empty] | Oregon Clean Energy LLC | 100 | North American Project Development LLC | 100
Oregon Clean Energy Center | 59764_G_CTG12 | 59764 | G | CTG12 | 90999 | Combined Cycle |  | PJM_ATSI | Ohio | 39 | Lucas | 95 | 39095 | 256.5 | 7050 | 2017 | 9999 |  |  | N | Natural Gas |  |  |  |  | SCR | [8 empty] | 0.0054374 | 0.0054374 | 0.0054374 | 0.0054374 | [11 empty] | Oregon Clean Energy LLC | 100 | North American Project Development LLC | 100
Oregon Clean Energy Center | 59764_G_EDG13 | 59764 | G | EDG13 |  | Combustion Turbine | IC Engine | PJM_ATSI | Ohio | 39 | Lucas | 95 | 39095 | 1.5 | 12283 | 2017 | 9999 |  |  | N | Distillate Fuel Oil | [13 empty] | 1.6498 | 1.6498 | 1.6498 | 1.6498 | [11 empty] | Oregon Clean Energy LLC | 100 | North American Project Development LLC | 100
Oregon Clean Energy Center | 59764_G_STG10 | 59764 | G | STG10 | 90998 | Combined Cycle |  | PJM_ATSI | Ohio | 39 | Lucas | 95 | 39095 | 334.6 | 7050 | 2017 | 9999 |  |  | N | Natural Gas |  |  |  | NH3 | SCR | [8 empty] | 0.0054374 | 0.0054374 | 0.0054374 | 0.0054374 | [11 empty] | Oregon Clean Energy LLC | 100 | North American Project Development LLC | 100
Stetson Road Solar - Barre I | 59765_G_BI | 59765 | G | BI |  | Solar PV |  | NENGREST | Massachusetts | 25 | Worcester | 27 | 25027 | 2 | 0 | 2014 | 9999 |  |  | N | Solar | [13 empty] | 0 | 0 | 0 | 0 | [11 empty] | Kearsarge Barre I LLC | 100 | Kearsarge Energy LP | 100
Barre II Solar Project | 59766_G_BII | 59766 | G | BII |  | Solar PV |  | NENGREST | Massachusetts | 25 | Worcester | 27 | 25027 | 1.5 | 0 | 2014 | 9999 |  |  | N | Solar | [13 empty] | 0 | 0 | 0 | 0 | [11 empty] | Kearsarge Barre II LLC | 100 | Kearsarge Energy LP | 100
Chester Solar Farm | 59767_G_CHSTR | 59767 | G | CHSTR |  | Solar PV |  | NENGREST | Massachusetts | 25 | Hampden | 13 | 25013 | 4.8 | 0 | 2014 | 9999 |  |  | N | Solar | [13 empty] | 0 | 0 | 0 | 0 | [11 empty] | Kearsarge Chester LLC | 100 | Kearsarge Energy LP | 100
Concord Solar Farm | 59768_G_CMLP | 59768 | G | CMLP |  | Solar PV |  | NENGREST | Massachusetts | 25 | Middlesex | 17 | 25017 | 1.5 | 0 | 2014 | 9999 |  |  | N | Solar | [13 empty] | 0 | 0 | 0 | 0 | [11 empty] | Kearsarge Concord LLC | 100 | Kearsarge Energy LP | 100
TIA Solar | 59769_G_1 | 59769 | G | 1 |  | Solar PV |  | FRCC | Florida | 12 | Hillsborough | 57 | 12057 | 1.6 | 0 | 2015 | 9999 |  |  | N | Solar | [13 empty] | 0 | 0 | 0 | 0 | [11 empty] | Tampa Electric Co | 100 | TECO Energy Inc | 100
IMPA Pendleton Solar Park | 59770_G_SPEND | 59770 | G | SPEND |  | Solar PV |  | PJM_West | Indiana | 18 | Madison | 95 | 18095 | 2 | 0 | 2015 | 9999 |  |  | N | Solar | [13 empty] | 0 | 0 | 0 | 0 | [11 empty] | Indiana Municipal Power Agency | 100 | Indiana Municipal Power Agency | 100
Jefferson Solar Park | 59771_G_JSP01 | 59771 | G | JSP01 |  | Solar PV |  | MIS_WUMS | Wisconsin | 55 | Jefferson | 55 | 55055 | 1 | 0 | 2013 | 9999 |  |  | N | Solar | [13 empty] | 0 | 0 | 0 | 0 | [11 empty] | Half Moon Ventures LLC | 100 | Half Moon Ventures LLC | 100
KCP&L SmartGrid Innovation Park | 59772_G_1 | 59772 | G | 1 |  | Energy Storage |  | SPP_N | Missouri | 29 | Jackson | 95 | 29095 | 1 | 0 | 2012 | 9999 |  |  | N | Energy Storage | [13 empty] | 0 | 0 | 0 | 0 | [11 empty] | Evergy Metro Inc | 100 | Evergy Inc | 100
Carroll County Energy | 59773_G_CGT1 | 59773 | G | CGT1 | 91034 | Combined Cycle |  | PJM_ATSI | Ohio | 39 | Carroll | 19 | 39019 | 203.3 | 7107 | 2017 | 9999 |  |  | N | Natural Gas |  |  |  | DLNB | SCR | [8 empty] | 0.0056433 | 0.0056433 | 0.0056433 | 0.0056433 | [11 empty] | Carroll County Energy LLC | 100 | Advanced Power Services LLC | 100
Carroll County Energy | 59773_G_CGT2 | 59773 | G | CGT2 | 91033 | Combined Cycle |  | PJM_ATSI | Ohio | 39 | Carroll | 19 | 39019 | 203.3 | 7107 | 2017 | 9999 |  |  | N | Natural Gas |  |  |  | DLNB | SCR | [8 empty] | 0.0056433 | 0.0056433 | 0.0056433 | 0.0056433 | [11 empty] | Carroll County Energy LLC | 100 | Advanced Power Services LLC | 100
Carroll County Energy | 59773_G_SGT1 | 59773 | G | SGT1 | 91034 | Combined Cycle |  | PJM_ATSI | Ohio | 39 | Carroll | 19 | 39019 | 288 | 7107 | 2017 | 9999 |  |  | N | Natural Gas |  |  |  | DLNB | SCR | [8 empty] | 0.0056433 | 0.0056433 | 0.0056433 | 0.0056433 | [11 empty] | Carroll County Energy LLC | 100 | Advanced Power Services LLC | 100
BioTown Ag | 59774_G_ENG1 | 59774 | G | ENG1 |  | Non-Fossil Waste |  | MIS_INKY | Indiana | 18 | White | 181 | 18181 | 1 | 10701 | 2011 | 9999 |  |  | Y | Non-Fossil Waste | [13 empty] | 0 | 0 | 0 | 0 | [11 empty] | BioTown Ag | 100 | Bio Town Ag | 100
BioTown Ag | 59774_G_ENG2 | 59774 | G | ENG2 |  | Non-Fossil Waste |  | MIS_INKY | Indiana | 18 | White | 181 | 18181 | 1 | 10701 | 2011 | 9999 |  |  | Y | Non-Fossil Waste | [13 empty] | 0 | 0 | 0 | 0 | [11 empty] | BioTown Ag | 100 | Bio Town Ag | 100
BioTown Ag | 59774_G_ENG3 | 59774 | G | ENG3 |  | Non-Fossil Waste |  | MIS_INKY | Indiana | 18 | White | 181 | 18181 | 1 | 10701 | 2011 | 9999 |  |  | Y | Non-Fossil Waste | [13 empty] | 0 | 0 | 0 | 0 | [11 empty] | BioTown Ag | 100 | Bio Town Ag | 100
BioTown Ag | 59774_G_ENG4 | 59774 | G | ENG4 |  | Non-Fossil Waste |  | MIS_INKY | Indiana | 18 | White | 181 | 18181 | 1 | 10701 | 2014 | 9999 |  |  | Y | Non-Fossil Waste | [13 empty] | 0 | 0 | 0 | 0 | [11 empty] | BioTown Ag | 100 | Bio Town Ag | 100
BioTown Ag | 59774_G_ENG5 | 59774 | G | ENG5 |  | Non-Fossil Waste |  | MIS_INKY | Indiana | 18 | White | 181 | 18181 | 1 | 10701 | 2014 | 9999 |  |  | Y | Non-Fossil Waste | [13 empty] | 0 | 0 | 0 | 0 | [11 empty] | BioTown Ag | 100 | Bio Town Ag | 100
BioTown Ag | 59774_G_ENG6 | 59774 | G | ENG6 |  | Non-Fossil Waste |  | MIS_INKY | Indiana | 18 | White | 181 | 18181 | 1 | 10701 | 2014 | 9999 |  |  | Y | Non-Fossil Waste | [13 empty] | 0 | 0 | 0 | 0 | [11 empty] | BioTown Ag | 100 | Bio Town Ag | 100
Adams Farm Solar | 59775_G_ADAMS | 59775 | G | ADAMS |  | Solar PV |  | NENGREST | Massachusetts | 25 | Worcester | 27 | 25027 | 3 | 0 | 2013 | 9999 |  |  | N | Solar | [13 empty] | 0 | 0 | 0 | 0 | [11 empty] | Adams Farm Solar LLC | 100 | Barron Partners LP | 100
RGS-Rutland VNM SREC II Project (MA) | 59777_G_1 | 59777 | G | 1 |  | Solar PV |  | NENGREST | Massachusetts | 25 | Worcester | 27 | 25027 | 2.6 | 0 | 2015 | 9999 |  |  | N | Solar | [13 empty] | 0 | 0 | 0 | 0 | [11 empty] | Terraform Solar XVII LLC | 100 | Brookfield Asset Management Inc | 100
Eden Solar LLC | 59778_G_EDENS | 59778 | G | EDENS |  | Solar PV |  | S_VACA | North Carolina | 37 | Richmond | 153 | 37153 | 47.7 | 0 | 2015 | 9999 |  |  | N | Solar | [13 empty] | 0 | 0 | 0 | 0 | [11 empty] | Eden Solar LLC | 100 | FTP Power LLC | 100
Davis Monthan AFB (AZ) West Airfield | 59779_G_1 | 59779 | G | 1 |  | Solar PV |  | WECC_AZ | Arizona | 4 | Pima | 19 | 04019 | 12.6 | 0 | 2014 | 9999 |  |  | N | Solar | [13 empty] | 0 | 0 | 0 | 0 | [11 empty] | SunE DM LLC | 100 | Macquarie Bank Limited | 100
New Bedford (MA) Plymouth | 59780_G_1 | 59780 | G | 1 |  | Solar PV |  | NENGREST | Massachusetts | 25 | Plymouth | 23 | 25023 | 4.3 | 0 | 2014 | 9999 |  |  | N | Solar | [13 empty] | 0 | 0 | 0 | 0 | [11 empty] | BWC Origination 4 LLC | 100 | D E Shaw & Co LP | 100
Upper Blackstone (MA) Treasure Valley | 59781_G_1 | 59781 | G | 1 |  | Solar PV |  | NENGREST | Massachusetts | 25 | Worcester | 27 | 25027 | 5 | 0 | 2014 | 9999 |  |  | N | Solar | [13 empty] | 0 | 0 | 0 | 0 | [11 empty] | SunE Solar XV Lessor LLC | 100 | Brookfield Asset Management Inc | 100
Croda Atlas Point CHP | 59783_G_91197 | 59783 | G | 91197 |  | Landfill Gas |  | PJM_EMAC | Delaware | 10 | New Castle | 3 | 10003 | 1.1 | 4610 | 2013 | 9999 |  |  | Y | Landfill Gas | [13 empty] | 0.22117 | 0.22117 | 0.22117 | 0.22117 | [11 empty] | Croda Inc | 100 | Croda Inc | 100
Croda Atlas Point CHP | 59783_G_91198 | 59783 | G | 91198 |  | Landfill Gas |  | PJM_EMAC | Delaware | 10 | New Castle | 3 | 10003 | 1.1 | 4610 | 2013 | 9999 |  |  | Y | Landfill Gas | [13 empty] | 0.22117 | 0.22117 | 0.22117 | 0.22117 | [11 empty] | Croda Inc | 100 | Croda Inc | 100
Croda Atlas Point CHP | 59783_G_91199 | 59783 | G | 91199 |  | Landfill Gas |  | PJM_EMAC | Delaware | 10 | New Castle | 3 | 10003 | 2 | 4610 | 2019 | 9999 |  |  | Y | Landfill Gas | [13 empty] | 0.09 | 0.09 | 0.09 | 0.09 | [11 empty] | Croda Inc | 100 | Croda Inc | 100
Gila River Power Block 3 | 59784_G_CTG5 | 59784 | G | CTG5 | 8516 | Combined Cycle |  | WECC_AZ | Arizona | 4 | Maricopa | 13 | 04013 | 146 | 7536 | 2003 | 9999 |  |  | N | Natural Gas |  |  |  | DLNB | SCR | [8 empty] | 0.0072618 | 0.0072618 | 0.0072618 | 0.0072618 | [11 empty] | Tucson Electric Power Co | 100 | Uns Energy Corp | 100
Gila River Power Block 3 | 59784_G_CTG6 | 59784 | G | CTG6 | 8518 | Combined Cycle |  | WECC_AZ | Arizona | 4 | Maricopa | 13 | 04013 | 146 | 7536 | 2003 | 9999 |  |  | N | Natural Gas |  |  |  | DLNB | SCR | [8 empty] | 0.0072618 | 0.0072618 | 0.0072618 | 0.0072618 | [11 empty] | Tucson Electric Power Co | 100 | Uns Energy Corp | 100
Gila River Power Block 3 | 59784_G_ST11 | 59784 | G | ST11 | 8516 | Combined Cycle |  | WECC_AZ | Arizona | 4 | Maricopa | 13 | 04013 | 223 | 7536 | 2003 | 9999 |  |  | N | Natural Gas |  |  |  | LNB + NH3 | SCR | [8 empty] | 0.0072618 | 0.0072618 | 0.0072618 | 0.0072618 | [11 empty] | Tucson Electric Power Co | 100 | Uns Energy Corp | 100
Fremont Community Digester, LLC | 59785_G_19001 | 59785 | G | 19001 |  | Non-Fossil Waste |  | MIS_LMI | Michigan | 26 | Newaygo | 123 | 26123 | 2.9 | 5883 | 2012 | 9999 |  |  | Y | Non-Fossil Waste | [13 empty] | 0 | 0 | 0 | 0 | [11 empty] | Fremont Community Digester LLC | 100 | Indus Energy LLC | 100
Fremont Community Digester, LLC | 59785_G_19002 | 59785 | G | 19002 |  | Non-Fossil Waste |  | MIS_LMI | Michigan | 26 | Newaygo | 123 | 26123 | 2.9 | 13500 | 2012 | 9999 |  |  | N | Non-Fossil Waste | [13 empty] | 0 | 0 | 0 | 0 | [11 empty] | Fremont Community Digester LLC | 100 | Indus Energy LLC | 100
Fiddler's Canyon #2 | 59786_G_FID2 | 59786 | G | FID2 |  | Solar PV |  | WECC_UT | Utah | 49 | Iron | 21 | 49021 | 3 | 0 | 2015 | 9999 |  |  | N | Solar | [13 empty] | 0 | 0 | 0 | 0 | [11 empty] | SunE Solar XVII Project2 LLC | 100 | SunEdison | 100
Fiddler's Canyon #1 | 59787_G_FID1 | 59787 | G | FID1 |  | Solar PV |  | WECC_UT | Utah | 49 | Iron | 21 | 49021 | 3 | 0 | 2015 | 9999 |  |  | N | Solar | [13 empty] | 0 | 0 | 0 | 0 | [11 empty] | SunE Solar XVII Project1 LLC | 100 | SunEdison | 100
Advance Stores Company, Inc | 59788_G_PV1 | 59788 | G | PV1 |  | Solar PV |  | NENG_CT | Connecticut | 9 | Hartford | 3 | 09003 | 1 | 0 | 2014 | 9999 |  |  | N | Solar | [13 empty] | 0 | 0 | 0 | 0 | [11 empty] | SolarCity Corp | 100 | Tesla Inc | 100
Millbrook School | 59789_G_PV1 | 59789 | G | PV1 |  | Solar PV |  | NY_Z_G-I | New York | 36 | Dutchess | 27 | 36027 | 1.4 | 0 | 2015 | 9999 |  |  | N | Solar | [13 empty] | 0 | 0 | 0 | 0 | [11 empty] | SolarCity Corp | 100 | Tesla Inc | 100
Oregon University System Rabbit Field | 59790_G_PV1 | 59790 | G | PV1 |  | Solar PV |  | WECC_PNW | Oregon | 41 | Benton | 3 | 41003 | 1.2 | 0 | 2014 | 9999 |  |  | N | Solar | [13 empty] | 0 | 0 | 0 | 0 | [11 empty] | SolarCity Corp | 100 | Tesla Inc | 100
Chicago West Side Energy Center | 59794_G_GEN1 | 59794 | G | GEN1 |  | Combustion Turbine |  | PJM_COMD | Illinois | 17 | Cook | 31 | 17031 | 3.5 | 8700 | 2003 | 2045 |  |  | Y | Natural Gas | [13 empty] | 0.16383 | 0.16383 | 0.16383 | 0.16383 | [11 empty] | US Dept of Veterans Affairs | 100 | US Dept of Veterans Affairs | 100
Ahoskie | 59795_G_FLS1 | 59795 | G | FLS1 |  | Solar PV |  | PJM_Dom | North Carolina | 37 | Hertford | 91 | 37091 | 5 | 0 | 2018 | 9999 |  |  | N | Solar | [13 empty] | 0 | 0 | 0 | 0 | [11 empty] | Solar Green Storage LLC | 100 | Solar Green Storage LLC | 100
Kelford | 59796_G_FLS1 | 59796 | G | FLS1 |  | Solar PV |  | PJM_Dom | North Carolina | 37 | Bertie | 15 | 37015 | 4.7 | 0 | 2016 | 9999 |  |  | N | Solar | [13 empty] | 0 | 0 | 0 | 0 | [11 empty] | TWE Kelford Solar Project LLC | 100 | Enel SpA | 100
Bayonne MUA- Leitner-Poma Wind Turbine | 59797_G_WT1 | 59797 | G | WT1 |  | Onshore Wind |  | PJM_EMAC | New Jersey | 34 | Hudson | 17 | 34017 | 0.1 | 0 | 2012 | 9999 |  |  | N | Wind | [13 empty] | 0 | 0 | 0 | 0 | [11 empty] | Bayonne Municipal Utility Authority | 100 | Bayonne Municipal Utility Authority | 100
Colon PV | 59798_G_W4172 | 59798 | G | W4172 |  | Solar PV |  | WEC_LADW | California | 6 | Los Angeles | 37 | 06037 | 0.9 | 0 | 2015 | 9999 |  |  | N | Solar | [13 empty] | 0 | 0 | 0 | 0 | [11 empty] | Colonfit LLC | 100 | Colonfit LLC | 100
Amazon San Bernardino | 59800_G_AMZ00 | 59800 | G | AMZ00 |  | Fuel Cell |  | WECC_SCE | California | 6 | San Bernardino | 71 | 06071 | 1 | 7002 | 2014 | 9999 |  |  | N | Natural Gas | [13 empty] | 0 | 0 | 0 | 0 | [11 empty] | Bloom Energy Corp | 100 | Bloom Energy Corp | 100
IBM Southbury | 59801_G_IBM00 | 59801 | G | IBM00 |  | Fuel Cell |  | NENG_CT | Connecticut | 9 | New Haven | 9 | 09009 | 1 | 6923 | 2014 | 9999 |  |  | N | Natural Gas | [13 empty] | 0 | 0 | 0 | 0 | [11 empty] | Bloom Energy Corp | 100 | Bloom Energy Corp | 100
Maxim | 59802_G_MXM00 | 59802 | G | MXM00 |  | Fuel Cell |  | WEC_CALN | California | 6 | Santa Clara | 85 | 06085 | 1 | 5901 | 2014 | 9999 |  |  | N | Natural Gas | [13 empty] | 0 | 0 | 0 | 0 | [11 empty] | Bloom Energy Corp | 100 | Bloom Energy Corp | 100
Pixar - Emeryville | 59803_G_PXR00 | 59803 | G | PXR00 |  | Fuel Cell |  | WEC_CALN | California | 6 | Alameda | 1 | 06001 | 1 | 7165 | 2014 | 9999 |  |  | N | Natural Gas | [13 empty] | 0 | 0 | 0 | 0 | [11 empty] | Bloom Energy Corp | 100 | Bloom Energy Corp | 100
Starbucks - Evolution Fresh | 59804_G_SBK00 | 59804 | G | SBK00 |  | Fuel Cell |  | WECC_SCE | California | 6 | San Bernardino | 71 | 06071 | 1 | 7250 | 2014 | 9999 |  |  | N | Natural Gas | [13 empty] | 0 | 0 | 0 | 0 | [11 empty] | Bloom Energy Corp | 100 | Bloom Energy Corp | 100
Yahoo! - HQ | 59805_G_YAH00 | 59805 | G | YAH00 |  | Fuel Cell |  | WEC_CALN | California | 6 | Santa Clara | 85 | 06085 | 1 | 5705 | 2014 | 9999 |  |  | N | Natural Gas | [13 empty] | 0 | 0 | 0 | 0 | [11 empty] | Bloom Energy Corp | 100 | Bloom Energy Corp | 100
Airport 1 Solar (DIA) | 59807_G_GBDIA | 59807 | G | GBDIA |  | Solar PV |  | WECC_CO | Colorado | 8 | Denver | 31 | 08031 | 1.5 | 0 | 2009 | 9999 |  |  | N | Solar | [13 empty] | 0 | 0 | 0 | 0 | [11 empty] | MP2 Capital LLC | 50 | Blu Leaf Energy Inc | 50
Munster Landfill Gas-to-Energy | 59808_G_GEN1 | 59808 | G | GEN1 |  | Landfill Gas |  | MIS_INKY | Indiana | 18 | Lake | 89 | 18089 | 1.1 | 20229 | 2012 | 9999 |  |  | N | Landfill Gas | [13 empty] | 0.22117 | 0.22117 | 0.22117 | 0.22117 | [11 empty] | Energy Systems Group | 100 | Energy Systems Group | 100
Mountain Home Energy Center | 59809_G_GEN1 | 59809 | G | GEN1 |  | Combustion Turbine | IC Engine | S_C_TVA | Tennessee | 47 | Washington | 179 | 47179 | 3.2 | 10745 | 2002 | 9999 |  |  | N | Natural Gas, Distillate Fuel Oil | [13 empty] | 1.061 | 1.061 | 1.061 | 1.061 | [11 empty] | Energy Systems Group | 100 | Energy Systems Group | 100
Mountain Home Energy Center | 59809_G_GEN2 | 59809 | G | GEN2 |  | Combustion Turbine | IC Engine | S_C_TVA | Tennessee | 47 | Washington | 179 | 47179 | 1.8 | 21960 | 2002 | 9999 |  |  | N | Distillate Fuel Oil | [13 empty] | 1.6498 | 1.6498 | 1.6498 | 1.6498 | [11 empty] | Energy Systems Group | 100 | Energy Systems Group | 100
Mountain Home Energy Center | 59809_G_GEN3 | 59809 | G | GEN3 |  | Combustion Turbine | IC Engine | S_C_TVA | Tennessee | 47 | Washington | 179 | 47179 | 1.8 | 21960 | 2002 | 9999 |  |  | N | Distillate Fuel Oil | [13 empty] | 1.6498 | 1.6498 | 1.6498 | 1.6498 | [11 empty] | Energy Systems Group | 100 | Energy Systems Group | 100
Dairyland WTE Plant | 59810_G_GEN1 | 59810 | G | GEN1 |  | Non-Fossil Waste |  | MIS_WUMS | Wisconsin | 55 | Brown | 9 | 55009 | 0.7 | 14719 | 2012 | 9999 |  |  | N | Non-Fossil Waste | [13 empty] | 0 | 0 | 0 | 0 | [11 empty] | Dairlyland Farm LLC | 100 | Dairlyland Farm LLC | 100
Dairyland WTE Plant | 59810_G_GEN2 | 59810 | G | GEN2 |  | Non-Fossil Waste |  | MIS_WUMS | Wisconsin | 55 | Brown | 9 | 55009 | 0.7 | 14721 | 2012 | 9999 |  |  | N | Non-Fossil Waste | [13 empty] | 0 | 0 | 0 | 0 | [11 empty] | Dairlyland Farm LLC | 100 | Dairlyland Farm LLC | 100
Rockfish Solar LLC | 59811_G_GEN1 | 59811 | G | GEN1 |  | Solar PV |  | PJM_SMAC | Maryland | 24 | Charles | 17 | 24017 | 10.3 | 0 | 2015 | 9999 |  |  | N | Solar | [13 empty] | 0 | 0 | 0 | 0 | [11 empty] | Rockfish Solar LLC | 100 | Public Service Enterprise Group Inc | 100
Wolf Hollow II | 59812_G_CGT4 | 59812 | G | CGT4 | 91202 | Combined Cycle |  | ERC_REST | Texas | 48 | Hood | 221 | 48221 | 314.1 | 7225 | 2017 | 9999 |  |  | N | Natural Gas |  |  |  | NH3 | SCR | [8 empty] | 0.0047353 | 0.0047353 | 0.0047353 | 0.0047353 | [11 empty] | Wolf Hollow I Power LLC | 100 | TexGen Power LLC | 100
Wolf Hollow II | 59812_G_CGT5 | 59812 | G | CGT5 | 91203 | Combined Cycle |  | ERC_REST | Texas | 48 | Hood | 221 | 48221 | 317.9 | 7225 | 2017 | 9999 |  |  | N | Natural Gas |  |  |  | NH3 | SCR | [8 empty] | 0.0047353 | 0.0047353 | 0.0047353 | 0.0047353 | [11 empty] | Wolf Hollow I Power LLC | 100 | TexGen Power LLC | 100
Wolf Hollow II | 59812_G_STG6 | 59812 | G | STG6 | 91202 | Combined Cycle |  | ERC_REST | Texas | 48 | Hood | 221 | 48221 | 432 | 7225 | 2017 | 9999 |  |  | N | Natural Gas |  |  |  | NH3 | SCR | [8 empty] | 0.0047353 | 0.0047353 | 0.0047353 | 0.0047353 | [11 empty] | Wolf Hollow I Power LLC | 100 | TexGen Power LLC | 100
Copper Mountain Solar 4, LLC | 59814_G_PV01 | 59814 | G | PV01 |  | Solar PV |  | WECC_SNV | Nevada | 32 | Clark | 3 | 32003 | 51.8 | 0 | 2016 | 9999 |  |  | N | Solar | [13 empty] | 0 | 0 | 0 | 0 | [11 empty] | Copper Mountain Solar 4 LLC | 100 | Consolidated Edison Inc | 100
Copper Mountain Solar 4, LLC | 59814_G_PV02 | 59814 | G | PV02 |  | Solar PV |  | WECC_SNV | Nevada | 32 | Clark | 3 | 32003 | 41.8 | 0 | 2016 | 9999 |  |  | N | Solar | [13 empty] | 0 | 0 | 0 | 0 | [11 empty] | Copper Mountain Solar 4 LLC | 100 | Consolidated Edison Inc | 100
Granby LFG | 59815_G_GLFG1 | 59815 | G | GLFG1 |  | Landfill Gas |  | NENGREST | Massachusetts | 25 | Hampshire | 15 | 25015 | 2.8 | 14663 | 2001 | 9999 |  |  | N | Landfill Gas | [13 empty] | 0.22117 | 0.22117 | 0.22117 | 0.22117 | [11 empty] | Industrial Power Services Corp | 100 | Industrial Power Services Corp | 100
Nanticoke LFG | 59816_G_BR12 | 59816 | G | BR12 |  | Landfill Gas |  | NY_Z_C&E | New York | 36 | Broome | 7 | 36007 | 4 | 13500 | 2006 | 9999 |  |  | N | Landfill Gas | [13 empty] | 0.22117 | 0.22117 | 0.22117 | 0.22117 | [11 empty] | Broome Energy Resources LLC | 100 | Broome Energy Resources LLC | 100
Tooele Army Depot | 59817_G_GEN03 | 59817 | G | GEN03 |  | Onshore Wind |  | WECC_UT | Utah | 49 | Tooele | 45 | 49045 | 1.7 | 0 | 2016 | 9999 |  |  | N | Wind | [13 empty] | 0 | 0 | 0 | 0 | [11 empty] | United States Army | 100 | United States Army | 100
Tooele Army Depot | 59817_G_PV1 | 59817 | G | PV1 |  | Solar PV |  | WECC_UT | Utah | 49 | Tooele | 45 | 49045 | 1.5 | 0 | 2020 | 9999 |  |  | N | Solar | [13 empty] | 0 | 0 | 0 | 0 | [11 empty] | Tooele Army Depot Garrison Operations | 100 | Tooele Army Depot Garrison Operations | 100
Concord Farm | 59818_G_1 | 59818 | G | 1 |  | Solar PV |  | S_VACA | North Carolina | 37 | Cabarrus | 25 | 37025 | 4.9 | 0 | 2011 | 9999 |  |  | N | Solar | [13 empty] | 0 | 0 | 0 | 0 | [11 empty] | Shoe Show Inc | 100 | Shoe Show Inc | 100
Mohave Electric at Fort Mohave | 59819_G_PV1 | 59819 | G | PV1 |  | Solar PV |  | WECC_AZ | Arizona | 4 | Mohave | 15 | 04015 | 4.4 | 0 | 2015 | 9999 |  |  | N | Solar | [13 empty] | 0 | 0 | 0 | 0 | [11 empty] | Mohave Sunrise Solar I LLC | 100 | Exelon Corp | 100
Mohave Electric at Fort Mohave | 59819_G_PV2 | 59819 | G | PV2 |  | Solar PV |  | WECC_AZ | Arizona | 4 | Mohave | 15 | 04015 | 10 | 0 | 2016 | 9999 |  |  | N | Solar | [13 empty] | 0 | 0 | 0 | 0 | [11 empty] | Mohave Sunrise Solar I LLC | 100 | Exelon Corp | 100
Hunt Farm Solar | 59820_G_HUNTF | 59820 | G | HUNTF |  | Solar PV |  | NENGREST | Massachusetts | 25 | Franklin | 11 | 25011 | 3 | 0 | 2013 | 9999 |  |  | N | Solar | [13 empty] | 0 | 0 | 0 | 0 | [11 empty] | Hunt Farm Solar LLC | 100 | True Green Capital Management LLC | 100
205 Sturbridge A | 59821_G_STURA | 59821 | G | STURA |  | Solar PV |  | NENGREST | Massachusetts | 25 | Hampden | 13 | 25013 | 3 | 0 | 2014 | 9999 |  |  | N | Solar | [13 empty] | 0 | 0 | 0 | 0 | [11 empty] | Soltas Energy Corp | 100 | Barron Partners LP | 100
201 Sturbridge B | 59822_G_STURB | 59822 | G | STURB |  | Solar PV |  | NENGREST | Massachusetts | 25 | Hampden | 13 | 25013 | 2 | 0 | 2014 | 9999 |  |  | N | Solar | [13 empty] | 0 | 0 | 0 | 0 | [11 empty] | Soltas Energy Corp | 100 | Barron Partners LP | 100
INDY III | 59823_G_INDY3 | 59823 | G | INDY3 |  | Solar PV |  | MIS_INKY | Indiana | 18 | Marion | 97 | 18097 | 2.5 | 0 | 2015 | 9999 |  |  | N | Solar | [13 empty] | 0 | 0 | 0 | 0 | [11 empty] | Bulldog Energy Airport LLC | 100 | Johnson Mellon Solutions LLC | 100
Sweetgum Solar | 59824_G_5732 | 59824 | G | 5732 |  | Solar PV |  | S_VACA | North Carolina | 37 | Lee | 105 | 37105 | 4.9 | 0 | 2015 | 9999 |  |  | N | Solar | [13 empty] | 0 | 0 | 0 | 0 | [11 empty] | Sweetgum Solar LLC | 100 | NARENCO | 100
South Louisburg Solar | 59825_G_5MWPV | 59825 | G | 5MWPV |  | Solar PV |  | S_VACA | North Carolina | 37 | Franklin | 69 | 37069 | 5 | 0 | 2016 | 9999 |  |  | N | Solar | [13 empty] | 0 | 0 | 0 | 0 | [11 empty] | South Louisburg Solar LLC | 100 | South Louisburg Solar LLC | 100
Sunshine Valley Solar | 59826_G_GEN01 | 59826 | G | GEN01 |  | Solar PV |  | WECC_NNV | Nevada | 32 | Nye | 23 | 32023 | 103.4 | 0 | 2020 | 9999 |  |  | N | Solar | [13 empty] | 0 | 0 | 0 | 0 | [11 empty] | Sunshine Valley Solar LLC | 100 | First Solar Inc | 100
Playa Solar | 59827_G_GEN01 | 59827 | G | GEN01 |  | Solar PV |  | WECC_SNV | Nevada | 32 | Clark | 3 | 32003 | 79 | 0 | 2017 | 9999 |  |  | N | Solar | [13 empty] | 0 | 0 | 0 | 0 | [11 empty] | Playa Solar 1 LLC | 100 | First Solar Inc | 100
Balsam | 59828_G_5375 | 59828 | G | 5375 |  | Solar PV |  | S_VACA | North Carolina | 37 | Lee | 105 | 37105 | 5 | 0 | 2015 | 9999 |  |  | N | Solar | [13 empty] | 0 | 0 | 0 | 0 | [11 empty] | Balsam Solar LLC | 100 | NARENCO | 100
Royal Solar | 59831_G_FLS1 | 59831 | G | FLS1 |  | Solar PV |  | S_VACA | North Carolina | 37 | Cumberland | 51 | 37051 | 4.9 | 0 | 2015 | 9999 |  |  | N | Solar | [13 empty] | 0 | 0 | 0 | 0 | [11 empty] | Royal Solar LLC | 100 | FLS Energy Inc | 100
Kinston Solar | 59832_G_FLS1 | 59832 | G | FLS1 |  | Solar PV |  | S_VACA | North Carolina | 37 | Lenoir | 107 | 37107 | 5 | 0 | 2015 | 9999 |  |  | N | Solar | [13 empty] | 0 | 0 | 0 | 0 | [11 empty] | TWE Kinston Solar Project LLC | 100 | TradeWind Energy | 100
Laurinburg Solar | 59833_G_FLS1 | 59833 | G | FLS1 |  | Solar PV |  | S_VACA | North Carolina | 37 | Scotland | 165 | 37165 | 5 | 0 | 2015 | 9999 |  |  | N | Solar | [13 empty] | 0 | 0 | 0 | 0 | [11 empty] | TWE Laurinburg Solar Project LLC | 100 | Enel SpA | 100
Indy Grocers | 59834_G_INGRO | 59834 | G | INGRO |  | Solar PV |  | MIS_INKY | Indiana | 18 | Marion | 97 | 18097 | 1 | 0 | 2015 | 9999 |  |  | N | Solar | [13 empty] | 0 | 0 | 0 | 0 | [11 empty] | GES MegaOne LLC | 100 | James Wesley Taylor | 100
Newton Grove | 59835_G_GEN1 | 59835 | G | GEN1 |  | Solar PV |  | S_VACA | North Carolina | 37 | Sampson | 163 | 37163 | 1.9 | 0 | 2015 | 9999 |  |  | N | Solar | [13 empty] | 0 | 0 | 0 | 0 | [11 empty] | ESA Newton Grove 1 NC LLC | 100 | BayWa AG | 100
Twin Falls (WI) | 59836_G_11 | 59836 | G | 11 |  | Hydro |  | MIS_WUMS | Wisconsin | 55 | Florence | 37 | 55037 | 4.6 | 0 | 2016 | 9999 |  |  | N | Hydro | [13 empty] | 0 | 0 | 0 | 0 | [11 empty] | Wisconsin Electric Power Co | 100 | WEC Energy Group Inc | 100
Twin Falls (WI) | 59836_G_12 | 59836 | G | 12 |  | Hydro |  | MIS_WUMS | Wisconsin | 55 | Florence | 37 | 55037 | 4.6 | 0 | 2016 | 9999 |  |  | N | Hydro | [13 empty] | 0 | 0 | 0 | 0 | [11 empty] | Wisconsin Electric Power Co | 100 | WEC Energy Group Inc | 100
Slate Creek Wind Project LLC | 59837_G_GEN1 | 59837 | G | GEN1 |  | Onshore Wind |  | SPP_N | Kansas | 20 | Sumner | 191 | 20191 | 150 | 0 | 2015 | 9999 |  |  | N | Wind | [13 empty] | 0 | 0 | 0 | 0 | [11 empty] | Slate Creek Wind Project LLC | 100 | EDF Group | 100
Milo Wind Project LLC | 59838_G_GEN1 | 59838 | G | GEN1 |  | Onshore Wind |  | SPP_SPS | New Mexico | 35 | Roosevelt | 41 | 35041 | 50 | 0 | 2016 | 9999 |  |  | N | Wind | [13 empty] | 0 | 0 | 0 | 0 | [11 empty] | Milo Wind Project LLC | 100 | EDF Group | 100
Spring Hill Road | 59839_G_SHRD1 | 59839 | G | SHRD1 |  | Solar PV |  | NENGREST | Massachusetts | 25 | Worcester | 27 | 25027 | 1.9 | 0 | 2015 | 9999 |  |  | N | Solar | [13 empty] | 0 | 0 | 0 | 0 | [11 empty] | Spring Hill Rd Solar 1 LLC | 100 | Sustainable Power Group LLC | 100
Springbok Solar Farm 2 | 59840_G_SB2 | 59840 | G | SB2 |  | Solar PV |  | WECC_SCE | California | 6 | Kern | 29 | 06029 | 155 | 0 | 2016 | 9999 |  |  | N | Solar | [13 empty] | 0 | 0 | 0 | 0 | [11 empty] | 63SU 8ME LLC | 100 | 8 Minute Solar Energy | 100
General Motors Corp at White Marsh MD | 59841_G_PV1 | 59841 | G | PV1 |  | Solar PV |  | PJM_SMAC | Maryland | 24 | Baltimore | 5 | 24005 | 1 | 0 | 2011 | 9999 |  |  | N | Solar | [13 empty] | 0 | 0 | 0 | 0 | [11 empty] | Constellation Solar Maryland LLC | 100 | Exelon Corp | 100
CNE at Cambridge MD | 59842_G_PV1 | 59842 | G | PV1 |  | Solar PV |  | PJM_EMAC | Maryland | 24 | Dorchester | 19 | 24019 | 3.2 | 0 | 2015 | 9999 |  |  | N | Solar | [13 empty] | 0 | 0 | 0 | 0 | [11 empty] | OneEnergy Cambridge LLC | 100 | OneEnergy Inc | 100
Georgia Power at Wadley GA | 59843_G_PV1 | 59843 | G | PV1 |  | Solar PV |  | S_SOU | Georgia | 13 | Jefferson | 163 | 13163 | 1 | 0 | 2014 | 9999 |  |  | N | Solar | [13 empty] | 0 | 0 | 0 | 0 | [11 empty] | Constellation Solar Georgia LLC | 100 | Exelon Corp | 100
Munich Re Plaza | 59844_G_PZ1 | 59844 | G | PZ1 |  | Solar PV |  | PJM_EMAC | New Jersey | 34 | Middlesex | 23 | 34023 | 1.6 | 0 | 2012 | 9999 |  |  | N | Solar | [13 empty] | 0 | 0 | 0 | 0 | [11 empty] | Munich Reinsurance America Inc | 100 | Munich Re Trading LLC | 100
Munich Re Plaza | 59844_G_PZ2 | 59844 | G | PZ2 |  | Solar PV |  | PJM_EMAC | New Jersey | 34 | Middlesex | 23 | 34023 | 0.8 | 0 | 2012 | 9999 |  |  | N | Solar | [13 empty] | 0 | 0 | 0 | 0 | [11 empty] | Munich Reinsurance America Inc | 100 | Munich Re Trading LLC | 100
New River | 59845_G_E1 | 59845 | G | E1 |  | Landfill Gas |  | PJM_West | Virginia | 51 | Pulaski | 155 | 51155 | 0.3 | 13500 | 2013 | 9999 |  |  | N | Landfill Gas | [13 empty] | 0.22117 | 0.22117 | 0.22117 | 0.22117 | [11 empty] | Industrial Power Generating Co | 100 | Industrial Power Generating Co | 100
New River | 59845_G_E10 | 59845 | G | E10 |  | Landfill Gas |  | PJM_West | Virginia | 51 | Pulaski | 155 | 51155 | 0.3 | 13500 | 2013 | 9999 |  |  | N | Landfill Gas | [13 empty] | 0.22117 | 0.22117 | 0.22117 | 0.22117 | [11 empty] | Industrial Power Generating Co | 100 | Industrial Power Generating Co | 100
New River | 59845_G_E11 | 59845 | G | E11 |  | Landfill Gas |  | PJM_West | Virginia | 51 | Pulaski | 155 | 51155 | 0.3 | 13500 | 2013 | 9999 |  |  | N | Landfill Gas | [13 empty] | 0.22117 | 0.22117 | 0.22117 | 0.22117 | [11 empty] | Industrial Power Generating Co | 100 | Industrial Power Generating Co | 100
New River | 59845_G_E12 | 59845 | G | E12 |  | Landfill Gas |  | PJM_West | Virginia | 51 | Pulaski | 155 | 51155 | 0.3 | 13500 | 2013 | 9999 |  |  | N | Landfill Gas | [13 empty] | 0.22117 | 0.22117 | 0.22117 | 0.22117 | [11 empty] | Industrial Power Generating Co | 100 | Industrial Power Generating Co | 100
New River | 59845_G_E13 | 59845 | G | E13 |  | Landfill Gas |  | PJM_West | Virginia | 51 | Pulaski | 155 | 51155 | 0.3 | 13500 | 2013 | 9999 |  |  | N | Landfill Gas | [13 empty] | 0.22117 | 0.22117 | 0.22117 | 0.22117 | [11 empty] | Industrial Power Generating Co | 100 | Industrial Power Generating Co | 100
New River | 59845_G_E14 | 59845 | G | E14 |  | Landfill Gas |  | PJM_West | Virginia | 51 | Pulaski | 155 | 51155 | 0.3 | 13500 | 2013 | 9999 |  |  | N | Landfill Gas | [13 empty] | 0.22117 | 0.22117 | 0.22117 | 0.22117 | [11 empty] | Industrial Power Generating Co | 100 | Industrial Power Generating Co | 100
New River | 59845_G_E15 | 59845 | G | E15 |  | Landfill Gas |  | PJM_West | Virginia | 51 | Pulaski | 155 | 51155 | 0.3 | 13500 | 2013 | 9999 |  |  | N | Landfill Gas | [13 empty] | 0.22117 | 0.22117 | 0.22117 | 0.22117 | [11 empty] | Industrial Power Generating Co | 100 | Industrial Power Generating Co | 100
New River | 59845_G_E16 | 59845 | G | E16 |  | Landfill Gas |  | PJM_West | Virginia | 51 | Pulaski | 155 | 51155 | 0.3 | 13500 | 2013 | 9999 |  |  | N | Landfill Gas | [13 empty] | 0.22117 | 0.22117 | 0.22117 | 0.22117 | [11 empty] | Industrial Power Generating Co | 100 | Industrial Power Generating Co | 100
New River | 59845_G_E17 | 59845 | G | E17 |  | Landfill Gas |  | PJM_West | Virginia | 51 | Pulaski | 155 | 51155 | 0.3 | 13500 | 2013 | 9999 |  |  | N | Landfill Gas | [13 empty] | 0.22117 | 0.22117 | 0.22117 | 0.22117 | [11 empty] | Industrial Power Generating Co | 100 | Industrial Power Generating Co | 100
New River | 59845_G_E18 | 59845 | G | E18 |  | Landfill Gas |  | PJM_West | Virginia | 51 | Pulaski | 155 | 51155 | 0.3 | 13500 | 2013 | 9999 |  |  | N | Landfill Gas | [13 empty] | 0.22117 | 0.22117 | 0.22117 | 0.22117 | [11 empty] | Industrial Power Generating Co | 100 | Industrial Power Generating Co | 100
New River | 59845_G_E2 | 59845 | G | E2 |  | Landfill Gas |  | PJM_West | Virginia | 51 | Pulaski | 155 | 51155 | 0.3 | 13500 | 2013 | 9999 |  |  | N | Landfill Gas | [13 empty] | 0.22117 | 0.22117 | 0.22117 | 0.22117 | [11 empty] | Industrial Power Generating Co | 100 | Industrial Power Generating Co | 100
New River | 59845_G_E3 | 59845 | G | E3 |  | Landfill Gas |  | PJM_West | Virginia | 51 | Pulaski | 155 | 51155 | 0.3 | 13500 | 2013 | 9999 |  |  | N | Landfill Gas | [13 empty] | 0.22117 | 0.22117 | 0.22117 | 0.22117 | [11 empty] | Industrial Power Generating Co | 100 | Industrial Power Generating Co | 100
New River | 59845_G_E4 | 59845 | G | E4 |  | Landfill Gas |  | PJM_West | Virginia | 51 | Pulaski | 155 | 51155 | 0.3 | 13500 | 2013 | 9999 |  |  | N | Landfill Gas | [13 empty] | 0.22117 | 0.22117 | 0.22117 | 0.22117 | [11 empty] | Industrial Power Generating Co | 100 | Industrial Power Generating Co | 100
New River | 59845_G_E5 | 59845 | G | E5 |  | Landfill Gas |  | PJM_West | Virginia | 51 | Pulaski | 155 | 51155 | 0.3 | 13500 | 2013 | 9999 |  |  | N | Landfill Gas | [13 empty] | 0.22117 | 0.22117 | 0.22117 | 0.22117 | [11 empty] | Industrial Power Generating Co | 100 | Industrial Power Generating Co | 100
New River | 59845_G_E6 | 59845 | G | E6 |  | Landfill Gas |  | PJM_West | Virginia | 51 | Pulaski | 155 | 51155 | 0.3 | 13500 | 2013 | 9999 |  |  | N | Landfill Gas | [13 empty] | 0.22117 | 0.22117 | 0.22117 | 0.22117 | [11 empty] | Industrial Power Generating Co | 100 | Industrial Power Generating Co | 100
New River | 59845_G_E7 | 59845 | G | E7 |  | Landfill Gas |  | PJM_West | Virginia | 51 | Pulaski | 155 | 51155 | 0.3 | 13500 | 2013 | 9999 |  |  | N | Landfill Gas | [13 empty] | 0.22117 | 0.22117 | 0.22117 | 0.22117 | [11 empty] | Industrial Power Generating Co | 100 | Industrial Power Generating Co | 100
New River | 59845_G_E8 | 59845 | G | E8 |  | Landfill Gas |  | PJM_West | Virginia | 51 | Pulaski | 155 | 51155 | 0.3 | 13500 | 2013 | 9999 |  |  | N | Landfill Gas | [13 empty] | 0.22117 | 0.22117 | 0.22117 | 0.22117 | [11 empty] | Industrial Power Generating Co | 100 | Industrial Power Generating Co | 100
New River | 59845_G_E9 | 59845 | G | E9 |  | Landfill Gas |  | PJM_West | Virginia | 51 | Pulaski | 155 | 51155 | 0.3 | 13500 | 2013 | 9999 |  |  | N | Landfill Gas | [13 empty] | 0.22117 | 0.22117 | 0.22117 | 0.22117 | [11 empty] | Industrial Power Generating Co | 100 | Industrial Power Generating Co | 100
Northwest Community Hospital | 59847_G_1 | 59847 | G | 1 |  | Combustion Turbine | IC Engine | PJM_COMD | Illinois | 17 | Cook | 31 | 17031 | 0.9 | 11373 | 1996 | 2045 |  |  | Y | Natural Gas | [13 empty] | 1.061 | 1.061 | 1.061 | 1.061 | [11 empty] | Northwest Community Hospital | 100 | Northwest Community Hospital | 100
Northwest Community Hospital | 59847_G_2 | 59847 | G | 2 |  | Combustion Turbine | IC Engine | PJM_COMD | Illinois | 17 | Cook | 31 | 17031 | 0.9 | 11373 | 1996 | 2045 |  |  | Y | Natural Gas | [13 empty] | 1.061 | 1.061 | 1.061 | 1.061 | [11 empty] | Northwest Community Hospital | 100 | Northwest Community Hospital | 100
Northwest Community Hospital | 59847_G_3 | 59847 | G | 3 |  | Combustion Turbine | IC Engine | PJM_COMD | Illinois | 17 | Cook | 31 | 17031 | 0.9 | 11373 | 1996 | 2045 |  |  | Y | Natural Gas | [13 empty] | 1.061 | 1.061 | 1.061 | 1.061 | [11 empty] | Northwest Community Hospital | 100 | Northwest Community Hospital | 100
Northwest Community Hospital | 59847_G_4 | 59847 | G | 4 |  | Combustion Turbine | IC Engine | PJM_COMD | Illinois | 17 | Cook | 31 | 17031 | 0.9 | 11373 | 1996 | 2045 |  |  | Y | Natural Gas | [13 empty] | 1.061 | 1.061 | 1.061 | 1.061 | [11 empty] | Northwest Community Hospital | 100 | Northwest Community Hospital | 100
Pikes Peak Solar Garden 1 LLC CSG | 59848_G_PPSG1 | 59848 | G | PPSG1 |  | Solar PV |  | WECC_CO | Colorado | 8 | El Paso | 41 | 08041 | 2 | 0 | 2015 | 9999 |  |  | N | Solar | [13 empty] | 0 | 0 | 0 | 0 | [11 empty] | Global Sun Holdings Inc | 100 | Global Sun Holdings Inc | 100
Adams Community Solar Garden LLC | 59849_G_23377 | 59849 | G | 23377 |  | Solar PV |  | WECC_CO | Colorado | 8 | Adams | 1 | 08001 | 1.2 | 0 | 2015 | 9999 |  |  | N | Solar | [13 empty] | 0 | 0 | 0 | 0 | [11 empty] | Global Sun Holdings Inc | 100 | Global Sun Holdings Inc | 100
Adams Community Solar Garden III LLC | 59850_G_23376 | 59850 | G | 23376 |  | Solar PV |  | WECC_CO | Colorado | 8 | Adams | 1 | 08001 | 1.2 | 0 | 2015 | 9999 |  |  | N | Solar | [13 empty] | 0 | 0 | 0 | 0 | [11 empty] | Global Sun Holdings Inc | 100 | Global Sun Holdings Inc | 100
Great Bay Solar 1 | 59851_G_GBS01 | 59851 | G | GBS01 |  | Solar PV |  | PJM_EMAC | Maryland | 24 | Somerset | 39 | 24039 | 75 | 0 | 2018 | 9999 |  |  | N | Solar | [13 empty] | 0 | 0 | 0 | 0 | [11 empty] | Great Bay Solar I LLC | 100 | Algonquin Power & Utilities Corp | 100
North Star Solar Project | 59852_G_NSSP1 | 59852 | G | NSSP1 |  | Solar PV |  | MIS_MNWI | Minnesota | 27 | Chisago | 25 | 27025 | 100 | 0 | 2016 | 9999 |  |  | N | Solar | [13 empty] | 0 | 0 | 0 | 0 | [11 empty] | North Star Solar PV LLC | 100 | D E Shaw & Co LP | 100
Watervliet PV | 59853_G_WVPV1 | 59853 | G | WVPV1 |  | Solar PV |  | PJM_West | Michigan | 26 | Berrien | 21 | 26021 | 4.6 | 0 | 2016 | 9999 |  |  | N | Solar | [13 empty] | 0 | 0 | 0 | 0 | [11 empty] | Indiana Michigan Power Co | 100 | American Electric Power Co Inc | 100
OlivePV | 59854_G_OLPV1 | 59854 | G | OLPV1 |  | Solar PV |  | PJM_West | Indiana | 18 | St Joseph | 141 | 18141 | 5 | 0 | 2016 | 9999 |  |  | N | Solar | [13 empty] | 0 | 0 | 0 | 0 | [11 empty] | Indiana Michigan Power Co | 100 | American Electric Power Co Inc | 100
Deer Creek PV | 59855_G_DCPV1 | 59855 | G | DCPV1 |  | Solar PV |  | PJM_West | Indiana | 18 | Grant | 53 | 18053 | 2.5 | 0 | 2016 | 9999 |  |  | N | Solar | [13 empty] | 0 | 0 | 0 | 0 | [11 empty] | Indiana Michigan Power Co | 100 | American Electric Power Co Inc | 100
SoINCPower6, LLC | 59856_G_SUN1 | 59856 | G | SUN1 |  | Solar PV |  | PJM_Dom | North Carolina | 37 | Gates | 73 | 37073 | 5 | 0 | 2015 | 9999 |  |  | N | Solar | [13 empty] | 0 | 0 | 0 | 0 | [11 empty] | SolNCPower6 LLC | 100 | Solon Group | 100
SoINCPower5, LLC | 59857_G_BAT1 | 59857 | G | BAT1 |  | Solar PV |  | S_VACA | North Carolina | 37 | Nash | 127 | 37127 | 5 | 0 | 2015 | 9999 |  |  | N | Solar | [13 empty] | 0 | 0 | 0 | 0 | [11 empty] | SolNCPower5 LLC | 100 | Solon Group | 100
Johnston Solar | 59858_G_JSI01 | 59858 | G | JSI01 |  | Solar PV |  | NENGREST | Rhode Island | 44 | Providence | 7 | 44007 | 1 | 0 | 2015 | 9999 |  |  | N | Solar | [13 empty] | 0 | 0 | 0 | 0 | [11 empty] | Half Moon Ventures LLC | 100 | Half Moon Ventures LLC | 100
HP Hood CT | 59860_G_HHOOD | 59860 | G | HHOOD |  | Combustion Turbine |  | PJM_AP | Virginia | 51 | Frederick | 69 | 51069 | 15 | 8700 | 2015 | 9999 |  |  | Y | Natural Gas | [13 empty] | 0.011 | 0.011 | 0.011 | 0.011 | [11 empty] | HP Hood LLC | 100 | HP Hood | 100
Twin Branch PV | 59861_G_TBPV1 | 59861 | G | TBPV1 |  | Solar PV |  | PJM_West | Indiana | 18 | St Joseph | 141 | 18141 | 2.6 | 0 | 2016 | 9999 |  |  | N | Solar | [13 empty] | 0 | 0 | 0 | 0 | [11 empty] | Indiana Michigan Power Co | 100 | American Electric Power Co Inc | 100
Fort Benning Solar Facility | 59862_G_1 | 59862 | G | 1 |  | Solar PV |  | S_SOU | Georgia | 13 | Chattahoochee | 53 | 13053 | 30 | 0 | 2015 | 9999 |  |  | N | Solar | [13 empty] | 0 | 0 | 0 | 0 | [11 empty] | Georgia Power Co | 100 | Southern Co | 100
Fort Gordon Solar Facility | 59863_G_1 | 59863 | G | 1 |  | Solar PV |  | S_SOU | Georgia | 13 | Richmond | 245 | 13245 | 30 | 0 | 2016 | 9999 |  |  | N | Solar | [13 empty] | 0 | 0 | 0 | 0 | [11 empty] | Georgia Power Co | 100 | Southern Co | 100
Kings Bay Solar Facility | 59864_G_1 | 59864 | G | 1 |  | Solar PV |  | S_SOU | Georgia | 13 | Camden | 39 | 13039 | 30.2 | 0 | 2016 | 9999 |  |  | N | Solar | [13 empty] | 0 | 0 | 0 | 0 | [11 empty] | Georgia Power Co | 100 | Southern Co | 100
Fort Stewart Solar Facility | 59865_G_1 | 59865 | G | 1 |  | Solar PV |  | S_SOU | Georgia | 13 | Liberty | 179 | 13179 | 30 | 0 | 2016 | 9999 |  |  | N | Solar | [13 empty] | 0 | 0 | 0 | 0 | [11 empty] | Georgia Power Co | 100 | Southern Co | 100
Palmer Solar LLC | 59866_G_11111 | 59866 | G | 11111 |  | Solar PV |  | NENGREST | Massachusetts | 25 | Hampden | 13 | 25013 | 2.5 | 0 | 2013 | 9999 |  |  | N | Solar | [13 empty] | 0 | 0 | 0 | 0 | [11 empty] | Greenhouse Solar LLC | 50 | Greenhouse Solar LLC | 50
Lockheed Martin Solar System | 59867_G_LMSOL | 59867 | G | LMSOL |  | Solar PV |  | FRCC | Florida | 12 | Pinellas | 103 | 12103 | 1.9 | 0 | 2015 | 9999 |  |  | N | Solar | [13 empty] | 0 | 0 | 0 | 0 | [11 empty] | Lockheed Martin Solar System | 100 | Lockheed Martin Corp | 100
Kingbird A Solar LLC | 59868_G_GEN01 | 59868 | G | GEN01 |  | Solar PV |  | WECC_SCE | California | 6 | Kern | 29 | 06029 | 20 | 0 | 2016 | 9999 |  |  | N | Solar | [13 empty] | 0 | 0 | 0 | 0 | [11 empty] | Kingbird Solar A LLC | 100 | Capital Dynamics | 100
UC Davis South Campus | 59872_G_UCD1 | 59872 | G | UCD1 |  | Solar PV |  | WEC_CALN | California | 6 | Yolo | 113 | 06113 | 13 | 0 | 2015 | 9999 |  |  | N | Solar | [13 empty] | 0 | 0 | 0 | 0 | [11 empty] | Solar Star California XXXII LLC | 100 | SunPower Corp | 100
Lowell Solar Landfill | 59873_G_PV | 59873 | G | PV |  | Solar PV |  | NENGREST | Massachusetts | 25 | Middlesex | 17 | 25017 | 1.3 | 0 | 2013 | 9999 |  |  | N | Solar | [13 empty] | 0 | 0 | 0 | 0 | [11 empty] | Ameresco Inc | 100 | Ameresco Inc | 100
Richland Solar Center | 59874_G_PV1 | 59874 | G | PV1 |  | Solar PV |  | S_SOU | Georgia | 13 | Twiggs | 289 | 13289 | 20 | 0 | 2015 | 9999 |  |  | N | Solar | [13 empty] | 0 | 0 | 0 | 0 | [11 empty] | Dominion Resources Inc | 100 | Dominion Energy Inc | 100
Marshall Solar Energy Project | 59875_G_PV1 | 59875 | G | PV1 |  | Solar PV |  | MIS_MNWI | Minnesota | 27 | Lyon | 83 | 27083 | 62.3 | 0 | 2017 | 9999 |  |  | N | Solar | [13 empty] | 0 | 0 | 0 | 0 | [11 empty] | Marshall Solar LLC | 100 | NextEra Energy Inc | 100
Marine Corps Logistics Base Solar | 59876_G_1 | 59876 | G | 1 |  | Solar PV |  | S_SOU | Georgia | 13 | Dougherty | 95 | 13095 | 31.2 | 0 | 2018 | 9999 |  |  | N | Solar | [13 empty] | 0 | 0 | 0 | 0 | [11 empty] | Georgia Power Co | 100 | Southern Co | 100
Riverside RWQCP Fuel Cell | 59877_G_MB20 | 59877 | G | MB20 |  | Fuel Cell |  | WECC_SCE | California | 6 | Riverside | 65 | 06065 | 1.4 | 8818 | 2016 | 9999 |  |  | Y | Natural Gas | [13 empty] | 0 | 0 | 0 | 0 | [11 empty] | Riverside Public Utilities | 100 | Riverside Public Utilities | 100
Windhub Solar A LLC | 59878_G_GEN01 | 59878 | G | GEN01 |  | Solar PV |  | WECC_SCE | California | 6 | Kern | 29 | 06029 | 20 | 0 | 2019 | 9999 |  |  | N | Solar | [13 empty] | 0 | 0 | 0 | 0 | [11 empty] | Windhub Solar A LLC | 100 | First Solar Inc | 100
North Rosamond Solar LLC | 59879_G_GEN01 | 59879 | G | GEN01 |  | Solar PV |  | WECC_SCE | California | 6 | Kern | 29 | 06029 | 160 | 0 | 2019 | 9999 |  |  | N | Solar | [13 empty] | 0 | 0 | 0 | 0 | [11 empty] | North Rosamond Solar LLC | 100 | First Solar Inc | 100
Kings Park Solar I | 59880_G_KIPS1 | 59880 | G | KIPS1 |  | Solar PV |  | NY_Z_K | New York | 36 | Suffolk | 103 | 36103 | 2 | 0 | 2019 | 9999 |  |  | N | Solar | [13 empty] | 0 | 0 | 0 | 0 | [11 empty] | BQ Energy | 100 | BQ Energy LLC | 100
Kings Park Solar II | 59881_G_KIPS2 | 59881 | G | KIPS2 |  | Solar PV |  | NY_Z_K | New York | 36 | Suffolk | 103 | 36103 | 2 | 0 | 2019 | 9999 |  |  | N | Solar | [13 empty] | 0 | 0 | 0 | 0 | [11 empty] | BQ Energy | 100 | BQ Energy LLC | 100
Exelon West Medway II LLC | 59882_G_4 | 59882 | G | 4 | 91232 | Combustion Turbine |  | NENGREST | Massachusetts | 25 | Norfolk | 21 | 25021 | 97.4 | 10745 | 2019 | 9999 |  |  | N | Natural Gas, Distillate Fuel Oil | [13 empty] | 0.01068 | 0.01068 | 0.01068 | 0.01068 | [11 empty] | West Medway II LLC | 100 | Exelon Corp | 100
Exelon West Medway II LLC | 59882_G_5 | 59882 | G | 5 | 91233 | Combustion Turbine |  | NENGREST | Massachusetts | 25 | Norfolk | 21 | 25021 | 97.4 | 10745 | 2019 | 9999 |  |  | N | Natural Gas, Distillate Fuel Oil | [13 empty] | 0.00962 | 0.00962 | 0.00962 | 0.00962 | [11 empty] | West Medway II LLC | 100 | Exelon Corp | 100
Beaufort Solar, LLC | 59887_G_GEN | 59887 | G | GEN |  | Solar PV |  | S_VACA | North Carolina | 37 | Beaufort | 13 | 37013 | 15 | 0 | 2015 | 9999 |  |  | N | Solar | [13 empty] | 0 | 0 | 0 | 0 | [11 empty] | Beaufort Solar LLC | 100 | Hudson Clean Energy Partners LP | 100
CP Bloom Wind LLC | 59888_G_GEN | 59888 | G | GEN |  | Onshore Wind |  | SPP_N | Kansas | 20 | Ford | 57 | 20057 | 178.2 | 0 | 2017 | 9999 |  |  | N | Wind | [13 empty] | 0 | 0 | 0 | 0 | [11 empty] | Allianz Risk Transfer | 100 | Allianz SE | 100
Butler Solar Farm 20 | 59891_G_1 | 59891 | G | 1 |  | Solar PV |  | S_SOU | Georgia | 13 | Taylor | 269 | 13269 | 20 | 0 | 2016 | 9999 |  |  | N | Solar | [13 empty] | 0 | 0 | 0 | 0 | [11 empty] | Butler Solar Farm LLC | 100 | Butler Solar Farm LLC | 100
Pawpaw Solar Plant | 59894_G_1 | 59894 | G | 1 |  | Solar PV |  | S_SOU | Georgia | 13 | Taylor | 269 | 13269 | 30 | 0 | 2016 | 9999 |  |  | N | Solar | [13 empty] | 0 | 0 | 0 | 0 | [11 empty] | SP Pawpaw Solar LLC | 100 | Southern Co | 100
Butler Solar Project 103 | 59896_G_1 | 59896 | G | 1 |  | Solar PV |  | S_SOU | Georgia | 13 | Taylor | 269 | 13269 | 100 | 0 | 2016 | 9999 |  |  | N | Solar | [13 empty] | 0 | 0 | 0 | 0 | [11 empty] | SP Butler Solar LLC | 100 | Southern Co | 100
Taylor County Solar | 59897_G_1 | 59897 | G | 1 |  | Solar PV |  | S_SOU | Georgia | 13 | Taylor | 269 | 13269 | 143 | 0 | 2016 | 9999 |  |  | N | Solar | [13 empty] | 0 | 0 | 0 | 0 | [11 empty] | SP Sandhills Solar LLC | 100 | Southern Co | 100
SunEnergy1-Scotland Neck, LLC | 59898_G_SE1SN | 59898 | G | SE1SN |  | Solar PV |  | PJM_Dom | North Carolina | 37 | Halifax | 83 | 37083 | 3 | 0 | 2014 | 9999 |  |  | N | Solar | [13 empty] | 0 | 0 | 0 | 0 | [11 empty] | Montross Solar LLC | 100 | SunEnergy 1 LLC | 100
Choco Solar, LLC | 59899_G_CHOCO | 59899 | G | CHOCO |  | Solar PV |  | S_VACA | North Carolina | 37 | Beaufort | 13 | 37013 | 5 | 0 | 2014 | 9999 |  |  | N | Solar | [13 empty] | 0 | 0 | 0 | 0 | [11 empty] | Choco Solar LLC | 100 | SunEnergy 1 LLC | 100
Corcoran Solar 3 | 59900_G_C3CA | 59900 | G | C3CA |  | Solar PV |  | WEC_CALN | California | 6 | Kings | 31 | 06031 | 20 | 0 | 2016 | 9999 |  |  | N | Solar | [13 empty] | 0 | 0 | 0 | 0 | [11 empty] | CED Corcoran Solar 3 LLC | 100 | Sempra Energy | 100
Albertson Solar LLC | 59901_G_ALBRT | 59901 | G | ALBRT |  | Solar PV |  | S_VACA | North Carolina | 37 | Duplin | 61 | 37061 | 5 | 0 | 2015 | 9999 |  |  | N | Solar | [13 empty] | 0 | 0 | 0 | 0 | [11 empty] | Albertson Solar LLC | 100 | SunEnergy 1 LLC | 100
Cardinal Point LLC | 59902_G_GEN | 59902 | G | GEN |  | Onshore Wind |  | MIS_IL | Illinois | 17 | McDonough | 109 | 17109 | 150 | 0 | 2020 | 9999 |  |  | N | Wind | [13 empty] | 0 | 0 | 0 | 0 | [11 empty] | Cardinal Point LLC | 100 | Capital Power Corp | 100
New Frontier Wind | 59903_G_GEN | 59903 | G | GEN |  | Onshore Wind |  | MIS_MAPP | North Dakota | 38 | McHenry | 49 | 38049 | 100 | 0 | 2018 | 9999 |  |  | N | Wind | [13 empty] | 0 | 0 | 0 | 0 | [11 empty] | Capital Power Corp | 100 | Capital Power Corp | 100
Western Branch High School | 59904_G_1 | 59904 | G | 1 |  | Solar PV |  | PJM_Dom | Virginia | 51 | Chesapeake City | 550 | 51550 | 0.4 | 0 | 2016 | 9999 |  |  | N | Solar | [13 empty] | 0 | 0 | 0 | 0 | [11 empty] | Virginia Electric & Power Co | 100 | Dominion Energy Inc | 100
Merck | 59905_G_1 | 59905 | G | 1 |  | Solar PV |  | PJM_Dom | Virginia | 51 | Rockingham | 165 | 51165 | 0.8 | 0 | 2017 | 9999 |  |  | N | Solar | [13 empty] | 0 | 0 | 0 | 0 | [11 empty] | Merck & Co Inc | 100 | Merck & Co Inc | 100
Moxie Freedom Generation Plant | 59906_G_GEN1 | 59906 | G | GEN1 | 91193 | Combined Cycle |  | PJM_WMAC | Pennsylvania | 42 | Luzerne | 79 | 42079 | 490 | 7050 | 2018 | 9999 |  |  | N | Natural Gas |  |  |  | LNB + NH3 | SCR | [8 empty] | 0.0060208 | 0.0060208 | 0.0060208 | 0.0060208 | [11 empty] | Moxie Freedom LLC | 100 | Moxie Energy LLC | 100
Moxie Freedom Generation Plant | 59906_G_GEN2 | 59906 | G | GEN2 | 91194 | Combined Cycle |  | PJM_WMAC | Pennsylvania | 42 | Luzerne | 79 | 42079 | 490 | 7050 | 2018 | 9999 |  |  | N | Natural Gas |  |  |  | LNB + NH3 | SCR | [8 empty] | 0.0060208 | 0.0060208 | 0.0060208 | 0.0060208 | [11 empty] | Moxie Freedom LLC | 100 | Moxie Energy LLC | 100
Mount Olive Solar | 59908_G_2MWPV | 59908 | G | 2MWPV |  | Solar PV |  | S_VACA | North Carolina | 37 | Wayne | 191 | 37191 | 2 | 0 | 2016 | 9999 |  |  | N | Solar | [13 empty] | 0 | 0 | 0 | 0 | [11 empty] | Mount Olive Solar LLC | 100 | Mount Olive Solar LLC | 100
KDC Solar PR1, LLC | 59910_G_SF | 59910 | G | SF |  | Solar PV |  | PJM_EMAC | New Jersey | 34 | Ocean | 29 | 34029 | 22 | 0 | 2019 | 9999 |  |  | N | Solar | [13 empty] | 0 | 0 | 0 | 0 | [11 empty] | Clean Capital Partners LLC | 100 | Clean Capital Partners LLC | 100
Philip Morris | 59911_G_1 | 59911 | G | 1 |  | Solar PV |  | PJM_Dom | Virginia | 51 | Chesterfield | 41 | 51041 | 0.8 | 0 | 2016 | 9999 |  |  | N | Solar | [13 empty] | 0 | 0 | 0 | 0 | [11 empty] | Park 500 Philip Morris USA | 100 | Altria Group Inc | 100
Freemont Solar Center LLC | 59912_G_FREE | 59912 | G | FREE |  | Solar PV |  | S_VACA | North Carolina | 37 | Lincoln | 109 | 37109 | 5 | 0 | 2016 | 9999 |  |  | N | Solar | [13 empty] | 0 | 0 | 0 | 0 | [11 empty] | Coronal Development Services LLC | 100 | Coronal Group LLC | 100
Greensville County Power Station | 59913_G_CT01 | 59913 | G | CT01 | 91099 | Combined Cycle |  | PJM_Dom | Virginia | 51 | Greensville | 81 | 51081 | 324.4 | 7050 | 2018 | 9999 |  |  | N | Natural Gas |  |  |  | DLNB | SCR | [8 empty] | 0.0052709 | 0.0052709 | 0.0052709 | 0.0052709 | [11 empty] | Dominion Virginia Power | 100 | Dominion Energy Inc | 100
Greensville County Power Station | 59913_G_CT02 | 59913 | G | CT02 | 91100 | Combined Cycle |  | PJM_Dom | Virginia | 51 | Greensville | 81 | 51081 | 324.4 | 7050 | 2018 | 9999 |  |  | N | Natural Gas |  |  |  | DLNB | SCR | [8 empty] | 0.0052709 | 0.0052709 | 0.0052709 | 0.0052709 | [11 empty] | Dominion Virginia Power | 100 | Dominion Energy Inc | 100
Greensville County Power Station | 59913_G_CT03 | 59913 | G | CT03 | 91101 | Combined Cycle |  | PJM_Dom | Virginia | 51 | Greensville | 81 | 51081 | 324.4 | 7050 | 2018 | 9999 |  |  | N | Natural Gas |  |  |  | DLNB | SCR | [8 empty] | 0.0052709 | 0.0052709 | 0.0052709 | 0.0052709 | [11 empty] | Dominion Virginia Power | 100 | Dominion Energy Inc | 100
Greensville County Power Station | 59913_G_ST01 | 59913 | G | ST01 | 91099 | Combined Cycle |  | PJM_Dom | Virginia | 51 | Greensville | 81 | 51081 | 611.8 | 7050 | 2018 | 9999 |  |  | N | Natural Gas |  |  |  | LNB | SCR | [8 empty] | 0.0052709 | 0.0052709 | 0.0052709 | 0.0052709 | [11 empty] | Dominion Virginia Power | 100 | Dominion Energy Inc | 100
Crestwood Solar Center LLC | 59914_G_CREST | 59914 | G | CREST |  | Solar PV |  | S_VACA | North Carolina | 37 | Granville | 77 | 37077 | 5 | 0 | 2016 | 9999 |  |  | N | Solar | [13 empty] | 0 | 0 | 0 | 0 | [11 empty] | Crestwood Solar Center LLC | 100 | Heliosage Energy LLC | 100
Oro Loma | 59915_G_ORCA | 59915 | G | ORCA |  | Solar PV |  | WEC_CALN | California | 6 | Fresno | 19 | 06019 | 20 | 0 | 2017 | 9999 |  |  | N | Solar | [13 empty] | 0 | 0 | 0 | 0 | [11 empty] | SR Solis Oro Loma LLC | 100 | Solargen USA LLC | 100
SunE- E Philadelphia Ontario | 59916_G_12307 | 59916 | G | 12307 |  | Solar PV |  | WECC_SCE | California | 6 | San Bernardino | 71 | 06071 | 1 | 0 | 2016 | 9999 |  |  | N | Solar | [13 empty] | 0 | 0 | 0 | 0 | [11 empty] | SunEdison | 100 | SunEdison | 100
Pollocksville Solar | 59917_G_5MWPV | 59917 | G | 5MWPV |  | Solar PV |  | S_VACA | North Carolina | 37 | Jones | 103 | 37103 | 5 | 0 | 2016 | 9999 |  |  | N | Solar | [13 empty] | 0 | 0 | 0 | 0 | [11 empty] | Pollocksville Solar LLC | 100 | Pollocksville Solar LLC | 100
Nellis Solar PV II | 59919_G_NSPV2 | 59919 | G | NSPV2 |  | Solar PV |  | WECC_SNV | Nevada | 32 | Clark | 3 | 32003 | 15 | 0 | 2015 | 9999 |  |  | N | Solar | [13 empty] | 0 | 0 | 0 | 0 | [11 empty] | Nevada Power Co | 100 | Berkshire Hathaway Inc | 100
Lillington Solar | 59921_G_5MWPV | 59921 | G | 5MWPV |  | Solar PV |  | S_VACA | North Carolina | 37 | Harnett | 85 | 37085 | 5 | 0 | 2017 | 9999 |  |  | N | Solar | [13 empty] | 0 | 0 | 0 | 0 | [11 empty] | Lillington Solar LLC | 100 | Lillington Solar LLC | 100
Alpine Power Plant | 59926_G_AI1 | 59926 | G | AI1 | 91051 | Combustion Turbine |  | MIS_LMI | Michigan | 26 | Otsego | 137 | 26137 | 202.6 | 11159 | 2016 | 9999 |  |  | N | Natural Gas |  |  |  | DLNB | [9 empty] | 0.04907 | 0.04907 | 0.04907 | 0.04907 | [11 empty] | Wolverine Power Supply Coop Inc | 100 | Wolverine Power Supply Coop Inc | 100
Alpine Power Plant | 59926_G_AI2 | 59926 | G | AI2 | 91052 | Combustion Turbine |  | MIS_LMI | Michigan | 26 | Otsego | 137 | 26137 | 202.6 | 11166 | 2016 | 9999 |  |  | N | Natural Gas |  |  |  | DLNB | [9 empty] | 0.04722 | 0.04722 | 0.04722 | 0.04722 | [11 empty] | Wolverine Power Supply Coop Inc | 100 | Wolverine Power Supply Coop Inc | 100
Hunt Road Solar | 59927_G_PV1 | 59927 | G | PV1 |  | Solar PV |  | NENGREST | Massachusetts | 25 | Essex | 9 | 25009 | 4.5 | 0 | 2016 | 9999 |  |  | N | Solar | [13 empty] | 0 | 0 | 0 | 0 | [11 empty] | Citizens Enterprises Corp | 100 | Citizens Enterprises Corp | 100
Vance Solar Farm, LLC | 59928_G_NB007 | 59928 | G | NB007 |  | Solar PV |  | S_VACA | North Carolina | 37 | Vance | 181 | 37181 | 4.9 | 0 | 2016 | 9999 |  |  | N | Solar | [13 empty] | 0 | 0 | 0 | 0 | [11 empty] | Vance Solar 1 LLC | 100 | Cypress Creek Holdings LLC | 100
Cline Solar Farm, LLC | 59929_G_NB007 | 59929 | G | NB007 |  | Solar PV |  | S_VACA | North Carolina | 37 | Burke | 23 | 37023 | 4.9 | 0 | 2017 | 9999 |  |  | N | Solar | [13 empty] | 0 | 0 | 0 | 0 | [11 empty] | Cline Solar LLC | 100 | Cypress Creek Holdings LLC | 100
BG Stewart Solar Farm, LLC | 59930_G_NB005 | 59930 | G | NB005 |  | Solar PV |  | S_VACA | North Carolina | 37 | Union | 179 | 37179 | 4.9 | 0 | 2015 | 9999 |  |  | N | Solar | [13 empty] | 0 | 0 | 0 | 0 | [11 empty] | BG Stewart Solar Farm LLC | 100 | Tal McBride | 100
FCPC Renewable Generation | 59931_G_GEN1 | 59931 | G | GEN1 |  | Non-Fossil Waste |  | MIS_WUMS | Wisconsin | 55 | Milwaukee | 79 | 55079 | 1 | 3833 | 2013 | 9999 |  |  | Y | Non-Fossil Waste | [13 empty] | 0 | 0 | 0 | 0 | [11 empty] | Forest County Potawatomi Community | 100 | Forest County Potawatomi Community | 100
FCPC Renewable Generation | 59931_G_GEN2 | 59931 | G | GEN2 |  | Non-Fossil Waste |  | MIS_WUMS | Wisconsin | 55 | Milwaukee | 79 | 55079 | 1 | 3833 | 2013 | 9999 |  |  | Y | Non-Fossil Waste | [13 empty] | 0 | 0 | 0 | 0 | [11 empty] | Forest County Potawatomi Community | 100 | Forest County Potawatomi Community | 100
Fiddler's Canyon 3 | 59932_G_FID3 | 59932 | G | FID3 |  | Solar PV |  | WECC_UT | Utah | 49 | Iron | 21 | 49021 | 3 | 0 | 2015 | 9999 |  |  | N | Solar | [13 empty] | 0 | 0 | 0 | 0 | [11 empty] | SunE Solar XVII Project3 LLC | 100 | SunEdison | 100
Soluga Farms IV | 59934_G_SFIV | 59934 | G | SFIV |  | Solar PV |  | S_VACA | North Carolina | 37 | Cumberland | 51 | 37051 | 4.9 | 0 | 2018 | 9999 |  |  | N | Solar | [13 empty] | 0 | 0 | 0 | 0 | [11 empty] | Soluga Farms IV LLC | 100 | Solbridge Energy LLC | 100
Meadowbrook Solar Farm | 59936_G_NB008 | 59936 | G | NB008 |  | Solar PV |  | S_VACA | North Carolina | 37 | Rowan | 159 | 37159 | 4.9 | 0 | 2016 | 9999 |  |  | N | Solar | [13 empty] | 0 | 0 | 0 | 0 | [11 empty] | Meadowbrook Solar LLC | 100 | Cypress Creek Holdings LLC | 100
Coats Solar Farm, LLC | 59937_G_NB006 | 59937 | G | NB006 |  | Solar PV |  | S_VACA | North Carolina | 37 | Harnett | 85 | 37085 | 4.9 | 0 | 2016 | 9999 |  |  | N | Solar | [13 empty] | 0 | 0 | 0 | 0 | [11 empty] | Coats Solar LLC | 100 | Cypress Creek Holdings LLC | 100
Sky Global Power One | 59938_G_UNIT1 | 59938 | G | UNIT1 |  | Combustion Turbine | IC Engine | ERC_REST | Texas | 48 | Colorado | 89 | 48089 | 8.3 | 10745 | 2016 | 9999 |  |  | N | Natural Gas | [13 empty] | 0.01457 | 0.01457 | 0.01457 | 0.01457 | [11 empty] | Sky Global Power One LLC | 100 | Sky Global Partners LLC | 100
Sky Global Power One | 59938_G_UNIT2 | 59938 | G | UNIT2 |  | Combustion Turbine | IC Engine | ERC_REST | Texas | 48 | Colorado | 89 | 48089 | 8.3 | 10745 | 2016 | 9999 |  |  | N | Natural Gas | [13 empty] | 0.01457 | 0.01457 | 0.01457 | 0.01457 | [11 empty] | Sky Global Power One LLC | 100 | Sky Global Partners LLC | 100
Sky Global Power One | 59938_G_UNIT3 | 59938 | G | UNIT3 |  | Combustion Turbine | IC Engine | ERC_REST | Texas | 48 | Colorado | 89 | 48089 | 8.3 | 10745 | 2016 | 9999 |  |  | N | Natural Gas | [13 empty] | 0.01457 | 0.01457 | 0.01457 | 0.01457 | [11 empty] | Sky Global Power One LLC | 100 | Sky Global Partners LLC | 100
Sky Global Power One | 59938_G_UNIT4 | 59938 | G | UNIT4 |  | Combustion Turbine | IC Engine | ERC_REST | Texas | 48 | Colorado | 89 | 48089 | 8.3 | 10745 | 2016 | 9999 |  |  | N | Natural Gas | [13 empty] | 0.01457 | 0.01457 | 0.01457 | 0.01457 | [11 empty] | Sky Global Power One LLC | 100 | Sky Global Partners LLC | 100
Sky Global Power One | 59938_G_UNIT5 | 59938 | G | UNIT5 |  | Combustion Turbine | IC Engine | ERC_REST | Texas | 48 | Colorado | 89 | 48089 | 8.3 | 10745 | 2016 | 9999 |  |  | N | Natural Gas | [13 empty] | 0.01457 | 0.01457 | 0.01457 | 0.01457 | [11 empty] | Sky Global Power One LLC | 100 | Sky Global Partners LLC | 100
Sky Global Power One | 59938_G_UNIT6 | 59938 | G | UNIT6 |  | Combustion Turbine | IC Engine | ERC_REST | Texas | 48 | Colorado | 89 | 48089 | 8.3 | 10745 | 2016 | 9999 |  |  | N | Natural Gas | [13 empty] | 0.01457 | 0.01457 | 0.01457 | 0.01457 | [11 empty] | Sky Global Power One LLC | 100 | Sky Global Partners LLC | 100
RE Tranquillity | 59939_G_TQ | 59939 | G | TQ |  | Solar PV |  | WEC_CALN | California | 6 | Fresno | 19 | 06019 | 200 | 0 | 2016 | 9999 |  |  | N | Solar | [13 empty] | 0 | 0 | 0 | 0 | [11 empty] | RE Tranquility LLC | 100 | Canadian Solar Inc | 100
Great Valley Solar Portfolio Holdings, LLC | 59940_G_GVS2 | 59940 | G | GVS2 |  | Solar PV |  | WEC_CALN | California | 6 | Fresno | 19 | 06019 | 60 | 0 | 2017 | 9999 |  |  | N | Solar | [13 empty] | 0 | 0 | 0 | 0 | [11 empty] | Great Valley Solar 2 LLC | 100 | Sempra Energy | 100
Great Valley Solar Portfolio Holdings, LLC | 59940_G_GVS3 | 59940 | G | GVS3 |  | Solar PV |  | WEC_CALN | California | 6 | Fresno | 19 | 06019 | 20 | 0 | 2017 | 9999 |  |  | N | Solar | [13 empty] | 0 | 0 | 0 | 0 | [11 empty] | Great Valley Solar 3 LLC | 100 | Sempra Energy | 100
Great Valley Solar Portfolio Holdings, LLC | 59940_G_GVS4 | 59940 | G | GVS4 |  | Solar PV |  | WEC_CALN | California | 6 | Fresno | 19 | 06019 | 20 | 0 | 2017 | 9999 |  |  | N | Solar | [13 empty] | 0 | 0 | 0 | 0 | [11 empty] | Great Valley Solar 4 LLC | 100 | Sempra Energy | 100
Great Valley Solar Portfolio Holdings, LLC | 59940_G_TQ8 | 59940 | G | TQ8 |  | Solar PV |  | WEC_CALN | California | 6 | Fresno | 19 | 06019 | 200 | 0 | 2018 | 9999 |  |  | N | Solar | [13 empty] | 0 | 0 | 0 | 0 | [11 empty] | Great Valley Solar 1 LLC | 50 | Consolidated Edison Inc | 50
Iron Springs Solar, LLC | 59941_G_ISS | 59941 | G | ISS |  | Solar PV |  | WECC_UT | Utah | 49 | Iron | 21 | 49021 | 80 | 0 | 2016 | 9999 |  |  | N | Solar | [13 empty] | 0 | 0 | 0 | 0 | [11 empty] | Iron Springs Solar LLC | 100 | Global Infrastructure Partners | 100
Morgan Lancaster 1 | 59942_G_ML1 | 59942 | G | ML1 |  | Solar PV |  | WEC_LADW | California | 6 | Los Angeles | 37 | 06037 | 1.5 | 0 | 2015 | 9999 |  |  | N | Solar | [13 empty] | 0 | 0 | 0 | 0 | [11 empty] | Morgan Lancaster I LLC | 100 | Morgan Solar Inc | 100
Rattlesnake Den | 59943_G_1 | 59943 | G | 1 |  | Onshore Wind |  | ERC_WEST | Texas | 48 | Glasscock | 173 | 48173 | 207.2 | 0 | 2015 | 9999 |  |  | N | Wind | [13 empty] | 0 | 0 | 0 | 0 | [11 empty] | Rattlesnake Wind I LLC | 100 | Invenergy LLC | 100
Conetoe II Solar, LLC | 59944_G_CONE1 | 59944 | G | CONE1 |  | Solar PV |  | S_VACA | North Carolina | 37 | Edgecombe | 65 | 37065 | 80 | 0 | 2015 | 9999 |  |  | N | Solar | [13 empty] | 0 | 0 | 0 | 0 | [11 empty] | Conetoe II Solar LLC | 100 | SunEnergy 1 LLC | 100
Granite Mountain Solar West, LLC | 59945_G_GMSW | 59945 | G | GMSW |  | Solar PV |  | WECC_UT | Utah | 49 | Iron | 21 | 49021 | 50.4 | 0 | 2016 | 9999 |  |  | N | Solar | [13 empty] | 0 | 0 | 0 | 0 | [11 empty] | Granite Mountain Solar West LLC | 100 | Global Infrastructure Partners | 100
Granite Mountain Solar East, LLC | 59946_G_GMSE | 59946 | G | GMSE |  | Solar PV |  | WECC_UT | Utah | 49 | Iron | 21 | 49021 | 80 | 0 | 2016 | 9999 |  |  | N | Solar | [13 empty] | 0 | 0 | 0 | 0 | [11 empty] | Granite Mountain Solar East LLC | 100 | Global Infrastructure Partners | 100
SR Camden | 59947_G_AERO | 59947 | G | AERO |  | Solar PV |  | SPP_WEST | Arkansas | 5 | Calhoun | 13 | 05013 | 12 | 0 | 2015 | 9999 |  |  | N | Solar | [13 empty] | 0 | 0 | 0 | 0 | [11 empty] | SR Camden LLC | 100 | Silicon Ranch Corp | 100
Bakersfield 111 | 59948_G_BF111 | 59948 | G | BF111 |  | Solar PV |  | WECC_SCE | California | 6 | Kern | 29 | 06029 | 1.4 | 0 | 2015 | 9999 |  |  | N | Solar | [13 empty] | 0 | 0 | 0 | 0 | [11 empty] | Bakersfield 111 LLC | 100 | Bakersfield 111 LLC | 100
AES Warrior Run Energy Storage Project | 59949_G_BESS1 | 59949 | G | BESS1 |  | Energy Storage |  | PJM_AP | Maryland | 24 | Allegany | 1 | 24001 | 5 | 0 | 2015 | 9999 |  |  | N | Energy Storage | [13 empty] | 0 | 0 | 0 | 0 | [11 empty] | AES Warrior Run Inc | 100 | AES Corp (The) | 100
Yadkinville Solar | 59950_G_YAK | 59950 | G | YAK |  | Solar PV |  | S_VACA | North Carolina | 37 | Yadkin | 197 | 37197 | 3.5 | 0 | 2015 | 9999 |  |  | N | Solar | [13 empty] | 0 | 0 | 0 | 0 | [11 empty] | Yadkinville Solar LLC | 100 | Yadkinville Solar LLC | 100
Five Forks Solar | 59951_G_5FRK | 59951 | G | 5FRK |  | Solar PV |  | S_VACA | North Carolina | 37 | Warren | 185 | 37185 | 20 | 0 | 2019 | 9999 |  |  | N | Solar | [13 empty] | 0 | 0 | 0 | 0 | [11 empty] | Five Forks Solar LLC | 100 | O2Energies | 100
Potrero Hills Energy Producers | 59952_G_1 | 59952 | G | 1 |  | Landfill Gas |  | WEC_CALN | California | 6 | Solano | 95 | 06095 | 1.6 | 13500 | 2016 | 9999 |  |  | N | Landfill Gas | [13 empty] | 0.15615 | 0.15615 | 0.15615 | 0.15615 | [11 empty] | Waste Connections Inc | 100 | Waste Connections Inc | 100
Potrero Hills Energy Producers | 59952_G_2 | 59952 | G | 2 |  | Landfill Gas |  | WEC_CALN | California | 6 | Solano | 95 | 06095 | 1.6 | 13500 | 2016 | 9999 |  |  | N | Landfill Gas | [13 empty] | 0.15615 | 0.15615 | 0.15615 | 0.15615 | [11 empty] | Waste Connections Inc | 100 | Waste Connections Inc | 100
Potrero Hills Energy Producers | 59952_G_3 | 59952 | G | 3 |  | Landfill Gas |  | WEC_CALN | California | 6 | Solano | 95 | 06095 | 1.6 | 13500 | 2016 | 9999 |  |  | N | Landfill Gas | [13 empty] | 0.15615 | 0.15615 | 0.15615 | 0.15615 | [11 empty] | Waste Connections Inc | 100 | Waste Connections Inc | 100
Potrero Hills Energy Producers | 59952_G_4 | 59952 | G | 4 |  | Landfill Gas |  | WEC_CALN | California | 6 | Solano | 95 | 06095 | 1.6 | 13500 | 2016 | 9999 |  |  | N | Landfill Gas | [13 empty] | 0.15615 | 0.15615 | 0.15615 | 0.15615 | [11 empty] | Waste Connections Inc | 100 | Waste Connections Inc | 100
Potrero Hills Energy Producers | 59952_G_5 | 59952 | G | 5 |  | Landfill Gas |  | WEC_CALN | California | 6 | Solano | 95 | 06095 | 1.6 | 13500 | 2016 | 9999 |  |  | N | Landfill Gas | [13 empty] | 0.15615 | 0.15615 | 0.15615 | 0.15615 | [11 empty] | Waste Connections Inc | 100 | Waste Connections Inc | 100
Antrim Wind | 59953_G_AWND1 | 59953 | G | AWND1 |  | Onshore Wind |  | NENGREST | New Hampshire | 33 | Hillsborough | 11 | 33011 | 28.4 | 0 | 2019 | 9999 |  |  | N | Wind | [13 empty] | 0 | 0 | 0 | 0 | [11 empty] | Antrim Wind Energy LLC | 100 | TransAlta Corp | 100
Osceola Solar Facility | 59954_G_XXXXX | 59954 | G | XXXXX |  | Solar PV |  | FRCC | Florida | 12 | Osceola | 97 | 12097 | 3.8 | 0 | 2016 | 9999 |  |  | N | Solar | [13 empty] | 0 | 0 | 0 | 0 | [11 empty] | Duke Energy Florida | 100 | Duke Energy Corp | 100
Smithfield | 59955_G_GEN01 | 59955 | G | GEN01 |  | Solar PV |  | S_VACA | North Carolina | 37 | Johnston | 101 | 37101 | 1.8 | 0 | 2015 | 9999 |  |  | N | Solar | [13 empty] | 0 | 0 | 0 | 0 | [11 empty] | ESA Smithfield 1 NC LLC | 100 | BayWa AG | 100
ESA Selma | 59956_G_GEN02 | 59956 | G | GEN02 |  | Solar PV |  | S_VACA | North Carolina | 37 | Johnston | 101 | 37101 | 1.8 | 0 | 2015 | 9999 |  |  | N | Solar | [13 empty] | 0 | 0 | 0 | 0 | [11 empty] | ESA Selma NC I LLC | 100 | BayWa AG | 100
Grand Ridge Battery Projects | 59957_G_GIVB | 59957 | G | GIVB |  | Energy Storage |  | PJM_COMD | Illinois | 17 | LaSalle | 99 | 17099 | 1.5 | 0 | 2013 | 9999 |  |  | N | Energy Storage | [13 empty] | 0 | 0 | 0 | 0 | [11 empty] | Grand Ridge Energy IV LLC | 100 | Invenergy LLC | 100
Grand Ridge Battery Projects | 59957_G_GRES | 59957 | G | GRES |  | Energy Storage |  | PJM_COMD | Illinois | 17 | LaSalle | 99 | 17099 | 31.5 | 0 | 2015 | 9999 |  |  | N | Energy Storage | [13 empty] | 0 | 0 | 0 | 0 | [11 empty] | Grand Ridge Energy Storage LLC | 100 | Invenergy LLC | 100
Milford 2 | 59958_G_MIL2 | 59958 | G | MIL2 |  | Solar PV |  | WECC_UT | Utah | 49 | Beaver | 1 | 49001 | 3 | 0 | 2015 | 9999 |  |  | N | Solar | [13 empty] | 0 | 0 | 0 | 0 | [11 empty] | SunE DB24 LLC | 100 | SunEdison | 100
Elwood Energy Storage Center | 59959_G_WCBS | 59959 | G | WCBS |  | Energy Storage |  | PJM_COMD | Illinois | 17 | DuPage | 43 | 17043 | 19.8 | 0 | 2015 | 9999 |  |  | N | Energy Storage | [13 empty] | 0 | 0 | 0 | 0 | [11 empty] | West Chicago Battery Storage LLC | 100 | RES Group | 100
Jake Energy Storage Center | 59960_G_JBS | 59960 | G | JBS |  | Energy Storage |  | PJM_COMD | Illinois | 17 | Will | 197 | 17197 | 19.8 | 0 | 2015 | 9999 |  |  | N | Energy Storage | [13 empty] | 0 | 0 | 0 | 0 | [11 empty] | Joliet Battery Storage LLC | 100 | Joliet Battery Storage LLC | 100
Western Antelope Blue Sky B | 59961_G_WABSB | 59961 | G | WABSB |  | Solar PV |  | WEC_LADW | California | 6 | Los Angeles | 37 | 06037 | 19 | 0 | 2016 | 9999 |  |  | N | Solar | [13 empty] | 0 | 0 | 0 | 0 | [11 empty] | Western Antelope Blue Sky Ranch B LLC | 100 | FTP Power LLC | 100
North Lancaster Ranch | 59962_G_NLR | 59962 | G | NLR |  | Solar PV |  | WEC_LADW | California | 6 | Los Angeles | 37 | 06037 | 18 | 0 | 2016 | 9999 |  |  | N | Solar | [13 empty] | 0 | 0 | 0 | 0 | [11 empty] | Martifer Solar | 50 | Martifer Solar | 50
Central Antelope Dry Ranch C | 59963_G_CADRC | 59963 | G | CADRC |  | Solar PV |  | WEC_LADW | California | 6 | Los Angeles | 37 | 06037 | 17 | 0 | 2016 | 9999 |  |  | N | Solar | [13 empty] | 0 | 0 | 0 | 0 | [11 empty] | Central Antelope Dry Ranch C LLC | 50 | Martifer Solar | 50
Elevation Solar C | 59964_G_ELVSC | 59964 | G | ELVSC |  | Solar PV |  | WEC_LADW | California | 6 | Los Angeles | 37 | 06037 | 39 | 0 | 2016 | 9999 |  |  | N | Solar | [13 empty] | 0 | 0 | 0 | 0 | [11 empty] | Elevation Solar C LLC | 100 | Sustainable Power Group LLC | 100
Latigo Wind Park | 59965_G_LTIGO | 59965 | G | LTIGO |  | Onshore Wind |  | WECC_UT | Utah | 49 | San Juan | 37 | 49037 | 62.1 | 0 | 2016 | 9999 |  |  | N | Wind | [13 empty] | 0 | 0 | 0 | 0 | [11 empty] | Latigo Wind Park LLC | 100 | Sustainable Power Group LLC | 100
Camp Lejeune Solar | 59966_G_PV1 | 59966 | G | PV1 |  | Solar PV |  | S_VACA | North Carolina | 37 | Onslow | 133 | 37133 | 12.8 | 0 | 2015 | 9999 |  |  | N | Solar | [13 empty] | 0 | 0 | 0 | 0 | [11 empty] | Duke Energy Progress | 100 | Duke Energy Corp | 100
Pepperidge Farm Bloomfield | 59967_G_FCB | 59967 | G | FCB |  | Fuel Cell |  | NENG_CT | Connecticut | 9 | Hartford | 3 | 09003 | 0.8 | 6046 | 2008 | 9999 |  |  | Y | Natural Gas | [13 empty] | 0 | 0 | 0 | 0 | [11 empty] | BNB Renewable Energy Holdings | 100 | BNB Renewable Energy Holdings | 100
Pepperidge Farm Bloomfield | 59967_G_FCC | 59967 | G | FCC |  | Fuel Cell |  | NENG_CT | Connecticut | 9 | Hartford | 3 | 09003 | 1.3 | 8508 | 2016 | 9999 |  |  | N | Natural Gas | [13 empty] | 0 | 0 | 0 | 0 | [11 empty] | BNB Renewable Energy Holdings | 100 | BNB Renewable Energy Holdings | 100
Desert Wind Farm, LLC | 59968_G_1 | 59968 | G | 1 |  | Onshore Wind |  | PJM_Dom | North Carolina | 37 | Perquimans | 143 | 37143 | 208 | 0 | 2016 | 9999 |  |  | N | Wind | [13 empty] | 0 | 0 | 0 | 0 | [11 empty] | Desert Wind Farm LLC | 100 | Atlantic Wind Power Corp | 100
Bearkat | 59972_G_BRKAT | 59972 | G | BRKAT |  | Onshore Wind |  | ERC_WEST | Texas | 48 | Glasscock | 173 | 48173 | 196.7 | 0 | 2018 | 9999 |  |  | N | Wind | [13 empty] | 0 | 0 | 0 | 0 | [11 empty] | Bearkat Wind Energy I LLC | 100 | Copenhagen Infrastructure Partners | 100
Walt Disney World Solar Facility | 59973_G_WDS1 | 59973 | G | WDS1 |  | Solar PV |  | FRCC | Florida | 12 | Orange | 95 | 12095 | 4.9 | 0 | 2016 | 9999 |  |  | N | Solar | [13 empty] | 0 | 0 | 0 | 0 | [11 empty] | Duke Energy Florida Solar Solutions LLC | 100 | Duke Energy Corp | 100
Golden West Power Partners LLC | 59974_G_GW1 | 59974 | G | GW1 |  | Onshore Wind |  | WECC_CO | Colorado | 8 | El Paso | 41 | 08041 | 250 | 0 | 2015 | 9999 |  |  | N | Wind | [13 empty] | 0 | 0 | 0 | 0 | [11 empty] | Golden West Power Partners LLC | 100 | NextEra Energy Inc | 100
Carousel Wind Farm LLC | 59975_G_CW1 | 59975 | G | CW1 |  | Onshore Wind |  | WECC_CO | Colorado | 8 | Kit Carson | 63 | 08063 | 150 | 0 | 2015 | 9999 |  |  | N | Wind | [13 empty] | 0 | 0 | 0 | 0 | [11 empty] | Carousel Wind Farm LLC | 100 | NextEra Energy Inc | 100
RE Astoria | 59976_G_ASTR1 | 59976 | G | ASTR1 |  | Solar PV |  | WECC_SCE | California | 6 | Kern | 29 | 06029 | 100 | 0 | 2016 | 9999 |  |  | N | Solar | [13 empty] | 0 | 0 | 0 | 0 | [11 empty] | RE Astoria LLC | 100 | Canadian Solar Inc | 100
RE Astoria 2 | 59977_G_ASTR2 | 59977 | G | ASTR2 |  | Solar PV |  | WECC_SCE | California | 6 | Kern | 29 | 06029 | 75 | 0 | 2016 | 9999 |  |  | N | Solar | [13 empty] | 0 | 0 | 0 | 0 | [11 empty] | RE Astoria 2 LLC | 100 | Canadian Solar Inc | 100
Enerparc CA2, LLC | 59978_G_ECA22 | 59978 | G | ECA22 |  | Solar PV |  | WEC_CALN | California | 6 | Glenn | 21 | 06021 | 1.5 | 0 | 2016 | 9999 |  |  | N | Solar | [13 empty] | 0 | 0 | 0 | 0 | [11 empty] | Enerparc CA2 LLC | 100 | Enerparc AG | 100
Columbia Solar Energy, LLC | 59979_G_GEN1 | 59979 | G | GEN1 |  | Solar PV |  | WEC_CALN | California | 6 | Contra Costa | 13 | 06013 | 19.2 | 0 | 2015 | 9999 |  |  | N | Solar | [13 empty] | 0 | 0 | 0 | 0 | [11 empty] | PSEG Solar Source LLC | 100 | LS Power Group | 100
Mashpee Landfill Solar | 59980_G_MASH | 59980 | G | MASH |  | Solar PV |  | NENGREST | Massachusetts | 25 | Barnstable | 1 | 25001 | 1.5 | 0 | 2014 | 9999 |  |  | N | Solar | [13 empty] | 0 | 0 | 0 | 0 | [11 empty] | Nautilus Solar Solutions LLC | 100 | Nautilus Energy LLC | 100
New Castle Solar RES | 59981_G_PV1 | 59981 | G | PV1 |  | Solar PV |  | MIS_INKY | Indiana | 18 | Henry | 65 | 18065 | 1.1 | 0 | 2016 | 9999 |  |  | N | Solar | [13 empty] | 0 | 0 | 0 | 0 | [11 empty] | Hoosier Energy Rural Electric Coop Inc | 100 | Hoosier Energy Rural Electric Coop Inc | 100
Scotland Solar RES | 59982_G_PV1 | 59982 | G | PV1 |  | Solar PV |  | MIS_INKY | Indiana | 18 | Greene | 55 | 18055 | 1.1 | 0 | 2015 | 9999 |  |  | N | Solar | [13 empty] | 0 | 0 | 0 | 0 | [11 empty] | Hoosier Energy Rural Electric Coop Inc | 100 | Hoosier Energy Rural Electric Coop Inc | 100
New Haven Solar RES | 59983_G_PV1 | 59983 | G | PV1 |  | Solar PV |  | MIS_INKY | Indiana | 18 | Spencer | 147 | 18147 | 1.1 | 0 | 2016 | 9999 |  |  | N | Solar | [13 empty] | 0 | 0 | 0 | 0 | [11 empty] | Hoosier Energy Rural Electric Coop Inc | 100 | Hoosier Energy Rural Electric Coop Inc | 100
Lanesville Solar RES | 59984_G_PV1 | 59984 | G | PV1 |  | Solar PV |  | MIS_INKY | Indiana | 18 | Harrison | 61 | 18061 | 1.1 | 0 | 2015 | 9999 |  |  | N | Solar | [13 empty] | 0 | 0 | 0 | 0 | [11 empty] | Hoosier Energy Rural Electric Coop Inc | 100 | Hoosier Energy Rural Electric Coop Inc | 100
Ellettsville Solar RES | 59985_G_PV1 | 59985 | G | PV1 |  | Solar PV |  | MIS_INKY | Indiana | 18 | Monroe | 105 | 18105 | 1.1 | 0 | 2016 | 9999 |  |  | N | Solar | [13 empty] | 0 | 0 | 0 | 0 | [11 empty] | Hoosier Energy Rural Electric Coop Inc | 100 | Hoosier Energy Rural Electric Coop Inc | 100
Henryville Solar RES | 59986_G_PV1 | 59986 | G | PV1 |  | Solar PV |  | MIS_INKY | Indiana | 18 | Clark | 19 | 18019 | 1.1 | 0 | 2016 | 9999 |  |  | N | Solar | [13 empty] | 0 | 0 | 0 | 0 | [11 empty] | Hoosier Energy Rural Electric Coop Inc | 100 | Hoosier Energy Rural Electric Coop Inc | 100
Spring Mill Solar RES | 59987_G_PV1 | 59987 | G | PV1 |  | Solar PV |  | MIS_INKY | Indiana | 18 | Lawrence | 93 | 18093 | 1.1 | 0 | 2017 | 9999 |  |  | N | Solar | [13 empty] | 0 | 0 | 0 | 0 | [11 empty] | Hoosier Energy Rural Electric Coop Inc | 100 | Hoosier Energy Rural Electric Coop Inc | 100
Decatur Co. Solar RES (IN) | 59988_G_PV1 | 59988 | G | PV1 |  | Solar PV |  | MIS_INKY | Indiana | 18 | Decatur | 31 | 18031 | 1.1 | 0 | 2017 | 9999 |  |  | N | Solar | [13 empty] | 0 | 0 | 0 | 0 | [11 empty] | Hoosier Energy Rural Electric Coop Inc | 100 | Hoosier Energy Rural Electric Coop Inc | 100
Jackson Co. Solar RES | 59989_G_PV1 | 59989 | G | PV1 |  | Solar PV |  | MIS_INKY | Indiana | 18 | Jackson | 71 | 18071 | 1.1 | 0 | 2017 | 9999 |  |  | N | Solar | [13 empty] | 0 | 0 | 0 | 0 | [11 empty] | Hoosier Energy Rural Electric Coop Inc | 100 | Hoosier Energy Rural Electric Coop Inc | 100
Johnson Co. Solar RES | 59990_G_PV1 | 59990 | G | PV1 |  | Solar PV |  | MIS_INKY | Indiana | 18 | Johnson | 81 | 18081 | 1.1 | 0 | 2016 | 9999 |  |  | N | Solar | [13 empty] | 0 | 0 | 0 | 0 | [11 empty] | Hoosier Energy Rural Electric Coop Inc | 100 | Hoosier Energy Rural Electric Coop Inc | 100
Babcock Solar Energy Center | 59993_G_1 | 59993 | G | 1 |  | Solar PV |  | FRCC | Florida | 12 | Charlotte | 15 | 12015 | 74.9 | 0 | 2016 | 9999 |  |  | N | Solar | [13 empty] | 0 | 0 | 0 | 0 | [11 empty] | Florida Power & Light Co | 100 | NextEra Energy Inc | 100
Babcock Solar Energy Center | 59993_G_BA | 59993 | G | BA |  | Energy Storage |  | FRCC | Florida | 12 | Charlotte | 15 | 12015 | 10 | 0 | 2018 | 9999 |  |  | N | Energy Storage | [13 empty] | 0 | 0 | 0 | 0 | [11 empty] | Florida Power & Light Co | 100 | NextEra Energy Inc | 100
RE Roserock | 59994_G_ROSEK | 59994 | G | ROSEK |  | Solar PV |  | ERC_WEST | Texas | 48 | Pecos | 371 | 48371 | 157.5 | 0 | 2016 | 9999 |  |  | N | Solar | [13 empty] | 0 | 0 | 0 | 0 | [11 empty] | Southern Power Co | 100 | Southern Co | 100
Ouchchy PV1 | 59999_G_OUCH1 | 59999 | G | OUCH1 |  | Solar PV |  | S_VACA | North Carolina | 37 | Orange | 135 | 37135 | 3 | 0 | 2015 | 9999 |  |  | N | Solar | [13 empty] | 0 | 0 | 0 | 0 | [11 empty] | Fresh Air Energy II LLC | 100 | Ecoplexus Inc | 100
Donald C Cook | 6000_G_1 | 6000 | G | 1 |  | Nuclear |  | PJM_West | Michigan | 26 | Berrien | 21 | 26021 | 1009 | 10456 | 1975 | 9999 |  |  | N | Nuclear Fuel | [13 empty] | 0 | 0 | 0 | 0 | [11 empty] | Indiana Michigan Power Co | 100 | American Electric Power Co Inc | 100
Donald C Cook | 6000_G_2 | 6000 | G | 2 |  | Nuclear |  | PJM_West | Michigan | 26 | Berrien | 21 | 26021 | 1168 | 10456 | 1978 | 9999 |  |  | N | Nuclear Fuel | [13 empty] | 0 | 0 | 0 | 0 | [11 empty] | Indiana Michigan Power Co | 100 | American Electric Power Co Inc | 100
Turkey Creek PV1 | 60000_G_TRKCK | 60000 | G | TRKCK |  | Solar PV |  | PJM_Dom | North Carolina | 37 | Northampton | 131 | 37131 | 13.5 | 0 | 2017 | 9999 |  |  | N | Solar | [13 empty] | 0 | 0 | 0 | 0 | [11 empty] | Fresh Air Energy XXXV LLC | 100 | Ecoplexus Inc | 100
Vaughn Creek PV1 | 60001_G_VNCRK | 60001 | G | VNCRK |  | Solar PV |  | PJM_Dom | North Carolina | 37 | Hertford | 91 | 37091 | 20 | 0 | 2017 | 9999 |  |  | N | Solar | [13 empty] | 0 | 0 | 0 | 0 | [11 empty] | Fresh Air Energy XXV LLC | 100 | Ecoplexus Inc | 100
Clarkstown Landfill Solar Facility | 60004_G_INV#1 | 60004 | G | INV#1 |  | Solar PV |  | NY_Z_G-I | New York | 36 | Rockland | 87 | 36087 | 1 | 0 | 2014 | 9999 |  |  | N | Solar | [13 empty] | 0 | 0 | 0 | 0 | [11 empty] | Onforce Solar | 100 | Onforce Solar | 100
Clarkstown Landfill Solar Facility | 60004_G_INV#2 | 60004 | G | INV#2 |  | Solar PV |  | NY_Z_G-I | New York | 36 | Rockland | 87 | 36087 | 1 | 0 | 2014 | 9999 |  |  | N | Solar | [13 empty] | 0 | 0 | 0 | 0 | [11 empty] | Onforce Solar | 100 | Onforce Solar | 100
Daytona International Speedway Solar | 60005_G_1 | 60005 | G | 1 |  | Solar PV |  | FRCC | Florida | 12 | Volusia | 127 | 12127 | 0.8 | 0 | 2016 | 9999 |  |  | N | Solar | [13 empty] | 0 | 0 | 0 | 0 | [11 empty] | Florida Power & Light Co | 100 | NextEra Energy Inc | 100
FIU Solar | 60006_G_1 | 60006 | G | 1 |  | Solar PV |  | FRCC | Florida | 12 | Miami Dade | 86 | 12086 | 0.8 | 0 | 2016 | 9999 |  |  | N | Solar | [13 empty] | 0 | 0 | 0 | 0 | [11 empty] | Florida Power & Light Co | 100 | NextEra Energy Inc | 100
Morelos del Sol | 60007_G_MORLS | 60007 | G | MORLS |  | Solar PV |  | WECC_SCE | California | 6 | Kern | 29 | 06029 | 15 | 0 | 2015 | 9999 |  |  | N | Solar | [13 empty] | 0 | 0 | 0 | 0 | [11 empty] | Southern Turner Renewable Energy LLC | 100 | Southern Co | 100
Hooper Solar | 60008_G_SCCO3 | 60008 | G | SCCO3 |  | Solar PV |  | WECC_CO | Colorado | 8 | Alamosa | 3 | 08003 | 52 | 0 | 2015 | 9999 |  |  | N | Solar | [13 empty] | 0 | 0 | 0 | 0 | [11 empty] | Solar Star Colorado III LLC | 100 | APG Asset Management US Inc | 100
Murphy Flat Solar | 60009_G_IPMF | 60009 | G | IPMF |  | Solar PV |  | WECC_ID | Idaho | 16 | Owyhee | 73 | 16073 | 20 | 0 | 2017 | 9999 |  |  | N | Solar | [13 empty] | 0 | 0 | 0 | 0 | [11 empty] | Murphy Flat Power LLC | 100 | Murphy Flat Power LLC | 100
Joseph M Farley | 6001_G_1 | 6001 | G | 1 |  | Nuclear |  | S_SOU | Alabama | 1 | Houston | 69 | 01069 | 908 | 10456 | 1977 | 9999 |  |  | N | Nuclear Fuel | [13 empty] | 0 | 0 | 0 | 0 | [11 empty] | Alabama Power Co | 100 | Southern Co | 100
Joseph M Farley | 6001_G_2 | 6001 | G | 2 |  | Nuclear |  | S_SOU | Alabama | 1 | Houston | 69 | 01069 | 920 | 10456 | 1981 | 9999 |  |  | N | Nuclear Fuel | [13 empty] | 0 | 0 | 0 | 0 | [11 empty] | Alabama Power Co | 100 | Southern Co | 100
Orchard Ranch Solar | 60010_G_IPOR | 60010 | G | IPOR |  | Solar PV |  | WECC_ID | Idaho | 16 | Ada | 1 | 16001 | 20 | 0 | 2017 | 9999 |  |  | N | Solar | [13 empty] | 0 | 0 | 0 | 0 | [11 empty] | Orchard Ranch Solar LLC | 100 | Orchard Ranch Solar LLC | 100
American Falls Solar | 60011_G_IPAF | 60011 | G | IPAF |  | Solar PV |  | WECC_ID | Idaho | 16 | Power | 77 | 16077 | 20 | 0 | 2017 | 9999 |  |  | N | Solar | [13 empty] | 0 | 0 | 0 | 0 | [11 empty] | American Falls Solar LLC | 100 | American Falls Solar LLC | 100
American Falls Solar II | 60012_G_IPAF2 | 60012 | G | IPAF2 |  | Solar PV |  | WECC_ID | Idaho | 16 | Power | 77 | 16077 | 20 | 0 | 2017 | 9999 |  |  | N | Solar | [13 empty] | 0 | 0 | 0 | 0 | [11 empty] | American Falls Solar II LLC | 100 | American Falls Solar II | 100
Grant Wind, LLC | 60013_G_GRANT | 60013 | G | GRANT |  | Onshore Wind |  | SPP_WEST | Oklahoma | 40 | Grant | 53 | 40053 | 151.8 | 0 | 2016 | 9999 |  |  | N | Wind | [13 empty] | 0 | 0 | 0 | 0 | [11 empty] | Grant Wind LLC | 100 | Southern Co | 100
Manatee Solar Energy Center | 60014_G_1 | 60014 | G | 1 |  | Solar PV |  | FRCC | Florida | 12 | Manatee | 81 | 12081 | 74.9 | 0 | 2016 | 9999 |  |  | N | Solar | [13 empty] | 0 | 0 | 0 | 0 | [11 empty] | Florida Power & Light Co | 100 | NextEra Energy Inc | 100
Findlay Wind Farm | 60015_G_WNDW1 | 60015 | G | WNDW1 |  | Onshore Wind |  | PJM_West | Ohio | 39 | Hancock | 63 | 39063 | 3 | 0 | 2015 | 9999 |  |  | N | Wind | [13 empty] | 0 | 0 | 0 | 0 | [11 empty] | One Energy LLC | 100 | One Energy LLC | 100
MESA 1 | 60016_G_A | 60016 | G | A |  | Energy Storage |  | WECC_PNW | Washington | 53 | Snohomish | 61 | 53061 | 1 | 0 | 2015 | 9999 |  |  | N | Energy Storage | [13 empty] | 0 | 0 | 0 | 0 | [11 empty] | PUD No 1 of Snohomish County | 100 | PUD No 1 of Snohomish County | 100
MESA 1 | 60016_G_B | 60016 | G | B |  | Energy Storage |  | WECC_PNW | Washington | 53 | Snohomish | 61 | 53061 | 1 | 0 | 2016 | 9999 |  |  | N | Energy Storage | [13 empty] | 0 | 0 | 0 | 0 | [11 empty] | PUD No 1 of Snohomish County | 100 | PUD No 1 of Snohomish County | 100
Domino Farms Solar | 60017_G_1 | 60017 | G | 1 |  | Solar PV |  | MIS_LMI | Michigan | 26 | Washtenaw | 161 | 26161 | 1 | 0 | 2015 | 9999 |  |  | N | Solar | [13 empty] | 0 | 0 | 0 | 0 | [11 empty] | DTE Electric Co | 100 | DTE Energy Co | 100
Ford World Headquarters | 60018_G_1 | 60018 | G | 1 |  | Solar PV |  | MIS_LMI | Michigan | 26 | Wayne | 163 | 26163 | 1 | 0 | 2015 | 9999 |  |  | N | Solar | [13 empty] | 0 | 0 | 0 | 0 | [11 empty] | Ford Motor Co | 100 | Ford Motor Co | 100
Greenwood Solar Farm | 60019_G_1 | 60019 | G | 1 |  | Solar PV |  | MIS_LMI | Michigan | 26 | St Clair | 147 | 26147 | 1.9 | 0 | 2016 | 9999 |  |  | N | Solar | [13 empty] | 0 | 0 | 0 | 0 | [11 empty] | DTE Electric Co | 100 | DTE Energy Co | 100
Oxford | 60022_G_OXFRD | 60022 | G | OXFRD |  | Solar PV |  | NENGREST | Massachusetts | 25 | Worcester | 27 | 25027 | 2.8 | 0 | 2014 | 9999 |  |  | N | Solar | [13 empty] | 0 | 0 | 0 | 0 | [11 empty] | CVI Cleancapital Solar 6 | 100 | CleanCapital | 100
SR Jenkins Ft Lupton | 60023_G_FTLUP | 60023 | G | FTLUP |  | Solar PV |  | WECC_CO | Colorado | 8 | Weld | 123 | 08123 | 13 | 0 | 2016 | 9999 |  |  | N | Solar | [13 empty] | 0 | 0 | 0 | 0 | [11 empty] | SR Jenkins LLC | 100 | Silicon Ranch Corp | 100
Eight Flags Energy | 60025_G_01 | 60025 | G | 01 |  | Combustion Turbine |  | FRCC | Florida | 12 | Nassau | 89 | 12089 | 21.3 | 10062 | 2016 | 9999 |  |  | Y | Natural Gas | [13 empty] | 0.011 | 0.011 | 0.011 | 0.011 | [11 empty] | Eight Flags Energy LLC | 100 | Chesapeake Utilities Corp | 100
Little Rock Pham Solar | 60026_G_PV1 | 60026 | G | PV1 |  | Solar PV |  | WEC_LADW | California | 6 | Los Angeles | 37 | 06037 | 3 | 0 | 2015 | 9999 |  |  | N | Solar | [13 empty] | 0 | 0 | 0 | 0 | [11 empty] | West Hills Construction Inc | 100 | West Hills Construction Inc | 100
Adera Solar | 60027_G_ADERA | 60027 | G | ADERA |  | Solar PV |  | WEC_CALN | California | 6 | Madera | 39 | 06039 | 19 | 0 | 2015 | 9999 |  |  | N | Solar | [13 empty] | 0 | 0 | 0 | 0 | [11 empty] | Sustainable Power Group LLC | 100 | Sustainable Power Group LLC | 100
CES VMT Solar | 60029_G_VMMD | 60029 | G | VMMD |  | Solar PV |  | PJM_AP | Maryland | 24 | Washington | 43 | 24043 | 1.1 | 0 | 2015 | 9999 |  |  | N | Solar | [13 empty] | 0 | 0 | 0 | 0 | [11 empty] | Consolidated Edison Solutions Inc | 100 | Consolidated Edison Inc | 100
Pecan Solar | 60030_G_PECAN | 60030 | G | PECAN |  | Solar PV |  | PJM_Dom | North Carolina | 37 | Northampton | 131 | 37131 | 74.9 | 0 | 2018 | 9999 |  |  | N | Solar | [13 empty] | 0 | 0 | 0 | 0 | [11 empty] | Geenex LLC | 100 | Geenex LLC | 100
SunE Rochester | 60032_G_RCHTR | 60032 | G | RCHTR |  | Solar PV |  | WECC_SCE | California | 6 | San Bernardino | 71 | 06071 | 1 | 0 | 2016 | 9999 |  |  | N | Solar | [13 empty] | 0 | 0 | 0 | 0 | [11 empty] | SunE Solar XVI Lessor LLC | 100 | SunEdison | 100
CA Flats Solar 130, LLC | 60033_G_GEN01 | 60033 | G | GEN01 |  | Solar PV |  | WEC_CALN | California | 6 | San Luis Obispo | 79 | 06079 | 130 | 0 | 2017 | 9999 |  |  | N | Solar | [13 empty] | 0 | 0 | 0 | 0 | [11 empty] | CA Flats Solar 130 LLC | 100 | Capital Dynamics | 100
CA Flats Solar 150, LLC | 60034_G_GEN01 | 60034 | G | GEN01 |  | Solar PV |  | WEC_CALN | California | 6 | San Luis Obispo | 79 | 06079 | 150 | 0 | 2019 | 9999 |  |  | N | Solar | [13 empty] | 0 | 0 | 0 | 0 | [11 empty] | CA Flats Solar 150 LLC | 100 | First Solar Inc | 100
Tequesquite Landfill Solar PV Project | 60035_G_RPU1 | 60035 | G | RPU1 |  | Solar PV |  | WECC_SCE | California | 6 | Riverside | 65 | 06065 | 7.3 | 0 | 2015 | 9999 |  |  | N | Solar | [13 empty] | 0 | 0 | 0 | 0 | [11 empty] | Solar Star California XXXI LLC | 100 | SunPower Corp | 100
CCBC-Catonsville | 60036_G_PV1 | 60036 | G | PV1 |  | Solar PV |  | PJM_SMAC | Maryland | 24 | Howard | 27 | 24027 | 1.6 | 0 | 2015 | 9999 |  |  | N | Solar | [13 empty] | 0 | 0 | 0 | 0 | [11 empty] | Constellation Solar Maryland MC LLC | 100 | Exelon Corp | 100
Owens Corning Headquarters | 60038_G_PV1 | 60038 | G | PV1 |  | Solar PV |  | PJM_ATSI | Ohio | 39 | Lucas | 95 | 39095 | 2.1 | 0 | 2015 | 9999 |  |  | N | Solar | [13 empty] | 0 | 0 | 0 | 0 | [11 empty] | Constellation NewEnergy Inc | 100 | Exelon Corp | 100
Frontier Solar LLC | 60039_G_FTRS | 60039 | G | FTRS |  | Solar PV |  | WEC_CALN | California | 6 | Stanislaus | 99 | 06099 | 20 | 0 | 2016 | 9999 |  |  | N | Solar | [13 empty] | 0 | 0 | 0 | 0 | [11 empty] | Ridgeline Energy LLC | 100 | Brookfield Asset Management Inc | 100
UI RCP New Haven Fuel Cell | 60040_G_NHFC | 60040 | G | NHFC |  | Fuel Cell |  | NENG_CT | Connecticut | 9 | New Haven | 9 | 09009 | 2.5 | 12673 | 2015 | 9999 |  |  | N | Natural Gas | [13 empty] | 0 | 0 | 0 | 0 | [11 empty] | UB Fuel Cell LLC | 100 | FuelCell Energy Inc | 100
Cuyama Solar, LLC | 60043_G_GEN01 | 60043 | G | GEN01 |  | Solar PV |  | WECC_SCE | California | 6 | Santa Barbara | 83 | 06083 | 40 | 0 | 2017 | 9999 |  |  | N | Solar | [13 empty] | 0 | 0 | 0 | 0 | [11 empty] | Cuyama Solar LLC | 100 | D E Shaw & Co LP | 100
Buckthorn Solar 1 | 60044_G_BKTH1 | 60044 | G | BKTH1 |  | Solar PV |  | ERC_WEST | Texas | 48 | Pecos | 371 | 48371 | 202 | 0 | 2018 | 9999 |  |  | N | Solar | [13 empty] | 0 | 0 | 0 | 0 | [11 empty] | Buckthorn WesTex LLC | 100 | NRG Energy Inc | 100
Shoreham Solar Commons | 60045_G_GEN1 | 60045 | G | GEN1 |  | Solar PV |  | NY_Z_K | New York | 36 | Suffolk | 103 | 36103 | 24.9 | 0 | 2018 | 9999 |  |  | N | Solar | [13 empty] | 0 | 0 | 0 | 0 | [11 empty] | Invenergy LLC | 100 | Invenergy LLC | 100
Portage Solar | 60046_G_PV7 | 60046 | G | PV7 |  | Solar PV |  | MIS_INKY | Indiana | 18 | Porter | 127 | 18127 | 1.5 | 0 | 2012 | 9999 |  |  | N | Solar | [13 empty] | 0 | 0 | 0 | 0 | [11 empty] | Portage Solar LLC | 100 | Allco Renewable Energy Limited | 100
Middlebury Solar | 60047_G_PV6 | 60047 | G | PV6 |  | Solar PV |  | MIS_INKY | Indiana | 18 | Elkhart | 39 | 18039 | 1.5 | 0 | 2012 | 9999 |  |  | N | Solar | [13 empty] | 0 | 0 | 0 | 0 | [11 empty] | Middleburry Solar LLC | 100 | Allco Renewable Energy Limited | 100
TWE Chocowinity Solar, LLC | 60048_G_FLS1 | 60048 | G | FLS1 |  | Solar PV |  | S_VACA | North Carolina | 37 | Beaufort | 13 | 37013 | 4.5 | 0 | 2015 | 9999 |  |  | N | Solar | [13 empty] | 0 | 0 | 0 | 0 | [11 empty] | TWE Chocowinity Solar Project LLC | 100 | Enel SpA | 100
Golden Hills Wind | 60049_G_GE | 60049 | G | GE |  | Onshore Wind |  | WEC_CALN | California | 6 | Alameda | 1 | 06001 | 85.9 | 0 | 2015 | 9999 |  |  | N | Wind | [13 empty] | 0 | 0 | 0 | 0 | [11 empty] | Golden Hills Wind LLC | 100 | NextEra Energy Inc | 100
Innovative Solar 10 | 60050_G_FLS1 | 60050 | G | FLS1 |  | Solar PV |  | S_VACA | North Carolina | 37 | Haywood | 87 | 37087 | 1.5 | 0 | 2015 | 9999 |  |  | N | Solar | [13 empty] | 0 | 0 | 0 | 0 | [11 empty] | Innovative Solar 10 LLC | 100 | Innovative Solar Systems LLC | 100
Innovative Solar 18, LLC | 60051_G_FLS1 | 60051 | G | FLS1 |  | Solar PV |  | S_VACA | North Carolina | 37 | Rutherford | 161 | 37161 | 1.9 | 0 | 2015 | 9999 |  |  | N | Solar | [13 empty] | 0 | 0 | 0 | 0 | [11 empty] | Innovative Solar 18 LLC | 100 | Innovative Solar Systems LLC | 100
Innovative Solar 26, LLC | 60052_G_FLS1 | 60052 | G | FLS1 |  | Solar PV |  | S_VACA | North Carolina | 37 | Burke | 23 | 37023 | 1.9 | 0 | 2015 | 9999 |  |  | N | Solar | [13 empty] | 0 | 0 | 0 | 0 | [11 empty] | Innovative Solar 26 LLC | 100 | Innovative Solar Systems LLC | 100
Innovative Solar 63, LLC | 60053_G_FLS1 | 60053 | G | FLS1 |  | Solar PV |  | S_VACA | North Carolina | 37 | Greene | 79 | 37079 | 4.9 | 0 | 2016 | 9999 |  |  | N | Solar | [13 empty] | 0 | 0 | 0 | 0 | [11 empty] | Innovative Solar 63 LLC | 100 | Innovative Solar Systems LLC | 100
UI RCP Bridgeport Seaside | 60054_G_BPFC | 60054 | G | BPFC |  | Fuel Cell |  | NENG_CT | Connecticut | 9 | Fairfield | 1 | 09001 | 2.5 | 12880 | 2015 | 9999 |  |  | N | Natural Gas | [13 empty] | 0 | 0 | 0 | 0 | [11 empty] | UIL Distributed Resources LLC | 100 | Iberdrola SA | 100
UI RCP Bridgeport Seaside | 60054_G_BPPV | 60054 | G | BPPV |  | Solar PV |  | NENG_CT | Connecticut | 9 | Fairfield | 1 | 09001 | 2.2 | 0 | 2016 | 9999 |  |  | N | Solar | [13 empty] | 0 | 0 | 0 | 0 | [11 empty] | UIL Distributed Resources LLC | 100 | Iberdrola SA | 100
Innovative Solar 16 | 60055_G_FLS1 | 60055 | G | FLS1 |  | Solar PV |  | S_VACA | North Carolina | 37 | Henderson | 89 | 37089 | 2 | 0 | 2015 | 9999 |  |  | N | Solar | [13 empty] | 0 | 0 | 0 | 0 | [11 empty] | Innovative Solar 16 LLC | 100 | Innovative Solar Systems LLC | 100
Syncarpha Palmer, LLC | 60056_G_SYNPA | 60056 | G | SYNPA |  | Solar PV |  | NENGREST | Massachusetts | 25 | Hampden | 13 | 25013 | 4.8 | 0 | 2015 | 9999 |  |  | N | Solar | [13 empty] | 0 | 0 | 0 | 0 | [11 empty] | Syncarpha Palmer LLC | 100 | Syncarpha Capital | 100
Steel Bridge Solar, LLC | 60057_G_STEEL | 60057 | G | STEEL |  | Solar PV |  | WECC_PNW | Oregon | 41 | Polk | 53 | 41053 | 2.3 | 0 | 2016 | 9999 |  |  | N | Solar | [13 empty] | 0 | 0 | 0 | 0 | [11 empty] | OneEnergy Oregon Solar LLC | 100 | OneEnergy Inc | 100
River Bend Solar, LLC | 60058_G_RVRBN | 60058 | G | RVRBN |  | Solar PV |  | S_C_TVA | Alabama | 1 | Lauderdale | 77 | 01077 | 75 | 0 | 2016 | 9999 |  |  | N | Solar | [13 empty] | 0 | 0 | 0 | 0 | [11 empty] | NextEra River Bend Solar LLC | 100 | NextEra Energy Inc | 100
Los Vientos V Wind Power | 60059_G_1 | 60059 | G | 1 |  | Onshore Wind |  | ERC_REST | Texas | 48 | Starr | 427 | 48427 | 110 | 0 | 2015 | 9999 |  |  | N | Wind | [13 empty] | 0 | 0 | 0 | 0 | [11 empty] | Los Vientos Windpower IV LLC | 100 | Duke Energy Corp | 100
Racine | 6006_G_1 | 6006 | G | 1 |  | Hydro |  | PJM_West | Ohio | 39 | Meigs | 105 | 39105 | 10 | 0 | 1983 | 9999 |  |  | N | Hydro | [13 empty] | 0 | 0 | 0 | 0 | [11 empty] | Eagle Creek Racine Hydro LLC | 100 | Ontario Power Generation Inc | 100
Racine | 6006_G_2 | 6006 | G | 2 |  | Hydro |  | PJM_West | Ohio | 39 | Meigs | 105 | 39105 | 10 | 0 | 1982 | 9999 |  |  | N | Hydro | [13 empty] | 0 | 0 | 0 | 0 | [11 empty] | Eagle Creek Racine Hydro LLC | 100 | Ontario Power Generation Inc | 100
Lindberg FIeld Solar | 60060_G_SDIA2 | 60060 | G | SDIA2 |  | Solar PV |  | WEC_SDGE | California | 6 | San Diego | 73 | 06073 | 1.7 | 0 | 2016 | 9999 |  |  | N | Solar | [13 empty] | 0 | 0 | 0 | 0 | [11 empty] | Lindberg Field Solar 1 LLC | 100 | NRG Energy Inc | 100
Lindberg FIeld Solar | 60060_G_SDIAA | 60060 | G | SDIAA |  | Solar PV |  | WEC_SDGE | California | 6 | San Diego | 73 | 06073 | 0.5 | 0 | 2015 | 9999 |  |  | N | Solar | [13 empty] | 0 | 0 | 0 | 0 | [11 empty] | Lindberg Field Solar 1 LLC | 100 | NRG Energy Inc | 100
Lindberg FIeld Solar | 60060_G_SDIAB | 60060 | G | SDIAB |  | Solar PV |  | WEC_SDGE | California | 6 | San Diego | 73 | 06073 | 0.5 | 0 | 2015 | 9999 |  |  | N | Solar | [13 empty] | 0 | 0 | 0 | 0 | [11 empty] | Lindberg Field Solar 1 LLC | 100 | NRG Energy Inc | 100
Citrus Solar Energy Center | 60061_G_1 | 60061 | G | 1 |  | Solar PV |  | FRCC | Florida | 12 | DeSoto | 27 | 12027 | 74.9 | 0 | 2016 | 9999 |  |  | N | Solar | [13 empty] | 0 | 0 | 0 | 0 | [11 empty] | Florida Power & Light Co | 100 | NextEra Energy Inc | 100
Citrus Solar Energy Center | 60061_G_BA | 60061 | G | BA |  | Energy Storage |  | FRCC | Florida | 12 | DeSoto | 27 | 12027 | 4 | 0 | 2018 | 9999 |  |  | N | Energy Storage | [13 empty] | 0 | 0 | 0 | 0 | [11 empty] | Florida Power & Light Co | 100 | NextEra Energy Inc | 100
Avalon Solar II | 60062_G_ASII | 60062 | G | ASII |  | Solar PV |  | WECC_AZ | Arizona | 4 | Pima | 19 | 04019 | 16 | 0 | 2016 | 9999 |  |  | N | Solar | [13 empty] | 0 | 0 | 0 | 0 | [11 empty] | Avalon Solar Partners II LLC | 100 | Centaurus Capital LP | 100
Live Oak Solar, LLC | 60063_G_LVEOK | 60063 | G | LVEOK |  | Solar PV |  | S_SOU | Georgia | 13 | Candler | 43 | 13043 | 51 | 0 | 2016 | 9999 |  |  | N | Solar | [13 empty] | 0 | 0 | 0 | 0 | [11 empty] | Live Oak Solar LLC | 100 | NextEra Energy Inc | 100
White Pine Solar, LLC | 60064_G_WHTPN | 60064 | G | WHTPN |  | Solar PV |  | S_SOU | Georgia | 13 | Taylor | 269 | 13269 | 101.2 | 0 | 2016 | 9999 |  |  | N | Solar | [13 empty] | 0 | 0 | 0 | 0 | [11 empty] | White Pine Solar LLC | 100 | NextEra Energy Inc | 100
Federal Road Solar 1, LLC CSG | 60065_G_FEDRD | 60065 | G | FEDRD |  | Solar PV |  | NENGREST | Massachusetts | 25 | Plymouth | 23 | 25023 | 4.4 | 0 | 2015 | 9999 |  |  | N | Solar | [13 empty] | 0 | 0 | 0 | 0 | [11 empty] | Federal Road Solar 1 LLC | 100 | NRG Energy Inc | 100
BWC Swan Pond River CSG | 60067_G_SPRMA | 60067 | G | SPRMA |  | Solar PV |  | NENGREST | Massachusetts | 25 | Bristol | 5 | 25005 | 1.6 | 0 | 2015 | 9999 |  |  | N | Solar | [13 empty] | 0 | 0 | 0 | 0 | [11 empty] | BWC Swan Pond River LLC | 100 | NRG Energy Inc | 100
Grand View Solar Two | 60068_G_GVS2 | 60068 | G | GVS2 |  | Solar PV |  | WECC_ID | Idaho | 16 | Elmore | 39 | 16039 | 60 | 0 | 2016 | 9999 |  |  | N | Solar | [13 empty] | 0 | 0 | 0 | 0 | [11 empty] | Grand View PV Solar Two LLC | 100 | Alternative Power Development Northwest LLC | 100
Grand View Solar Two | 60068_G_GVS5 | 60068 | G | GVS5 |  | Solar PV |  | WECC_ID | Idaho | 16 | Elmore | 39 | 16039 | 20 | 0 | 2016 | 9999 |  |  | N | Solar | [13 empty] | 0 | 0 | 0 | 0 | [11 empty] | Grand View PV Solar Two LLC | 100 | Alternative Power Development Northwest LLC | 100
Cedar Bluff Wind, LLC | 60069_G_CBLF1 | 60069 | G | CBLF1 |  | Onshore Wind |  | SPP_N | Kansas | 20 | Ness | 135 | 20135 | 198.6 | 0 | 2015 | 9999 |  |  | N | Wind | [13 empty] | 0 | 0 | 0 | 0 | [11 empty] | Cedar Bluff Wind LLC | 100 | NextEra Energy Inc | 100
Perry Solar Facility | 60071_G_XXXXX | 60071 | G | XXXXX |  | Solar PV |  | FRCC | Florida | 12 | Taylor | 123 | 12123 | 5.1 | 0 | 2016 | 9999 |  |  | N | Solar | [13 empty] | 0 | 0 | 0 | 0 | [11 empty] | Duke Energy Florida | 100 | Duke Energy Corp | 100
Neisler Street Solar | 60072_G_NSS1 | 60072 | G | NSS1 |  | Solar PV |  | S_VACA | North Carolina | 37 | Cleveland | 45 | 37045 | 2 | 0 | 2015 | 9999 |  |  | N | Solar | [13 empty] | 0 | 0 | 0 | 0 | [11 empty] | Neisler Street Solar I LLC | 100 | Brian Christopher Adams | 100
Leominster | 60073_G_SNLEO | 60073 | G | SNLEO |  | Solar PV |  | NENGREST | Massachusetts | 25 | Worcester | 27 | 25027 | 2 | 0 | 2015 | 9999 |  |  | N | Solar | [13 empty] | 0 | 0 | 0 | 0 | [11 empty] | Syncarpha Masschusetts LLC | 100 | Syncarpha Capital | 100
North Adams Landfill | 60074_G_SNNOA | 60074 | G | SNNOA |  | Solar PV |  | NENGREST | Massachusetts | 25 | Berkshire | 3 | 25003 | 2.2 | 0 | 2015 | 9999 |  |  | N | Solar | [13 empty] | 0 | 0 | 0 | 0 | [11 empty] | Syncarpha North Adams LLC | 100 | Syncarpha Capital | 100
Fisher Road Solar | 60075_G_SYFRS | 60075 | G | SYFRS |  | Solar PV |  | NENGREST | Massachusetts | 25 | Bristol | 5 | 25005 | 4.6 | 0 | 2015 | 9999 |  |  | N | Solar | [13 empty] | 0 | 0 | 0 | 0 | [11 empty] | Fisher Road Solar I LLC | 100 | US Bancorp | 100
Palmer Landfill | 60076_G_SYNPL | 60076 | G | SYNPL |  | Solar PV |  | NENGREST | Massachusetts | 25 | Hampden | 13 | 25013 | 4 | 0 | 2016 | 9999 |  |  | N | Solar | [13 empty] | 0 | 0 | 0 | 0 | [11 empty] | Syncarpha Bondsville LLC | 100 | Syncarpha Capital | 100
CED Avenal | 60077_G_AVCA | 60077 | G | AVCA |  | Solar PV |  | WEC_CALN | California | 6 | Kings | 31 | 06031 | 15.8 | 0 | 2017 | 9999 |  |  | N | Solar | [13 empty] | 0 | 0 | 0 | 0 | [11 empty] | Consolidated Edison Development Inc | 100 | Consolidated Edison Inc | 100
CED Ducor 1 | 60078_G_DU1CA | 60078 | G | DU1CA |  | Solar PV |  | WECC_SCE | California | 6 | Tulare | 107 | 06107 | 20 | 0 | 2016 | 9999 |  |  | N | Solar | [13 empty] | 0 | 0 | 0 | 0 | [11 empty] | CED Ducor Solar 1 LLC | 100 | Consolidated Edison Inc | 100
CED Ducor 2 | 60079_G_DU2CA | 60079 | G | DU2CA |  | Solar PV |  | WECC_SCE | California | 6 | Tulare | 107 | 06107 | 20 | 0 | 2016 | 9999 |  |  | N | Solar | [13 empty] | 0 | 0 | 0 | 0 | [11 empty] | CED Ducor Solar 2 LLC | 100 | Consolidated Edison Inc | 100
Palo Verde | 6008_G_1 | 6008 | G | 1 |  | Nuclear |  | WECC_AZ | Arizona | 4 | Maricopa | 13 | 04013 | 1311 | 10456 | 1986 | 9999 |  |  | N | Nuclear Fuel | [13 empty] | 0 | 0 | 0 | 0 | [11 empty] | Arizona Public Service Co | 29.1 | Pinnacle West Capital Corp | 29.1
Palo Verde | 6008_G_2 | 6008 | G | 2 |  | Nuclear |  | WECC_AZ | Arizona | 4 | Maricopa | 13 | 04013 | 1314 | 10456 | 1986 | 9999 |  |  | N | Nuclear Fuel | [13 empty] | 0 | 0 | 0 | 0 | [11 empty] | Arizona Public Service Co | 29.1 | Pinnacle West Capital Corp | 29.1
Palo Verde | 6008_G_3 | 6008 | G | 3 |  | Nuclear |  | WECC_AZ | Arizona | 4 | Maricopa | 13 | 04013 | 1312 | 10456 | 1988 | 9999 |  |  | N | Nuclear Fuel | [13 empty] | 0 | 0 | 0 | 0 | [11 empty] | Arizona Public Service Co | 29.1 | Pinnacle West Capital Corp | 29.1
CED Ducor 3 | 60080_G_DU3CA | 60080 | G | DU3CA |  | Solar PV |  | WECC_SCE | California | 6 | Tulare | 107 | 06107 | 15 | 0 | 2016 | 9999 |  |  | N | Solar | [13 empty] | 0 | 0 | 0 | 0 | [11 empty] | CED Ducor Solar 3 LLC | 100 | Consolidated Edison Inc | 100
CED Ducor 4 | 60081_G_DU4CA | 60081 | G | DU4CA |  | Solar PV |  | WECC_SCE | California | 6 | Tulare | 107 | 06107 | 20 | 0 | 2016 | 9999 |  |  | N | Solar | [13 empty] | 0 | 0 | 0 | 0 | [11 empty] | CED Ducor Solar 4 LLC | 100 | Consolidated Edison Inc | 100
White Oak Solar, LLC | 60082_G_WHTOK | 60082 | G | WHTOK |  | Solar PV |  | S_SOU | Georgia | 13 | Burke | 33 | 13033 | 76.5 | 0 | 2016 | 9999 |  |  | N | Solar | [13 empty] | 0 | 0 | 0 | 0 | [11 empty] | White Oak Solar LLC | 100 | NextEra Energy Inc | 100
Fresno Solar | 60083_G_PV-S | 60083 | G | PV-S |  | Solar PV |  | WEC_CALN | California | 6 | Fresno | 19 | 06019 | 1.5 | 0 | 2015 | 9999 |  |  | N | Solar | [13 empty] | 0 | 0 | 0 | 0 | [11 empty] | Wellhead Services Inc | 100 | Wellhead Services Inc | 100
Fresno Solar | 60083_G_PV-W | 60083 | G | PV-W |  | Solar PV |  | WEC_CALN | California | 6 | Fresno | 19 | 06019 | 1.5 | 0 | 2015 | 9999 |  |  | N | Solar | [13 empty] | 0 | 0 | 0 | 0 | [11 empty] | Wellhead Services Inc | 100 | Wellhead Services Inc | 100
AVS Lancaster 1 | 60085_G_PV1 | 60085 | G | PV1 |  | Solar PV |  | WEC_LADW | California | 6 | Los Angeles | 37 | 06037 | 3.7 | 0 | 2016 | 9999 |  |  | N | Solar | [13 empty] | 0 | 0 | 0 | 0 | [11 empty] | SolarCity Corp | 100 | Tesla Inc | 100
US-TOPCO (Soccer Center) | 60086_G_PV1 | 60086 | G | PV1 |  | Solar PV |  | WEC_LADW | California | 6 | Los Angeles | 37 | 06037 | 3 | 0 | 2016 | 9999 |  |  | N | Solar | [13 empty] | 0 | 0 | 0 | 0 | [11 empty] | SolarCity Corp | 100 | Tesla Inc | 100
South Plains II | 60087_G_SPII | 60087 | G | SPII |  | Onshore Wind |  | ERC_PHDL | Texas | 48 | Floyd | 153 | 48153 | 300 | 0 | 2016 | 9999 |  |  | N | Wind | [13 empty] | 0 | 0 | 0 | 0 | [11 empty] | South Plains Wind Energy II LLC | 100 | Tri Global Energy | 100
Sunflower Wind Project | 60088_G_SNFLR | 60088 | G | SNFLR |  | Onshore Wind |  | MIS_MAPP | North Dakota | 38 | Morton | 59 | 38059 | 104 | 0 | 2016 | 9999 |  |  | N | Wind | [13 empty] | 0 | 0 | 0 | 0 | [11 empty] | Sunflower Wind Project LLC | 100 | Infinity Renewables LLC | 100
Elkton Solar | 60089_G_ELKTN | 60089 | G | ELKTN |  | Solar PV |  | PJM_EMAC | Maryland | 24 | Cecil | 15 | 24015 | 1.6 | 0 | 2015 | 9999 |  |  | N | Solar | [13 empty] | 0 | 0 | 0 | 0 | [11 empty] | SunE DB27 LLC | 100 | SunEdison | 100
Kingbird B Solar, LLC | 60091_G_GEN01 | 60091 | G | GEN01 |  | Solar PV |  | WECC_SCE | California | 6 | Kern | 29 | 06029 | 20 | 0 | 2016 | 9999 |  |  | N | Solar | [13 empty] | 0 | 0 | 0 | 0 | [11 empty] | Kingbird Solar B LLC | 100 | APG Asset Management US Inc | 100
Blythe Solar II, LLC | 60092_G_BLCK4 | 60092 | G | BLCK4 |  | Solar PV |  | WECC_SCE | California | 6 | Riverside | 65 | 06065 | 33.2 | 0 | 2016 | 9999 |  |  | N | Solar | [13 empty] | 0 | 0 | 0 | 0 | [11 empty] | Blythe Solar II LLC | 100 | NextEra Energy Inc | 100
Blythe Solar II, LLC | 60092_G_BLCK5 | 60092 | G | BLCK5 |  | Solar PV |  | WECC_SCE | California | 6 | Riverside | 65 | 06065 | 33.9 | 0 | 2016 | 9999 |  |  | N | Solar | [13 empty] | 0 | 0 | 0 | 0 | [11 empty] | Blythe Solar II LLC | 100 | NextEra Energy Inc | 100
Blythe Solar II, LLC | 60092_G_BLCK6 | 60092 | G | BLCK6 |  | Solar PV |  | WECC_SCE | California | 6 | Riverside | 65 | 06065 | 32 | 0 | 2016 | 9999 |  |  | N | Solar | [13 empty] | 0 | 0 | 0 | 0 | [11 empty] | Blythe Solar II LLC | 100 | NextEra Energy Inc | 100
Blythe Solar II, LLC | 60092_G_BLCK7 | 60092 | G | BLCK7 |  | Solar PV |  | WECC_SCE | California | 6 | Riverside | 65 | 06065 | 32.1 | 0 | 2016 | 9999 |  |  | N | Solar | [13 empty] | 0 | 0 | 0 | 0 | [11 empty] | Blythe Solar II LLC | 100 | NextEra Energy Inc | 100
Blythe Solar 110, LLC | 60093_G_BLCK1 | 60093 | G | BLCK1 |  | Solar PV |  | WECC_SCE | California | 6 | Riverside | 65 | 06065 | 38.7 | 0 | 2016 | 9999 |  |  | N | Solar | [13 empty] | 0 | 0 | 0 | 0 | [11 empty] | Blythe Solar 110 LLC | 100 | NextEra Energy Inc | 100
Blythe Solar 110, LLC | 60093_G_BLCK2 | 60093 | G | BLCK2 |  | Solar PV |  | WECC_SCE | California | 6 | Riverside | 65 | 06065 | 36.3 | 0 | 2016 | 9999 |  |  | N | Solar | [13 empty] | 0 | 0 | 0 | 0 | [11 empty] | Blythe Solar 110 LLC | 100 | NextEra Energy Inc | 100
Blythe Solar 110, LLC | 60093_G_BLCK3 | 60093 | G | BLCK3 |  | Solar PV |  | WECC_SCE | California | 6 | Riverside | 65 | 06065 | 34.8 | 0 | 2016 | 9999 |  |  | N | Solar | [13 empty] | 0 | 0 | 0 | 0 | [11 empty] | Blythe Solar 110 LLC | 100 | NextEra Energy Inc | 100
Blythe Solar III, LLC | 60094_G_BLCK1 | 60094 | G | BLCK1 |  | Solar PV |  | WECC_SCE | California | 6 | Riverside | 65 | 06065 | 31.2 | 0 | 2020 | 9999 |  |  | N | Solar | [13 empty] | 0 | 0 | 0 | 0 | [11 empty] | Blythe Solar III LLC | 100 | NextEra Energy Inc | 100
Town of Chestertown- Chestertown WWTP | 60096_G_PV1 | 60096 | G | PV1 |  | Solar PV |  | PJM_EMAC | Maryland | 24 | Kent | 29 | 24029 | 1 | 0 | 2015 | 9999 |  |  | N | Solar | [13 empty] | 0 | 0 | 0 | 0 | [11 empty] | SolarCity Corp | 100 | Tesla Inc | 100
Onondaga County - Metro Water Board | 60097_G_PV1 | 60097 | G | PV1 |  | Solar PV |  | NY_Z_C&E | New York | 36 | Onondaga | 67 | 36067 | 1 | 0 | 2016 | 9999 |  |  | N | Solar | [13 empty] | 0 | 0 | 0 | 0 | [11 empty] | SolarCity Corp | 100 | Tesla Inc | 100
Onondaga County - Oak Orchard WWTP | 60098_G_PV1 | 60098 | G | PV1 |  | Solar PV |  | NY_Z_C&E | New York | 36 | Onondaga | 67 | 36067 | 2 | 0 | 2017 | 9999 |  |  | N | Solar | [13 empty] | 0 | 0 | 0 | 0 | [11 empty] | SolarCity Corp | 100 | Tesla Inc | 100
Hewlett-Packard (HP) - Andover, MA | 60099_G_PV1 | 60099 | G | PV1 |  | Solar PV |  | NENGREST | Massachusetts | 25 | Essex | 9 | 25009 | 1.7 | 0 | 2017 | 9999 |  |  | N | Solar | [13 empty] | 0 | 0 | 0 | 0 | [11 empty] | SolarCity Corp | 100 | Tesla Inc | 100
Shelby Randolph Road Solar 1, LLC | 60101_G_SRR | 60101 | G | SRR |  | Solar PV |  | S_VACA | North Carolina | 37 | Cleveland | 45 | 37045 | 1.9 | 0 | 2015 | 9999 |  |  | N | Solar | [13 empty] | 0 | 0 | 0 | 0 | [11 empty] | Shelby Randolph Road Solar I LLC | 100 | Brian Adams | 100
Lorin Industries | 60102_G_1 | 60102 | G | 1 |  | Combustion Turbine | IC Engine | MIS_LMI | Michigan | 26 | Muskegon | 121 | 26121 | 0.8 | 8700 | 1990 | 9999 |  |  | Y | Natural Gas | [13 empty] | 0.67219 | 0.67219 | 0.67219 | 0.67219 | [11 empty] | Lorin Industries | 100 | Lorin Industries | 100
Lorin Industries | 60102_G_2 | 60102 | G | 2 |  | Combustion Turbine | IC Engine | MIS_LMI | Michigan | 26 | Muskegon | 121 | 26121 | 0.8 | 8700 | 1990 | 9999 |  |  | Y | Natural Gas | [13 empty] | 0.67219 | 0.67219 | 0.67219 | 0.67219 | [11 empty] | Lorin Industries | 100 | Lorin Industries | 100
Lorin Industries | 60102_G_3 | 60102 | G | 3 |  | Combustion Turbine | IC Engine | MIS_LMI | Michigan | 26 | Muskegon | 121 | 26121 | 0.8 | 8700 | 1990 | 9999 |  |  | Y | Natural Gas | [13 empty] | 0.67219 | 0.67219 | 0.67219 | 0.67219 | [11 empty] | Lorin Industries | 100 | Lorin Industries | 100
Lorin Industries | 60102_G_4 | 60102 | G | 4 |  | Combustion Turbine | IC Engine | MIS_LMI | Michigan | 26 | Muskegon | 121 | 26121 | 0.8 | 8700 | 1990 | 9999 |  |  | Y | Natural Gas | [13 empty] | 0.67219 | 0.67219 | 0.67219 | 0.67219 | [11 empty] | Lorin Industries | 100 | Lorin Industries | 100
Javelina Wind Energy, LLC | 60104_G_GEWTG | 60104 | G | GEWTG |  | Onshore Wind |  | ERC_REST | Texas | 48 | Webb | 479 | 48479 | 249.7 | 0 | 2015 | 9999 |  |  | N | Wind | [13 empty] | 0 | 0 | 0 | 0 | [11 empty] | Javelina Wind Energy LLC | 100 | NextEra Energy Inc | 100
Lafayette Solar I, LLC | 60105_G_LAF | 60105 | G | LAF |  | Solar PV |  | S_VACA | North Carolina | 37 | Cleveland | 45 | 37045 | 1.9 | 0 | 2015 | 9999 |  |  | N | Solar | [13 empty] | 0 | 0 | 0 | 0 | [11 empty] | Lafayette Solar I LLC | 100 | Brian Christopher Adams | 100
Rockingham Solar, LLC | 60106_G_ROCK | 60106 | G | ROCK |  | Solar PV |  | S_VACA | North Carolina | 37 | Richmond | 153 | 37153 | 4.9 | 0 | 2015 | 9999 |  |  | N | Solar | [13 empty] | 0 | 0 | 0 | 0 | [11 empty] | North Star Development Services LLC | 100 | North Star Development Services LLC | 100
York Road Solar I, LLC | 60107_G_YORK | 60107 | G | YORK |  | Solar PV |  | S_VACA | North Carolina | 37 | Cleveland | 45 | 37045 | 1.9 | 0 | 2015 | 9999 |  |  | N | Solar | [13 empty] | 0 | 0 | 0 | 0 | [11 empty] | York Road Solar I LLC | 100 | William Graham Adams Jr | 100
SID Solar I, LLC | 60108_G_SID | 60108 | G | SID |  | Solar PV |  | S_VACA | North Carolina | 37 | Cleveland | 45 | 37045 | 4.9 | 0 | 2015 | 9999 |  |  | N | Solar | [13 empty] | 0 | 0 | 0 | 0 | [11 empty] | Sid Solar I LLC | 100 | Brian Christopher Adams | 100
UDR Glastonbury Fuel Cell | 60109_G_UDRFC | 60109 | G | UDRFC |  | Fuel Cell |  | NENG_CT | Connecticut | 9 | Hartford | 3 | 09003 | 2.5 | 8060 | 2016 | 9999 |  |  | N | Natural Gas | [13 empty] | 0 | 0 | 0 | 0 | [11 empty] | UIL Distributed Resources LLC | 100 | Iberdrola SA | 100
Calvert Cliffs Nuclear Power Plant | 6011_G_1 | 6011 | G | 1 |  | Nuclear |  | PJM_SMAC | Maryland | 24 | Calvert | 9 | 24009 | 872 | 10456 | 1975 | 9999 |  |  | N | Nuclear Fuel | [13 empty] | 0 | 0 | 0 | 0 | [11 empty] | Calvert Cliffs Nuclear Power Plant Inc | 100 | Exelon Corp | 100
Calvert Cliffs Nuclear Power Plant | 6011_G_2 | 6011 | G | 2 |  | Nuclear |  | PJM_SMAC | Maryland | 24 | Calvert | 9 | 24009 | 853.8 | 10456 | 1977 | 9999 |  |  | N | Nuclear Fuel | [13 empty] | 0 | 0 | 0 | 0 | [11 empty] | Calvert Cliffs Nuclear Power Plant Inc | 100 | Exelon Corp | 100
Town of Needham VNEM CSG | 60110_G_PV1 | 60110 | G | PV1 |  | Solar PV |  | NENGREST | Massachusetts | 25 | Norfolk | 21 | 25021 | 3 | 0 | 2016 | 9999 |  |  | N | Solar | [13 empty] | 0 | 0 | 0 | 0 | [11 empty] | SolarCity Corp | 100 | Tesla Inc | 100
Williamsburg Solar LLC VNEM CSG | 60111_G_PV1 | 60111 | G | PV1 |  | Solar PV |  | NENGREST | Massachusetts | 25 | Hampshire | 15 | 25015 | 2.2 | 0 | 2016 | 9999 |  |  | N | Solar | [13 empty] | 0 | 0 | 0 | 0 | [11 empty] | SolarCity Corp | 100 | Tesla Inc | 100
Oregon Convention Center | 60112_G_PV1 | 60112 | G | PV1 |  | Solar PV |  | WECC_PNW | Oregon | 41 | Multnomah | 51 | 41051 | 1.4 | 0 | 2016 | 9999 |  |  | N | Solar | [13 empty] | 0 | 0 | 0 | 0 | [11 empty] | SolarCity Corp | 100 | Tesla Inc | 100
Jackson Board of Education-Liberty HS | 60113_G_PV1 | 60113 | G | PV1 |  | Solar PV |  | PJM_EMAC | New Jersey | 34 | Ocean | 29 | 34029 | 1.2 | 0 | 2016 | 9999 |  |  | N | Solar | [13 empty] | 0 | 0 | 0 | 0 | [11 empty] | SolarCity Corp | 100 | Tesla Inc | 100
Oneida County- DPW | 60114_G_PV1 | 60114 | G | PV1 |  | Solar PV |  | NY_Z_C&E | New York | 36 | Oneida | 65 | 36065 | 1.5 | 0 | 2017 | 9999 |  |  | N | Solar | [13 empty] | 0 | 0 | 0 | 0 | [11 empty] | SolarCity Corp | 100 | Tesla Inc | 100
Town of Halfmoon | 60115_G_PV1 | 60115 | G | PV1 |  | Solar PV |  | NY_Z_F | New York | 36 | Saratoga | 91 | 36091 | 1 | 0 | 2017 | 9999 |  |  | N | Solar | [13 empty] | 0 | 0 | 0 | 0 | [11 empty] | SolarCity Corp | 100 | Tesla Inc | 100
BJ's Wholesale Club, Inc- Uxbridge | 60116_G_PV1 | 60116 | G | PV1 |  | Solar PV |  | NENGREST | Massachusetts | 25 | Worcester | 27 | 25027 | 1 | 0 | 2017 | 9999 |  |  | N | Solar | [13 empty] | 0 | 0 | 0 | 0 | [11 empty] | SolarCity Corp | 100 | Tesla Inc | 100
Western Michigan Solar Gardens | 60117_G_1 | 60117 | G | 1 |  | Solar PV |  | MIS_LMI | Michigan | 26 | Kalamazoo | 77 | 26077 | 1 | 0 | 2016 | 9999 |  |  | N | Solar | [13 empty] | 0 | 0 | 0 | 0 | [11 empty] | Consumers Energy Co | 100 | CMS Energy Corp | 100
Grand Valley Solar Gardens | 60118_G_1 | 60118 | G | 1 |  | Solar PV |  | MIS_LMI | Michigan | 26 | Ottawa | 139 | 26139 | 3 | 0 | 2016 | 9999 |  |  | N | Solar | [13 empty] | 0 | 0 | 0 | 0 | [11 empty] | Consumers Energy Co | 100 | CMS Energy Corp | 100
Granby Hydro | 60119_G_GEN1 | 60119 | G | GEN1 |  | Hydro |  | WECC_CO | Colorado | 8 | Grand | 49 | 08049 | 1.2 | 0 | 2016 | 9999 |  |  | N | Hydro | [13 empty] | 0 | 0 | 0 | 0 | [11 empty] | Northern Water | 100 | Northern Water | 100
Sherman | 6012_G_GEN1 | 6012 | G | GEN1 |  | Hydro |  | NENGREST | Massachusetts | 25 | Franklin | 11 | 25011 | 6.1 | 0 | 1926 | 9999 |  |  | N | Hydro | [13 empty] | 0 | 0 | 0 | 0 | [11 empty] | Great River Hydro LLC | 100 | ArcLight Capital Partners LLC | 100
UCI Fuel Cell | 60120_G_MB-16 | 60120 | G | MB-16 |  | Fuel Cell |  | WECC_SCE | California | 6 | Orange | 59 | 06059 | 1.4 | 6805 | 2015 | 9999 |  |  | Y | Natural Gas | [13 empty] | 0 | 0 | 0 | 0 | [11 empty] | UCI Fuel Cell LLC | 100 | FuelCell Energy Inc | 100
HCE Johnston I, LLC | 60121_G_HCEJI | 60121 | G | HCEJI |  | Solar PV |  | S_VACA | North Carolina | 37 | Johnston | 101 | 37101 | 2.6 | 0 | 2015 | 9999 |  |  | N | Solar | [13 empty] | 0 | 0 | 0 | 0 | [11 empty] | HCE Johnston Solar I LLC | 100 | Holocene Clean Energy Inc | 100
Colorado Bend II | 60122_G_CT7 | 60122 | G | CT7 | 91195 | Combined Cycle |  | ERC_REST | Texas | 48 | Wharton | 481 | 48481 | 313.2 | 7050 | 2017 | 9999 |  |  | N | Natural Gas |  |  |  | NH3 | SCR | [8 empty] | 0.0046591 | 0.0046591 | 0.0046591 | 0.0046591 | [11 empty] | Colorado Bend II Power LLC | 100 | Exelon Corp | 100
Colorado Bend II | 60122_G_CT8 | 60122 | G | CT8 | 91196 | Combined Cycle |  | ERC_REST | Texas | 48 | Wharton | 481 | 48481 | 313.2 | 7050 | 2017 | 9999 |  |  | N | Natural Gas |  |  |  | NH3 | SCR | [8 empty] | 0.0046591 | 0.0046591 | 0.0046591 | 0.0046591 | [11 empty] | Colorado Bend II Power LLC | 100 | Exelon Corp | 100
Colorado Bend II | 60122_G_STG9 | 60122 | G | STG9 | 91195 | Combined Cycle |  | ERC_REST | Texas | 48 | Wharton | 481 | 48481 | 461.4 | 7050 | 2017 | 9999 |  |  | N | Natural Gas |  |  |  | LNB | SCR | [8 empty] | 0.0046591 | 0.0046591 | 0.0046591 | 0.0046591 | [11 empty] | Colorado Bend II Power LLC | 100 | Exelon Corp | 100
Castle Gap Solar Hybrid | 60123_G_BAT1 | 60123 | G | BAT1 |  | Energy Storage |  | ERC_WEST | Texas | 48 | Upton | 461 | 48461 | 9.9 | 0 | 2019 | 9999 |  |  | N | Energy Storage | [13 empty] | 0 | 0 | 0 | 0 | [11 empty] | Upco Power I LLC | 100 | SunEdison | 100
Castle Gap Solar Hybrid | 60123_G_CGAP | 60123 | G | CGAP |  | Solar PV |  | ERC_WEST | Texas | 48 | Upton | 461 | 48461 | 180 | 0 | 2018 | 9999 |  |  | N | Solar | [13 empty] | 0 | 0 | 0 | 0 | [11 empty] | Upton County Solar 2 LLC | 100 | Vistra Energy | 100
Goldfinch | 60124_G_GFNCH | 60124 | G | GFNCH |  | Solar PV |  | FRCC | Florida | 12 | Polk | 105 | 12105 | 3 | 0 | 2016 | 9999 |  |  | N | Solar | [13 empty] | 0 | 0 | 0 | 0 | [11 empty] | LKL Goldfinch LLC | 100 | SunEdison | 100
Harpster Wind | 60126_G_H1 | 60126 | G | H1 |  | Onshore Wind |  | PJM_West | Ohio | 39 | Wyandot | 175 | 39175 | 1.5 | 0 | 2016 | 9999 |  |  | N | Wind | [13 empty] | 0 | 0 | 0 | 0 | [11 empty] | OEE XVII LLC | 100 | One Energy LLC | 100
Eastern Shore Solar, LLC | 60127_G_PV1 | 60127 | G | PV1 |  | Solar PV |  | PJM_EMAC | Virginia | 51 | Accomack | 1 | 51001 | 80 | 0 | 2016 | 9999 |  |  | N | Solar | [13 empty] | 0 | 0 | 0 | 0 | [11 empty] | Eastern Shore Solar LLC | 100 | Dominion Energy Inc | 100
Zephyr Wind | 60128_G_Z1 | 60128 | G | Z1 |  | Onshore Wind |  | PJM_West | Ohio | 39 | Hancock | 63 | 39063 | 1.5 | 0 | 2015 | 9999 |  |  | N | Wind | [13 empty] | 0 | 0 | 0 | 0 | [11 empty] | One Energy LLC | 100 | One Energy LLC | 100
Zephyr Wind | 60128_G_Z2 | 60128 | G | Z2 |  | Onshore Wind |  | PJM_West | Ohio | 39 | Hancock | 63 | 39063 | 1.5 | 0 | 2015 | 9999 |  |  | N | Wind | [13 empty] | 0 | 0 | 0 | 0 | [11 empty] | One Energy LLC | 100 | One Energy LLC | 100
Zephyr Wind | 60128_G_Z3 | 60128 | G | Z3 |  | Onshore Wind |  | PJM_West | Ohio | 39 | Hancock | 63 | 39063 | 1.5 | 0 | 2015 | 9999 |  |  | N | Wind | [13 empty] | 0 | 0 | 0 | 0 | [11 empty] | One Energy LLC | 100 | One Energy LLC | 100
Red Toad 1425 A Powatan Road, LLC | 60129_G_POW | 60129 | G | POW |  | Solar PV |  | S_VACA | North Carolina | 37 | Johnston | 101 | 37101 | 1.9 | 0 | 2015 | 9999 |  |  | N | Solar | [13 empty] | 0 | 0 | 0 | 0 | [11 empty] | Red Toad 1425 A Powatan Road LLC | 100 | Red Toad 1425 A Powatan Road LLC | 100
Olive | 6013_G_O1 | 6013 | G | O1 | 2677 | O/G Steam |  | WEC_LADW | California | 6 | Los Angeles | 37 | 06037 | 44 | 14500 | 1959 | 9999 | wall | dry | N | Natural Gas |  |  |  | NH3 | SCR | [8 empty] | 0.13345 | 0.02669 | 0.13345 | 0.02669 | [11 empty] | Burbank Water & Power | 100 | Burbank Water & Power | 100
Olive | 6013_G_O2 | 6013 | G | O2 | 2678 | O/G Steam |  | WEC_LADW | California | 6 | Los Angeles | 37 | 06037 | 55 | 13587 | 1964 | 9999 | wall | dry | N | Natural Gas |  |  |  | NH3 | SCR | [8 empty] | 0.00212 | 0.00212 | 0.00212 | 0.00212 | [11 empty] | Burbank Water & Power | 100 | Burbank Water & Power | 100
Big Sand Draw Plant | 60130_G_1 | 60130 | G | 1 |  | Combustion Turbine | IC Engine | WECC_WY | Wyoming | 56 | Fremont | 13 | 56013 | 1.4 | 11686 | 2015 | 9999 |  |  | N | Natural Gas | [13 empty] | 1.061 | 1.061 | 1.061 | 1.061 | [11 empty] | Devon Energy Production Co LP | 100 | Devon Energy Corp | 100
Big Sand Draw Plant | 60130_G_2 | 60130 | G | 2 |  | Combustion Turbine | IC Engine | WECC_WY | Wyoming | 56 | Fremont | 13 | 56013 | 1.4 | 11686 | 2015 | 9999 |  |  | N | Natural Gas | [13 empty] | 1.061 | 1.061 | 1.061 | 1.061 | [11 empty] | Devon Energy Production Co LP | 100 | Devon Energy Corp | 100
Big Sand Draw Plant | 60130_G_4 | 60130 | G | 4 |  | Combustion Turbine | IC Engine | WECC_WY | Wyoming | 56 | Fremont | 13 | 56013 | 1.4 | 11686 | 2015 | 9999 |  |  | N | Natural Gas | [13 empty] | 1.061 | 1.061 | 1.061 | 1.061 | [11 empty] | Devon Energy Production Co LP | 100 | Devon Energy Corp | 100
Big Sand Draw Plant | 60130_G_5 | 60130 | G | 5 |  | Combustion Turbine | IC Engine | WECC_WY | Wyoming | 56 | Fremont | 13 | 56013 | 1.4 | 11686 | 2015 | 9999 |  |  | N | Natural Gas | [13 empty] | 1.061 | 1.061 | 1.061 | 1.061 | [11 empty] | Devon Energy Production Co LP | 100 | Devon Energy Corp | 100
Big Sand Draw Plant | 60130_G_6 | 60130 | G | 6 |  | Combustion Turbine | IC Engine | WECC_WY | Wyoming | 56 | Fremont | 13 | 56013 | 1.4 | 11686 | 2015 | 9999 |  |  | N | Natural Gas | [13 empty] | 1.061 | 1.061 | 1.061 | 1.061 | [11 empty] | Devon Energy Production Co LP | 100 | Devon Energy Corp | 100
Durham Solar | 60131_G_DURM | 60131 | G | DURM |  | Solar PV |  | S_VACA | North Carolina | 37 | Durham | 63 | 37063 | 3.4 | 0 | 2015 | 9999 |  |  | N | Solar | [13 empty] | 0 | 0 | 0 | 0 | [11 empty] | Durham Solar LLC | 100 | Cypress Creek Holdings LLC | 100
New Creek Wind | 60132_G_NCG01 | 60132 | G | NCG01 |  | Onshore Wind |  | PJM_AP | West Virginia | 54 | Grant | 23 | 54023 | 103 | 0 | 2016 | 9999 |  |  | N | Wind | [13 empty] | 0 | 0 | 0 | 0 | [11 empty] | New Creek Wind LLC | 100 | Enbridge Energy Partners LP | 100
Morgan Farm, LLC | 60133_G_MOR | 60133 | G | MOR |  | Solar PV |  | S_VACA | North Carolina | 37 | Franklin | 69 | 37069 | 4.9 | 0 | 2015 | 9999 |  |  | N | Solar | [13 empty] | 0 | 0 | 0 | 0 | [11 empty] | Morgan Farm LLC | 100 | Enlight Solar LLC | 100
Nashville Farms, LLC | 60134_G_NASH | 60134 | G | NASH |  | Solar PV |  | S_VACA | North Carolina | 37 | Nash | 127 | 37127 | 1.9 | 0 | 2015 | 9999 |  |  | N | Solar | [13 empty] | 0 | 0 | 0 | 0 | [11 empty] | Nashville Farms LLC | 100 | Sunrise Energy Ventures LLC | 100
Cedar Solar, LLC | 60135_G_CED | 60135 | G | CED |  | Solar PV |  | S_VACA | North Carolina | 37 | Duplin | 61 | 37061 | 4.9 | 0 | 2015 | 9999 |  |  | N | Solar | [13 empty] | 0 | 0 | 0 | 0 | [11 empty] | Cedar Solar LLC | 100 | NARENCO | 100
Elm Solar, LLC | 60136_G_ELM | 60136 | G | ELM |  | Solar PV |  | S_VACA | North Carolina | 37 | Lee | 105 | 37105 | 4.9 | 0 | 2015 | 9999 |  |  | N | Solar | [13 empty] | 0 | 0 | 0 | 0 | [11 empty] | Elm Solar LLC | 100 | NARENCO | 100
Glasgow LFGTE | 60137_G_1 | 60137 | G | 1 |  | Landfill Gas |  | PJM_West | Kentucky | 21 | Barren | 9 | 21009 | 1 | 13500 | 2015 | 9999 |  |  | N | Landfill Gas | [13 empty] | 0.22117 | 0.22117 | 0.22117 | 0.22117 | [11 empty] | East Kentucky Power Coop | 100 | East Kentucky Power Coop | 100
Brunswick Nuclear | 6014_G_1 | 6014 | G | 1 |  | Nuclear |  | S_VACA | North Carolina | 37 | Brunswick | 19 | 37019 | 938 | 10456 | 1977 | 9999 |  |  | N | Nuclear Fuel | [13 empty] | 0 | 0 | 0 | 0 | [11 empty] | Duke Energy Progress | 100 | Duke Energy Corp | 100
Brunswick Nuclear | 6014_G_2 | 6014 | G | 2 |  | Nuclear |  | S_VACA | North Carolina | 37 | Brunswick | 19 | 37019 | 932 | 10456 | 1975 | 9999 |  |  | N | Nuclear Fuel | [13 empty] | 0 | 0 | 0 | 0 | [11 empty] | Duke Energy Progress | 100 | Duke Energy Corp | 100
Lemoore 1 | 60142_G_LEPV1 | 60142 | G | LEPV1 |  | Solar PV |  | WEC_CALN | California | 6 | Kings | 31 | 06031 | 1.5 | 0 | 2016 | 9999 |  |  | N | Solar | [13 empty] | 0 | 0 | 0 | 0 | [11 empty] | Immodo Energy Services Corp | 100 | Immodo Group | 100
Peak View Wind Farm | 60143_G_WTG | 60143 | G | WTG |  | Onshore Wind |  | WECC_CO | Colorado | 8 | Huerfano | 55 | 08055 | 60.8 | 0 | 2016 | 9999 |  |  | N | Wind | [13 empty] | 0 | 0 | 0 | 0 | [11 empty] | Peak View Wind Energy LLC | 100 | Invenergy LLC | 100
Baltimore Church Solar, LLC | 60144_G_FLS1 | 60144 | G | FLS1 |  | Solar PV |  | S_VACA | North Carolina | 37 | Robeson | 155 | 37155 | 5.4 | 0 | 2017 | 9999 |  |  | N | Solar | [13 empty] | 0 | 0 | 0 | 0 | [11 empty] | Baltimore Church Solar LLC | 100 | FLS Energy Inc | 100
Broadview Energy JN, LLC | 60145_G_1 | 60145 | G | 1 |  | Onshore Wind |  | WECC_NM | New Mexico | 35 | Curry | 9 | 35009 | 181.7 | 0 | 2017 | 9999 |  |  | N | Wind | [13 empty] | 0 | 0 | 0 | 0 | [11 empty] | Broadview Energy JN LLC | 100 | Canada Pension Plan Investment Board | 100
Cohen Farm Solar, LLC | 60146_G_FLS1 | 60146 | G | FLS1 |  | Solar PV |  | S_VACA | North Carolina | 37 | Lee | 105 | 37105 | 6.5 | 0 | 2016 | 9999 |  |  | N | Solar | [13 empty] | 0 | 0 | 0 | 0 | [11 empty] | Cohen Farm Solar LLC | 100 | Cypress Creek Holdings LLC | 100
Floyd Solar, LLC | 60147_G_FLS1 | 60147 | G | FLS1 |  | Solar PV |  | S_VACA | North Carolina | 37 | Robeson | 155 | 37155 | 6.5 | 0 | 2016 | 9999 |  |  | N | Solar | [13 empty] | 0 | 0 | 0 | 0 | [11 empty] | Floyd Road Solar Farm LLC | 100 | Floyd Road Solar Farm LLC | 100
Innovative Solar 43, LLC | 60149_G_FLS1 | 60149 | G | FLS1 |  | Solar PV |  | S_VACA | North Carolina | 37 | Bladen | 17 | 37017 | 50.8 | 0 | 2016 | 9999 |  |  | N | Solar | [13 empty] | 0 | 0 | 0 | 0 | [11 empty] | Innovative Solar 43 LLC | 100 | Innovative Solar Systems LLC | 100
Harris | 6015_G_1 | 6015 | G | 1 |  | Nuclear |  | S_VACA | North Carolina | 37 | Wake | 183 | 37183 | 968 | 10456 | 1987 | 9999 |  |  | N | Nuclear Fuel | [13 empty] | 0 | 0 | 0 | 0 | [11 empty] | Duke Energy Progress | 100 | Duke Energy Corp | 100
Cornell Geneva Solar Farm | 60150_G_ARGOS | 60150 | G | ARGOS |  | Solar PV |  | NY_Z_C&E | New York | 36 | Ontario | 69 | 36069 | 2 | 0 | 2015 | 9999 |  |  | N | Solar | [13 empty] | 0 | 0 | 0 | 0 | [11 empty] | Argos Solar LLC | 100 | Argos Solar LLC | 100
Building F | 60151_G_BLDGF | 60151 | G | BLDGF |  | Solar PV |  | WEC_LADW | California | 6 | Los Angeles | 37 | 06037 | 1.3 | 0 | 2016 | 9999 |  |  | N | Solar | [13 empty] | 0 | 0 | 0 | 0 | [11 empty] | Golden Springs Building F LLC | 100 | Golden Springs Development Co LLC | 100
Broadview Energy KW, LLC | 60152_G_1 | 60152 | G | 1 |  | Onshore Wind |  | WECC_NM | New Mexico | 35 | Curry | 9 | 35009 | 142.6 | 0 | 2017 | 9999 |  |  | N | Wind | [13 empty] | 0 | 0 | 0 | 0 | [11 empty] | Broadview Energy KW LLC | 100 | Canada Pension Plan Investment Board | 100
Building G | 60153_G_BLDGG | 60153 | G | BLDGG |  | Solar PV |  | WEC_LADW | California | 6 | Los Angeles | 37 | 06037 | 1.2 | 0 | 2016 | 9999 |  |  | N | Solar | [13 empty] | 0 | 0 | 0 | 0 | [11 empty] | Golden Springs Development Co LLC | 100 | Golden Springs Development Co LLC | 100
Buidling L | 60154_G_BLDG1 | 60154 | G | BLDG1 |  | Solar PV |  | WEC_LADW | California | 6 | Los Angeles | 37 | 06037 | 1 | 0 | 2016 | 9999 |  |  | N | Solar | [13 empty] | 0 | 0 | 0 | 0 | [11 empty] | Golden Springs Development Co LLC | 100 | Golden Springs Development Co LLC | 100
Shelter Solar | 60156_G_PV1 | 60156 | G | PV1 |  | Solar PV |  | S_VACA | North Carolina | 37 | Hoke | 93 | 37093 | 5 | 0 | 2018 | 9999 |  |  | N | Solar | [13 empty] | 0 | 0 | 0 | 0 | [11 empty] | Shelter Solar LLC | 100 | Cate Street Capital Inc | 100
Heedeh Solar | 60157_G_PV1 | 60157 | G | PV1 |  | Solar PV |  | S_VACA | North Carolina | 37 | Columbus | 47 | 37047 | 4.5 | 0 | 2018 | 9999 |  |  | N | Solar | [13 empty] | 0 | 0 | 0 | 0 | [11 empty] | Heedeh Solar LLC | 100 | Cate Street Capital Inc | 100
Daystar Solar | 60179_G_PV1 | 60179 | G | PV1 |  | Solar PV |  | S_VACA | North Carolina | 37 | Jones | 103 | 37103 | 5 | 0 | 2017 | 9999 |  |  | N | Solar | [13 empty] | 0 | 0 | 0 | 0 | [11 empty] | Daystar Solar LLC | 100 | Cate Street Capital Inc | 100
Kathleen Solar | 60180_G_PV1 | 60180 | G | PV1 |  | Solar PV |  | S_VACA | North Carolina | 37 | Wake | 183 | 37183 | 5 | 0 | 2018 | 9999 |  |  | N | Solar | [13 empty] | 0 | 0 | 0 | 0 | [11 empty] | Kathleen Solar LLC | 100 | Cate Street Capital Inc | 100
Grove Solar | 60181_G_PV1 | 60181 | G | PV1 |  | Solar PV |  | S_VACA | North Carolina | 37 | Craven | 49 | 37049 | 5 | 0 | 2020 | 9999 |  |  | N | Solar | [13 empty] | 0 | 0 | 0 | 0 | [11 empty] | Grove Solar LLC | 100 | Cate Street Capital Inc | 100
Dulles | 60182_G_DULLE | 60182 | G | DULLE |  | Solar PV |  | WECC_SCE | California | 6 | Riverside | 65 | 06065 | 2 | 0 | 2016 | 9999 |  |  | N | Solar | [13 empty] | 0 | 0 | 0 | 0 | [11 empty] | Golden Springs Development Co LLC | 100 | Golden Springs Development Co LLC | 100
Freeway Springs | 60183_G_FSPRI | 60183 | G | FSPRI |  | Solar PV |  | WEC_LADW | California | 6 | Los Angeles | 37 | 06037 | 2 | 0 | 2016 | 9999 |  |  | N | Solar | [13 empty] | 0 | 0 | 0 | 0 | [11 empty] | Golden Springs Development Co LLC | 100 | Golden Springs Development Co LLC | 100
ADS Renewable Energy-Wolf Creek LLC | 60184_G_GEN1 | 60184 | G | GEN1 |  | Landfill Gas |  | S_SOU | Georgia | 13 | Twiggs | 289 | 13289 | 1.4 | 13500 | 2011 | 9999 |  |  | N | Landfill Gas | [13 empty] | 0.22117 | 0.22117 | 0.22117 | 0.22117 | [11 empty] | SESCO Wolfcreek LFG LLC | 100 | Sustainable Energy Solutions LLC | 100
ADS Renewable Energy-Wolf Creek LLC | 60184_G_GEN2 | 60184 | G | GEN2 |  | Landfill Gas |  | S_SOU | Georgia | 13 | Twiggs | 289 | 13289 | 1.4 | 13500 | 2011 | 9999 |  |  | N | Landfill Gas | [13 empty] | 0.22117 | 0.22117 | 0.22117 | 0.22117 | [11 empty] | SESCO Wolfcreek LFG LLC | 100 | Sustainable Energy Solutions LLC | 100
Solverde 1 | 60185_G_SOLV1 | 60185 | G | SOLV1 |  | Solar PV |  | WEC_LADW | California | 6 | Los Angeles | 37 | 06037 | 81 | 0 | 2016 | 9999 |  |  | N | Solar | [13 empty] | 0 | 0 | 0 | 0 | [11 empty] | Solverde 1 LLC | 100 | Sustainable Power Group LLC | 100
Antelope DSR 1 | 60186_G_DSR1 | 60186 | G | DSR1 |  | Solar PV |  | WEC_LADW | California | 6 | Los Angeles | 37 | 06037 | 48 | 0 | 2016 | 9999 |  |  | N | Solar | [13 empty] | 0 | 0 | 0 | 0 | [11 empty] | Antelope DSR 1 LLC | 100 | Sustainable Power Group LLC | 100
Antelope DSR 2 | 60187_G_DSR2 | 60187 | G | DSR2 |  | Solar PV |  | WEC_LADW | California | 6 | Los Angeles | 37 | 06037 | 5 | 0 | 2016 | 9999 |  |  | N | Solar | [13 empty] | 0 | 0 | 0 | 0 | [11 empty] | Antelope DSR 2 LLC | 100 | Sustainable Power Group LLC | 100
Conetoe Solar | 60188_G_CON15 | 60188 | G | CON15 |  | Solar PV |  | S_VACA | North Carolina | 37 | Edgecombe | 65 | 37065 | 5 | 0 | 2015 | 9999 |  |  | N | Solar | [13 empty] | 0 | 0 | 0 | 0 | [11 empty] | Conetoe Solar LLC | 100 | SunEnergy 1 LLC | 100
Sugar Run Solar | 60189_G_SRS15 | 60189 | G | SRS15 |  | Solar PV |  | PJM_Dom | North Carolina | 37 | Gates | 73 | 37073 | 5 | 0 | 2015 | 9999 |  |  | N | Solar | [13 empty] | 0 | 0 | 0 | 0 | [11 empty] | SolNCPower3 LLC | 100 | Solon Group | 100
HMW Minster PV I | 60190_G_MIN01 | 60190 | G | MIN01 |  | Solar PV |  | PJM_West | Ohio | 39 | Auglaize | 11 | 39011 | 3 | 0 | 2015 | 9999 |  |  | N | Solar | [13 empty] | 0 | 0 | 0 | 0 | [11 empty] | HMV Minster LLC | 100 | Half Moon Ventures LLC | 100
TWE New Bern Solar Project, LLC | 60191_G_FLS1 | 60191 | G | FLS1 |  | Solar PV |  | S_VACA | North Carolina | 37 | Craven | 49 | 37049 | 4 | 0 | 2016 | 9999 |  |  | N | Solar | [13 empty] | 0 | 0 | 0 | 0 | [11 empty] | FLS Energy Inc | 100 | FLS Energy Inc | 100
Whitethorn Solar LLC | 60193_G_GEN1 | 60193 | G | GEN1 |  | Solar PV |  | WEC_CALN | California | 6 | Alameda | 1 | 06001 | 3.3 | 0 | 2016 | 9999 |  |  | N | Solar | [13 empty] | 0 | 0 | 0 | 0 | [11 empty] | Whitethorn Solar LLC | 100 | Public Service Enterprise Group Inc | 100
South Valley Solar Energy Center | 60195_G_SVSEC | 60195 | G | SVSEC |  | Solar PV |  | WECC_NM | New Mexico | 35 | Bernalillo | 1 | 35001 | 9.9 | 0 | 2015 | 9999 |  |  | N | Solar | [13 empty] | 0 | 0 | 0 | 0 | [11 empty] | Public Service Co of New Mexico | 100 | PNM Resources Inc | 100
Santa Fe Solar Energy Center | 60196_G_SFSEC | 60196 | G | SFSEC |  | Solar PV |  | WECC_NM | New Mexico | 35 | Santa Fe | 49 | 35049 | 9.3 | 0 | 2015 | 9999 |  |  | N | Solar | [13 empty] | 0 | 0 | 0 | 0 | [11 empty] | Public Service Co of New Mexico | 100 | PNM Resources Inc | 100
Santolina Solar Energy Center | 60197_G_SANTO | 60197 | G | SANTO |  | Solar PV |  | WECC_NM | New Mexico | 35 | Bernalillo | 1 | 35001 | 10.5 | 0 | 2015 | 9999 |  |  | N | Solar | [13 empty] | 0 | 0 | 0 | 0 | [11 empty] | Public Service Co of New Mexico | 100 | PNM Resources Inc | 100
Rio Communities Solar Energy Center | 60198_G_RCSEC | 60198 | G | RCSEC |  | Solar PV |  | WECC_NM | New Mexico | 35 | Valencia | 61 | 35061 | 9.9 | 0 | 2015 | 9999 |  |  | N | Solar | [13 empty] | 0 | 0 | 0 | 0 | [11 empty] | Public Service Co of New Mexico | 100 | PNM Resources Inc | 100
County Home Solar Center, LLC | 60199_G_CHSC1 | 60199 | G | CHSC1 |  | Solar PV |  | S_VACA | North Carolina | 37 | Cleveland | 45 | 37045 | 2 | 0 | 2016 | 9999 |  |  | N | Solar | [13 empty] | 0 | 0 | 0 | 0 | [11 empty] | County Home Solar Center LLC | 100 | Heliosage Energy LLC | 100
Laurinburg Solar, LLC (Heelstone) | 60200_G_LAUR | 60200 | G | LAUR |  | Solar PV |  | S_VACA | North Carolina | 37 | Robeson | 155 | 37155 | 1.9 | 0 | 2015 | 9999 |  |  | N | Solar | [13 empty] | 0 | 0 | 0 | 0 | [11 empty] | Laurinburg Solar LLC | 100 | NARENCO | 100
CES Cherry Hill Solar | 60201_G_CHNJ | 60201 | G | CHNJ |  | Solar PV |  | PJM_EMAC | New Jersey | 34 | Camden | 7 | 34007 | 1.2 | 0 | 2016 | 9999 |  |  | N | Solar | [13 empty] | 0 | 0 | 0 | 0 | [11 empty] | Consolidated Edison Solutions Inc | 100 | Consolidated Edison Inc | 100
Hemlock Solar | 60207_G_HEMLK | 60207 | G | HEMLK |  | Solar PV |  | PJM_Dom | North Carolina | 37 | Northampton | 131 | 37131 | 5 | 0 | 2017 | 9999 |  |  | N | Solar | [13 empty] | 0 | 0 | 0 | 0 | [11 empty] | Hemlock Solar LLC | 100 | Geenex LLC | 100
Long Farm 46 Solar, LLC | 60208_G_PV1 | 60208 | G | PV1 |  | Solar PV |  | PJM_Dom | North Carolina | 37 | Northampton | 131 | 37131 | 5 | 0 | 2016 | 9999 |  |  | N | Solar | [13 empty] | 0 | 0 | 0 | 0 | [11 empty] | Long Farm 46 Solar LLC | 100 | Long Farm 46 Solar LLC | 100
HXNAir Solar One | 60209_G_HXNAI | 60209 | G | HXNAI |  | Solar PV |  | PJM_Dom | North Carolina | 37 | Halifax | 83 | 37083 | 5 | 0 | 2017 | 9999 |  |  | N | Solar | [13 empty] | 0 | 0 | 0 | 0 | [11 empty] | HXNAir Solar One LLC | 100 | Geenex LLC | 100
Cotton Plains Wind Farm | 60210_G_CPWF | 60210 | G | CPWF |  | Onshore Wind |  | ERC_PHDL | Texas | 48 | Floyd | 153 | 48153 | 50.4 | 0 | 2017 | 9999 |  |  | N | Wind | [13 empty] | 0 | 0 | 0 | 0 | [11 empty] | Cotton Plains Wind I LLC | 100 | Apex Clean Energy Inc | 100
Rocksprings | 60217_G_RKSP | 60217 | G | RKSP |  | Onshore Wind |  | ERC_REST | Texas | 48 | Val Verde | 465 | 48465 | 149.3 | 0 | 2017 | 9999 |  |  | N | Wind | [13 empty] | 0 | 0 | 0 | 0 | [11 empty] | Rocksprings Val Verde Wind LLC | 100 | SunEdison | 100
Frontier Windpower | 60218_G_FC1 | 60218 | G | FC1 |  | Onshore Wind |  | SPP_WEST | Oklahoma | 40 | Kay | 71 | 40071 | 200 | 0 | 2016 | 9999 |  |  | N | Wind | [13 empty] | 0 | 0 | 0 | 0 | [11 empty] | Frontier Windpower LLC | 100 | Duke Energy Corp | 100
Strata Roof 1 | 60219_G_UNIT1 | 60219 | G | UNIT1 |  | Solar PV |  | WEC_BANC | California | 6 | Sacramento | 67 | 06067 | 1 | 0 | 2013 | 9999 |  |  | N | Solar | [13 empty] | 0 | 0 | 0 | 0 | [11 empty] | Strata Roof 1 LLC | 100 | Strata Solar LLC | 100
Braidwood Generation Station | 6022_G_1 | 6022 | G | 1 |  | Nuclear |  | PJM_COMD | Illinois | 17 | Will | 197 | 17197 | 1183 | 10456 | 1988 | 9999 |  |  | N | Nuclear Fuel | [13 empty] | 0 | 0 | 0 | 0 | [11 empty] | Exelon Generation Supply LLC | 100 | Exelon Corp | 100
Braidwood Generation Station | 6022_G_2 | 6022 | G | 2 |  | Nuclear |  | PJM_COMD | Illinois | 17 | Will | 197 | 17197 | 1154 | 10456 | 1988 | 9999 |  |  | N | Nuclear Fuel | [13 empty] | 0 | 0 | 0 | 0 | [11 empty] | Exelon Generation Supply LLC | 100 | Exelon Corp | 100
Zero Waste Energy Development Co LLC | 60220_G_ZWED1 | 60220 | G | ZWED1 |  | Non-Fossil Waste |  | WEC_CALN | California | 6 | Santa Clara | 85 | 06085 | 0.8 | 6092 | 2015 | 9999 |  |  | Y | Non-Fossil Waste | [13 empty] | 0 | 0 | 0 | 0 | [11 empty] | Zero Waste Energy Co Inc | 100 | Zero Waste Energy Co Inc | 100
Zero Waste Energy Development Co LLC | 60220_G_ZWED2 | 60220 | G | ZWED2 |  | Non-Fossil Waste |  | WEC_CALN | California | 6 | Santa Clara | 85 | 06085 | 0.8 | 27351 | 2015 | 9999 |  |  | N | Non-Fossil Waste | [13 empty] | 0 | 0 | 0 | 0 | [11 empty] | Zero Waste Energy Co Inc | 100 | Zero Waste Energy Co Inc | 100
Bristol Plant | 60222_G_A1 | 60222 | G | A1 |  | Landfill Gas |  | S_C_TVA | Virginia | 51 | Bristol City | 520 | 51520 | 0.3 | 13500 | 2016 | 9999 |  |  | N | Landfill Gas | [13 empty] | 0.21546 | 0.21546 | 0.21546 | 0.21546 | [11 empty] | INGENCO | 100 | INGENCO | 100
Bristol Plant | 60222_G_A2 | 60222 | G | A2 |  | Landfill Gas |  | S_C_TVA | Virginia | 51 | Bristol City | 520 | 51520 | 0.3 | 13500 | 2016 | 9999 |  |  | N | Landfill Gas | [13 empty] | 0.21546 | 0.21546 | 0.21546 | 0.21546 | [11 empty] | INGENCO | 100 | INGENCO | 100
Bristol Plant | 60222_G_A3 | 60222 | G | A3 |  | Landfill Gas |  | S_C_TVA | Virginia | 51 | Bristol City | 520 | 51520 | 0.3 | 13500 | 2016 | 9999 |  |  | N | Landfill Gas | [13 empty] | 0.21546 | 0.21546 | 0.21546 | 0.21546 | [11 empty] | INGENCO | 100 | INGENCO | 100
Bristol Plant | 60222_G_A4 | 60222 | G | A4 |  | Landfill Gas |  | S_C_TVA | Virginia | 51 | Bristol City | 520 | 51520 | 0.3 | 13500 | 2016 | 9999 |  |  | N | Landfill Gas | [13 empty] | 0.21546 | 0.21546 | 0.21546 | 0.21546 | [11 empty] | INGENCO | 100 | INGENCO | 100
Bristol Plant | 60222_G_A5 | 60222 | G | A5 |  | Landfill Gas |  | S_C_TVA | Virginia | 51 | Bristol City | 520 | 51520 | 0.3 | 13500 | 2016 | 9999 |  |  | N | Landfill Gas | [13 empty] | 0.21546 | 0.21546 | 0.21546 | 0.21546 | [11 empty] | INGENCO | 100 | INGENCO | 100
Bristol Plant | 60222_G_A6 | 60222 | G | A6 |  | Landfill Gas |  | S_C_TVA | Virginia | 51 | Bristol City | 520 | 51520 | 0.3 | 13500 | 2016 | 9999 |  |  | N | Landfill Gas | [13 empty] | 0.21546 | 0.21546 | 0.21546 | 0.21546 | [11 empty] | INGENCO | 100 | INGENCO | 100
Bristol Plant | 60222_G_C1 | 60222 | G | C1 |  | Landfill Gas |  | S_C_TVA | Virginia | 51 | Bristol City | 520 | 51520 | 0.3 | 13500 | 2015 | 9999 |  |  | N | Landfill Gas | [13 empty] | 0.21546 | 0.21546 | 0.21546 | 0.21546 | [11 empty] | INGENCO | 100 | INGENCO | 100
Bristol Plant | 60222_G_C2 | 60222 | G | C2 |  | Landfill Gas |  | S_C_TVA | Virginia | 51 | Bristol City | 520 | 51520 | 0.3 | 13500 | 2015 | 9999 |  |  | N | Landfill Gas | [13 empty] | 0.21546 | 0.21546 | 0.21546 | 0.21546 | [11 empty] | INGENCO | 100 | INGENCO | 100
Bristol Plant | 60222_G_C3 | 60222 | G | C3 |  | Landfill Gas |  | S_C_TVA | Virginia | 51 | Bristol City | 520 | 51520 | 0.3 | 13500 | 2015 | 9999 |  |  | N | Landfill Gas | [13 empty] | 0.21546 | 0.21546 | 0.21546 | 0.21546 | [11 empty] | INGENCO | 100 | INGENCO | 100
Bristol Plant | 60222_G_C4 | 60222 | G | C4 |  | Landfill Gas |  | S_C_TVA | Virginia | 51 | Bristol City | 520 | 51520 | 0.3 | 13500 | 2015 | 9999 |  |  | N | Landfill Gas | [13 empty] | 0.21546 | 0.21546 | 0.21546 | 0.21546 | [11 empty] | INGENCO | 100 | INGENCO | 100
Bristol Plant | 60222_G_C5 | 60222 | G | C5 |  | Landfill Gas |  | S_C_TVA | Virginia | 51 | Bristol City | 520 | 51520 | 0.3 | 13500 | 2015 | 9999 |  |  | N | Landfill Gas | [13 empty] | 0.21546 | 0.21546 | 0.21546 | 0.21546 | [11 empty] | INGENCO | 100 | INGENCO | 100
Bristol Plant | 60222_G_C6 | 60222 | G | C6 |  | Landfill Gas |  | S_C_TVA | Virginia | 51 | Bristol City | 520 | 51520 | 0.3 | 13500 | 2015 | 9999 |  |  | N | Landfill Gas | [13 empty] | 0.21546 | 0.21546 | 0.21546 | 0.21546 | [11 empty] | INGENCO | 100 | INGENCO | 100
Equinix San Jose | 60223_G_EQXOO | 60223 | G | EQXOO |  | Fuel Cell |  | WEC_CALN | California | 6 | Santa Clara | 85 | 06085 | 1 | 6553 | 2015 | 9999 |  |  | N | Natural Gas | [13 empty] | 0 | 0 | 0 | 0 | [11 empty] | Bloom Energy Corp | 100 | Bloom Energy Corp | 100
Intel Santa Clara | 60224_G_NTL00 | 60224 | G | NTL00 |  | Fuel Cell |  | WEC_CALN | California | 6 | Santa Clara | 85 | 06085 | 1 | 7094 | 2015 | 9999 |  |  | N | Natural Gas | [13 empty] | 0 | 0 | 0 | 0 | [11 empty] | Bloom Energy Corp | 100 | Bloom Energy Corp | 100
CMEEC - Bozrah | 60225_G_PV1 | 60225 | G | PV1 |  | Solar PV |  | NENG_CT | Connecticut | 9 | New London | 11 | 09011 | 2.5 | 0 | 2016 | 9999 |  |  | N | Solar | [13 empty] | 0 | 0 | 0 | 0 | [11 empty] | SolarCity Corp | 100 | Tesla Inc | 100
Rancho Seco Solar, LLC | 60226_G_GEN01 | 60226 | G | GEN01 |  | Solar PV |  | WEC_BANC | California | 6 | Sacramento | 67 | 06067 | 10.8 | 0 | 2016 | 9999 |  |  | N | Solar | [13 empty] | 0 | 0 | 0 | 0 | [11 empty] | Rancho Seco Solar LLC | 100 | D E Shaw & Co LP | 100
BJ's Wholesale Club Inc Dist Center | 60227_G_PV1 | 60227 | G | PV1 |  | Solar PV |  | PJM_EMAC | New Jersey | 34 | Burlington | 5 | 34005 | 1.4 | 0 | 2016 | 9999 |  |  | N | Solar | [13 empty] | 0 | 0 | 0 | 0 | [11 empty] | Allegheny Solar I LLC | 100 | SolarCity Corp | 100
Conn Mun Electric Energy Coop | 60228_G_PV1 | 60228 | G | PV1 |  | Solar PV |  | NENG_CT | Connecticut | 9 | New London | 11 | 09011 | 1 | 0 | 2016 | 9999 |  |  | N | Solar | [13 empty] | 0 | 0 | 0 | 0 | [11 empty] | SolarCity Corp | 100 | Tesla Inc | 100
Orange County Solar Farm (NY) | 60229_G_PV1 | 60229 | G | PV1 |  | Solar PV |  | NY_Z_G-I | New York | 36 | Orange | 71 | 36071 | 1.5 | 0 | 2017 | 9999 |  |  | N | Solar | [13 empty] | 0 | 0 | 0 | 0 | [11 empty] | SolarCity Corp | 100 | Tesla Inc | 100
Estrella Mountain PV | 60230_G_PV1 | 60230 | G | PV1 |  | Solar PV |  | WECC_AZ | Arizona | 4 | Maricopa | 13 | 04013 | 1.8 | 0 | 2019 | 9999 |  |  | N | Solar | [13 empty] | 0 | 0 | 0 | 0 | [11 empty] | SolarCity Corp | 100 | Tesla Inc | 100
Genentech-Oceanside Hybrid | 60231_G_BA1 | 60231 | G | BA1 |  | Energy Storage |  | WEC_SDGE | California | 6 | San Diego | 73 | 06073 | 2 | 0 | 2016 | 9999 |  |  | N | Energy Storage | [13 empty] | 0 | 0 | 0 | 0 | [11 empty] | SolarCity Corp | 100 | Tesla Inc | 100
Genentech-Oceanside Hybrid | 60231_G_PV1 | 60231 | G | PV1 |  | Solar PV |  | WEC_SDGE | California | 6 | San Diego | 73 | 06073 | 4.5 | 0 | 2016 | 9999 |  |  | N | Solar | [13 empty] | 0 | 0 | 0 | 0 | [11 empty] | SolarCity Corp | 100 | Tesla Inc | 100
Onondaga County- Jamesville | 60232_G_PV1 | 60232 | G | PV1 |  | Solar PV |  | NY_Z_C&E | New York | 36 | Onondaga | 67 | 36067 | 2 | 0 | 2018 | 9999 |  |  | N | Solar | [13 empty] | 0 | 0 | 0 | 0 | [11 empty] | SolarCity Corp | 100 | Tesla Inc | 100
RE Garland | 60233_G_PV2 | 60233 | G | PV2 |  | Solar PV |  | WECC_SCE | California | 6 | Kern | 29 | 06029 | 185 | 0 | 2016 | 9999 |  |  | N | Solar | [13 empty] | 0 | 0 | 0 | 0 | [11 empty] | RE Garland LLC | 100 | Canadian Solar Inc | 100
Belle Haven Diesel Generation Facility | 60234_G_BDG10 | 60234 | G | BDG10 |  | Combustion Turbine | IC Engine | PJM_EMAC | Virginia | 51 | Accomack | 1 | 51001 | 2 | 10745 | 2002 | 9999 |  |  | N | Distillate Fuel Oil | [13 empty] | 3.0662 | 3.0662 | 3.0662 | 3.0662 | [11 empty] | Old Dominion Electric Coop | 100 | Old Dominion Electric Coop | 100
Belle Haven Diesel Generation Facility | 60234_G_BDG9 | 60234 | G | BDG9 |  | Combustion Turbine | IC Engine | PJM_EMAC | Virginia | 51 | Accomack | 1 | 51001 | 2 | 10745 | 2002 | 9999 |  |  | N | Distillate Fuel Oil | [13 empty] | 3.0662 | 3.0662 | 3.0662 | 3.0662 | [11 empty] | Old Dominion Electric Coop | 100 | Old Dominion Electric Coop | 100
Perdue Diesel Generation Facility | 60235_G_PDG5 | 60235 | G | PDG5 |  | Combustion Turbine | IC Engine | PJM_EMAC | Virginia | 51 | Accomack | 1 | 51001 | 2 | 10745 | 2002 | 9999 |  |  | N | Distillate Fuel Oil | [13 empty] | 4.4679 | 4.4679 | 4.4679 | 4.4679 | [11 empty] | Old Dominion Electric Coop | 100 | Old Dominion Electric Coop | 100
Perdue Diesel Generation Facility | 60235_G_PDG6 | 60235 | G | PDG6 |  | Combustion Turbine | IC Engine | PJM_EMAC | Virginia | 51 | Accomack | 1 | 51001 | 2 | 10745 | 2002 | 9999 |  |  | N | Distillate Fuel Oil | [13 empty] | 4.4679 | 4.4679 | 4.4679 | 4.4679 | [11 empty] | Old Dominion Electric Coop | 100 | Old Dominion Electric Coop | 100
Onancock Diesel Generation Facility | 60236_G_ODG7 | 60236 | G | ODG7 |  | Combustion Turbine | IC Engine | PJM_EMAC | Virginia | 51 | Accomack | 1 | 51001 | 2 | 10745 | 2002 | 9999 |  |  | N | Distillate Fuel Oil | [13 empty] | 3.3516 | 3.3516 | 3.3516 | 3.3516 | [11 empty] | Old Dominion Electric Coop | 100 | Old Dominion Electric Coop | 100
Onancock Diesel Generation Facility | 60236_G_ODG8 | 60236 | G | ODG8 |  | Combustion Turbine | IC Engine | PJM_EMAC | Virginia | 51 | Accomack | 1 | 51001 | 2 | 10745 | 2002 | 9999 |  |  | N | Distillate Fuel Oil | [13 empty] | 3.3516 | 3.3516 | 3.3516 | 3.3516 | [11 empty] | Old Dominion Electric Coop | 100 | Old Dominion Electric Coop | 100
Midway Solar Farm II | 60237_G_MSF2 | 60237 | G | MSF2 |  | Solar PV |  | WECC_IID | California | 6 | Imperial | 25 | 06025 | 30 | 0 | 2017 | 9999 |  |  | N | Solar | [13 empty] | 0 | 0 | 0 | 0 | [11 empty] | Dominion Energy Inc | 100 | Dominion Energy Inc | 100
McDonald Solar Farm, LLC | 60238_G_PV1 | 60238 | G | PV1 |  | Solar PV |  | MIS_INKY | Indiana | 18 | Vigo | 167 | 18167 | 5.2 | 0 | 2015 | 9999 |  |  | N | Solar | [13 empty] | 0 | 0 | 0 | 0 | [11 empty] | McDonald Solar Farm LLC | 100 | Cypress Creek Holdings LLC | 100
Pastime Farm, LLC | 60239_G_PV1 | 60239 | G | PV1 |  | Solar PV |  | MIS_INKY | Indiana | 18 | Clay | 21 | 18021 | 5.2 | 0 | 2015 | 9999 |  |  | N | Solar | [13 empty] | 0 | 0 | 0 | 0 | [11 empty] | Pastime Farm LLC | 100 | Cypress Creek Holdings LLC | 100
Yanceyville Farm 3, LLC | 60240_G_1 | 60240 | G | 1 |  | Solar PV |  | S_VACA | North Carolina | 37 | Caswell | 33 | 37033 | 4.9 | 0 | 2015 | 9999 |  |  | N | Solar | [13 empty] | 0 | 0 | 0 | 0 | [11 empty] | Yanceyville Farm 3 LLC | 100 | Strata Solar LLC | 100
Union Renewable Energy Facility | 60241_G_00611 | 60241 | G | 00611 |  | Landfill Gas |  | S_VACA | South Carolina | 45 | Union | 87 | 45087 | 1.2 | 13500 | 2015 | 9999 |  |  | N | Landfill Gas | [13 empty] | 0.22117 | 0.22117 | 0.22117 | 0.22117 | [11 empty] | Republic Services | 100 | Republic Services | 100
Union Renewable Energy Facility | 60241_G_00677 | 60241 | G | 00677 |  | Landfill Gas |  | S_VACA | South Carolina | 45 | Union | 87 | 45087 | 1.2 | 13500 | 2015 | 9999 |  |  | N | Landfill Gas | [13 empty] | 0.22117 | 0.22117 | 0.22117 | 0.22117 | [11 empty] | Republic Services | 100 | Republic Services | 100
Algonquin SKIC 10 Solar, LLC | 60242_G_SKI10 | 60242 | G | SKI10 |  | Solar PV |  | WECC_SCE | California | 6 | Kern | 29 | 06029 | 10 | 0 | 2017 | 9999 |  |  | N | Solar | [13 empty] | 0 | 0 | 0 | 0 | [11 empty] | Algonquin SKIC 10 Solar LLC | 100 | Algonquin Power & Utilities Corp | 100
Valley View Solar | 60247_G_VVS | 60247 | G | VVS |  | Solar PV |  | WECC_CO | Colorado | 8 | Weld | 123 | 08123 | 4 | 0 | 2015 | 9999 |  |  | N | Solar | [13 empty] | 0 | 0 | 0 | 0 | [11 empty] | Silicon Ranch Corp | 100 | Silicon Ranch Corp | 100
Skylark | 60248_G_CAREY | 60248 | G | CAREY |  | Solar PV |  | WECC_CO | Colorado | 8 | Weld | 123 | 08123 | 4 | 0 | 2015 | 9999 |  |  | N | Solar | [13 empty] | 0 | 0 | 0 | 0 | [11 empty] | Silicon Ranch Corp | 100 | Silicon Ranch Corp | 100
Silicon Valley Clean Water | 60249_G_CGN | 60249 | G | CGN |  | Non-Fossil Waste |  | WEC_CALN | California | 6 | San Mateo | 81 | 06081 | 1.2 | 5778 | 2015 | 9999 |  |  | Y | Non-Fossil Waste | [13 empty] | 0 | 0 | 0 | 0 | [11 empty] | Silicon Valley Clean Water | 100 | Silicon Valley Clean Water | 100
IMPA Huntingburg Solar Park | 60251_G_SHUNT | 60251 | G | SHUNT |  | Solar PV |  | MIS_INKY | Indiana | 18 | Dubois | 37 | 18037 | 2 | 0 | 2016 | 9999 |  |  | N | Solar | [13 empty] | 0 | 0 | 0 | 0 | [11 empty] | Indiana Municipal Power Agency | 100 | Indiana Municipal Power Agency | 100
IMPA Washington Solar Park | 60252_G_SWASH | 60252 | G | SWASH |  | Solar PV |  | MIS_INKY | Indiana | 18 | Daviess | 27 | 18027 | 4 | 0 | 2016 | 9999 |  |  | N | Solar | [13 empty] | 0 | 0 | 0 | 0 | [11 empty] | Indiana Municipal Power Agency | 100 | Indiana Municipal Power Agency | 100
IMPA Anderson Solar Park | 60253_G_SANDE | 60253 | G | SANDE |  | Solar PV |  | PJM_West | Indiana | 18 | Madison | 95 | 18095 | 5 | 0 | 2017 | 9999 |  |  | N | Solar | [13 empty] | 0 | 0 | 0 | 0 | [11 empty] | IMPA Anderson 1 Solar Project LLC | 100 | Indiana Municipal Power Agency | 100
Owatonna Energy Station | 60254_G_UNIT1 | 60254 | G | UNIT1 |  | Combustion Turbine | IC Engine | MIS_MNWI | Minnesota | 27 | Steele | 147 | 27147 | 9.7 | 10745 | 2018 | 9999 |  |  | N | Natural Gas | [13 empty] | 1.061 | 1.061 | 1.061 | 1.061 | [11 empty] | Southern Minnesota Municipal Power Agency | 100 | Southern Minnesota Municipal Power Agency | 100
Owatonna Energy Station | 60254_G_UNIT2 | 60254 | G | UNIT2 |  | Combustion Turbine | IC Engine | MIS_MNWI | Minnesota | 27 | Steele | 147 | 27147 | 9.7 | 10745 | 2018 | 9999 |  |  | N | Natural Gas | [13 empty] | 1.061 | 1.061 | 1.061 | 1.061 | [11 empty] | Southern Minnesota Municipal Power Agency | 100 | Southern Minnesota Municipal Power Agency | 100
Owatonna Energy Station | 60254_G_UNIT3 | 60254 | G | UNIT3 |  | Combustion Turbine | IC Engine | MIS_MNWI | Minnesota | 27 | Steele | 147 | 27147 | 9.7 | 10745 | 2018 | 9999 |  |  | N | Natural Gas | [13 empty] | 1.061 | 1.061 | 1.061 | 1.061 | [11 empty] | Southern Minnesota Municipal Power Agency | 100 | Southern Minnesota Municipal Power Agency | 100
Owatonna Energy Station | 60254_G_UNIT4 | 60254 | G | UNIT4 |  | Combustion Turbine | IC Engine | MIS_MNWI | Minnesota | 27 | Steele | 147 | 27147 | 9.7 | 10745 | 2018 | 9999 |  |  | N | Natural Gas | [13 empty] | 0.03606 | 0.03606 | 0.03606 | 0.03606 | [11 empty] | Southern Minnesota Municipal Power Agency | 100 | Southern Minnesota Municipal Power Agency | 100
Weymouth Solar Plant | 60255_G_1 | 60255 | G | 1 |  | Solar PV |  | WEC_LADW | California | 6 | Los Angeles | 37 | 06037 | 2 | 0 | 2016 | 9999 |  |  | N | Solar | [13 empty] | 0 | 0 | 0 | 0 | [11 empty] | Metropolitan Water District | 100 | Metropolitan Water District | 100
Weymouth Solar Plant | 60255_G_2 | 60255 | G | 2 |  | Solar PV |  | WEC_LADW | California | 6 | Los Angeles | 37 | 06037 | 1 | 0 | 2016 | 9999 |  |  | N | Solar | [13 empty] | 0 | 0 | 0 | 0 | [11 empty] | Metropolitan Water District | 100 | Metropolitan Water District | 100
Bluestem | 60256_G_1 | 60256 | G | 1 |  | Onshore Wind |  | SPP_SPS | Oklahoma | 40 | Beaver | 7 | 40007 | 198 | 0 | 2016 | 9999 |  |  | N | Wind | [13 empty] | 0 | 0 | 0 | 0 | [11 empty] | Bluestem Wind Energy LLC | 100 | Exelon Corp | 100
Stainback Solar Farm | 60257_G_INV1 | 60257 | G | INV1 |  | Solar PV |  | S_VACA | North Carolina | 37 | Vance | 181 | 37181 | 5 | 0 | 2016 | 9999 |  |  | N | Solar | [13 empty] | 0 | 0 | 0 | 0 | [11 empty] | Stainback Solar Farm LLC | 100 | Entropy Solar Integrators LLC | 100
Alta Luna | 60258_G_ALPV1 | 60258 | G | ALPV1 |  | Solar PV |  | WECC_NM | New Mexico | 35 | Luna | 29 | 35029 | 28.1 | 0 | 2017 | 9999 |  |  | N | Solar | [13 empty] | 0 | 0 | 0 | 0 | [11 empty] | TPE Alta Luna LLC | 100 | D E Shaw & Co LP | 100
Pioneer Wind Park, LLC | 60259_G_PWP1 | 60259 | G | PWP1 |  | Onshore Wind |  | WECC_WY | Wyoming | 56 | Converse | 9 | 56009 | 80 | 0 | 2016 | 9999 |  |  | N | Wind | [13 empty] | 0 | 0 | 0 | 0 | [11 empty] | Pioneer Wind Park II LLC | 100 | Wasatch Wind Inc | 100
LaSalle Generating Station | 6026_G_1 | 6026 | G | 1 |  | Nuclear |  | PJM_COMD | Illinois | 17 | LaSalle | 99 | 17099 | 1130.5 | 10456 | 1984 | 9999 |  |  | N | Nuclear Fuel | [13 empty] | 0 | 0 | 0 | 0 | [11 empty] | Exelon Generation Supply LLC | 100 | Exelon Corp | 100
LaSalle Generating Station | 6026_G_2 | 6026 | G | 2 |  | Nuclear |  | PJM_COMD | Illinois | 17 | LaSalle | 99 | 17099 | 1133.9 | 10456 | 1984 | 9999 |  |  | N | Nuclear Fuel | [13 empty] | 0 | 0 | 0 | 0 | [11 empty] | Exelon Generation Supply LLC | 100 | Exelon Corp | 100
Playa Solar 2 | 60261_G_GEN1 | 60261 | G | GEN1 |  | Solar PV |  | WECC_SNV | Nevada | 32 | Clark | 3 | 32003 | 100 | 0 | 2017 | 9999 |  |  | N | Solar | [13 empty] | 0 | 0 | 0 | 0 | [11 empty] | Playa Solar 2 LLC | 100 | First Solar Inc | 100
Prairie Breeze II | 60262_G_GEN1 | 60262 | G | GEN1 |  | Onshore Wind |  | SPP_NEBR | Nebraska | 31 | Antelope | 3 | 31003 | 73.4 | 0 | 2015 | 9999 |  |  | N | Wind | [13 empty] | 0 | 0 | 0 | 0 | [11 empty] | Prairie Breeze Wind Energy II LLC | 100 | Excelsior Energy Capital LP | 100
Durham AWTF | 60263_G_GEN1 | 60263 | G | GEN1 |  | Non-Fossil Waste |  | WECC_PNW | Oregon | 41 | Washington | 67 | 41067 | 0.7 | 10592 | 2015 | 9999 |  |  | Y | Non-Fossil Waste | [13 empty] | 0 | 0 | 0 | 0 | [11 empty] | Clean Water Services (OR) | 100 | Clean Water Services (OR) | 100
Durham AWTF | 60263_G_GEN2 | 60263 | G | GEN2 |  | Non-Fossil Waste |  | WECC_PNW | Oregon | 41 | Washington | 67 | 41067 | 0.8 | 10592 | 2015 | 9999 |  |  | Y | Non-Fossil Waste | [13 empty] | 0 | 0 | 0 | 0 | [11 empty] | Clean Water Services (OR) | 100 | Clean Water Services (OR) | 100
Bacliff | 60264_G_BCGT1 | 60264 | G | BCGT1 | 91269 | Combustion Turbine |  | ERC_REST | Texas | 48 | Galveston | 167 | 48167 | 54 | 10745 | 2018 | 9999 |  |  | N | Natural Gas |  |  |  | DLNB | [9 empty] | 0.09079 | 0.09079 | 0.09079 | 0.09079 | [11 empty] | NRG Texas LLC | 100 | NRG Energy Inc | 100
Bacliff | 60264_G_BCGT2 | 60264 | G | BCGT2 | 91270 | Combustion Turbine |  | ERC_REST | Texas | 48 | Galveston | 167 | 48167 | 54 | 10745 | 2018 | 9999 |  |  | N | Natural Gas |  |  |  | DLNB | [9 empty] | 0.11177 | 0.11177 | 0.11177 | 0.11177 | [11 empty] | NRG Texas LLC | 100 | NRG Energy Inc | 100
Bacliff | 60264_G_BCGT3 | 60264 | G | BCGT3 | 91271 | Combustion Turbine |  | ERC_REST | Texas | 48 | Galveston | 167 | 48167 | 54 | 10745 | 2018 | 9999 |  |  | N | Natural Gas |  |  |  | DLNB | [9 empty] | 0.14224 | 0.14224 | 0.14224 | 0.14224 | [11 empty] | NRG Texas LLC | 100 | NRG Energy Inc | 100
Bacliff | 60264_G_BCGT4 | 60264 | G | BCGT4 | 91272 | Combustion Turbine |  | ERC_REST | Texas | 48 | Galveston | 167 | 48167 | 54 | 10745 | 2018 | 9999 |  |  | N | Natural Gas |  |  |  | DLNB | [9 empty] | 0.10817 | 0.10817 | 0.10817 | 0.10817 | [11 empty] | NRG Texas LLC | 100 | NRG Energy Inc | 100
Bacliff | 60264_G_BCGT5 | 60264 | G | BCGT5 | 91273 | Combustion Turbine |  | ERC_REST | Texas | 48 | Galveston | 167 | 48167 | 54 | 10745 | 2018 | 9999 |  |  | N | Natural Gas |  |  |  | DLNB | [9 empty] | 0.11603 | 0.11603 | 0.11603 | 0.11603 | [11 empty] | NRG Texas LLC | 100 | NRG Energy Inc | 100
Bacliff | 60264_G_BCGT6 | 60264 | G | BCGT6 | 91274 | Combustion Turbine |  | ERC_REST | Texas | 48 | Galveston | 167 | 48167 | 54 | 10745 | 2018 | 9999 |  |  | N | Natural Gas |  |  |  | DLNB | [9 empty] | 0.12185 | 0.12185 | 0.12185 | 0.12185 | [11 empty] | NRG Texas LLC | 100 | NRG Energy Inc | 100
Junction Road | 60265_G_JUNCT | 60265 | G | JUNCT |  | Solar PV |  | PJM_EMAC | New Jersey | 34 | Hunterdon | 19 | 34019 | 4.7 | 0 | 2016 | 9999 |  |  | N | Solar | [13 empty] | 0 | 0 | 0 | 0 | [11 empty] | NJR Clean Energy Ventures II Corp | 100 | New Jersey Resources Corp | 100
Cedar Branch | 60266_G_CEDAR | 60266 | G | CEDAR |  | Solar PV |  | PJM_EMAC | New Jersey | 34 | Atlantic | 1 | 34001 | 6.2 | 0 | 2016 | 9999 |  |  | N | Solar | [13 empty] | 0 | 0 | 0 | 0 | [11 empty] | NJR Clean Energy Ventures II Corp | 100 | New Jersey Resources Corp | 100
Sharon Station | 60267_G_SHRN1 | 60267 | G | SHRN1 |  | Solar PV |  | PJM_EMAC | New Jersey | 34 | Monmouth | 25 | 34025 | 2.8 | 0 | 2016 | 9999 |  |  | N | Solar | [13 empty] | 0 | 0 | 0 | 0 | [11 empty] | NJR Clean Energy Ventures Corp | 100 | New Jersey Resources Corp | 100
Blue Cloud Wind Energy LLC | 60270_G_WT1 | 60270 | G | WT1 |  | Onshore Wind |  | SPP_SPS | Texas | 48 | Bailey | 17 | 48017 | 148.4 | 0 | 2018 | 9999 |  |  | N | Wind | [13 empty] | 0 | 0 | 0 | 0 | [11 empty] | Blue Cloud Wind Energy LLC | 100 | Copenhagen Infrastructure Partners | 100
CED Westfield Solar, LLC | 60274_G_WFMA | 60274 | G | WFMA |  | Solar PV |  | NENGREST | Massachusetts | 25 | Hampden | 13 | 25013 | 2 | 0 | 2016 | 9999 |  |  | N | Solar | [13 empty] | 0 | 0 | 0 | 0 | [11 empty] | Consolidated Edison Development Inc | 100 | Consolidated Edison Inc | 100
Westside Solar Power PV1 | 60275_G_WSPV1 | 60275 | G | WSPV1 |  | Solar PV |  | WEC_CALN | California | 6 | Kings | 31 | 06031 | 2 | 0 | 2016 | 9999 |  |  | N | Solar | [13 empty] | 0 | 0 | 0 | 0 | [11 empty] | Westlands Investor MM LLC | 100 | Westlands Investor MM LLC | 100
West Groton CHP | 60276_G_G1 | 60276 | G | G1 |  | Combustion Turbine |  | NENGREST | Massachusetts | 25 | Middlesex | 17 | 25017 | 3.8 | 8700 | 2015 | 9999 |  |  | Y | Natural Gas | [13 empty] | 0.011 | 0.011 | 0.011 | 0.011 | [11 empty] | Hollingsworth & Vose Co | 100 | Hollingsworth & Vose Co | 100
Castor Solar | 60277_G_CASTR | 60277 | G | CASTR |  | Solar PV |  | WECC_SCE | California | 6 | Kern | 29 | 06029 | 1.5 | 0 | 2016 | 9999 |  |  | N | Solar | [13 empty] | 0 | 0 | 0 | 0 | [11 empty] | Green Light Energy Corp | 100 | Alaywan Trust | 100
Southbridge Solar | 60278_G_SBRDG | 60278 | G | SBRDG |  | Solar PV |  | NENGREST | Massachusetts | 25 | Worcester | 27 | 25027 | 1.9 | 0 | 2016 | 9999 |  |  | N | Solar | [13 empty] | 0 | 0 | 0 | 0 | [11 empty] | Sustainable Power Group LLC | 100 | Sustainable Power Group LLC | 100
Antelope Big Sky Ranch | 60279_G_ABSR | 60279 | G | ABSR |  | Solar PV |  | WEC_LADW | California | 6 | Los Angeles | 37 | 06037 | 19 | 0 | 2016 | 9999 |  |  | N | Solar | [13 empty] | 0 | 0 | 0 | 0 | [11 empty] | Antelope Big Sky Ranch LLC | 100 | Sustainable Power Group LLC | 100
Summer Solar LLC | 60280_G_SUMSL | 60280 | G | SUMSL |  | Solar PV |  | WEC_LADW | California | 6 | Los Angeles | 37 | 06037 | 19 | 0 | 2016 | 9999 |  |  | N | Solar | [13 empty] | 0 | 0 | 0 | 0 | [11 empty] | Summer Solar LLC | 100 | Sustainable Power Group LLC | 100
Central Antelope Dry Ranch B LLC | 60281_G_CADRB | 60281 | G | CADRB |  | Solar PV |  | WEC_LADW | California | 6 | Los Angeles | 37 | 06037 | 3 | 0 | 2017 | 9999 |  |  | N | Solar | [13 empty] | 0 | 0 | 0 | 0 | [11 empty] | Central Antelope Dry Ranch B LLC | 50 | Martifer Solar | 50
SR Mavericks | 60283_G_MVRKS | 60283 | G | MVRKS |  | Solar PV |  | WECC_CO | Colorado | 8 | Weld | 123 | 08123 | 7.8 | 0 | 2016 | 9999 |  |  | N | Solar | [13 empty] | 0 | 0 | 0 | 0 | [11 empty] | SR Mavericks LLC | 100 | Silicon Ranch Corp | 100
Organ Church Solar | 60284_G_PV1 | 60284 | G | PV1 |  | Solar PV |  | S_VACA | North Carolina | 37 | Rowan | 159 | 37159 | 4.9 | 0 | 2019 | 9999 |  |  | N | Solar | [13 empty] | 0 | 0 | 0 | 0 | [11 empty] | Organ Church Solar LLC | 100 | Cypress Creek Holdings LLC | 100
Red Horse III | 60285_G_RH3 | 60285 | G | RH3 |  | Solar PV |  | WECC_AZ | Arizona | 4 | Cochise | 3 | 04003 | 30 | 0 | 2016 | 9999 |  |  | N | Solar | [13 empty] | 0 | 0 | 0 | 0 | [11 empty] | Red Horse III LLC | 100 | D E Shaw & Co LP | 100
Ajax Solar | 60288_G_PV1 | 60288 | G | PV1 |  | Solar PV |  | S_VACA | North Carolina | 37 | Robeson | 155 | 37155 | 4.9 | 0 | 2017 | 9999 |  |  | N | Solar | [13 empty] | 0 | 0 | 0 | 0 | [11 empty] | Ajax Solar LLC | 100 | Cypress Creek Holdings LLC | 100
Trinity Solar | 60291_G_PV1 | 60291 | G | PV1 |  | Solar PV |  | S_VACA | North Carolina | 37 | Randolph | 151 | 37151 | 4.9 | 0 | 2019 | 9999 |  |  | N | Solar | [13 empty] | 0 | 0 | 0 | 0 | [11 empty] | Trinity Solar LLC | 100 | Cypress Creek Holdings LLC | 100
St. Matthews Solar | 60293_G_PV1 | 60293 | G | PV1 |  | Solar PV |  | S_VACA | South Carolina | 45 | Calhoun | 17 | 45017 | 10.2 | 0 | 2017 | 9999 |  |  | N | Solar | [13 empty] | 0 | 0 | 0 | 0 | [11 empty] | St Matthews Solar LLC | 100 | Cypress Creek Holdings LLC | 100
Bladen Solar Farm | 60296_G_PV1 | 60296 | G | PV1 |  | Solar PV |  | S_VACA | North Carolina | 37 | Cumberland | 51 | 37051 | 4.9 | 0 | 2017 | 9999 |  |  | N | Solar | [13 empty] | 0 | 0 | 0 | 0 | [11 empty] | Bladen Solar Farm LLC | 100 | Bladen Solar Farm LLC | 100
Clinton Battery | 60297_G_1 | 60297 | G | 1 |  | Energy Storage |  | PJM_West | Ohio | 39 | Clinton | 27 | 39027 | 10 | 0 | 2016 | 9999 |  |  | N | Energy Storage | [13 empty] | 0 | 0 | 0 | 0 | [11 empty] | Clinton Battery Utility LLC | 100 | Exelon Corp | 100
HMV Minster Energy Storage System | 60299_G_MIN02 | 60299 | G | MIN02 |  | Energy Storage |  | PJM_West | Ohio | 39 | Auglaize | 11 | 39011 | 7 | 0 | 2016 | 9999 |  |  | N | Energy Storage | [13 empty] | 0 | 0 | 0 | 0 | [11 empty] | Half Moon Ventures LLC | 100 | Half Moon Ventures LLC | 100
Montana Solar Facility | 60300_G_IMPV1 | 60300 | G | IMPV1 |  | Solar PV |  | WECC_NM | Texas | 48 | El Paso | 141 | 48141 | 3 | 0 | 2017 | 9999 |  |  | N | Solar | [13 empty] | 0 | 0 | 0 | 0 | [11 empty] | El Paso Electric Co | 100 | JPMorgan Chase & Co | 100
Holloman Solar Facility | 60301_G_HPV1 | 60301 | G | HPV1 |  | Solar PV |  | WECC_NM | New Mexico | 35 | Otero | 35 | 35035 | 5 | 0 | 2018 | 9999 |  |  | N | Solar | [13 empty] | 0 | 0 | 0 | 0 | [11 empty] | El Paso Electric Co | 100 | JPMorgan Chase & Co | 100
Keys Energy Center | 60302_G_10 | 60302 | G | 10 | 91141 | Combined Cycle |  | PJM_SMAC | Maryland | 24 | Prince Georges | 33 | 24033 | 327 | 7050 | 2018 | 9999 |  |  | N | Natural Gas | [13 empty] | 0.0057147 | 0.0057147 | 0.0057147 | 0.0057147 | [11 empty] | PSEG Keys Energy Center LLC | 100 | Public Service Enterprise Group Inc | 100
Keys Energy Center | 60302_G_11 | 60302 | G | 11 | 91141 | Combined Cycle |  | PJM_SMAC | Maryland | 24 | Prince Georges | 33 | 24033 | 214 | 7050 | 2018 | 9999 |  |  | N | Natural Gas | [13 empty] | 0.0057147 | 0.0057147 | 0.0057147 | 0.0057147 | [11 empty] | PSEG Keys Energy Center LLC | 100 | Public Service Enterprise Group Inc | 100
Keys Energy Center | 60302_G_12 | 60302 | G | 12 | 91142 | Combined Cycle |  | PJM_SMAC | Maryland | 24 | Prince Georges | 33 | 24033 | 214 | 7050 | 2018 | 9999 |  |  | N | Natural Gas | [13 empty] | 0.0057147 | 0.0057147 | 0.0057147 | 0.0057147 | [11 empty] | PSEG Keys Energy Center LLC | 100 | Public Service Enterprise Group Inc | 100
Sumrall II Solar Farm | 60303_G_SUM2 | 60303 | G | SUM2 |  | Solar PV |  | MIS_MS | Mississippi | 28 | Lamar | 73 | 28073 | 52 | 0 | 2017 | 9999 |  |  | N | Solar | [13 empty] | 0 | 0 | 0 | 0 | [11 empty] | MS Solar 3 LLC | 100 | Origis Energy | 100
San Isabel Solar, LLC | 60304_G_SISPV | 60304 | G | SISPV |  | Solar PV |  | WECC_CO | Colorado | 8 | Las Animas | 71 | 08071 | 30 | 0 | 2016 | 9999 |  |  | N | Solar | [13 empty] | 0 | 0 | 0 | 0 | [11 empty] | San Isabel Solar LLC | 100 | LS Power Group | 100
Sumrall I Solar Farm | 60306_G_SUM1 | 60306 | G | SUM1 |  | Solar PV |  | MIS_MS | Mississippi | 28 | Lamar | 73 | 28073 | 52 | 0 | 2017 | 9999 |  |  | N | Solar | [13 empty] | 0 | 0 | 0 | 0 | [11 empty] | MS Solar 2 LLC | 100 | D E Shaw & Co LP | 100
Mesquite Solar 2, LLC | 60307_G_1 | 60307 | G | 1 |  | Solar PV |  | WECC_AZ | Arizona | 4 | Maricopa | 13 | 04013 | 100 | 0 | 2016 | 9999 |  |  | N | Solar | [13 empty] | 0 | 0 | 0 | 0 | [11 empty] | Mesquite Solar 2 LLC | 100 | Consolidated Edison Inc | 100
Mesquite Solar 3, LLC | 60308_G_1 | 60308 | G | 1 |  | Solar PV |  | WECC_AZ | Arizona | 4 | Maricopa | 13 | 04013 | 150 | 0 | 2016 | 9999 |  |  | N | Solar | [13 empty] | 0 | 0 | 0 | 0 | [11 empty] | Mesquite Solar 3 LLC | 100 | Consolidated Edison Inc | 100
Portal Ridge Solar B, LLC | 60310_G_GEN01 | 60310 | G | GEN01 |  | Solar PV |  | WECC_SCE | California | 6 | Los Angeles | 37 | 06037 | 20 | 0 | 2017 | 9999 |  |  | N | Solar | [13 empty] | 0 | 0 | 0 | 0 | [11 empty] | Portal Ridge Solar B LLC | 100 | D E Shaw & Co LP | 100
Portal Ridge Solar C, LLC | 60311_G_GEN01 | 60311 | G | GEN01 |  | Solar PV |  | WECC_SCE | California | 6 | Los Angeles | 37 | 06037 | 11.4 | 0 | 2017 | 9999 |  |  | N | Solar | [13 empty] | 0 | 0 | 0 | 0 | [11 empty] | Portal Ridge Solar A LLC | 100 | D E Shaw & Co LP | 100
Howell Midland Farm, LLC | 60312_G_1 | 60312 | G | 1 |  | Solar PV |  | S_VACA | North Carolina | 37 | Cabarrus | 25 | 37025 | 4.9 | 0 | 2015 | 9999 |  |  | N | Solar | [13 empty] | 0 | 0 | 0 | 0 | [11 empty] | Howell Midland Farm LLC | 100 | Howell Midland Farm LLC | 100
Augustus Farm, LLC | 60313_G_1 | 60313 | G | 1 |  | Solar PV |  | S_VACA | North Carolina | 37 | Pitt | 147 | 37147 | 4.9 | 0 | 2015 | 9999 |  |  | N | Solar | [13 empty] | 0 | 0 | 0 | 0 | [11 empty] | Augustus Farm LLC | 100 | Augustus Farm LLC | 100
Prairie Breeze III | 60314_G_GEN1 | 60314 | G | GEN1 |  | Onshore Wind |  | SPP_NEBR | Nebraska | 31 | Antelope | 3 | 31003 | 35.8 | 0 | 2016 | 9999 |  |  | N | Wind | [13 empty] | 0 | 0 | 0 | 0 | [11 empty] | Prairie Breeze Wind Energy III LLC | 100 | Invenergy LLC | 100
Midway Solar Farm III | 60315_G_MSF3 | 60315 | G | MSF3 |  | Solar PV |  | WECC_IID | California | 6 | Imperial | 25 | 06025 | 20 | 0 | 2018 | 9999 |  |  | N | Solar | [13 empty] | 0 | 0 | 0 | 0 | [11 empty] | 97WI 8ME LLC | 100 | 8 Minute Solar Energy | 100
Scott Solar Farm | 60316_G_1 | 60316 | G | 1 |  | Solar PV |  | PJM_Dom | Virginia | 51 | Powhatan | 145 | 51145 | 6.8 | 0 | 2016 | 9999 |  |  | N | Solar | [13 empty] | 0 | 0 | 0 | 0 | [11 empty] | Virginia Electric & Power Co | 100 | Dominion Energy Inc | 100
Grady Wind Energy Center, LLC | 60317_G_1 | 60317 | G | 1 |  | Onshore Wind |  | SPP_SPS | New Mexico | 35 | Curry | 9 | 35009 | 220.5 | 0 | 2019 | 9999 |  |  | N | Wind | [13 empty] | 0 | 0 | 0 | 0 | [11 empty] | Grady Wind Energy Center LLC | 100 | Riverstone Holdings LLC | 100
Woodland Solar Farm | 60318_G_1 | 60318 | G | 1 |  | Solar PV |  | PJM_Dom | Virginia | 51 | Isle of Wight | 93 | 51093 | 7.6 | 0 | 2016 | 9999 |  |  | N | Solar | [13 empty] | 0 | 0 | 0 | 0 | [11 empty] | Virginia Electric & Power Co | 100 | Dominion Energy Inc | 100
Whitehouse Solar Farm | 60319_G_1 | 60319 | G | 1 |  | Solar PV |  | PJM_Dom | Virginia | 51 | Louisa | 109 | 51109 | 8 | 0 | 2016 | 9999 |  |  | N | Solar | [13 empty] | 0 | 0 | 0 | 0 | [11 empty] | Advanced Solar Power Holdings Inc | 100 | Advanced Solar Power Holdings Inc | 100
Jeffco Community Solar Gardens LLC | 60320_G_SSCO1 | 60320 | G | SSCO1 |  | Solar PV |  | WECC_CO | Colorado | 8 | Jefferson | 59 | 08059 | 1.2 | 0 | 2016 | 9999 |  |  | N | Solar | [13 empty] | 0 | 0 | 0 | 0 | [11 empty] | Jeffco Community Solar Gardens LLC | 100 | Global Sun Holdings Inc | 100
Willow Spring Solar, LLC | 60324_G_GEN01 | 60324 | G | GEN01 |  | Solar PV |  | WECC_SCE | California | 6 | Kern | 29 | 06029 | 100 | 0 | 2019 | 9999 |  |  | N | Solar | [13 empty] | 0 | 0 | 0 | 0 | [11 empty] | Willow Springs Solar LLC | 100 | D E Shaw & Co LP | 100
O'Brien Wind | 60326_G_OBWF | 60326 | G | OBWF |  | Onshore Wind |  | MIS_MIDA | Iowa | 19 | O'Brien | 141 | 19141 | 61.9 | 0 | 2016 | 9999 |  |  | N | Wind | [13 empty] | 0 | 0 | 0 | 0 | [11 empty] | MidAmerican Energy Co | 100 | Berkshire Hathaway Inc | 100
O'Brien Wind | 60326_G_OBWF2 | 60326 | G | OBWF2 |  | Onshore Wind |  | MIS_MIDA | Iowa | 19 | O'Brien | 141 | 19141 | 108.7 | 0 | 2016 | 9999 |  |  | N | Wind | [13 empty] | 0 | 0 | 0 | 0 | [11 empty] | MidAmerican Energy Co | 100 | Berkshire Hathaway Inc | 100
O'Brien Wind | 60326_G_OBWF3 | 60326 | G | OBWF3 |  | Onshore Wind |  | MIS_MIDA | Iowa | 19 | O'Brien | 141 | 19141 | 79.7 | 0 | 2016 | 9999 |  |  | N | Wind | [13 empty] | 0 | 0 | 0 | 0 | [11 empty] | MidAmerican Energy Co | 100 | Berkshire Hathaway Inc | 100
East Amwell | 60327_G_AMWEL | 60327 | G | AMWEL |  | Solar PV |  | PJM_EMAC | New Jersey | 34 | Hunterdon | 19 | 34019 | 1.9 | 0 | 2016 | 9999 |  |  | N | Solar | [13 empty] | 0 | 0 | 0 | 0 | [11 empty] | NJR Clean Energy Ventures II Corp | 100 | New Jersey Resources Corp | 100
Ringer Hill Wind Farm, LLC | 60329_G_RINGR | 60329 | G | RINGR |  | Onshore Wind |  | PJM_PENE | Pennsylvania | 42 | Somerset | 111 | 42111 | 38.3 | 0 | 2016 | 9999 |  |  | N | Wind | [13 empty] | 0 | 0 | 0 | 0 | [11 empty] | Ringer Hill Wind LLC | 100 | New Jersey Resources Corp | 100
Grove Solar Center, LLC | 60330_G_GSC1 | 60330 | G | GSC1 |  | Solar PV |  | WECC_PNW | Oregon | 41 | Malheur | 45 | 41045 | 6 | 0 | 2016 | 9999 |  |  | N | Solar | [13 empty] | 0 | 0 | 0 | 0 | [11 empty] | Grove Solar Center LLC | 100 | Heliosage Energy LLC | 100
Hyline Solar Center, LLC | 60331_G_HSC1 | 60331 | G | HSC1 |  | Solar PV |  | WECC_PNW | Oregon | 41 | Malheur | 45 | 41045 | 9 | 0 | 2016 | 9999 |  |  | N | Solar | [13 empty] | 0 | 0 | 0 | 0 | [11 empty] | Hyline Solar Center LLC | 100 | Heliosage Energy LLC | 100
Open Range Solar Center, LLC | 60332_G_ORSC1 | 60332 | G | ORSC1 |  | Solar PV |  | WECC_PNW | Oregon | 41 | Malheur | 45 | 41045 | 10 | 0 | 2016 | 9999 |  |  | N | Solar | [13 empty] | 0 | 0 | 0 | 0 | [11 empty] | Open Range Solar Center LLC | 100 | Heliosage Energy LLC | 100
Railroad Solar Center, LLC | 60333_G_RSC1 | 60333 | G | RSC1 |  | Solar PV |  | WECC_PNW | Oregon | 41 | Malheur | 45 | 41045 | 4.5 | 0 | 2016 | 9999 |  |  | N | Solar | [13 empty] | 0 | 0 | 0 | 0 | [11 empty] | Railroad Solar Center LLC | 100 | Heliosage Energy LLC | 100
Thunderegg Solar Center, LLC | 60334_G_TSC1 | 60334 | G | TSC1 |  | Solar PV |  | WECC_PNW | Oregon | 41 | Malheur | 45 | 41045 | 10 | 0 | 2016 | 9999 |  |  | N | Solar | [13 empty] | 0 | 0 | 0 | 0 | [11 empty] | Thunderegg Solar Center LLC | 100 | Heliosage Energy LLC | 100
Vale Air Solar Center, LLC | 60335_G_VASC1 | 60335 | G | VASC1 |  | Solar PV |  | WECC_PNW | Oregon | 41 | Malheur | 45 | 41045 | 10 | 0 | 2016 | 9999 |  |  | N | Solar | [13 empty] | 0 | 0 | 0 | 0 | [11 empty] | Vale Air Solar Center LLC | 100 | Heliosage Energy LLC | 100
Midway Solar Farm 1 | 60336_G_MSF1 | 60336 | G | MSF1 |  | Solar PV |  | WECC_IID | California | 6 | Imperial | 25 | 06025 | 50 | 0 | 2018 | 9999 |  |  | N | Solar | [13 empty] | 0 | 0 | 0 | 0 | [11 empty] | 83WI 8ME LLC | 100 | 8 Minute Solar Energy | 100
Providence Solar | 60337_G_PROV | 60337 | G | PROV |  | Solar PV |  | S_C_TVA | Tennessee | 47 | Madison | 113 | 47113 | 16 | 0 | 2017 | 9999 |  |  | N | Solar | [13 empty] | 0 | 0 | 0 | 0 | [11 empty] | Providence Solar Center LLC | 100 | Heliosage Energy LLC | 100
Electra Wind Farm | 60338_G_EWF | 60338 | G | EWF |  | Onshore Wind |  | ERC_WEST | Texas | 48 | Wilbarger | 487 | 48487 | 230 | 0 | 2016 | 9999 |  |  | N | Wind | [13 empty] | 0 | 0 | 0 | 0 | [11 empty] | Electra Wind LLC | 100 | Starwood Capital Group Global LLC | 100
Horse Creek Wind Farm | 60339_G_HCWF | 60339 | G | HCWF |  | Onshore Wind |  | ERC_WEST | Texas | 48 | Haskell | 207 | 48207 | 230 | 0 | 2016 | 9999 |  |  | N | Wind | [13 empty] | 0 | 0 | 0 | 0 | [11 empty] | Horse Creek Wind LLC | 100 | Starwood Capital Group Global LLC | 100
Belle River | 6034_G_12-1 | 6034 | G | 12-1 | 2697 | Combustion Turbine |  | MIS_LMI | Michigan | 26 | St Clair | 147 | 26147 | 75 | 12234 | 1999 | 9999 |  |  | N | Natural Gas |  |  |  | other | [8 empty] | 1.67 | 0.02801 | 0.02801 | 0.02801 | 0.02801 | [11 empty] | DTE Electric Co | 100 | DTE Energy Co | 100
Belle River | 6034_G_12-2 | 6034 | G | 12-2 | 2698 | Combustion Turbine |  | MIS_LMI | Michigan | 26 | St Clair | 147 | 26147 | 75 | 12234 | 1999 | 9999 |  |  | N | Natural Gas |  |  |  | other | [8 empty] | 1.67 | 0.03045 | 0.03045 | 0.03045 | 0.03045 | [11 empty] | DTE Electric Co | 100 | DTE Energy Co | 100
Belle River | 6034_G_13-1 | 6034 | G | 13-1 | 2699 | Combustion Turbine |  | MIS_LMI | Michigan | 26 | St Clair | 147 | 26147 | 74 | 12234 | 1999 | 9999 |  |  | N | Natural Gas |  |  |  | other | [8 empty] | 1.67 | 0.03242 | 0.03242 | 0.03242 | 0.03242 | [11 empty] | DTE Electric Co | 100 | DTE Energy Co | 100
Belle River | 6034_G_3 | 6034 | G | 3 |  | Combustion Turbine | IC Engine | MIS_LMI | Michigan | 26 | St Clair | 147 | 26147 | 3 | 15819 | 1981 | 9999 |  |  | N | Distillate Fuel Oil | [12 empty] | 1.67 | 1.6498 | 1.6498 | 1.6498 | 1.6498 | [11 empty] | DTE Electric Co | 100 | DTE Energy Co | 100
Belle River | 6034_G_4 | 6034 | G | 4 |  | Combustion Turbine | IC Engine | MIS_LMI | Michigan | 26 | St Clair | 147 | 26147 | 3 | 15947 | 1981 | 9999 |  |  | N | Distillate Fuel Oil | [12 empty] | 1.67 | 1.6498 | 1.6498 | 1.6498 | 1.6498 | [11 empty] | DTE Electric Co | 100 | DTE Energy Co | 100
Belle River | 6034_G_5 | 6034 | G | 5 |  | Combustion Turbine | IC Engine | MIS_LMI | Michigan | 26 | St Clair | 147 | 26147 | 3 | 15958 | 1981 | 9999 |  |  | N | Distillate Fuel Oil | [12 empty] | 1.67 | 1.6498 | 1.6498 | 1.6498 | 1.6498 | [11 empty] | DTE Electric Co | 100 | DTE Energy Co | 100
Belle River | 6034_G_IC1 | 6034 | G | IC1 |  | Combustion Turbine | IC Engine | MIS_LMI | Michigan | 26 | St Clair | 147 | 26147 | 2 | 15958 | 1981 | 9999 |  |  | N | Distillate Fuel Oil | [12 empty] | 1.67 | 1.6498 | 1.6498 | 1.6498 | 1.6498 | [11 empty] | DTE Electric Co | 100 | DTE Energy Co | 100
Belle River | 6034_G_IC2 | 6034 | G | IC2 |  | Combustion Turbine | IC Engine | MIS_LMI | Michigan | 26 | St Clair | 147 | 26147 | 3 | 15786 | 1981 | 9999 |  |  | N | Distillate Fuel Oil | [12 empty] | 1.67 | 1.6498 | 1.6498 | 1.6498 | 1.6498 | [11 empty] | DTE Electric Co | 100 | DTE Energy Co | 100
Wal-Mart Truth or Consequences PV | 60341_G_WMTOC | 60341 | G | WMTOC |  | Solar PV |  | WECC_NM | New Mexico | 35 | Sierra | 51 | 35051 | 1 | 0 | 2015 | 9999 |  |  | N | Solar | [13 empty] | 0 | 0 | 0 | 0 | [11 empty] | SSA Solar of NM 3 LLC | 100 | Sun Financial LLC | 100
Ida Grove Wind | 60342_G_IGWF | 60342 | G | IGWF |  | Onshore Wind |  | MIS_MIDA | Iowa | 19 | Ida | 93 | 19093 | 61.1 | 0 | 2016 | 9999 |  |  | N | Wind | [13 empty] | 0 | 0 | 0 | 0 | [11 empty] | Ida Grove Wind Energy LLC | 100 | Berkshire Hathaway Inc | 100
Ida Grove Wind | 60342_G_IGWF2 | 60342 | G | IGWF2 |  | Onshore Wind |  | MIS_MIDA | Iowa | 19 | Ida | 93 | 19093 | 119.6 | 0 | 2016 | 9999 |  |  | N | Wind | [13 empty] | 0 | 0 | 0 | 0 | [11 empty] | Ida Grove Wind Energy LLC | 100 | Berkshire Hathaway Inc | 100
Ida Grove Wind | 60342_G_IGWF3 | 60342 | G | IGWF3 |  | Onshore Wind |  | MIS_MIDA | Iowa | 19 | Ida | 93 | 19093 | 92.8 | 0 | 2016 | 9999 |  |  | N | Wind | [13 empty] | 0 | 0 | 0 | 0 | [11 empty] | Ida Grove Wind Energy LLC | 100 | Berkshire Hathaway Inc | 100
Ida Grove Wind | 60342_G_IGWF4 | 60342 | G | IGWF4 |  | Onshore Wind |  | MIS_MIDA | Iowa | 19 | Ida | 93 | 19093 | 27.6 | 0 | 2016 | 9999 |  |  | N | Wind | [13 empty] | 0 | 0 | 0 | 0 | [11 empty] | Ida Grove Wind Energy LLC | 100 | Berkshire Hathaway Inc | 100
Sudbury Solar | 60344_G_SUD | 60344 | G | SUD |  | Solar PV |  | NENGREST | Vermont | 50 | Rutland | 21 | 50021 | 2 | 0 | 2016 | 9999 |  |  | N | Solar | [13 empty] | 0 | 0 | 0 | 0 | [11 empty] | Sudbury Solar LLC | 100 | Allco Renewable Energy Limited | 100
Okeechobee Clean Energy Center | 60345_G_1A | 60345 | G | 1A | 91288 | Combined Cycle |  | FRCC | Florida | 12 | Okeechobee | 93 | 12093 | 376.6 | 7050 | 2019 | 9999 |  |  | N | Natural Gas, Distillate Fuel Oil |  |  |  | DLNB | SCR | [8 empty] | 0.0085669 | 0.0085669 | 0.0085669 | 0.0085669 | [11 empty] | Florida Power & Light Co | 100 | NextEra Energy Inc | 100
Okeechobee Clean Energy Center | 60345_G_1B | 60345 | G | 1B | 91287 | Combined Cycle |  | FRCC | Florida | 12 | Okeechobee | 93 | 12093 | 376.6 | 7050 | 2019 | 9999 |  |  | N | Natural Gas, Distillate Fuel Oil |  |  |  | DLNB | SCR | [8 empty] | 0.0085669 | 0.0085669 | 0.0085669 | 0.0085669 | [11 empty] | Florida Power & Light Co | 100 | NextEra Energy Inc | 100
Okeechobee Clean Energy Center | 60345_G_1C | 60345 | G | 1C | 91289 | Combined Cycle |  | FRCC | Florida | 12 | Okeechobee | 93 | 12093 | 376.6 | 7050 | 2019 | 9999 |  |  | N | Natural Gas, Distillate Fuel Oil |  |  |  | DLNB | SCR | [8 empty] | 0.0085669 | 0.0085669 | 0.0085669 | 0.0085669 | [11 empty] | Florida Power & Light Co | 100 | NextEra Energy Inc | 100
Okeechobee Clean Energy Center | 60345_G_1ST | 60345 | G | 1ST | 91288 | Combined Cycle |  | FRCC | Florida | 12 | Okeechobee | 93 | 12093 | 593.3 | 7050 | 2019 | 9999 |  |  | N | Natural Gas, Distillate Fuel Oil |  |  |  |  | SCR | [8 empty] | 0.0085669 | 0.0085669 | 0.0085669 | 0.0085669 | [11 empty] | Florida Power & Light Co | 100 | NextEra Energy Inc | 100
Demille Solar Farm | 60346_G_1 | 60346 | G | 1 |  | Solar PV |  | MIS_LMI | Michigan | 26 | Lapeer | 87 | 26087 | 28.4 | 0 | 2017 | 9999 |  |  | N | Solar | [13 empty] | 0 | 0 | 0 | 0 | [11 empty] | DTE Electric Co | 100 | DTE Energy Co | 100
Turrill Solar Farm | 60347_G_1 | 60347 | G | 1 |  | Solar PV |  | MIS_LMI | Michigan | 26 | Lapeer | 87 | 26087 | 19.6 | 0 | 2017 | 9999 |  |  | N | Solar | [13 empty] | 0 | 0 | 0 | 0 | [11 empty] | DTE Electric Co | 100 | DTE Energy Co | 100
O'Shea Solar Farm | 60348_G_1 | 60348 | G | 1 |  | Solar PV |  | MIS_LMI | Michigan | 26 | Wayne | 163 | 26163 | 2 | 0 | 2017 | 9999 |  |  | N | Solar | [13 empty] | 0 | 0 | 0 | 0 | [11 empty] | DTE Energy Co | 100 | DTE Energy Co | 100
Hill AFB LFG Facility, Bldg #737 | 60349_G_LFGG1 | 60349 | G | LFGG1 |  | Landfill Gas |  | WECC_UT | Utah | 49 | Davis | 11 | 49011 | 0.6 | 14103 | 2005 | 9999 |  |  | N | Landfill Gas | [13 empty] | 0.22117 | 0.22117 | 0.22117 | 0.22117 | [11 empty] | Ameresco Federal Solutions Inc | 100 | Ameresco Inc | 100
Hill AFB LFG Facility, Bldg #737 | 60349_G_LFGG2 | 60349 | G | LFGG2 |  | Landfill Gas |  | WECC_UT | Utah | 49 | Davis | 11 | 49011 | 0.7 | 14103 | 2005 | 9999 |  |  | N | Landfill Gas | [13 empty] | 0.22117 | 0.22117 | 0.22117 | 0.22117 | [11 empty] | Ameresco Federal Solutions Inc | 100 | Ameresco Inc | 100
Hill AFB LFG Facility, Bldg #737 | 60349_G_LFGG3 | 60349 | G | LFGG3 |  | Landfill Gas |  | WECC_UT | Utah | 49 | Davis | 11 | 49011 | 0.9 | 14103 | 2008 | 9999 |  |  | N | Landfill Gas | [13 empty] | 0.22117 | 0.22117 | 0.22117 | 0.22117 | [11 empty] | Ameresco Federal Solutions Inc | 100 | Ameresco Inc | 100
Greenwood (MI) | 6035_G_11-1 | 6035 | G | 11-1 | 2701 | Combustion Turbine |  | MIS_LMI | Michigan | 26 | St Clair | 147 | 26147 | 75 | 12084 | 1999 | 9999 |  |  | N | Natural Gas | [12 empty] | 1.67 | 0.0301 | 0.0301 | 0.0301 | 0.0301 | [11 empty] | DTE Electric Co | 100 | DTE Energy Co | 100
Greenwood (MI) | 6035_G_11-2 | 6035 | G | 11-2 | 2702 | Combustion Turbine |  | MIS_LMI | Michigan | 26 | St Clair | 147 | 26147 | 75 | 12084 | 1999 | 9999 |  |  | N | Natural Gas | [12 empty] | 1.67 | 0.02951 | 0.02951 | 0.02951 | 0.02951 | [11 empty] | DTE Electric Co | 100 | DTE Energy Co | 100
Greenwood (MI) | 6035_G_11-3 | 6035 | G | 11-3 | 2703 | Combustion Turbine |  | MIS_LMI | Michigan | 26 | St Clair | 147 | 26147 | 74 | 12084 | 1999 | 9999 |  |  | N | Natural Gas | [12 empty] | 1.67 | 0.02593 | 0.02593 | 0.02593 | 0.02593 | [11 empty] | DTE Electric Co | 100 | DTE Energy Co | 100
NRG Solar Las Vegas MB 2, LLC | 60350_G_LVMB2 | 60350 | G | LVMB2 |  | Solar PV |  | WECC_SNV | Nevada | 32 | Clark | 3 | 32003 | 1.5 | 0 | 2016 | 9999 |  |  | N | Solar | [13 empty] | 0 | 0 | 0 | 0 | [11 empty] | NRG Energy Inc | 100 | NRG Energy Inc | 100
Bison Solar LLC | 60351_G_BSPV1 | 60351 | G | BSPV1 |  | Solar PV |  | WECC_CO | Colorado | 8 | Larimer | 69 | 08069 | 30 | 0 | 2016 | 9999 |  |  | N | Solar | [13 empty] | 0 | 0 | 0 | 0 | [11 empty] | Bison Solar LLC | 100 | LS Power Group | 100
Boulder Solar Power, LLC | 60352_G_BSP | 60352 | G | BSP |  | Solar PV |  | WECC_SNV | Nevada | 32 | Clark | 3 | 32003 | 100 | 0 | 2016 | 9999 |  |  | N | Solar | [13 empty] | 0 | 0 | 0 | 0 | [11 empty] | Boulder Solar Power LLC | 100 | TOTAL SA | 100
Cecil County CCVT HS | 60353_G_CCVT | 60353 | G | CCVT |  | Solar PV |  | PJM_EMAC | Maryland | 24 | Cecil | 15 | 24015 | 2 | 0 | 2015 | 9999 |  |  | N | Solar | [13 empty] | 0 | 0 | 0 | 0 | [11 empty] | Terraform Power Inc | 100 | Brookfield Asset Management Inc | 100
Brady II Wind Energy Center | 60354_G_BWEC2 | 60354 | G | BWEC2 |  | Onshore Wind |  | SPP_WAUE | North Dakota | 38 | Stark | 89 | 38089 | 150 | 0 | 2016 | 9999 |  |  | N | Wind | [13 empty] | 0 | 0 | 0 | 0 | [11 empty] | Brady Wind II LLC | 100 | NextEra Energy Inc | 100
Brady Wind Energy Center | 60355_G_BWEC1 | 60355 | G | BWEC1 |  | Onshore Wind |  | SPP_WAUE | North Dakota | 38 | Stark | 89 | 38089 | 150 | 0 | 2016 | 9999 |  |  | N | Wind | [13 empty] | 0 | 0 | 0 | 0 | [11 empty] | Brady Wind LLC | 100 | NextEra Energy Inc | 100
South Field Energy | 60356_G_SFECC | 60356 | G | SFECC |  | Combined Cycle |  | PJM_ATSI | Ohio | 39 | Columbiana | 29 | 39029 | 1060 | 7050 | 2021 | 9999 |  |  | N | Natural Gas, Distillate Fuel Oil |  |  |  |  | SCR | [8 empty] | 0.011 | 0.011 | 0.011 | 0.011 | [11 empty] | South Field Energy LLC | 100 | Advanced Power | 100
Lackawanna Energy Center | 60357_G_GEN1 | 60357 | G | GEN1 | 91210 | Combined Cycle |  | PJM_WMAC | Pennsylvania | 42 | Lackawanna | 69 | 42069 | 465 | 7050 | 2018 | 9999 |  |  | N | Natural Gas |  |  |  | DLNB | SCR | [8 empty] | 0.0052716 | 0.0052716 | 0.0052716 | 0.0052716 | [11 empty] | Invenergy Thermal Development LLC | 100 | Invenergy LLC | 100
Lackawanna Energy Center | 60357_G_GEN2 | 60357 | G | GEN2 | 91211 | Combined Cycle |  | PJM_WMAC | Pennsylvania | 42 | Lackawanna | 69 | 42069 | 465 | 7050 | 2018 | 9999 |  |  | N | Natural Gas |  |  |  | DLNB | SCR | [8 empty] | 0.0056444 | 0.0056444 | 0.0056444 | 0.0056444 | [11 empty] | Lackawanna Energy Center LLC | 100 | Invenergy LLC | 100
Lackawanna Energy Center | 60357_G_GEN3 | 60357 | G | GEN3 | 91212 | Combined Cycle |  | PJM_WMAC | Pennsylvania | 42 | Lackawanna | 69 | 42069 | 465 | 7050 | 2018 | 9999 |  |  | N | Natural Gas |  |  |  | DLNB | SCR | [8 empty] | 0.0056517 | 0.0056517 | 0.0056517 | 0.0056517 | [11 empty] | Lackawanna Energy Center LLC | 100 | Invenergy LLC | 100
Gastonia Solar Center | 60359_G_60916 | 60359 | G | 60916 |  | Solar PV |  | S_VACA | North Carolina | 37 | Gaston | 71 | 37071 | 4.3 | 0 | 2018 | 9999 |  |  | N | Solar | [13 empty] | 0 | 0 | 0 | 0 | [11 empty] | Enerparc Solar Development LLC | 100 | Enerparc AG | 100
Catawba | 6036_G_1 | 6036 | G | 1 |  | Nuclear |  | S_VACA | South Carolina | 45 | York | 91 | 45091 | 1160.1 | 10456 | 1985 | 9999 |  |  | N | Nuclear Fuel | [13 empty] | 0 | 0 | 0 | 0 | [11 empty] | North Carolina Electric Membership Corp | 61.51 | North Carolina Electric Membership Corp | 61.51
Catawba | 6036_G_2 | 6036 | G | 2 |  | Nuclear |  | S_VACA | South Carolina | 45 | York | 91 | 45091 | 1150.1 | 10456 | 1986 | 9999 |  |  | N | Nuclear Fuel | [13 empty] | 0 | 0 | 0 | 0 | [11 empty] | North Carolina Municipal Power Agency No 1 | 75 | North Carolina Municipal Power Agency No 1 | 75
Wortham Solar Farm | 60361_G_INV1 | 60361 | G | INV1 |  | Solar PV |  | S_VACA | North Carolina | 37 | Vance | 181 | 37181 | 5 | 0 | 2016 | 9999 |  |  | N | Solar | [13 empty] | 0 | 0 | 0 | 0 | [11 empty] | Wortham Solar Farm LLC | 100 | Entropy Solar Integrators LLC | 100
White Farm Solar, LLC | 60363_G_WFSPV | 60363 | G | WFSPV |  | Solar PV |  | PJM_Dom | North Carolina | 37 | Northampton | 131 | 37131 | 5.2 | 0 | 2016 | 9999 |  |  | N | Solar | [13 empty] | 0 | 0 | 0 | 0 | [11 empty] | Carolina Solar Energy II LLC | 100 | Carolina Solar Energy | 100
White Street Renewables | 60364_G_WSLFG | 60364 | G | WSLFG |  | Landfill Gas |  | S_VACA | North Carolina | 37 | Guilford | 81 | 37081 | 1.6 | 13648 | 2019 | 9999 |  |  | N | Landfill Gas | [13 empty] | 0.09 | 0.09 | 0.09 | 0.09 | [11 empty] | White Street Renewables LLC | 100 | Petra Engineering PLLC | 100
Vulcraft Solar | 60365_G_VULC | 60365 | G | VULC |  | Solar PV |  | NY_Z_C&E | New York | 36 | Chemung | 15 | 36015 | 1.6 | 0 | 2013 | 9999 |  |  | N | Solar | [13 empty] | 0 | 0 | 0 | 0 | [11 empty] | Soltage VUL 1600 Chemung LLC | 100 | Soltage LLC | 100
Old Settler Wind | 60366_G_OSWF | 60366 | G | OSWF |  | Onshore Wind |  | ERC_PHDL | Texas | 48 | Floyd | 153 | 48153 | 151.2 | 0 | 2017 | 9999 |  |  | N | Wind | [13 empty] | 0 | 0 | 0 | 0 | [11 empty] | Old Settler Wind LLC | 100 | Apex Clean Energy Inc | 100
Snow Camp Solar, LLC | 60367_G_SCSPV | 60367 | G | SCSPV |  | Solar PV |  | S_VACA | North Carolina | 37 | Alamance | 1 | 37001 | 5.2 | 0 | 2016 | 9999 |  |  | N | Solar | [13 empty] | 0 | 0 | 0 | 0 | [11 empty] | Snow Camp Solar LLC | 100 | Cypress Creek Holdings LLC | 100
Panda Hummel Station LLC | 60368_G_CTG1 | 60368 | G | CTG1 | 91106 | Combined Cycle |  | PJM_WMAC | Pennsylvania | 42 | Snyder | 109 | 42109 | 226.3 | 7050 | 2018 | 9999 |  |  | N | Natural Gas |  |  |  | DLNB | SCR | [8 empty] | 0.0064168 | 0.0064168 | 0.0064168 | 0.0064168 | [11 empty] | Hummel Generation LLC | 100 | LS Power Group | 100
Panda Hummel Station LLC | 60368_G_CTG2 | 60368 | G | CTG2 | 91107 | Combined Cycle |  | PJM_WMAC | Pennsylvania | 42 | Snyder | 109 | 42109 | 226.3 | 7050 | 2018 | 9999 |  |  | N | Natural Gas |  |  |  | DLNB | SCR | [8 empty] | 0.0064168 | 0.0064168 | 0.0064168 | 0.0064168 | [11 empty] | Hummel Generation LLC | 100 | LS Power Group | 100
Panda Hummel Station LLC | 60368_G_CTG3 | 60368 | G | CTG3 | 91111 | Combined Cycle |  | PJM_WMAC | Pennsylvania | 42 | Snyder | 109 | 42109 | 226.3 | 7050 | 2018 | 9999 |  |  | N | Natural Gas |  |  |  | DLNB | SCR | [8 empty] | 0.0064168 | 0.0064168 | 0.0064168 | 0.0064168 | [11 empty] | Hummel Generation LLC | 100 | LS Power Group | 100
Panda Hummel Station LLC | 60368_G_STG | 60368 | G | STG | 91106 | Combined Cycle |  | PJM_WMAC | Pennsylvania | 42 | Snyder | 109 | 42109 | 417.6 | 7050 | 2018 | 9999 |  |  | N | Natural Gas |  |  |  |  | SCR | [8 empty] | 0.0064168 | 0.0064168 | 0.0064168 | 0.0064168 | [11 empty] | Hummel Generation LLC | 100 | LS Power Group | 100
Battleboro Farm | 60369_G_BFPV | 60369 | G | BFPV |  | Solar PV |  | S_VACA | North Carolina | 37 | Nash | 127 | 37127 | 5.2 | 0 | 2016 | 9999 |  |  | N | Solar | [13 empty] | 0 | 0 | 0 | 0 | [11 empty] | Battleboro Farm LLC | 100 | Strata Solar LLC | 100
Flint Hill Solar, LLC | 60370_G_FHSPV | 60370 | G | FHSPV |  | Solar PV |  | S_VACA | North Carolina | 37 | Moore | 125 | 37125 | 5.2 | 0 | 2016 | 9999 |  |  | N | Solar | [13 empty] | 0 | 0 | 0 | 0 | [11 empty] | Flint Hill Solar LLC | 100 | Cypress Creek Holdings LLC | 100
Legoland Solar | 60371_G_1 | 60371 | G | 1 |  | Solar PV |  | FRCC | Florida | 12 | Polk | 105 | 12105 | 1.4 | 0 | 2016 | 9999 |  |  | N | Solar | [13 empty] | 0 | 0 | 0 | 0 | [11 empty] | Tampa Electric Co | 100 | TECO Energy Inc | 100
Lamesa Solar | 60372_G_LSPV1 | 60372 | G | LSPV1 |  | Solar PV |  | ERC_WEST | Texas | 48 | Dawson | 115 | 48115 | 100 | 0 | 2017 | 9999 |  |  | N | Solar | [13 empty] | 0 | 0 | 0 | 0 | [11 empty] | Southern Power Co | 100 | Southern Co | 100
ILR Landfill | 60375_G_ILR1 | 60375 | G | ILR1 |  | Solar PV |  | PJM_EMAC | New Jersey | 34 | Middlesex | 23 | 34023 | 7.7 | 0 | 2016 | 9999 |  |  | N | Solar | [13 empty] | 0 | 0 | 0 | 0 | [11 empty] | Solar Wind Energy LLC | 100 | Solar Wind Energy LLC | 100
Clean Energy Future-Lordstown, LLC | 60376_G_CTG1 | 60376 | G | CTG1 | 91109 | Combined Cycle |  | PJM_ATSI | Ohio | 39 | Trumbull | 155 | 39155 | 263 | 7050 | 2018 | 9999 |  |  | N | Natural Gas |  |  |  | DLNB | SCR | [8 empty] | 0.0058959 | 0.0058959 | 0.0058959 | 0.0058959 | [11 empty] | Clean Energy Future Lordstown LLC | 100 | Clean Energy Future Lordstown LLC | 100
Clean Energy Future-Lordstown, LLC | 60376_G_CTG2 | 60376 | G | CTG2 | 91110 | Combined Cycle |  | PJM_ATSI | Ohio | 39 | Trumbull | 155 | 39155 | 263 | 7050 | 2018 | 9999 |  |  | N | Natural Gas |  |  |  | DLNB | SCR | [8 empty] | 0.0058959 | 0.0058959 | 0.0058959 | 0.0058959 | [11 empty] | Clean Energy Future Lordstown LLC | 100 | Clean Energy Future Lordstown LLC | 100
Clean Energy Future-Lordstown, LLC | 60376_G_STG1 | 60376 | G | STG1 | 91109 | Combined Cycle |  | PJM_ATSI | Ohio | 39 | Trumbull | 155 | 39155 | 324 | 7050 | 2018 | 9999 |  |  | N | Natural Gas |  |  |  |  | SCR | [8 empty] | 0.0058959 | 0.0058959 | 0.0058959 | 0.0058959 | [11 empty] | Clean Energy Future Lordstown LLC | 100 | Clean Energy Future Lordstown LLC | 100
NHA at Mansfield NJ | 60378_G_PV1 | 60378 | G | PV1 |  | Solar PV |  | PJM_EMAC | New Jersey | 34 | Warren | 41 | 34041 | 5 | 0 | 2016 | 9999 |  |  | N | Solar | [13 empty] | 0 | 0 | 0 | 0 | [11 empty] | Luminace Solar New Jersey LLC | 100 | Exelon Corp | 100
McGuire | 6038_G_1 | 6038 | G | 1 |  | Nuclear |  | S_VACA | North Carolina | 37 | Mecklenburg | 119 | 37119 | 1158 | 10456 | 1981 | 9999 |  |  | N | Nuclear Fuel | [13 empty] | 0 | 0 | 0 | 0 | [11 empty] | Duke Energy Carolinas | 100 | Duke Energy Corp | 100
McGuire | 6038_G_2 | 6038 | G | 2 |  | Nuclear |  | S_VACA | North Carolina | 37 | Mecklenburg | 119 | 37119 | 1157.6 | 10456 | 1984 | 9999 |  |  | N | Nuclear Fuel | [13 empty] | 0 | 0 | 0 | 0 | [11 empty] | Duke Energy Carolinas | 100 | Duke Energy Corp | 100
Shoe Creek Solar, LLC | 60380_G_SCSPV | 60380 | G | SCSPV |  | Solar PV |  | S_VACA | North Carolina | 37 | Scotland | 165 | 37165 | 65 | 0 | 2017 | 9999 |  |  | N | Solar | [13 empty] | 0 | 0 | 0 | 0 | [11 empty] | Shoe Creek Solar LLC | 100 | Cypress Creek Holdings LLC | 100
Sulphur Springs | 60381_G_SSSP | 60381 | G | SSSP |  | Solar PV |  | WECC_AZ | Arizona | 4 | Cochise | 3 | 04003 | 20 | 0 | 2016 | 9999 |  |  | N | Solar | [13 empty] | 0 | 0 | 0 | 0 | [11 empty] | Solar Star Arizona XIII LLC | 100 | SunPower Corp | 100
Monroe Solar Facility | 60383_G_MONPV | 60383 | G | MONPV |  | Solar PV |  | S_VACA | North Carolina | 37 | Union | 179 | 37179 | 60 | 0 | 2017 | 9999 |  |  | N | Solar | [13 empty] | 0 | 0 | 0 | 0 | [11 empty] | Duke Energy Carolinas | 100 | Duke Energy Corp | 100
Hertford Solar Farm | 60384_G_HERT | 60384 | G | HERT |  | Solar PV |  | PJM_Dom | North Carolina | 37 | Perquimans | 143 | 37143 | 5 | 0 | 2016 | 9999 |  |  | N | Solar | [13 empty] | 0 | 0 | 0 | 0 | [11 empty] | SolNCPower10 LLC | 100 | Solon Group | 100
Santa Rita Jail Fuel Cell | 60385_G_MB-18 | 60385 | G | MB-18 |  | Fuel Cell |  | WEC_CALN | California | 6 | Alameda | 1 | 06001 | 1.4 | 8264 | 2016 | 9999 |  |  | Y | Natural Gas | [13 empty] | 0 | 0 | 0 | 0 | [11 empty] | SRJFC LLC | 100 | FuelCell Energy Inc | 100
RE Garland A | 60386_G_PV1 | 60386 | G | PV1 |  | Solar PV |  | WECC_SCE | California | 6 | Kern | 29 | 06029 | 20 | 0 | 2016 | 9999 |  |  | N | Solar | [13 empty] | 0 | 0 | 0 | 0 | [11 empty] | RE Garland A LLC | 100 | Canadian Solar Inc | 100
Morgantown | 60388_G_GEMT | 60388 | G | GEMT |  | Landfill Gas |  | PJM_WMAC | Pennsylvania | 42 | Berks | 11 | 42011 | 1.6 | 14727 | 2016 | 9999 |  |  | N | Landfill Gas | [13 empty] | 0.22117 | 0.22117 | 0.22117 | 0.22117 | [11 empty] | Granger Energy of Morgantown LLC | 100 | Energy Developments | 100
RE Barren Ridge 1 | 60389_G_REBR1 | 60389 | G | REBR1 |  | Solar PV |  | WEC_CALN | California | 6 | Kern | 29 | 06029 | 60 | 0 | 2016 | 9999 |  |  | N | Solar | [13 empty] | 0 | 0 | 0 | 0 | [11 empty] | RE Barren Ridge 1 LLC | 100 | Korea Electric Power Corp | 100
Beech Ridge Energy Storage | 60390_G_BRES | 60390 | G | BRES |  | Energy Storage |  | PJM_AP | West Virginia | 54 | Greenbrier | 25 | 54025 | 31.5 | 0 | 2015 | 9999 |  |  | N | Energy Storage | [13 empty] | 0 | 0 | 0 | 0 | [11 empty] | Beech Ridge Energy Storage LLC | 100 | Invenergy LLC | 100
SJA Solar LLC-Solterra Monastery CSG | 60391_G_SJAPV | 60391 | G | SJAPV |  | Solar PV |  | NENGREST | Massachusetts | 25 | Worcester | 27 | 25027 | 20.1 | 0 | 2016 | 9999 |  |  | N | Solar | [13 empty] | 0 | 0 | 0 | 0 | [11 empty] | SJA Solar LLC | 100 | NRG Energy Inc | 100
Pfizer Groton Fuel Cell | 60392_G_MM-24 | 60392 | G | MM-24 |  | Fuel Cell |  | NENG_CT | Connecticut | 9 | New London | 11 | 09011 | 2.8 | 8816 | 2016 | 9999 |  |  | Y | Natural Gas | [13 empty] | 0 | 0 | 0 | 0 | [11 empty] | Pfizer Inc | 100 | Pfizer Inc | 100
Pfizer Groton Fuel Cell | 60392_G_MM-25 | 60392 | G | MM-25 |  | Fuel Cell |  | NENG_CT | Connecticut | 9 | New London | 11 | 09011 | 2.8 | 8816 | 2016 | 9999 |  |  | Y | Natural Gas | [13 empty] | 0 | 0 | 0 | 0 | [11 empty] | Pfizer Inc | 100 | Pfizer Inc | 100
MC1 Solar | 60395_G_MC1PV | 60395 | G | MC1PV |  | Solar PV |  | PJM_Dom | North Carolina | 37 | Martin | 117 | 37117 | 5 | 0 | 2016 | 9999 |  |  | N | Solar | [13 empty] | 0 | 0 | 0 | 0 | [11 empty] | MC1 Solar Farm LLC | 100 | MC1 Solar Farm LLC | 100
St. Pauls Solar 1, LLC | 60396_G_FLS1 | 60396 | G | FLS1 |  | Solar PV |  | S_VACA | North Carolina | 37 | Robeson | 155 | 37155 | 4.9 | 0 | 2017 | 9999 |  |  | N | Solar | [13 empty] | 0 | 0 | 0 | 0 | [11 empty] | St Pauls Solar 1 LLC | 100 | Cypress Creek Holdings LLC | 100
Kennedy Solar, LLC | 60397_G_FLS1 | 60397 | G | FLS1 |  | Solar PV |  | S_VACA | North Carolina | 37 | Duplin | 61 | 37061 | 4.9 | 0 | 2017 | 9999 |  |  | N | Solar | [13 empty] | 0 | 0 | 0 | 0 | [11 empty] | Kennedy Solar LLC | 100 | FLS Energy Inc | 100
Innovative Solar 65 | 60398_G_FLS1 | 60398 | G | FLS1 |  | Solar PV |  | S_VACA | North Carolina | 37 | Scotland | 165 | 37165 | 4.9 | 0 | 2016 | 9999 |  |  | N | Solar | [13 empty] | 0 | 0 | 0 | 0 | [11 empty] | Innovative Solar 65 LLC | 100 | Innovative Solar Systems LLC | 100
Lincoln Solar, LLC (NC) | 60399_G_FLS1 | 60399 | G | FLS1 |  | Solar PV |  | S_VACA | North Carolina | 37 | Rutherford | 161 | 37161 | 4.9 | 0 | 2016 | 9999 |  |  | N | Solar | [13 empty] | 0 | 0 | 0 | 0 | [11 empty] | Lincoln Solar LLC | 100 | Allco Renewable Energy Limited | 100
Exum Farm Solar, LLC | 60400_G_FLS1 | 60400 | G | FLS1 |  | Solar PV |  | S_VACA | North Carolina | 37 | Lenoir | 107 | 37107 | 4.9 | 0 | 2016 | 9999 |  |  | N | Solar | [13 empty] | 0 | 0 | 0 | 0 | [11 empty] | Exum Farm Solar LLC | 100 | Cypress Creek Holdings LLC | 100
Bizzell Church Solar 1, LLC | 60401_G_BCSPV | 60401 | G | BCSPV |  | Solar PV |  | S_VACA | North Carolina | 37 | Johnston | 101 | 37101 | 5.2 | 0 | 2015 | 9999 |  |  | N | Solar | [13 empty] | 0 | 0 | 0 | 0 | [11 empty] | Bizzell Church Solar I LLC | 100 | Cypress Creek Holdings LLC | 100
CB Bladen Solar, LLC | 60402_G_CBPV | 60402 | G | CBPV |  | Solar PV |  | S_VACA | North Carolina | 37 | Bladen | 17 | 37017 | 5.2 | 0 | 2016 | 9999 |  |  | N | Solar | [13 empty] | 0 | 0 | 0 | 0 | [11 empty] | Clark Brothers LLC | 100 | Clark Brothers LLC | 100
Currin Solar, LLC | 60403_G_CSPV | 60403 | G | CSPV |  | Solar PV |  | S_VACA | North Carolina | 37 | Granville | 77 | 37077 | 5.2 | 0 | 2015 | 9999 |  |  | N | Solar | [13 empty] | 0 | 0 | 0 | 0 | [11 empty] | Currin Solar Farm LLC | 100 | Entropy Solar Integrators LLC | 100
Pisgah Mountain Wind | 60404_G_PISGA | 60404 | G | PISGA |  | Onshore Wind |  | NENG_ME | Maine | 23 | Penobscot | 19 | 23019 | 9.1 | 0 | 2016 | 9999 |  |  | N | Wind | [13 empty] | 0 | 0 | 0 | 0 | [11 empty] | Mike Smith & Paul & Sandy Fuller | 100 | Mike Smith & Paul & Sandy Fuller | 100
Chaves Solar, LLC | 60405_G_CSPV | 60405 | G | CSPV |  | Solar PV |  | SPP_SPS | New Mexico | 35 | Chaves | 5 | 35005 | 70 | 0 | 2016 | 9999 |  |  | N | Solar | [13 empty] | 0 | 0 | 0 | 0 | [11 empty] | Chaves County Solar LLC | 100 | NextEra Energy Inc | 100
Roswell Solar, LLC | 60406_G_RSPV | 60406 | G | RSPV |  | Solar PV |  | SPP_SPS | New Mexico | 35 | Chaves | 5 | 35005 | 70 | 0 | 2016 | 9999 |  |  | N | Solar | [13 empty] | 0 | 0 | 0 | 0 | [11 empty] | Roswell Solar LLC | 100 | NextEra Energy Inc | 100
Nash 97 Solar, LLC | 60408_G_97PV | 60408 | G | 97PV |  | Solar PV |  | S_VACA | North Carolina | 37 | Nash | 127 | 37127 | 5.2 | 0 | 2016 | 9999 |  |  | N | Solar | [13 empty] | 0 | 0 | 0 | 0 | [11 empty] | Nash 97 Solar LLC | 100 | Cypress Creek Holdings LLC | 100
South Winston Farm, LLC | 60409_G_SWFPV | 60409 | G | SWFPV |  | Solar PV |  | S_VACA | North Carolina | 37 | Forsyth | 67 | 37067 | 5.2 | 0 | 2016 | 9999 |  |  | N | Solar | [13 empty] | 0 | 0 | 0 | 0 | [11 empty] | South Winston Farm LLC | 100 | Cypress Creek Holdings LLC | 100
Sullivan Solar, LLC | 60410_G_SULPV | 60410 | G | SULPV |  | Solar PV |  | MIS_INKY | Indiana | 18 | Sullivan | 153 | 18153 | 5.2 | 0 | 2016 | 9999 |  |  | N | Solar | [13 empty] | 0 | 0 | 0 | 0 | [11 empty] | Sullivan Solar LLC | 100 | Cypress Creek Holdings LLC | 100
Coventry Photovoltaic, LLC | 60411_G_COVEN | 60411 | G | COVEN |  | Solar PV |  | NENGREST | Vermont | 50 | Orleans | 19 | 50019 | 2.2 | 0 | 2014 | 9999 |  |  | N | Solar | [13 empty] | 0 | 0 | 0 | 0 | [11 empty] | Borrego Solar Systems Inc | 100 | Borrego Solar Systems Inc | 100
Munro Valley Solar | 60412_G_MUN | 60412 | G | MUN |  | Solar PV |  | WECC_SCE | California | 6 | Inyo | 27 | 06027 | 4 | 0 | 2016 | 9999 |  |  | N | Solar | [13 empty] | 0 | 0 | 0 | 0 | [11 empty] | Munro Valley Solar LLC | 100 | Allco Finance Group Limited | 100
Bonnybrooke PV | 60413_G_AZPV1 | 60413 | G | AZPV1 |  | Solar PV |  | WECC_AZ | Arizona | 4 | Pinal | 21 | 04021 | 50 | 0 | 2016 | 9999 |  |  | N | Solar | [13 empty] | 0 | 0 | 0 | 0 | [11 empty] | Apple Inc | 100 | Apple Inc | 100
Bethel Wind Farm LLC | 60414_G_GEN1 | 60414 | G | GEN1 |  | Onshore Wind |  | ERC_PHDL | Texas | 48 | Castro | 69 | 48069 | 276 | 0 | 2017 | 9999 |  |  | N | Wind | [13 empty] | 0 | 0 | 0 | 0 | [11 empty] | Bethel Wind Farm LLC | 100 | Southern Co | 100
Hardison Farm Solar, LLC | 60415_G_HFSPV | 60415 | G | HFSPV |  | Solar PV |  | PJM_Dom | North Carolina | 37 | Martin | 117 | 37117 | 5.2 | 0 | 2016 | 9999 |  |  | N | Solar | [13 empty] | 0 | 0 | 0 | 0 | [11 empty] | Carolina Solar Energy II LLC | 100 | Carolina Solar Energy | 100
Maxton Solar, LLC | 60416_G_MSPV | 60416 | G | MSPV |  | Solar PV |  | S_VACA | North Carolina | 37 | Robeson | 155 | 37155 | 4.9 | 0 | 2016 | 9999 |  |  | N | Solar | [13 empty] | 0 | 0 | 0 | 0 | [11 empty] | Maxton Solar 1 LLC | 100 | Cypress Creek Holdings LLC | 100
Modlin Solar Farm | 60417_G_MSFPV | 60417 | G | MSFPV |  | Solar PV |  | PJM_Dom | North Carolina | 37 | Martin | 117 | 37117 | 4.9 | 0 | 2016 | 9999 |  |  | N | Solar | [13 empty] | 0 | 0 | 0 | 0 | [11 empty] | Modlin Farm Solar LLC | 100 | Cypress Creek Holdings LLC | 100
Calligan Creek Hydroelectric Project | 60418_G_CC6MW | 60418 | G | CC6MW |  | Hydro |  | WECC_PNW | Washington | 53 | King | 33 | 53033 | 6 | 0 | 2018 | 9999 |  |  | N | Hydro | [13 empty] | 0 | 0 | 0 | 0 | [11 empty] | Calligan Power LLC | 100 | Calligan Power LLC | 100
Don A Campbell 2 Geothermal | 60419_G_DAC2G | 60419 | G | DAC2G |  | Geothermal |  | WECC_NNV | Nevada | 32 | Mineral | 21 | 32021 | 16.2 | 9771 | 2015 | 9999 |  |  | N | Geothermal | [13 empty] | 0 | 0 | 0 | 0 | 0.4563 | 0.4563 | 0.4563 | [8 empty] | ORNI 47 LLC | 100 | Northleaf Capital Partners | 100
Manatee | 6042_G_3 | 6042 | G | 3 | 88110 | Combined Cycle |  | FRCC | Florida | 12 | Manatee | 81 | 12081 | 453 | 7050 | 2005 | 9999 |  |  | N | Natural Gas |  |  |  | DLNB | SCR | [7 empty] | 0.001 | 0.0083838 | 0.0083838 | 0.0083838 | 0.0083838 | [11 empty] | Florida Power & Light Co | 100 | NextEra Energy Inc | 100
Manatee | 6042_G_A | 6042 | G | A | 88110 | Combined Cycle |  | FRCC | Florida | 12 | Manatee | 81 | 12081 | 199 | 7050 | 2005 | 9999 |  |  | N | Natural Gas |  |  |  | DLNB | SCR | [7 empty] | 0.001 | 0.0083838 | 0.0083838 | 0.0083838 | 0.0083838 | [11 empty] | Florida Power & Light Co | 100 | NextEra Energy Inc | 100
Manatee | 6042_G_B | 6042 | G | B | 88111 | Combined Cycle |  | FRCC | Florida | 12 | Manatee | 81 | 12081 | 199 | 7050 | 2005 | 9999 |  |  | N | Natural Gas |  |  |  | DLNB | SCR | [7 empty] | 0.001 | 0.0083838 | 0.0083838 | 0.0083838 | 0.0083838 | [11 empty] | Florida Power & Light Co | 100 | NextEra Energy Inc | 100
Manatee | 6042_G_C | 6042 | G | C | 88112 | Combined Cycle |  | FRCC | Florida | 12 | Manatee | 81 | 12081 | 199 | 7050 | 2005 | 9999 |  |  | N | Natural Gas |  |  |  | DLNB | SCR | [7 empty] | 0.001 | 0.0083838 | 0.0083838 | 0.0083838 | 0.0083838 | [11 empty] | Florida Power & Light Co | 100 | NextEra Energy Inc | 100
Manatee | 6042_G_D | 6042 | G | D | 88113 | Combined Cycle |  | FRCC | Florida | 12 | Manatee | 81 | 12081 | 173.5 | 7050 | 2005 | 9999 |  |  | N | Natural Gas |  |  |  | DLNB | SCR | [7 empty] | 0.001 | 0.0083838 | 0.0083838 | 0.0083838 | 0.0083838 | [11 empty] | Florida Power & Light Co | 100 | NextEra Energy Inc | 100
Veyo Heat Recovery Project | 60421_G_WHR1 | 60421 | G | WHR1 |  | Non-Fossil Waste |  | WECC_UT | Utah | 49 | Washington | 53 | 49053 | 8.4 | 9182 | 2016 | 9999 |  |  | N | Non-Fossil Waste | [13 empty] | 0 | 0 | 0 | 0 | [11 empty] | Utah Associated Municipal Power System | 100 | Utah Associated Municipal Power System | 100
Morgan's Corner | 60422_G_1 | 60422 | G | 1 |  | Solar PV |  | PJM_Dom | North Carolina | 37 | Pasquotank | 139 | 37139 | 8 | 0 | 2015 | 9999 |  |  | N | Solar | [13 empty] | 0 | 0 | 0 | 0 | [11 empty] | Morgans Corner Solar Energy LLC | 100 | Dominion Energy Inc | 100
Fairhaven C | 60423_G_FCPV | 60423 | G | FCPV |  | Solar PV |  | NENGREST | Massachusetts | 25 | Bristol | 5 | 25005 | 1.6 | 0 | 2017 | 9999 |  |  | N | Solar | [13 empty] | 0 | 0 | 0 | 0 | [11 empty] | Nautilus Power LLC | 100 | Essential Power LLC | 100
West Bridgewater AB CSG | 60424_G_WBAB | 60424 | G | WBAB |  | Solar PV |  | NENGREST | Massachusetts | 25 | Plymouth | 23 | 25023 | 1.7 | 0 | 2017 | 9999 |  |  | N | Solar | [13 empty] | 0 | 0 | 0 | 0 | [11 empty] | Nautilus Power LLC | 100 | Essential Power LLC | 100
Skidmore College | 60425_G_SO049 | 60425 | G | SO049 |  | Solar PV |  | NY_Z_F | New York | 36 | Saratoga | 91 | 36091 | 2 | 0 | 2014 | 9999 |  |  | N | Solar | [13 empty] | 0 | 0 | 0 | 0 | [11 empty] | Dynamic Energy Solutions | 100 | Dynamic Energy Solutions | 100
RCWD PV Project | 60426_G_RCWD | 60426 | G | RCWD |  | Solar PV |  | WECC_SCE | California | 6 | Riverside | 65 | 06065 | 4.1 | 0 | 2016 | 9999 |  |  | N | Solar | [13 empty] | 0 | 0 | 0 | 0 | [11 empty] | Solar Star California XL LLC | 100 | TOTAL SA | 100
CoServ Community Solar Station | 60427_G_CSS1 | 60427 | G | CSS1 |  | Solar PV |  | ERC_REST | Texas | 48 | Denton | 121 | 48121 | 2 | 0 | 2015 | 9999 |  |  | N | Solar | [13 empty] | 0 | 0 | 0 | 0 | [11 empty] | Coserv Electric | 100 | Coserv Electric | 100
CA Dept of Public Health at Richmond | 60428_G_PV1 | 60428 | G | PV1 |  | Solar PV |  | WEC_CALN | California | 6 | Contra Costa | 13 | 06013 | 2.2 | 0 | 2017 | 9999 |  |  | N | Solar | [13 empty] | 0 | 0 | 0 | 0 | [11 empty] | California PV Energy 2 LLC | 100 | Exelon Corp | 100
Martin | 6043_G_3GT1 | 6043 | G | 3GT1 | 2710 | Combined Cycle |  | FRCC | Florida | 12 | Martin | 85 | 12085 | 165 | 7230 | 1994 | 9999 |  |  | N | Natural Gas |  |  |  | DLNB | SCR | [7 empty] | 0.001 | 0.026791 | 0.026791 | 0.026791 | 0.026791 | [11 empty] | Florida Power & Light Co | 100 | NextEra Energy Inc | 100
Martin | 6043_G_3GT2 | 6043 | G | 3GT2 | 2711 | Combined Cycle |  | FRCC | Florida | 12 | Martin | 85 | 12085 | 165 | 7230 | 1994 | 9999 |  |  | N | Natural Gas |  |  |  | DLNB | SCR | [7 empty] | 0.001 | 0.026791 | 0.026791 | 0.026791 | 0.026791 | [11 empty] | Florida Power & Light Co | 100 | NextEra Energy Inc | 100
Martin | 6043_G_3ST | 6043 | G | 3ST | 2710 | Combined Cycle |  | FRCC | Florida | 12 | Martin | 85 | 12085 | 157 | 7230 | 1994 | 9999 | other |  | N | Natural Gas |  |  |  | DLNB | SCR | [7 empty] | 0.001 | 0.026791 | 0.026791 | 0.026791 | 0.026791 | [11 empty] | Florida Power & Light Co | 100 | NextEra Energy Inc | 100
Martin | 6043_G_4GT1 | 6043 | G | 4GT1 | 2712 | Combined Cycle |  | FRCC | Florida | 12 | Martin | 85 | 12085 | 165 | 7230 | 1994 | 9999 |  |  | N | Natural Gas |  |  |  | DLNB | SCR | [7 empty] | 0.001 | 0.026177 | 0.026177 | 0.026177 | 0.026177 | [11 empty] | Florida Power & Light Co | 100 | NextEra Energy Inc | 100
Martin | 6043_G_4GT2 | 6043 | G | 4GT2 | 2713 | Combined Cycle |  | FRCC | Florida | 12 | Martin | 85 | 12085 | 165 | 7230 | 1994 | 9999 |  |  | N | Natural Gas |  |  |  | DLNB | SCR | [7 empty] | 0.001 | 0.026177 | 0.026177 | 0.026177 | 0.026177 | [11 empty] | Florida Power & Light Co | 100 | NextEra Energy Inc | 100
Martin | 6043_G_4ST | 6043 | G | 4ST | 2712 | Combined Cycle |  | FRCC | Florida | 12 | Martin | 85 | 12085 | 157 | 7230 | 1994 | 9999 | other |  | N | Natural Gas |  |  |  | DLNB | SCR | [7 empty] | 0.001 | 0.026177 | 0.026177 | 0.026177 | 0.026177 | [11 empty] | Florida Power & Light Co | 100 | NextEra Energy Inc | 100
Martin | 6043_G_8 | 6043 | G | 8 | 2716 | Combined Cycle |  | FRCC | Florida | 12 | Martin | 85 | 12085 | 447.8 | 7230 | 2005 | 9999 |  |  | N | Natural Gas, Distillate Fuel Oil |  |  |  | LNB + NH3 | SCR | [7 empty] | 0.001 | 0.0073332 | 0.0073332 | 0.0073332 | 0.0073332 | [11 empty] | Florida Power & Light Co | 100 | NextEra Energy Inc | 100
Martin | 6043_G_8A | 6043 | G | 8A | 2716 | Combined Cycle |  | FRCC | Florida | 12 | Martin | 85 | 12085 | 196.8 | 7230 | 2001 | 9999 |  |  | N | Natural Gas, Distillate Fuel Oil |  |  |  | DLNB + H2O | SCR | [8 empty] | 0.0073332 | 0.0073332 | 0.0073332 | 0.0073332 | [11 empty] | Florida Power & Light Co | 100 | NextEra Energy Inc | 100
Martin | 6043_G_8B | 6043 | G | 8B | 2717 | Combined Cycle |  | FRCC | Florida | 12 | Martin | 85 | 12085 | 196.8 | 7230 | 2001 | 9999 |  |  | N | Natural Gas, Distillate Fuel Oil |  |  |  | DLNB + H2O | SCR | [8 empty] | 0.0073332 | 0.0073332 | 0.0073332 | 0.0073332 | [11 empty] | Florida Power & Light Co | 100 | NextEra Energy Inc | 100
Martin | 6043_G_8C | 6043 | G | 8C | 88114 | Combined Cycle |  | FRCC | Florida | 12 | Martin | 85 | 12085 | 196.8 | 7230 | 2005 | 9999 |  |  | N | Natural Gas, Distillate Fuel Oil |  |  |  | DLNB + H2O | SCR | [7 empty] | 0.001 | 0.0073332 | 0.0073332 | 0.0073332 | 0.0073332 | [11 empty] | Florida Power & Light Co | 100 | NextEra Energy Inc | 100
Martin | 6043_G_8D | 6043 | G | 8D | 88115 | Combined Cycle |  | FRCC | Florida | 12 | Martin | 85 | 12085 | 196.8 | 7230 | 2005 | 9999 |  |  | N | Natural Gas, Distillate Fuel Oil |  |  |  | DLNB + H2O | SCR | [7 empty] | 0.001 | 0.0073332 | 0.0073332 | 0.0073332 | 0.0073332 | [11 empty] | Florida Power & Light Co | 100 | NextEra Energy Inc | 100
Tompkins Cortland Community College | 60431_G_TC3 | 60431 | G | TC3 |  | Solar PV |  | NY_Z_C&E | New York | 36 | Tompkins | 109 | 36109 | 2 | 0 | 2015 | 9999 |  |  | N | Solar | [13 empty] | 0 | 0 | 0 | 0 | [11 empty] | SEC LHNY Solar One LLC | 100 | NextEra Energy Inc | 100
Three Peaks Power | 60432_G_TPP | 60432 | G | TPP |  | Solar PV |  | WECC_UT | Utah | 49 | Iron | 21 | 49021 | 80 | 0 | 2016 | 9999 |  |  | N | Solar | [13 empty] | 0 | 0 | 0 | 0 | [11 empty] | Three Peaks Power LLC | 100 | Scatec Solar | 100
Crane Solar Facility | 60435_G_XXXXX | 60435 | G | XXXXX |  | Solar PV |  | MIS_INKY | Indiana | 18 | Martin | 101 | 18101 | 17 | 0 | 2017 | 9999 |  |  | N | Solar | [13 empty] | 0 | 0 | 0 | 0 | [11 empty] | Duke Energy Indiana | 100 | Duke Energy Corp | 100
East Pecos Solar | 60436_G_1 | 60436 | G | 1 |  | Solar PV |  | ERC_WEST | Texas | 48 | Pecos | 371 | 48371 | 118.5 | 0 | 2017 | 9999 |  |  | N | Solar | [13 empty] | 0 | 0 | 0 | 0 | [11 empty] | East Pecos Solar LLC | 100 | First Solar Inc | 100
Bernards Solar | 60437_G_BERNS | 60437 | G | BERNS |  | Solar PV |  | PJM_EMAC | New Jersey | 34 | Somerset | 35 | 34035 | 2.6 | 0 | 2016 | 9999 |  |  | N | Solar | [13 empty] | 0 | 0 | 0 | 0 | [11 empty] | Bernards Solar LLC | 100 | New Jersey Resources Corp | 100
Whitakers Farm (Fisher Rd) | 60438_G_1 | 60438 | G | 1 |  | Solar PV |  | S_VACA | North Carolina | 37 | Nash | 127 | 37127 | 3.4 | 0 | 2016 | 9999 |  |  | N | Solar | [13 empty] | 0 | 0 | 0 | 0 | [11 empty] | Whitakers Farm LLC | 100 | Strata Solar LLC | 100
Salem Smart Power Center | 60441_G_SSPC | 60441 | G | SSPC |  | Energy Storage |  | WECC_PNW | Oregon | 41 | Marion | 47 | 41047 | 5 | 0 | 2013 | 9999 |  |  | N | Energy Storage | [13 empty] | 0 | 0 | 0 | 0 | [11 empty] | Portland General Electric Co | 100 | Portland General Electric Co | 100
Carver MA 1 Community Solar | 60442_G_CMA1 | 60442 | G | CMA1 |  | Solar PV |  | NENGREST | Massachusetts | 25 | Plymouth | 23 | 25023 | 2 | 0 | 2016 | 9999 |  |  | N | Solar | [13 empty] | 0 | 0 | 0 | 0 | [11 empty] | Nautilus Power LLC | 100 | Essential Power LLC | 100
Wareham MA 1 Community Solar | 60443_G_WMA1 | 60443 | G | WMA1 |  | Solar PV |  | NENGREST | Massachusetts | 25 | Plymouth | 23 | 25023 | 2 | 0 | 2016 | 9999 |  |  | N | Solar | [13 empty] | 0 | 0 | 0 | 0 | [11 empty] | Community Solar Parent I LLC | 100 | Community Solar Parent I LLC | 100
Glacier Battery Storage | 60444_G_GLA | 60444 | G | GLA |  | Energy Storage |  | WECC_PNW | Washington | 53 | Whatcom | 73 | 53073 | 2 | 0 | 2016 | 9999 |  |  | N | Energy Storage | [13 empty] | 0 | 0 | 0 | 0 | [11 empty] | Puget Sound Energy Inc | 100 | Puget Energy Inc | 100
ID Solar | 60445_G_INV1 | 60445 | G | INV1 |  | Solar PV |  | WECC_ID | Idaho | 16 | Ada | 1 | 16001 | 40 | 0 | 2016 | 9999 |  |  | N | Solar | [13 empty] | 0 | 0 | 0 | 0 | [11 empty] | ID Solar I LLC | 100 | FTP Power LLC | 100
E&B Resources | 60446_G_PVEB | 60446 | G | PVEB |  | Solar PV |  | WECC_SCE | California | 6 | Kern | 29 | 06029 | 1 | 0 | 2013 | 9999 |  |  | N | Solar | [13 empty] | 0 | 0 | 0 | 0 | [11 empty] | Terraform Power Inc | 100 | Brookfield Asset Management Inc | 100
Presbyterian Senior Living Service | 60447_G_PSLS | 60447 | G | PSLS |  | Solar PV |  | PJM_SMAC | Maryland | 24 | Baltimore | 5 | 24005 | 1.2 | 0 | 2013 | 9999 |  |  | N | Solar | [13 empty] | 0 | 0 | 0 | 0 | [11 empty] | Terraform Power Inc | 100 | Brookfield Asset Management Inc | 100
Valdosta | 60448_G_VALD | 60448 | G | VALD |  | Solar PV |  | S_SOU | Georgia | 13 | Lowndes | 185 | 13185 | 1 | 0 | 2013 | 9999 |  |  | N | Solar | [13 empty] | 0 | 0 | 0 | 0 | [11 empty] | Terraform Power Inc | 100 | Brookfield Asset Management Inc | 100
Pavant Solar II LLC | 60449_G_PSII | 60449 | G | PSII |  | Solar PV |  | WECC_UT | Utah | 49 | Millard | 27 | 49027 | 50 | 0 | 2016 | 9999 |  |  | N | Solar | [13 empty] | 0 | 0 | 0 | 0 | [11 empty] | Pavant Solar II LLC | 100 | Public Service Enterprise Group Inc | 100
St Lucie | 6045_G_1 | 6045 | G | 1 |  | Nuclear |  | FRCC | Florida | 12 | St Lucie | 111 | 12111 | 981 | 10456 | 1976 | 9999 |  |  | N | Nuclear Fuel | [13 empty] | 0 | 0 | 0 | 0 | [11 empty] | Florida Power & Light Co | 100 | NextEra Energy Inc | 100
St Lucie | 6045_G_2 | 6045 | G | 2 |  | Nuclear |  | FRCC | Florida | 12 | St Lucie | 111 | 12111 | 987 | 10456 | 1983 | 9999 |  |  | N | Nuclear Fuel | [13 empty] | 0 | 0 | 0 | 0 | [11 empty] | Florida Power & Light Co | 85.11 | NextEra Energy Inc | 85.11
Corcoran | 60450_G_PVCR | 60450 | G | PVCR |  | Solar PV |  | WEC_CALN | California | 6 | Kings | 31 | 06031 | 1.1 | 0 | 2014 | 9999 |  |  | N | Solar | [13 empty] | 0 | 0 | 0 | 0 | [11 empty] | Terraform Power Inc | 100 | Brookfield Asset Management Inc | 100
Brookside | 60451_G_PVBR | 60451 | G | PVBR |  | Solar PV |  | NENGREST | Rhode Island | 44 | Providence | 7 | 44007 | 1 | 0 | 2015 | 9999 |  |  | N | Solar | [13 empty] | 0 | 0 | 0 | 0 | [11 empty] | Terraform Power Inc | 100 | Brookfield Asset Management Inc | 100
Calverton | 60452_G_CALV | 60452 | G | CALV |  | Solar PV |  | NY_Z_K | New York | 36 | Suffolk | 103 | 36103 | 3.9 | 0 | 2015 | 9999 |  |  | N | Solar | [13 empty] | 0 | 0 | 0 | 0 | [11 empty] | Community Energy Solar | 100 | Community Energy Inc (Cei) | 100
Cummins, Inc | 60453_G_CUMM | 60453 | G | CUMM |  | Solar PV |  | NY_Z_A | New York | 36 | Chautauqua | 13 | 36013 | 2 | 0 | 2015 | 9999 |  |  | N | Solar | [13 empty] | 0 | 0 | 0 | 0 | [11 empty] | Terraform Power Inc | 100 | Brookfield Asset Management Inc | 100
Houghton | 60454_G_HOUGH | 60454 | G | HOUGH |  | Solar PV |  | NY_Z_B | New York | 36 | Allegany | 3 | 36003 | 2.6 | 0 | 2015 | 9999 |  |  | N | Solar | [13 empty] | 0 | 0 | 0 | 0 | [11 empty] | Houghton College | 100 | Houghton College | 100
Oneida - South | 60455_G_ONS | 60455 | G | ONS |  | Solar PV |  | NY_Z_C&E | New York | 36 | Oneida | 65 | 36065 | 1.9 | 0 | 2015 | 9999 |  |  | N | Solar | [13 empty] | 0 | 0 | 0 | 0 | [11 empty] | NextEra Energy Resources LLC | 100 | NextEra Energy Inc | 100
Oneida - West | 60456_G_ONW | 60456 | G | ONW |  | Solar PV |  | NY_Z_C&E | New York | 36 | Oneida | 65 | 36065 | 1.9 | 0 | 2015 | 9999 |  |  | N | Solar | [13 empty] | 0 | 0 | 0 | 0 | [11 empty] | NextEra Energy Resources LLC | 100 | NextEra Energy Inc | 100
Athens Energy | 60457_G_1 | 60457 | G | 1 |  | Biomass |  | NENG_ME | Maine | 23 | Somerset | 25 | 23025 | 7.1 | 17622 | 2016 | 9999 |  |  | N | Biomass | [13 empty] | 0.22033 | 0.22033 | 0.22033 | 0.22033 | [11 empty] | Athens Energy LLC | 100 | Athens Energy LLC | 100
Hardwick-Athol & Eagle Hill | 60458_G_HAEH | 60458 | G | HAEH |  | Solar PV |  | NENGREST | Massachusetts | 25 | Worcester | 27 | 25027 | 2.8 | 0 | 2015 | 9999 |  |  | N | Solar | [13 empty] | 0 | 0 | 0 | 0 | [11 empty] | DG 1 Acquisition Co LLC | 100 | NextEra Energy Inc | 100
Port Comfort Power LLC | 60459_G_PC1 | 60459 | G | PC1 | 91150 | Combustion Turbine |  | ERC_REST | Texas | 48 | Calhoun | 57 | 48057 | 45 | 10745 | 2017 | 9999 |  |  | N | Natural Gas | [13 empty] | 0.01818 | 0.01818 | 0.01818 | 0.01818 | [11 empty] | Port Comfort Power LLC | 100 | Agilon Energy LLC | 100
Port Comfort Power LLC | 60459_G_PC2 | 60459 | G | PC2 | 91151 | Combustion Turbine |  | ERC_REST | Texas | 48 | Calhoun | 57 | 48057 | 45 | 10745 | 2017 | 9999 |  |  | N | Natural Gas | [13 empty] | 0.01917 | 0.01917 | 0.01917 | 0.01917 | [11 empty] | Port Comfort Power LLC | 100 | Agilon Energy LLC | 100
DeBary | 6046_G_10 | 6046 | G | 10 | 2718 | Combustion Turbine |  | FRCC | Florida | 12 | Volusia | 127 | 12127 | 75 | 13806 | 1992 | 9999 |  |  | N | Distillate Fuel Oil |  |  |  | H2O | [8 empty] | 0.301 | 0.13138 | 0.13138 | 0.13138 | 0.13138 | [11 empty] | Duke Energy Florida | 100 | Duke Energy Corp | 100
DeBary | 6046_G_2 | 6046 | G | 2 |  | Combustion Turbine |  | FRCC | Florida | 12 | Volusia | 127 | 12127 | 48 | 13806 | 1976 | 9999 |  |  | N | Distillate Fuel Oil | [12 empty] | 0.501 | 0.46332 | 0.46332 | 0.46332 | 0.46332 | [11 empty] | Duke Energy Florida | 100 | Duke Energy Corp | 100
DeBary | 6046_G_3 | 6046 | G | 3 |  | Combustion Turbine |  | FRCC | Florida | 12 | Volusia | 127 | 12127 | 50 | 13804 | 1975 | 9999 |  |  | N | Distillate Fuel Oil | [12 empty] | 0.501 | 0.46023 | 0.46023 | 0.46023 | 0.46023 | [11 empty] | Duke Energy Florida | 100 | Duke Energy Corp | 100
DeBary | 6046_G_4 | 6046 | G | 4 |  | Combustion Turbine |  | FRCC | Florida | 12 | Volusia | 127 | 12127 | 50 | 13802 | 1976 | 9999 |  |  | N | Distillate Fuel Oil | [12 empty] | 0.501 | 0.46873 | 0.46873 | 0.46873 | 0.46873 | [11 empty] | Duke Energy Florida | 100 | Duke Energy Corp | 100
DeBary | 6046_G_5 | 6046 | G | 5 |  | Combustion Turbine |  | FRCC | Florida | 12 | Volusia | 127 | 12127 | 50 | 13800 | 1975 | 9999 |  |  | N | Distillate Fuel Oil | [12 empty] | 0.501 | 0.42462 | 0.42462 | 0.42462 | 0.42462 | [11 empty] | Duke Energy Florida | 100 | Duke Energy Corp | 100
DeBary | 6046_G_6 | 6046 | G | 6 |  | Combustion Turbine |  | FRCC | Florida | 12 | Volusia | 127 | 12127 | 51 | 13802 | 1976 | 9999 |  |  | N | Distillate Fuel Oil | [12 empty] | 0.501 | 0.40136 | 0.40136 | 0.40136 | 0.40136 | [11 empty] | Duke Energy Florida | 100 | Duke Energy Corp | 100
DeBary | 6046_G_7 | 6046 | G | 7 | 2719 | Combustion Turbine |  | FRCC | Florida | 12 | Volusia | 127 | 12127 | 79 | 13805 | 1992 | 9999 |  |  | N | Natural Gas, Distillate Fuel Oil |  |  |  | H2O | [8 empty] | 0.301 | 0.07673 | 0.07673 | 0.07673 | 0.07673 | [11 empty] | Duke Energy Florida | 100 | Duke Energy Corp | 100
DeBary | 6046_G_8 | 6046 | G | 8 | 2720 | Combustion Turbine |  | FRCC | Florida | 12 | Volusia | 127 | 12127 | 78 | 13806 | 1992 | 9999 |  |  | N | Natural Gas, Distillate Fuel Oil |  |  |  | H2O | [8 empty] | 0.301 | 0.07843 | 0.07843 | 0.07843 | 0.07843 | [11 empty] | Duke Energy Florida | 100 | Duke Energy Corp | 100
DeBary | 6046_G_9 | 6046 | G | 9 | 2721 | Combustion Turbine |  | FRCC | Florida | 12 | Volusia | 127 | 12127 | 80 | 13801 | 1992 | 9999 |  |  | N | Natural Gas, Distillate Fuel Oil |  |  |  | H2O | [8 empty] | 0.301 | 0.0758 | 0.0758 | 0.0758 | 0.0758 | [11 empty] | Duke Energy Florida | 100 | Duke Energy Corp | 100
Chamon Power LLC | 60460_G_CH1 | 60460 | G | CH1 | 91152 | Combustion Turbine |  | ERC_REST | Texas | 48 | Harris | 201 | 48201 | 45 | 10811 | 2017 | 9999 |  |  | N | Natural Gas | [13 empty] | 0.01523 | 0.01523 | 0.01523 | 0.01523 | [11 empty] | Chamon Power LLC | 100 | Agilon Energy LLC | 100
Chamon Power LLC | 60460_G_CH2 | 60460 | G | CH2 | 91153 | Combustion Turbine |  | ERC_REST | Texas | 48 | Harris | 201 | 48201 | 45 | 10811 | 2017 | 9999 |  |  | N | Natural Gas | [13 empty] | 0.01466 | 0.01466 | 0.01466 | 0.01466 | [11 empty] | Chamon Power LLC | 100 | Agilon Energy LLC | 100
The Clorox Company | 60461_G_PV1 | 60461 | G | PV1 |  | Solar PV |  | PJM_EMAC | Maryland | 24 | Harford | 25 | 24025 | 1.6 | 0 | 2016 | 9999 |  |  | N | Solar | [13 empty] | 0 | 0 | 0 | 0 | [11 empty] | SolarCity Corp | 100 | Tesla Inc | 100
Onondaga County- Clearwater | 60462_G_PV1 | 60462 | G | PV1 |  | Solar PV |  | NY_Z_C&E | New York | 36 | Oswego | 75 | 36075 | 2 | 0 | 2017 | 9999 |  |  | N | Solar | [13 empty] | 0 | 0 | 0 | 0 | [11 empty] | SolarCity Corp | 100 | Tesla Inc | 100
Greene County Meter #1 | 60463_G_PV1 | 60463 | G | PV1 |  | Solar PV |  | NY_Z_F | New York | 36 | Greene | 39 | 36039 | 1.6 | 0 | 2018 | 9999 |  |  | N | Solar | [13 empty] | 0 | 0 | 0 | 0 | [11 empty] | SolarCity Corp | 100 | Tesla Inc | 100
Tenaska Westmoreland Generating Station | 60464_G_CTG1 | 60464 | G | CTG1 | 91139 | Combined Cycle |  | PJM_PENE | Pennsylvania | 42 | Westmoreland | 129 | 42129 | 286.6 | 7050 | 2018 | 9999 |  |  | N | Natural Gas |  |  |  | DLNB + H2O | SCR | [8 empty] | 0.0048988 | 0.0048988 | 0.0048988 | 0.0048988 | [11 empty] | Tenaska Pennsylvania Partners LLC | 100 | Tenaska Inc | 100
Tenaska Westmoreland Generating Station | 60464_G_CTG2 | 60464 | G | CTG2 | 91140 | Combined Cycle |  | PJM_PENE | Pennsylvania | 42 | Westmoreland | 129 | 42129 | 286.6 | 7050 | 2018 | 9999 |  |  | N | Natural Gas |  |  |  | DLNB + H2O | SCR | [8 empty] | 0.0048988 | 0.0048988 | 0.0048988 | 0.0048988 | [11 empty] | Tenaska Pennsylvania Partners LLC | 100 | Tenaska Inc | 100
Tenaska Westmoreland Generating Station | 60464_G_STG1 | 60464 | G | STG1 | 91139 | Combined Cycle |  | PJM_PENE | Pennsylvania | 42 | Westmoreland | 129 | 42129 | 370.8 | 7050 | 2018 | 9999 |  |  | N | Natural Gas |  |  |  | LNB + NH3 | SCR | [8 empty] | 0.0048988 | 0.0048988 | 0.0048988 | 0.0048988 | [11 empty] | Tenaska Pennsylvania Partners LLC | 100 | Tenaska Inc | 100
Chesapeake College | 60465_G_PV1 | 60465 | G | PV1 |  | Solar PV |  | PJM_EMAC | Maryland | 24 | Queen Annes | 35 | 24035 | 1.5 | 0 | 2016 | 9999 |  |  | N | Solar | [13 empty] | 0 | 0 | 0 | 0 | [11 empty] | SolarCity Corp | 100 | Tesla Inc | 100
Red Rock | 60467_G_PV1 | 60467 | G | PV1 |  | Solar PV |  | WECC_AZ | Arizona | 4 | Maricopa | 13 | 04013 | 40 | 0 | 2017 | 9999 |  |  | N | Solar | [13 empty] | 0 | 0 | 0 | 0 | [11 empty] | Arizona Public Service Co | 100 | Pinnacle West Capital Corp | 100
Friendswood Energy | 60468_G_GT-1 | 60468 | G | GT-1 | 91283 | Combustion Turbine |  | ERC_REST | Texas | 48 | Harris | 201 | 48201 | 117 | 10745 | 2018 | 9999 |  |  | N | Natural Gas |  |  |  | DLNB | [9 empty] | 0.03098 | 0.03098 | 0.03098 | 0.03098 | [11 empty] | Friendswood Energy Genco | 100 | Quantum Utility Generation LLC | 100
Solar Glynn | 60469_G_INV1 | 60469 | G | INV1 |  | Solar PV |  | S_SOU | Georgia | 13 | Glynn | 127 | 13127 | 18 | 0 | 2016 | 9999 |  |  | N | Solar | [13 empty] | 0 | 0 | 0 | 0 | [11 empty] | Solar Glynn LLC | 100 | Entropy Solar Integrators LLC | 100
Deerfield 2 | 6047_G_GEN1 | 6047 | G | GEN1 |  | Hydro |  | NENGREST | Massachusetts | 25 | Franklin | 11 | 25011 | 2.2 | 0 | 1913 | 9999 |  |  | N | Hydro | [13 empty] | 0 | 0 | 0 | 0 | [11 empty] | Great River Hydro LLC | 100 | ArcLight Capital Partners LLC | 100
Deerfield 2 | 6047_G_GEN2 | 6047 | G | GEN2 |  | Hydro |  | NENGREST | Massachusetts | 25 | Franklin | 11 | 25011 | 2.2 | 0 | 1913 | 9999 |  |  | N | Hydro | [13 empty] | 0 | 0 | 0 | 0 | [11 empty] | Great River Hydro LLC | 100 | ArcLight Capital Partners LLC | 100
Deerfield 2 | 6047_G_GEN3 | 6047 | G | GEN3 |  | Hydro |  | NENGREST | Massachusetts | 25 | Franklin | 11 | 25011 | 2.2 | 0 | 1913 | 9999 |  |  | N | Hydro | [13 empty] | 0 | 0 | 0 | 0 | [11 empty] | Great River Hydro LLC | 100 | ArcLight Capital Partners LLC | 100
Paulding Wind Farm III | 60470_G_1 | 60470 | G | 1 |  | Onshore Wind |  | PJM_West | Ohio | 39 | Paulding | 125 | 39125 | 100.8 | 0 | 2016 | 9999 |  |  | N | Wind | [13 empty] | 0 | 0 | 0 | 0 | [11 empty] | Paulding Wind Farm III LLC | 100 | Energias de Portugal SA | 100
Green River Wind Farm | 60471_G_GRNRV | 60471 | G | GRNRV |  | Onshore Wind |  | PJM_COMD | Illinois | 17 | Lee | 103 | 17103 | 212 | 0 | 2019 | 9999 |  |  | N | Wind | [13 empty] | 0 | 0 | 0 | 0 | [11 empty] | Green River Wind Farm Phase 1 LLC | 100 | Rahn Group | 100
CPS 1 Community Solar | 60472_G_CPS1 | 60472 | G | CPS1 |  | Solar PV |  | ERC_REST | Texas | 48 | Bexar | 29 | 48029 | 1 | 0 | 2016 | 9999 |  |  | N | Solar | [13 empty] | 0 | 0 | 0 | 0 | [11 empty] | Clean Energy Collective LLC | 100 | Clean Energy Collective LLC | 100
Westport MA 1 Community Solar | 60473_G_WPMA1 | 60473 | G | WPMA1 |  | Solar PV |  | NENGREST | Massachusetts | 25 | Bristol | 5 | 25005 | 1.3 | 0 | 2016 | 9999 |  |  | N | Solar | [13 empty] | 0 | 0 | 0 | 0 | [11 empty] | Nautilus Power LLC | 100 | Essential Power LLC | 100
Bayshore Solar B, LLC | 60474_G_BSHRB | 60474 | G | BSHRB |  | Solar PV |  | WEC_LADW | California | 6 | Los Angeles | 37 | 06037 | 20 | 0 | 2017 | 9999 |  |  | N | Solar | [13 empty] | 0 | 0 | 0 | 0 | [11 empty] | Bayshore Solar B LLC | 100 | Sustainable Power Group LLC | 100
Bayshore Solar C, LLC | 60475_G_BSHRC | 60475 | G | BSHRC |  | Solar PV |  | WEC_LADW | California | 6 | Los Angeles | 37 | 06037 | 20 | 0 | 2017 | 9999 |  |  | N | Solar | [13 empty] | 0 | 0 | 0 | 0 | [11 empty] | Bayshore Solar C LLC | 100 | Sustainable Power Group LLC | 100
Westport MA 2 Community Solar | 60476_G_WPMA2 | 60476 | G | WPMA2 |  | Solar PV |  | NENGREST | Massachusetts | 25 | Bristol | 5 | 25005 | 1.2 | 0 | 2016 | 9999 |  |  | N | Solar | [13 empty] | 0 | 0 | 0 | 0 | [11 empty] | Nautilus Power LLC | 100 | Essential Power LLC | 100
Bethlehem - East | 60477_G_BE | 60477 | G | BE |  | Solar PV |  | NY_Z_F | New York | 36 | Albany | 1 | 36001 | 1.7 | 0 | 2016 | 9999 |  |  | N | Solar | [13 empty] | 0 | 0 | 0 | 0 | [11 empty] | DG Bethlehem Solar LLC | 100 | NextEra Energy Inc | 100
Bethlehem - West | 60478_G_BW | 60478 | G | BW |  | Solar PV |  | NY_Z_F | New York | 36 | Albany | 1 | 36001 | 1 | 0 | 2016 | 9999 |  |  | N | Solar | [13 empty] | 0 | 0 | 0 | 0 | [11 empty] | DG Bethlehem Solar LLC | 100 | NextEra Energy Inc | 100
Germantown Solar, LLC | 60480_G_PV1 | 60480 | G | PV1 |  | Solar PV |  | S_VACA | North Carolina | 37 | Forsyth | 67 | 37067 | 2.1 | 0 | 2015 | 9999 |  |  | N | Solar | [13 empty] | 0 | 0 | 0 | 0 | [11 empty] | Germantown Solar LLC | 100 | Cypress Creek Holdings LLC | 100
Bayshore Solar A, LLC | 60481_G_BSHRA | 60481 | G | BSHRA |  | Solar PV |  | WEC_LADW | California | 6 | Los Angeles | 37 | 06037 | 20 | 0 | 2017 | 9999 |  |  | N | Solar | [13 empty] | 0 | 0 | 0 | 0 | [11 empty] | Bayshore Solar A LLC | 100 | Sustainable Power Group LLC | 100
Williamston West Farm, LLC | 60484_G_1 | 60484 | G | 1 |  | Solar PV |  | PJM_Dom | North Carolina | 37 | Martin | 117 | 37117 | 4.9 | 0 | 2016 | 9999 |  |  | N | Solar | [13 empty] | 0 | 0 | 0 | 0 | [11 empty] | Williamston West Farm LLC | 100 | Strata Solar LLC | 100
Longboat Solar, LLC | 60485_G_PV1 | 60485 | G | PV1 |  | Solar PV |  | WECC_SCE | California | 6 | San Bernardino | 71 | 06071 | 20 | 0 | 2016 | 9999 |  |  | N | Solar | [13 empty] | 0 | 0 | 0 | 0 | [11 empty] | Longboat Solar LLC | 100 | Duke Energy Corp | 100
Greenfield Wind - MT | 60486_G_1 | 60486 | G | 1 |  | Onshore Wind |  | WECC_MT | Montana | 30 | Teton | 99 | 30099 | 25 | 0 | 2016 | 9999 |  |  | N | Wind | [13 empty] | 0 | 0 | 0 | 0 | [11 empty] | Greenfield Wind LLC | 100 | WINData LLC | 100
River Road Solar, LLC | 60487_G_PV1 | 60487 | G | PV1 |  | Solar PV |  | PJM_Dom | North Carolina | 37 | Hertford | 91 | 37091 | 5 | 0 | 2016 | 9999 |  |  | N | Solar | [13 empty] | 0 | 0 | 0 | 0 | [11 empty] | River Road Solar LLC | 100 | SunEnergy 1 LLC | 100
Hamilton Solar-Crosswicks | 60489_G_PV1 | 60489 | G | PV1 |  | Solar PV |  | PJM_EMAC | New Jersey | 34 | Mercer | 21 | 34021 | 3.5 | 0 | 2011 | 9999 |  |  | N | Solar | [13 empty] | 0 | 0 | 0 | 0 | [11 empty] | Hartz Solar Hamilton LLC | 100 | Hartz Mountain Industries Inc | 100
Hamilton Solar-Crosswicks | 60489_G_PV2 | 60489 | G | PV2 |  | Solar PV |  | PJM_EMAC | New Jersey | 34 | Mercer | 21 | 34021 | 4 | 0 | 2011 | 9999 |  |  | N | Solar | [13 empty] | 0 | 0 | 0 | 0 | [11 empty] | Hartz Solar Hamilton LLC | 100 | Hartz Mountain Industries Inc | 100
West Tisbury Generating Facility | 6049_G_UN1 | 6049 | G | UN1 |  | Combustion Turbine | IC Engine | NENGREST | Massachusetts | 25 | Dukes | 7 | 25007 | 2.8 | 12153 | 1975 | 9999 |  |  | N | Distillate Fuel Oil | [12 empty] | 0.789 | 2.038 | 2.038 | 2.038 | 2.038 | [11 empty] | Stonepeak Kestrel Holdings LLC | 100 | Stonepeak Infrastructure Partners | 100
West Tisbury Generating Facility | 6049_G_UN2 | 6049 | G | UN2 |  | Combustion Turbine | IC Engine | NENGREST | Massachusetts | 25 | Dukes | 7 | 25007 | 2.8 | 12186 | 1975 | 9999 |  |  | N | Distillate Fuel Oil | [12 empty] | 0.789 | 2.7639 | 2.7639 | 2.7639 | 2.7639 | [11 empty] | Stonepeak Kestrel Holdings LLC | 100 | Stonepeak Infrastructure Partners | 100
Redwood 4 Solar Farm | 60490_G_RW4SF | 60490 | G | RW4SF |  | Solar PV |  | WECC_SCE | California | 6 | Kern | 29 | 06029 | 20 | 0 | 2017 | 9999 |  |  | N | Solar | [13 empty] | 0 | 0 | 0 | 0 | [11 empty] | 54KR 8ME LLC | 100 | 8 Minute Solar Energy | 100
Springbok 3 Solar Farm | 60491_G_SB3BS | 60491 | G | SB3BS |  | Energy Storage |  | WECC_SCE | California | 6 | Kern | 29 | 06029 | 1.5 | 0 | 2019 | 9999 |  |  | N | Energy Storage | [13 empty] | 0 | 0 | 0 | 0 | [11 empty] | 64KT 8ME LLC | 100 | 8 Minute Solar Energy | 100
Springbok 3 Solar Farm | 60491_G_SB3SF | 60491 | G | SB3SF |  | Solar PV |  | WECC_SCE | California | 6 | Kern | 29 | 06029 | 90 | 0 | 2019 | 9999 |  |  | N | Solar | [13 empty] | 0 | 0 | 0 | 0 | [11 empty] | 64KT 8ME LLC | 100 | 8 Minute Solar Energy | 100
Rail Trail | 60492_G_PV1 | 60492 | G | PV1 |  | Solar PV |  | NENGREST | Massachusetts | 25 | Berkshire | 3 | 25003 | 2 | 0 | 2016 | 9999 |  |  | N | Solar | [13 empty] | 0 | 0 | 0 | 0 | [11 empty] | RT MA Solar LLC | 100 | Altus Power America Management LLC | 100
Rising Paper | 60493_G_1 | 60493 | G | 1 |  | Solar PV |  | NENGREST | Massachusetts | 25 | Berkshire | 3 | 25003 | 2.5 | 0 | 2016 | 9999 |  |  | N | Solar | [13 empty] | 0 | 0 | 0 | 0 | [11 empty] | RP MA Solar LLC | 100 | Altus Power America Management LLC | 100
Hampden | 60494_G_1 | 60494 | G | 1 |  | Solar PV |  | NENGREST | Massachusetts | 25 | Hampden | 13 | 25013 | 3.2 | 0 | 2015 | 9999 |  |  | N | Solar | [13 empty] | 0 | 0 | 0 | 0 | [11 empty] | HA MA Solar LLC | 100 | Altus Power America Management LLC | 100
Little Bay | 60495_G_1 | 60495 | G | 1 |  | Solar PV |  | NENGREST | Rhode Island | 44 | Providence | 7 | 44007 | 1.3 | 0 | 2014 | 9999 |  |  | N | Solar | [13 empty] | 0 | 0 | 0 | 0 | [11 empty] | LB RI Solar LLC | 100 | Altus Power Management LLC | 100
MEBA | 60496_G_1 | 60496 | G | 1 |  | Solar PV |  | PJM_EMAC | Maryland | 24 | Talbot | 41 | 24041 | 1.5 | 0 | 2014 | 9999 |  |  | N | Solar | [13 empty] | 0 | 0 | 0 | 0 | [11 empty] | Meba Solar I LLC | 100 | Altus Power Management LLC | 100
SR Skylark B | 60497_G_SKY B | 60497 | G | SKY B |  | Solar PV |  | WECC_CO | Colorado | 8 | Weld | 123 | 08123 | 2 | 0 | 2016 | 9999 |  |  | N | Solar | [13 empty] | 0 | 0 | 0 | 0 | [11 empty] | Silicon Ranch Corp | 100 | Silicon Ranch Corp | 100
Shirley Water | 60498_G_1 | 60498 | G | 1 |  | Solar PV |  | NENGREST | Massachusetts | 25 | Middlesex | 17 | 25017 | 2 | 0 | 2016 | 9999 |  |  | N | Solar | [13 empty] | 0 | 0 | 0 | 0 | [11 empty] | SWD Solar LLC | 100 | Altus Power America Management LLC | 100
Jefferson Avenue | 60499_G_1 | 60499 | G | 1 |  | Solar PV |  | PJM_EMAC | New Jersey | 34 | Hudson | 17 | 34017 | 1.7 | 0 | 2009 | 9999 |  |  | N | Solar | [13 empty] | 0 | 0 | 0 | 0 | [11 empty] | Hartz Solar LLC | 100 | Hartz Mountain Industries Inc | 100
Westside Avenue | 60500_G_1 | 60500 | G | 1 |  | Solar PV |  | PJM_EMAC | New Jersey | 34 | Hudson | 17 | 34017 | 0.9 | 0 | 2011 | 9999 |  |  | N | Solar | [13 empty] | 0 | 0 | 0 | 0 | [11 empty] | Hartz Solar LLC | 100 | Hartz Mountain Industries Inc | 100
Hartz Way | 60501_G_1 | 60501 | G | 1 |  | Solar PV |  | PJM_EMAC | New Jersey | 34 | Hudson | 17 | 34017 | 0.9 | 0 | 2010 | 9999 |  |  | N | Solar | [13 empty] | 0 | 0 | 0 | 0 | [11 empty] | Hartz Solar LLC | 100 | Hartz Mountain Industries Inc | 100
Tyler Bluff Wind Project, LLC | 60502_G_GEN1 | 60502 | G | GEN1 |  | Onshore Wind |  | ERC_REST | Texas | 48 | Cooke | 97 | 48097 | 125.6 | 0 | 2016 | 9999 |  |  | N | Wind | [13 empty] | 0 | 0 | 0 | 0 | [11 empty] | Tyler Bluff Wind Project LLC | 100 | Southern Co | 100
Crowned Ridge Wind Energy Center | 60503_G_CTTL1 | 60503 | G | CTTL1 |  | Onshore Wind |  | SPP_WAUE | South Dakota | 46 | Codington | 29 | 46029 | 200.1 | 0 | 2019 | 9999 |  |  | N | Wind | [13 empty] | 0 | 0 | 0 | 0 | [11 empty] | Crowned Ridge Wind LLC | 100 | NextEra Energy Inc | 100
Blazing Star Wind Farm 1 | 60504_G_BLZG1 | 60504 | G | BLZG1 |  | Onshore Wind |  | MIS_MNWI | Minnesota | 27 | Lincoln | 81 | 27081 | 200 | 0 | 2019 | 9999 |  |  | N | Wind | [13 empty] | 0 | 0 | 0 | 0 | [11 empty] | Xcel Energy Inc | 100 | Xcel Energy Inc | 100
Crocker Wind Farm | 60505_G_CRCKR | 60505 | G | CRCKR |  | Onshore Wind |  | SPP_WAUE | South Dakota | 46 | Clark | 25 | 46025 | 200 | 0 | 2019 | 9999 |  |  | N | Wind | [13 empty] | 0 | 0 | 0 | 0 | [11 empty] | Crocker Wind Farm LLC | 100 | Rahn Group | 100
ETT Presidio NaS Battery | 60506_G_BOB | 60506 | G | BOB |  | Energy Storage |  | ERC_WEST | Texas | 48 | Presidio | 377 | 48377 | 4 | 0 | 2010 | 9999 |  |  | N | Energy Storage | [13 empty] | 0 | 0 | 0 | 0 | [11 empty] | Electric Transmission Texas LLC | 100 | American Electric Power Co Inc | 100
Broome County | 60507_G_NORTH | 60507 | G | NORTH |  | Solar PV |  | NY_Z_C&E | New York | 36 | Broome | 7 | 36007 | 2 | 0 | 2018 | 9999 |  |  | N | Solar | [13 empty] | 0 | 0 | 0 | 0 | [11 empty] | Weisshorn Solar I LLC | 100 | Weisshorn Solar I LLC | 100
Broome County | 60507_G_SOUTH | 60507 | G | SOUTH |  | Solar PV |  | NY_Z_C&E | New York | 36 | Broome | 7 | 36007 | 2 | 0 | 2018 | 9999 |  |  | N | Solar | [13 empty] | 0 | 0 | 0 | 0 | [11 empty] | Weisshorn Solar I LLC | 100 | Weisshorn Solar I LLC | 100
Valley Center | 60509_G_PV1 | 60509 | G | PV1 |  | Solar PV |  | WEC_SDGE | California | 6 | San Diego | 73 | 06073 | 2.3 | 0 | 2016 | 9999 |  |  | N | Solar | [13 empty] | 0 | 0 | 0 | 0 | [11 empty] | NLP Valley Center Solar LLC | 100 | Summit Power Group Inc | 100
Edwin I Hatch | 6051_G_1 | 6051 | G | 1 |  | Nuclear |  | S_SOU | Georgia | 13 | Appling | 1 | 13001 | 876 | 10456 | 1975 | 9999 |  |  | N | Nuclear Fuel | [13 empty] | 0 | 0 | 0 | 0 | [11 empty] | Georgia Power Co | 50.1 | Southern Co | 50.1
Edwin I Hatch | 6051_G_2 | 6051 | G | 2 |  | Nuclear |  | S_SOU | Georgia | 13 | Appling | 1 | 13001 | 883 | 10456 | 1979 | 9999 |  |  | N | Nuclear Fuel | [13 empty] | 0 | 0 | 0 | 0 | [11 empty] | Georgia Power Co | 50.1 | Southern Co | 50.1
Two Mile Desert Project | 60510_G_PV1 | 60510 | G | PV1 |  | Solar PV |  | PJM_Dom | North Carolina | 37 | Perquimans | 143 | 37143 | 16.2 | 0 | 2019 | 9999 |  |  | N | Solar | [13 empty] | 0 | 0 | 0 | 0 | [11 empty] | Advanced Solar Power Holdings Inc | 100 | Advanced Solar Power Holdings Inc | 100
Clear Spring Ranch PV Project | 60511_G_PV1 | 60511 | G | PV1 |  | Solar PV |  | WECC_CO | Colorado | 8 | El Paso | 41 | 08041 | 10 | 0 | 2016 | 9999 |  |  | N | Solar | [13 empty] | 0 | 0 | 0 | 0 | [11 empty] | DG Colorado Solar LLC | 100 | NextEra Energy Inc | 100
Seminole | 60514_G_PV1 | 60514 | G | PV1 |  | Solar PV |  | S_SOU | Georgia | 13 | Seminole | 253 | 13253 | 1.6 | 0 | 2014 | 9999 |  |  | N | Solar | [13 empty] | 0 | 0 | 0 | 0 | [11 empty] | Terraform Power Inc | 100 | Brookfield Asset Management Inc | 100
Granger | 60516_G_PV1 | 60516 | G | PV1 |  | Solar PV |  | WEC_SDGE | California | 6 | San Diego | 73 | 06073 | 3 | 0 | 2016 | 9999 |  |  | N | Solar | [13 empty] | 0 | 0 | 0 | 0 | [11 empty] | NLP Granger A82 LLC | 100 | Summit Power Group Inc | 100
Hancock Creek Hydroelectric Project | 60517_G_HY1 | 60517 | G | HY1 |  | Hydro |  | WECC_PNW | Washington | 53 | King | 33 | 53033 | 6 | 0 | 2018 | 9999 |  |  | N | Hydro | [13 empty] | 0 | 0 | 0 | 0 | [11 empty] | Hancock Power LLC | 100 | Hancock Power LLC | 100
Stafford Hill Solar | 60518_G_BA1 | 60518 | G | BA1 |  | Energy Storage |  | NENGREST | Vermont | 50 | Rutland | 21 | 50021 | 2 | 0 | 2015 | 9999 |  |  | N | Energy Storage | [13 empty] | 0 | 0 | 0 | 0 | [11 empty] | Green Mountain Power Corp | 100 | Gaz Métropolitain & Co LP | 100
Stafford Hill Solar | 60518_G_PV1 | 60518 | G | PV1 |  | Solar PV |  | NENGREST | Vermont | 50 | Rutland | 21 | 50021 | 2 | 0 | 2015 | 9999 |  |  | N | Solar | [13 empty] | 0 | 0 | 0 | 0 | [11 empty] | Green Mountain Power Corp | 100 | Gaz Métropolitain & Co LP | 100
Albany Solar | 60519_G_PV1 | 60519 | G | PV1 |  | Solar PV |  | MIS_MNWI | Minnesota | 27 | Stearns | 145 | 27145 | 10 | 0 | 2016 | 9999 |  |  | N | Solar | [13 empty] | 0 | 0 | 0 | 0 | [11 empty] | Aurora Distributed Solar LLC | 100 | Rahn Group | 100
Wansley | 6052_G_5A | 6052 | G | 5A | 90257 | Combustion Turbine |  | S_SOU | Georgia | 13 | Heard | 149 | 13149 | 49 | 25000 | 1980 | 9999 |  |  | N | Distillate Fuel Oil |  |  |  | H2O | [8 empty] | 0.052 | 1.1995 | 1.1995 | 1.1995 | 1.1995 | [11 empty] | Georgia Power Co | 53.5 | Southern Co | 53.5
Annandale Solar | 60520_G_PV1 | 60520 | G | PV1 |  | Solar PV |  | MIS_MNWI | Minnesota | 27 | Wright | 171 | 27171 | 6 | 0 | 2016 | 9999 |  |  | N | Solar | [13 empty] | 0 | 0 | 0 | 0 | [11 empty] | Aurora Distributed Solar LLC | 100 | Rahn Group | 100
Atwater Solar | 60521_G_PV1 | 60521 | G | PV1 |  | Solar PV |  | MIS_MNWI | Minnesota | 27 | Kandiyohi | 67 | 27067 | 4 | 0 | 2016 | 9999 |  |  | N | Solar | [13 empty] | 0 | 0 | 0 | 0 | [11 empty] | Aurora Distributed Solar LLC | 100 | Rahn Group | 100
Chisago Solar | 60522_G_PV1 | 60522 | G | PV1 |  | Solar PV |  | MIS_MNWI | Minnesota | 27 | Chisago | 25 | 27025 | 6.5 | 0 | 2016 | 9999 |  |  | N | Solar | [13 empty] | 0 | 0 | 0 | 0 | [11 empty] | Enel Green Power North America Inc | 100 | Enel SpA | 100
Dodge Center Solar | 60523_G_PV1 | 60523 | G | PV1 |  | Solar PV |  | MIS_MNWI | Minnesota | 27 | Dodge | 39 | 27039 | 6.5 | 0 | 2016 | 9999 |  |  | N | Solar | [13 empty] | 0 | 0 | 0 | 0 | [11 empty] | Aurora Distributed Solar LLC | 100 | Rahn Group | 100
Eastwood Solar | 60524_G_PV1 | 60524 | G | PV1 |  | Solar PV |  | MIS_MNWI | Minnesota | 27 | Blue Earth | 13 | 27013 | 5.5 | 0 | 2016 | 9999 |  |  | N | Solar | [13 empty] | 0 | 0 | 0 | 0 | [11 empty] | Aurora Distributed Solar LLC | 100 | Rahn Group | 100
Hastings Solar | 60525_G_PV1 | 60525 | G | PV1 |  | Solar PV |  | MIS_MNWI | Minnesota | 27 | Dakota | 37 | 27037 | 4.5 | 0 | 2016 | 9999 |  |  | N | Solar | [13 empty] | 0 | 0 | 0 | 0 | [11 empty] | Aurora Distributed Solar LLC | 100 | Rahn Group | 100
Lake Emily Solar | 60526_G_PV1 | 60526 | G | PV1 |  | Solar PV |  | MIS_MNWI | Minnesota | 27 | Nicollet | 103 | 27103 | 4.5 | 0 | 2016 | 9999 |  |  | N | Solar | [13 empty] | 0 | 0 | 0 | 0 | [11 empty] | Aurora Distributed Solar LLC | 100 | Rahn Group | 100
Lake Pulaski Solar | 60527_G_PV1 | 60527 | G | PV1 |  | Solar PV |  | MIS_MNWI | Minnesota | 27 | Wright | 171 | 27171 | 7.5 | 0 | 2016 | 9999 |  |  | N | Solar | [13 empty] | 0 | 0 | 0 | 0 | [11 empty] | Aurora Distributed Solar LLC | 100 | Rahn Group | 100
Lawrence Creek Solar | 60528_G_PV1 | 60528 | G | PV1 |  | Solar PV |  | MIS_MNWI | Minnesota | 27 | Chisago | 25 | 27025 | 3.5 | 0 | 2016 | 9999 |  |  | N | Solar | [13 empty] | 0 | 0 | 0 | 0 | [11 empty] | Aurora Distributed Solar LLC | 100 | Rahn Group | 100
Montrose Solar | 60529_G_PV1 | 60529 | G | PV1 |  | Solar PV |  | MIS_MNWI | Minnesota | 27 | Wright | 171 | 27171 | 3.5 | 0 | 2016 | 9999 |  |  | N | Solar | [13 empty] | 0 | 0 | 0 | 0 | [11 empty] | Aurora Distributed Solar LLC | 100 | Rahn Group | 100
Paynesville Solar | 60530_G_PV1 | 60530 | G | PV1 |  | Solar PV |  | MIS_MNWI | Minnesota | 27 | Stearns | 145 | 27145 | 10 | 0 | 2016 | 9999 |  |  | N | Solar | [13 empty] | 0 | 0 | 0 | 0 | [11 empty] | Aurora Distributed Solar LLC | 100 | Rahn Group | 100
Pine Island Solar | 60531_G_PV1 | 60531 | G | PV1 |  | Solar PV |  | MIS_MNWI | Minnesota | 27 | Goodhue | 49 | 27049 | 4 | 0 | 2016 | 9999 |  |  | N | Solar | [13 empty] | 0 | 0 | 0 | 0 | [11 empty] | Aurora Distributed Solar LLC | 100 | Rahn Group | 100
Waseca Solar | 60532_G_PV1 | 60532 | G | PV1 |  | Solar PV |  | MIS_MNWI | Minnesota | 27 | Waseca | 161 | 27161 | 10 | 0 | 2016 | 9999 |  |  | N | Solar | [13 empty] | 0 | 0 | 0 | 0 | [11 empty] | Aurora Distributed Solar LLC | 100 | Rahn Group | 100
West Faribault Solar | 60533_G_PV1 | 60533 | G | PV1 |  | Solar PV |  | MIS_MNWI | Minnesota | 27 | Rice | 131 | 27131 | 5.5 | 0 | 2016 | 9999 |  |  | N | Solar | [13 empty] | 0 | 0 | 0 | 0 | [11 empty] | Aurora Distributed Solar LLC | 100 | Rahn Group | 100
West Waconia Solar | 60534_G_PV1 | 60534 | G | PV1 |  | Solar PV |  | MIS_MNWI | Minnesota | 27 | Carver | 19 | 27019 | 8.5 | 0 | 2016 | 9999 |  |  | N | Solar | [13 empty] | 0 | 0 | 0 | 0 | [11 empty] | Aurora Distributed Solar LLC | 100 | Rahn Group | 100
Saluda Solar, LLC | 60535_G_PV1 | 60535 | G | PV1 |  | Solar PV |  | S_VACA | South Carolina | 45 | Saluda | 81 | 45081 | 6.8 | 0 | 2016 | 9999 |  |  | N | Solar | [13 empty] | 0 | 0 | 0 | 0 | [11 empty] | Saluda Solar II LLC | 100 | Cypress Creek Holdings LLC | 100
UA Central Utility Plant | 60536_G_TRBN1 | 60536 | G | TRBN1 |  | Combustion Turbine |  | SPP_WEST | Arkansas | 5 | Washington | 143 | 05143 | 5.2 | 11373 | 2016 | 9999 |  |  | Y | Natural Gas | [13 empty] | 0.011 | 0.011 | 0.011 | 0.011 | [11 empty] | University of Arkansas | 100 | University of Arkansas | 100
Limerick Road Solar Farm | 60537_G_8027 | 60537 | G | 8027 |  | Solar PV |  | NENGREST | Vermont | 50 | Chittenden | 7 | 50007 | 2.2 | 0 | 2013 | 9999 |  |  | N | Solar | [13 empty] | 0 | 0 | 0 | 0 | [11 empty] | Limerick Rd Solar LLC | 100 | Meach Cove Real Estate | 100
Langdon Solar Farm, LLC | 60538_G_1 | 60538 | G | 1 |  | Solar PV |  | S_VACA | North Carolina | 37 | Johnston | 101 | 37101 | 5 | 0 | 2015 | 9999 |  |  | N | Solar | [13 empty] | 0 | 0 | 0 | 0 | [11 empty] | Langdon Solar Farm LLC | 100 | Sustainable Energy Solutions LLC | 100
Innovative Solar 42 | 60539_G_IS042 | 60539 | G | IS042 |  | Solar PV |  | S_VACA | North Carolina | 37 | Bladen | 17 | 37017 | 71 | 0 | 2017 | 9999 |  |  | N | Solar | [13 empty] | 0 | 0 | 0 | 0 | [11 empty] | Innovative Solar 42 LLC | 100 | Innovative Solar Systems LLC | 100
Innovative Solar 31 | 60540_G_IS031 | 60540 | G | IS031 |  | Solar PV |  | S_VACA | North Carolina | 37 | Bladen | 17 | 37017 | 35 | 0 | 2017 | 9999 |  |  | N | Solar | [13 empty] | 0 | 0 | 0 | 0 | [11 empty] | Innovative Solar 31 LLC | 100 | Innovative Solar Systems LLC | 100
Wind GEM | 60541_G_WT1 | 60541 | G | WT1 |  | Onshore Wind |  | MIS_MIDA | Iowa | 19 | Adair | 1 | 19001 | 1.9 | 0 | 2015 | 9999 |  |  | N | Wind | [13 empty] | 0 | 0 | 0 | 0 | [11 empty] | Wind Gem LLC | 100 | Wind Gem LLC | 100
158th Fighter Wing Solar Farm | 60542_G_900 | 60542 | G | 900 |  | Solar PV |  | NENGREST | Vermont | 50 | Chittenden | 7 | 50007 | 2 | 0 | 2011 | 9999 |  |  | N | Solar | [13 empty] | 0 | 0 | 0 | 0 | [11 empty] | 158TH Fighter Wing | 100 | Vermont Air National Guard | 100
Tri-County Solar Facility | 60544_G_PV1 | 60544 | G | PV1 |  | Solar PV |  | S_SOU | Georgia | 13 | Putnam | 237 | 13237 | 1 | 0 | 2016 | 9999 |  |  | N | Solar | [13 empty] | 0 | 0 | 0 | 0 | [11 empty] | Georgia Power Co | 100 | Southern Co | 100
Grant Plains Wind, LLC | 60545_G_WT | 60545 | G | WT |  | Onshore Wind |  | SPP_WEST | Oklahoma | 40 | Grant | 53 | 40053 | 147.2 | 0 | 2016 | 9999 |  |  | N | Wind | [13 empty] | 0 | 0 | 0 | 0 | [11 empty] | Grant Plains Wind LLC | 100 | Southern Co | 100
GMP Solar - Richmond | 60547_G_PV1 | 60547 | G | PV1 |  | Solar PV |  | NENGREST | Vermont | 50 | Chittenden | 7 | 50007 | 1.9 | 0 | 2016 | 9999 |  |  | N | Solar | [13 empty] | 0 | 0 | 0 | 0 | [11 empty] | GMP Solar Richmond LLC | 100 | Gaz Métropolitain & Co LP | 100
NorWest Energy 2, LLC | 60548_G_PV1 | 60548 | G | PV1 |  | Solar PV |  | WECC_PNW | Oregon | 41 | Deschutes | 17 | 41017 | 9.9 | 0 | 2016 | 9999 |  |  | N | Solar | [13 empty] | 0 | 0 | 0 | 0 | [11 empty] | NorWest Energy 2 LLC | 100 | Cypress Creek Holdings LLC | 100
ZV Solar 3, LLC | 60549_G_ZV3 | 60549 | G | ZV3 |  | Solar PV |  | S_VACA | North Carolina | 37 | Robeson | 155 | 37155 | 4.9 | 0 | 2016 | 9999 |  |  | N | Solar | [13 empty] | 0 | 0 | 0 | 0 | [11 empty] | ZV Solar 1 LLC | 100 | Cypress Creek Holdings LLC | 100
Big Level Wind | 60551_G_BLW01 | 60551 | G | BLW01 |  | Onshore Wind |  | PJM_AP | Pennsylvania | 42 | Potter | 105 | 42105 | 90 | 0 | 2019 | 9999 |  |  | N | Wind | [13 empty] | 0 | 0 | 0 | 0 | [11 empty] | Big Level Wind LLC | 100 | TransAlta Corp | 100
Hattiesburg Solar Farm | 60552_G_HATTI | 60552 | G | HATTI |  | Solar PV |  | S_SOU | Mississippi | 28 | Forrest | 35 | 28035 | 50 | 0 | 2017 | 9999 |  |  | N | Solar | [13 empty] | 0 | 0 | 0 | 0 | [11 empty] | Hattiesburg Farm LLC | 100 | Silicon Ranch Corp | 100
Southerland Farm Solar | 60553_G_1 | 60553 | G | 1 |  | Solar PV |  | S_VACA | North Carolina | 37 | Vance | 181 | 37181 | 5 | 0 | 2016 | 9999 |  |  | N | Solar | [13 empty] | 0 | 0 | 0 | 0 | [11 empty] | Southerland Farm LLC | 100 | Strata Solar LLC | 100
Hazlehurst II | 60554_G_STHLV | 60554 | G | STHLV |  | Solar PV |  | S_SOU | Georgia | 13 | Jeff Davis | 161 | 13161 | 52.5 | 0 | 2016 | 9999 |  |  | N | Solar | [13 empty] | 0 | 0 | 0 | 0 | [11 empty] | Silicon Ranch Corp | 100 | Silicon Ranch Corp | 100
Selmer I | 60555_G_SELMI | 60555 | G | SELMI |  | Solar PV |  | S_C_TVA | Tennessee | 47 | McNairy | 109 | 47109 | 16 | 0 | 2016 | 9999 |  |  | N | Solar | [13 empty] | 0 | 0 | 0 | 0 | [11 empty] | Selmer North I LLC | 100 | Silicon Ranch Corp | 100
Selmer II | 60556_G_SELM2 | 60556 | G | SELM2 |  | Solar PV |  | S_C_TVA | Tennessee | 47 | McNairy | 109 | 47109 | 8 | 0 | 2016 | 9999 |  |  | N | Solar | [13 empty] | 0 | 0 | 0 | 0 | [11 empty] | Selmer North I LLC | 100 | Silicon Ranch Corp | 100
Solar Blythe 2 | 60558_G_PV1 | 60558 | G | PV1 |  | Solar PV |  | WECC_SCE | California | 6 | Riverside | 65 | 06065 | 20 | 0 | 2017 | 9999 |  |  | N | Solar | [13 empty] | 0 | 0 | 0 | 0 | [11 empty] | Solar Blythe II LLC | 100 | Global Infrastructure Partners | 100
Marquette Energy Center | 60559_G_MEC1 | 60559 | G | MEC1 |  | Combustion Turbine | IC Engine | MIS_WUMS | Michigan | 26 | Marquette | 103 | 26103 | 16.7 | 10745 | 2017 | 9999 |  |  | N | Natural Gas, Distillate Fuel Oil | [13 empty] | 2.3552 | 2.3552 | 2.3552 | 2.3552 | [11 empty] | Marquette Board of Light & Power | 100 | Marquette Board of Light & Power | 100
Marquette Energy Center | 60559_G_MEC2 | 60559 | G | MEC2 |  | Combustion Turbine | IC Engine | MIS_WUMS | Michigan | 26 | Marquette | 103 | 26103 | 16.7 | 10745 | 2017 | 9999 |  |  | N | Natural Gas, Distillate Fuel Oil | [13 empty] | 2.3552 | 2.3552 | 2.3552 | 2.3552 | [11 empty] | Marquette Board of Light & Power | 100 | Marquette Board of Light & Power | 100
Marquette Energy Center | 60559_G_MEC3 | 60559 | G | MEC3 |  | Combustion Turbine | IC Engine | MIS_WUMS | Michigan | 26 | Marquette | 103 | 26103 | 16.7 | 10745 | 2017 | 9999 |  |  | N | Natural Gas, Distillate Fuel Oil | [13 empty] | 2.3552 | 2.3552 | 2.3552 | 2.3552 | [11 empty] | Marquette Board of Light & Power | 100 | Marquette Board of Light & Power | 100
Millington Solar Farm | 60560_G_MILL | 60560 | G | MILL |  | Solar PV |  | S_C_TVA | Tennessee | 47 | Shelby | 157 | 47157 | 53 | 0 | 2018 | 9999 |  |  | N | Solar | [13 empty] | 0 | 0 | 0 | 0 | [11 empty] | SR Millington LLC | 100 | Silicon Ranch Corp | 100
Cedartown Battery Energy Storage Project | 60561_G_1 | 60561 | G | 1 |  | Energy Storage |  | S_SOU | Georgia | 13 | Polk | 233 | 13233 | 1 | 0 | 2015 | 9999 |  |  | N | Energy Storage | [13 empty] | 0 | 0 | 0 | 0 | [11 empty] | Georgia Power Co | 100 | Southern Co | 100
GMP Solar - Panton Hybrid | 60562_G_GMPBP | 60562 | G | GMPBP |  | Energy Storage |  | NENGREST | Vermont | 50 | Addison | 1 | 50001 | 1 | 0 | 2018 | 9999 |  |  | N | Energy Storage | [13 empty] | 0 | 0 | 0 | 0 | [11 empty] | GMP Solar Panton LLC | 100 | Gaz Métropolitain & Co LP | 100
GMP Solar - Panton Hybrid | 60562_G_GMPSP | 60562 | G | GMPSP |  | Solar PV |  | NENGREST | Vermont | 50 | Addison | 1 | 50001 | 4.9 | 0 | 2016 | 9999 |  |  | N | Solar | [13 empty] | 0 | 0 | 0 | 0 | [11 empty] | GMP Solar Panton LLC | 100 | Gaz Métropolitain & Co LP | 100
Westside Energy Station | 60564_G_WES1 | 60564 | G | WES1 |  | Combustion Turbine | IC Engine | MIS_MNWI | Minnesota | 27 | Olmsted | 109 | 27109 | 9.3 | 10745 | 2018 | 9999 |  |  | N | Natural Gas | [13 empty] | 1.061 | 1.061 | 1.061 | 1.061 | [11 empty] | Rochester Dept Public Utilities | 100 | Rochester Dept Public Utilities | 100
Westside Energy Station | 60564_G_WES2 | 60564 | G | WES2 |  | Combustion Turbine | IC Engine | MIS_MNWI | Minnesota | 27 | Olmsted | 109 | 27109 | 9.3 | 10745 | 2018 | 9999 |  |  | N | Natural Gas | [13 empty] | 1.061 | 1.061 | 1.061 | 1.061 | [11 empty] | Rochester Dept Public Utilities | 100 | Rochester Dept Public Utilities | 100
Westside Energy Station | 60564_G_WES3 | 60564 | G | WES3 |  | Combustion Turbine | IC Engine | MIS_MNWI | Minnesota | 27 | Olmsted | 109 | 27109 | 9.3 | 10745 | 2018 | 9999 |  |  | N | Natural Gas | [13 empty] | 1.061 | 1.061 | 1.061 | 1.061 | [11 empty] | Rochester Dept Public Utilities | 100 | Rochester Dept Public Utilities | 100
Westside Energy Station | 60564_G_WES4 | 60564 | G | WES4 |  | Combustion Turbine | IC Engine | MIS_MNWI | Minnesota | 27 | Olmsted | 109 | 27109 | 9.3 | 10745 | 2018 | 9999 |  |  | N | Natural Gas | [13 empty] | 1.061 | 1.061 | 1.061 | 1.061 | [11 empty] | Rochester Dept Public Utilities | 100 | Rochester Dept Public Utilities | 100
Westside Energy Station | 60564_G_WES5 | 60564 | G | WES5 |  | Combustion Turbine | IC Engine | MIS_MNWI | Minnesota | 27 | Olmsted | 109 | 27109 | 9.3 | 10745 | 2018 | 9999 |  |  | N | Natural Gas | [13 empty] | 1.061 | 1.061 | 1.061 | 1.061 | [11 empty] | Rochester Dept Public Utilities | 100 | Rochester Dept Public Utilities | 100
Borrego Springs Energy Storage | 60565_G_SES1 | 60565 | G | SES1 |  | Energy Storage |  | WEC_SDGE | California | 6 | San Diego | 73 | 06073 | 0.5 | 0 | 2012 | 9999 |  |  | N | Energy Storage | [13 empty] | 0 | 0 | 0 | 0 | [11 empty] | San Diego Gas & Electric Co | 100 | Sempra Energy | 100
Borrego Springs Energy Storage | 60565_G_SES2 | 60565 | G | SES2 |  | Energy Storage |  | WEC_SDGE | California | 6 | San Diego | 73 | 06073 | 1 | 0 | 2014 | 9999 |  |  | N | Energy Storage | [13 empty] | 0 | 0 | 0 | 0 | [11 empty] | San Diego Gas & Electric Co | 100 | Sempra Energy | 100
Pala Energy Storage Yard | 60566_G_SES1 | 60566 | G | SES1 |  | Energy Storage |  | WEC_SDGE | California | 6 | San Diego | 73 | 06073 | 0.5 | 0 | 2012 | 9999 |  |  | N | Energy Storage | [13 empty] | 0 | 0 | 0 | 0 | [11 empty] | San Diego Gas & Electric Co | 100 | Sempra Energy | 100
Pala Energy Storage Yard | 60566_G_SES2 | 60566 | G | SES2 |  | Energy Storage |  | WEC_SDGE | California | 6 | San Diego | 73 | 06073 | 1 | 0 | 2015 | 9999 |  |  | N | Energy Storage | [13 empty] | 0 | 0 | 0 | 0 | [11 empty] | San Diego Gas & Electric Co | 100 | Sempra Energy | 100
Ortega Highway Energy Storage | 60567_G_SES1 | 60567 | G | SES1 |  | Energy Storage |  | WECC_SCE | California | 6 | Orange | 59 | 06059 | 1 | 0 | 2015 | 9999 |  |  | N | Energy Storage | [13 empty] | 0 | 0 | 0 | 0 | [11 empty] | San Diego Gas & Electric Co | 100 | Sempra Energy | 100
Ortega Highway Energy Storage | 60567_G_SES2 | 60567 | G | SES2 |  | Energy Storage |  | WECC_SCE | California | 6 | Orange | 59 | 06059 | 1 | 0 | 2015 | 9999 |  |  | N | Energy Storage | [13 empty] | 0 | 0 | 0 | 0 | [11 empty] | San Diego Gas & Electric Co | 100 | Sempra Energy | 100
Canyon Crest Academy | 60568_G_SES | 60568 | G | SES |  | Energy Storage |  | WEC_SDGE | California | 6 | San Diego | 73 | 06073 | 1 | 0 | 2014 | 9999 |  |  | N | Energy Storage | [13 empty] | 0 | 0 | 0 | 0 | [11 empty] | San Diego Gas & Electric Co | 100 | Sempra Energy | 100
El Cajon Energy Storage | 60569_G_SES | 60569 | G | SES |  | Energy Storage |  | WEC_SDGE | California | 6 | San Diego | 73 | 06073 | 7.5 | 0 | 2017 | 9999 |  |  | N | Energy Storage | [13 empty] | 0 | 0 | 0 | 0 | [11 empty] | San Diego Gas & Electric Co | 100 | Sempra Energy | 100
Escondido Energy Storage | 60570_G_SES | 60570 | G | SES |  | Energy Storage |  | WEC_SDGE | California | 6 | San Diego | 73 | 06073 | 30 | 0 | 2017 | 9999 |  |  | N | Energy Storage | [13 empty] | 0 | 0 | 0 | 0 | [11 empty] | San Diego Gas & Electric Co | 100 | Sempra Energy | 100
North City Cogeneration Facility | 60571_G_NCEP | 60571 | G | NCEP |  | Landfill Gas |  | WEC_SDGE | California | 6 | San Diego | 73 | 06073 | 1.4 | 14103 | 2013 | 9999 |  |  | N | Landfill Gas | [13 empty] | 0.22117 | 0.22117 | 0.22117 | 0.22117 | [11 empty] | San Diego (City of) | 100 | San Diego (City of) | 100
HQC Rock River Solar Power Gen Station | 60573_G_PV1 | 60573 | G | PV1 |  | Solar PV |  | MIS_WUMS | Wisconsin | 55 | Rock | 105 | 55105 | 2.1 | 0 | 2016 | 9999 |  |  | N | Solar | [13 empty] | 0 | 0 | 0 | 0 | [11 empty] | HQC Rock River Solar Power Generation Station LLC | 100 | Hanwha Group | 100
Great Western Wind Energy, LLC | 60574_G_GEN1 | 60574 | G | GEN1 |  | Onshore Wind |  | SPP_WEST | Oklahoma | 40 | Ellis | 45 | 40045 | 225 | 0 | 2016 | 9999 |  |  | N | Wind | [13 empty] | 0 | 0 | 0 | 0 | [11 empty] | Great Western Wind Energy LLC | 100 | EDF Group | 100
Wadesboro Farm 2 | 60575_G_1 | 60575 | G | 1 |  | Solar PV |  | S_VACA | North Carolina | 37 | Anson | 7 | 37007 | 5 | 0 | 2016 | 9999 |  |  | N | Solar | [13 empty] | 0 | 0 | 0 | 0 | [11 empty] | Wadesboro Farm 2 LLC | 100 | Strata Solar LLC | 100
Wadesboro Farm 3 | 60576_G_1 | 60576 | G | 1 |  | Solar PV |  | S_VACA | North Carolina | 37 | Anson | 7 | 37007 | 5 | 0 | 2016 | 9999 |  |  | N | Solar | [13 empty] | 0 | 0 | 0 | 0 | [11 empty] | Wadesboro Farm 3 LLC | 100 | Strata Solar LLC | 100
Hector Farm | 60577_G_1 | 60577 | G | 1 |  | Solar PV |  | S_VACA | North Carolina | 37 | Montgomery | 123 | 37123 | 5 | 0 | 2017 | 9999 |  |  | N | Solar | [13 empty] | 0 | 0 | 0 | 0 | [11 empty] | Hector Farm LLC | 100 | Strata Solar LLC | 100
Kojak Farm | 60578_G_1 | 60578 | G | 1 |  | Solar PV |  | S_VACA | North Carolina | 37 | Nash | 127 | 37127 | 5 | 0 | 2016 | 9999 |  |  | N | Solar | [13 empty] | 0 | 0 | 0 | 0 | [11 empty] | Kojak Farm LLC | 100 | Strata Solar LLC | 100
Meriwether Farm | 60579_G_1 | 60579 | G | 1 |  | Solar PV |  | S_VACA | North Carolina | 37 | Granville | 77 | 37077 | 5 | 0 | 2016 | 9999 |  |  | N | Solar | [13 empty] | 0 | 0 | 0 | 0 | [11 empty] | Meriwether Farm LLC | 100 | Strata Solar LLC | 100
Cascade Creek | 6058_G_1 | 6058 | G | 1 | 90209 | Combustion Turbine |  | MIS_MNWI | Minnesota | 27 | Olmsted | 109 | 27109 | 27.9 | 10745 | 1975 | 9999 |  |  | N | Natural Gas, Distillate Fuel Oil |  |  |  | H2O | [9 empty] | 0.71728 | 0.71728 | 0.71728 | 0.71728 | [11 empty] | Rochester Dept Public Utilities | 100 | Rochester Dept Public Utilities | 100
Cascade Creek | 6058_G_2 | 6058 | G | 2 | 2727 | Combustion Turbine |  | MIS_MNWI | Minnesota | 27 | Olmsted | 109 | 27109 | 49.5 | 10745 | 2002 | 9999 |  |  | N | Natural Gas, Distillate Fuel Oil |  |  |  | H2O | [9 empty] | 0.11042 | 0.11042 | 0.11042 | 0.11042 | [11 empty] | Rochester Dept Public Utilities | 100 | Rochester Dept Public Utilities | 100
Soluga Farms III | 60580_G_1 | 60580 | G | 1 |  | Solar PV |  | S_VACA | North Carolina | 37 | Cumberland | 51 | 37051 | 5 | 0 | 2015 | 9999 |  |  | N | Solar | [13 empty] | 0 | 0 | 0 | 0 | [11 empty] | Soluga Farms III LLC | 100 | Strata Solar LLC | 100
Upton County Solar | 60581_G_UCTX | 60581 | G | UCTX |  | Solar PV |  | ERC_WEST | Texas | 48 | Upton | 461 | 48461 | 150 | 0 | 2017 | 9999 |  |  | N | Solar | [13 empty] | 0 | 0 | 0 | 0 | [11 empty] | CED Upton County Solar LLC | 100 | Consolidated Edison Inc | 100
CoTAL Solar Farm | 60582_G_PV1 | 60582 | G | PV1 |  | Solar PV |  | FRCC | Florida | 12 | Leon | 73 | 12073 | 20 | 0 | 2017 | 9999 |  |  | N | Solar | [13 empty] | 0 | 0 | 0 | 0 | [11 empty] | FL Solar 1 LLC | 100 | Origis Energy | 100
LaFayette Solar Farm | 60583_G_PV1 | 60583 | G | PV1 |  | Solar PV |  | S_SOU | Alabama | 1 | Chambers | 17 | 01017 | 79.2 | 0 | 2017 | 9999 |  |  | N | Solar | [13 empty] | 0 | 0 | 0 | 0 | [11 empty] | AL Solar A LLC | 100 | Boralex Inc | 100
Oceana Solar | 60584_G_01 | 60584 | G | 01 |  | Solar PV |  | PJM_Dom | Virginia | 51 | Virginia Beach City | 810 | 51810 | 7 | 0 | 2017 | 9999 |  |  | N | Solar | [13 empty] | 0 | 0 | 0 | 0 | [11 empty] | Virginia Electric & Power Co | 100 | Dominion Energy Inc | 100
Mount Vernon Solar | 60585_G_MV01 | 60585 | G | MV01 |  | Solar PV |  | S_SOU | Georgia | 13 | Walton | 297 | 13297 | 1 | 0 | 2015 | 9999 |  |  | N | Solar | [13 empty] | 0 | 0 | 0 | 0 | [11 empty] | Walton EMC (The) | 100 | Walton EMC (The) | 100
Pleasant Valley Solar | 60586_G_PV01 | 60586 | G | PV01 |  | Solar PV |  | S_SOU | Georgia | 13 | Walton | 297 | 13297 | 2.5 | 0 | 2016 | 9999 |  |  | N | Solar | [13 empty] | 0 | 0 | 0 | 0 | [11 empty] | Walton EMC (The) | 100 | Walton EMC (The) | 100
Kelly Creek Wind Project | 60587_G_WND1 | 60587 | G | WND1 |  | Onshore Wind |  | MIS_IL | Illinois | 17 | Ford | 53 | 17053 | 184 | 0 | 2016 | 9999 |  |  | N | Wind | [13 empty] | 0 | 0 | 0 | 0 | [11 empty] | Kelly Creek Wind LLC | 100 | EDF Group | 100
CPV Fairview Energy Center | 60589_G_GEN1 | 60589 | G | GEN1 | 91312 | Combined Cycle |  | PJM_PENE | Pennsylvania | 42 | Cambria | 21 | 42021 | 342 | 7050 | 2020 | 9999 |  |  | N | Natural Gas |  |  |  |  | SCR | [8 empty] | 0.0056157 | 0.0056157 | 0.0056157 | 0.0056157 | [11 empty] | CPV Fairview LLC | 100 | Competitive Power Ventures Inc | 100
CPV Fairview Energy Center | 60589_G_GEN2 | 60589 | G | GEN2 | 91311 | Combined Cycle |  | PJM_PENE | Pennsylvania | 42 | Cambria | 21 | 42021 | 342 | 7050 | 2020 | 9999 |  |  | N | Natural Gas |  |  |  |  | SCR | [8 empty] | 0.0056157 | 0.0056157 | 0.0056157 | 0.0056157 | [11 empty] | CPV Fairview LLC | 100 | Competitive Power Ventures Inc | 100
CPV Fairview Energy Center | 60589_G_GEN3 | 60589 | G | GEN3 | 91312 | Combined Cycle |  | PJM_PENE | Pennsylvania | 42 | Cambria | 21 | 42021 | 416 | 7050 | 2020 | 9999 |  |  | N | Natural Gas |  |  |  |  | SCR | [8 empty] | 0.0056157 | 0.0056157 | 0.0056157 | 0.0056157 | [11 empty] | CPV Fairview LLC | 100 | Competitive Power Ventures Inc | 100
Golden Fields Solar I, LLC | 60590_G_RS1 | 60590 | G | RS1 |  | Solar PV |  | WECC_SCE | California | 6 | Kern | 29 | 06029 | 54 | 0 | 2016 | 9999 |  |  | N | Solar | [13 empty] | 0 | 0 | 0 | 0 | [11 empty] | Golden Fields Solar I LLC | 100 | TOTAL SA | 100
Solar Star California, XLI, LLC | 60591_G_RS1 | 60591 | G | RS1 |  | Solar PV |  | WECC_SCE | California | 6 | Kern | 29 | 06029 | 54 | 0 | 2016 | 9999 |  |  | N | Solar | [13 empty] | 0 | 0 | 0 | 0 | [11 empty] | Solar Star California XLI LLC | 100 | TOTAL SA | 100
Rush Springs Wind | 60592_G_WT1 | 60592 | G | WT1 |  | Onshore Wind |  | SPP_WEST | Oklahoma | 40 | Stephens | 137 | 40137 | 249.9 | 0 | 2016 | 9999 |  |  | N | Wind | [13 empty] | 0 | 0 | 0 | 0 | [11 empty] | Rush Springs Wind Energy LLC | 100 | NextEra Energy Inc | 100
UI RCP Woodbridge FC | 60593_G_WBFC | 60593 | G | WBFC |  | Fuel Cell |  | NENG_CT | Connecticut | 9 | New Haven | 9 | 09009 | 2.2 | 7709 | 2016 | 9999 |  |  | N | Natural Gas | [13 empty] | 0 | 0 | 0 | 0 | [11 empty] | United Illuminating Co | 100 | Iberdrola SA | 100
Voyager Wind I | 60594_G_VYGR1 | 60594 | G | VYGR1 |  | Onshore Wind |  | WECC_SCE | California | 6 | Kern | 29 | 06029 | 131.1 | 0 | 2019 | 9999 |  |  | N | Wind | [13 empty] | 0 | 0 | 0 | 0 | [11 empty] | Terra Gen Power LLC | 100 | Energy Capital Partners | 100
Wayne Solar III LLC | 60597_G_WYN3 | 60597 | G | WYN3 |  | Solar PV |  | S_VACA | North Carolina | 37 | Wayne | 191 | 37191 | 5 | 0 | 2014 | 9999 |  |  | N | Solar | [13 empty] | 0 | 0 | 0 | 0 | [11 empty] | Wayne Solar III LLC | 100 | NARENCO | 100
Wayne Solar II LLC | 60598_G_WYN2 | 60598 | G | WYN2 |  | Solar PV |  | S_VACA | North Carolina | 37 | Wayne | 191 | 37191 | 5 | 0 | 2014 | 9999 |  |  | N | Solar | [13 empty] | 0 | 0 | 0 | 0 | [11 empty] | Wayne Solar II LLC | 100 | NARENCO | 100
Duplin Solar I LLC (160 Houston Lane) | 60599_G_DPLN | 60599 | G | DPLN |  | Solar PV |  | S_VACA | North Carolina | 37 | Duplin | 61 | 37061 | 5 | 0 | 2014 | 9999 |  |  | N | Solar | [13 empty] | 0 | 0 | 0 | 0 | [11 empty] | Duplin Solar I LLC | 100 | SG Landlord 3 LLC | 100
Coachella | 6060_G_1 | 6060 | G | 1 |  | Combustion Turbine |  | WECC_IID | California | 6 | Riverside | 65 | 06065 | 20.1 | 20519 | 1973 | 9999 |  |  | N | Natural Gas, Distillate Fuel Oil | [12 empty] | 0.74 | 0.33954 | 0.33954 | 0.33954 | 0.33954 | [11 empty] | Imperial Irrigation District | 100 | Imperial Irrigation District | 100
Coachella | 6060_G_2 | 6060 | G | 2 |  | Combustion Turbine |  | WECC_IID | California | 6 | Riverside | 65 | 06065 | 20 | 20520 | 1973 | 9999 |  |  | N | Natural Gas, Distillate Fuel Oil | [12 empty] | 0.74 | 0.33954 | 0.33954 | 0.33954 | 0.33954 | [11 empty] | Imperial Irrigation District | 100 | Imperial Irrigation District | 100
Coachella | 6060_G_3 | 6060 | G | 3 |  | Combustion Turbine |  | WECC_IID | California | 6 | Riverside | 65 | 06065 | 20.7 | 20520 | 1974 | 9999 |  |  | N | Natural Gas, Distillate Fuel Oil | [12 empty] | 0.74 | 0.05668 | 0.05668 | 0.05668 | 0.05668 | [11 empty] | Imperial Irrigation District | 100 | Imperial Irrigation District | 100
Coachella | 6060_G_4 | 6060 | G | 4 |  | Combustion Turbine |  | WECC_IID | California | 6 | Riverside | 65 | 06065 | 20.8 | 20519 | 1976 | 9999 |  |  | N | Natural Gas, Distillate Fuel Oil | [12 empty] | 0.74 | 0.33954 | 0.33954 | 0.33954 | 0.33954 | [11 empty] | Imperial Irrigation District | 100 | Imperial Irrigation District | 100
Old Pageland Monroe Road Solar Farm | 60600_G_PV1 | 60600 | G | PV1 |  | Solar PV |  | S_VACA | North Carolina | 37 | Union | 179 | 37179 | 5.3 | 0 | 2015 | 9999 |  |  | N | Solar | [13 empty] | 0 | 0 | 0 | 0 | [11 empty] | Old Pageland Monroe Road Solar Farm LLC | 100 | Tal McBride | 100
Bay Branch Solar | 60601_G_BBSOL | 60601 | G | BBSOL |  | Solar PV |  | S_VACA | North Carolina | 37 | Beaufort | 13 | 37013 | 5 | 0 | 2018 | 9999 |  |  | N | Solar | [13 empty] | 0 | 0 | 0 | 0 | [11 empty] | Hexagon Energy LLC | 100 | Hexagon Energy LLC | 100
Wayne Solar I LLC | 60602_G_WYN1 | 60602 | G | WYN1 |  | Solar PV |  | S_VACA | North Carolina | 37 | Wayne | 191 | 37191 | 5 | 0 | 2014 | 9999 |  |  | N | Solar | [13 empty] | 0 | 0 | 0 | 0 | [11 empty] | Wayne Solar I LLC | 100 | NARENCO | 100
Jacobson 5 MW Solar | 60603_G_PV1 | 60603 | G | PV1 |  | Solar PV |  | WECC_AZ | Arizona | 4 | Mohave | 15 | 04015 | 4.4 | 0 | 2017 | 9999 |  |  | N | Solar | [13 empty] | 0 | 0 | 0 | 0 | [11 empty] | UNS Electric Inc | 100 | Uns Energy Corp | 100
Wye Mills VNEM CSG | 60604_G_PV1 | 60604 | G | PV1 |  | Solar PV |  | PJM_EMAC | Maryland | 24 | Queen Annes | 35 | 24035 | 10 | 0 | 2016 | 9999 |  |  | N | Solar | [13 empty] | 0 | 0 | 0 | 0 | [11 empty] | OneEnergy Wye Mills Solar LLC | 100 | OneEnergy Inc | 100
CMEEC - Rogers Rd Solar | 60605_G_PV1 | 60605 | G | PV1 |  | Solar PV |  | NENG_CT | Connecticut | 9 | New London | 11 | 09011 | 1.5 | 0 | 2017 | 9999 |  |  | N | Solar | [13 empty] | 0 | 0 | 0 | 0 | [11 empty] | SolarCity Corp | 100 | Tesla Inc | 100
CMEEC - Polaris Park Solar Hybrid | 60607_G_BA1 | 60607 | G | BA1 |  | Energy Storage |  | NENG_CT | Connecticut | 9 | New London | 11 | 09011 | 0.8 | 0 | 2017 | 9999 |  |  | N | Energy Storage | [13 empty] | 0 | 0 | 0 | 0 | [11 empty] | SolarCity Corp | 100 | Tesla Inc | 100
CMEEC - Polaris Park Solar Hybrid | 60607_G_PV1 | 60607 | G | PV1 |  | Solar PV |  | NENG_CT | Connecticut | 9 | New London | 11 | 09011 | 3.5 | 0 | 2017 | 9999 |  |  | N | Solar | [13 empty] | 0 | 0 | 0 | 0 | [11 empty] | Dom Solar Lessor I LP | 100 | SolarCity Corp | 100
CMEEC - Navy NE Trident | 60608_G_PV1 | 60608 | G | PV1 |  | Solar PV |  | NENG_CT | Connecticut | 9 | New London | 11 | 09011 | 1 | 0 | 2017 | 9999 |  |  | N | Solar | [13 empty] | 0 | 0 | 0 | 0 | [11 empty] | SolarCity Corp | 100 | Tesla Inc | 100
CMEEC - Norwich Stott St Solar Hybrid | 60609_G_BA1 | 60609 | G | BA1 |  | Energy Storage |  | NENG_CT | Connecticut | 9 | New London | 11 | 09011 | 0.8 | 0 | 2016 | 9999 |  |  | N | Energy Storage | [13 empty] | 0 | 0 | 0 | 0 | [11 empty] | SolarCity Corp | 100 | Tesla Inc | 100
CMEEC - Norwich Stott St Solar Hybrid | 60609_G_PV1 | 60609 | G | PV1 |  | Solar PV |  | NENG_CT | Connecticut | 9 | New London | 11 | 09011 | 3.5 | 0 | 2016 | 9999 |  |  | N | Solar | [13 empty] | 0 | 0 | 0 | 0 | [11 empty] | SolarCity Corp | 100 | Tesla Inc | 100
St. Mary Clean Energy Center | 60610_G_1 | 60610 | G | 1 |  | Non-Fossil Waste |  | MIS_LA | Louisiana | 22 | St Mary | 101 | 22101 | 47.9 | 7050 | 2019 | 9999 |  |  | N | Non-Fossil Waste | [13 empty] | 0 | 0 | 0 | 0 | [11 empty] | CLECO Power LLC | 100 | Cleco Corp | 100
Summit Farms Solar | 60611_G_PV1 | 60611 | G | PV1 |  | Solar PV |  | PJM_Dom | North Carolina | 37 | Currituck | 53 | 37053 | 60 | 0 | 2016 | 9999 |  |  | N | Solar | [13 empty] | 0 | 0 | 0 | 0 | [11 empty] | Summit Farms Solar LLC | 100 | SunEnergy 1 LLC | 100
Morin Solar 2013 LLC | 60612_G_MORIN | 60612 | G | MORIN |  | Solar PV |  | NENGREST | Massachusetts | 25 | Worcester | 27 | 25027 | 4 | 0 | 2013 | 9999 |  |  | N | Solar | [13 empty] | 0 | 0 | 0 | 0 | [11 empty] | GJM Solar LLC | 25 | Solventerra LLC | 100
Brookfield Solar 2013 LLC | 60613_G_NBKFD | 60613 | G | NBKFD |  | Solar PV |  | NENGREST | Massachusetts | 25 | Worcester | 27 | 25027 | 2 | 0 | 2013 | 9999 |  |  | N | Solar | [13 empty] | 0 | 0 | 0 | 0 | [11 empty] | CVI Cleancapital Solar 6 | 50 | CleanCapital | 50
WYM 1250 Palmer LLC | 60614_G_PALMR | 60614 | G | PALMR |  | Solar PV |  | NENGREST | Massachusetts | 25 | Hampden | 13 | 25013 | 1 | 0 | 2013 | 9999 |  |  | N | Solar | [13 empty] | 0 | 0 | 0 | 0 | [11 empty] | Wym 1250 Palmer LLC | 100 | Soltage LLC | 100
Southern Sky Renew Energy Berkley LLC | 60615_G_BRKLY | 60615 | G | BRKLY |  | Solar PV |  | NENGREST | Massachusetts | 25 | Bristol | 5 | 25005 | 3 | 0 | 2014 | 9999 |  |  | N | Solar | [13 empty] | 0 | 0 | 0 | 0 | [11 empty] | Soltage LLC | 100 | Soltage LLC | 100
BC Solar | 60616_G_BCSLR | 60616 | G | BCSLR |  | Solar PV |  | WECC_PNW | Oregon | 41 | Lake | 37 | 41037 | 8 | 0 | 2016 | 9999 |  |  | N | Solar | [13 empty] | 0 | 0 | 0 | 0 | [11 empty] | Black Cap Solar LLC | 100 | Obsidian Finance Group LLC | 100
AEP Churubusco NaS | 60617_G_1 | 60617 | G | 1 |  | Energy Storage |  | PJM_West | Indiana | 18 | Whitley | 183 | 18183 | 2 | 0 | 2009 | 9999 |  |  | N | Energy Storage | [13 empty] | 0 | 0 | 0 | 0 | [11 empty] | Indiana Michigan Power Co | 100 | American Electric Power Co Inc | 100
Rush Creek Wind | 60619_G_GEN1 | 60619 | G | GEN1 |  | Onshore Wind |  | WECC_CO | Colorado | 8 | Elbert | 39 | 08039 | 600 | 0 | 2018 | 9999 |  |  | N | Wind | [13 empty] | 0 | 0 | 0 | 0 | [11 empty] | Public Service Co of Colorado | 100 | Xcel Energy Inc | 100
Ninnescah Wind Energy, LLC | 60620_G_NSW | 60620 | G | NSW |  | Onshore Wind |  | SPP_N | Kansas | 20 | Pratt | 151 | 20151 | 208.3 | 0 | 2016 | 9999 |  |  | N | Wind | [13 empty] | 0 | 0 | 0 | 0 | [11 empty] | Ninnescah Wind Energy LLC | 100 | NextEra Energy Inc | 100
Worcester Landfill | 60621_G_WL | 60621 | G | WL |  | Solar PV |  | NENGREST | Massachusetts | 25 | Worcester | 27 | 25027 | 6.5 | 0 | 2017 | 9999 |  |  | N | Solar | [13 empty] | 0 | 0 | 0 | 0 | [11 empty] | Worcester DPW (City of) | 100 | Worcester DPW (City of) | 100
DG AMP Solar Bowling Green | 60622_G_AMPBG | 60622 | G | AMPBG |  | Solar PV |  | PJM_ATSI | Ohio | 39 | Wood | 173 | 39173 | 20 | 0 | 2017 | 9999 |  |  | N | Solar | [13 empty] | 0 | 0 | 0 | 0 | [11 empty] | DG AMP Solar LLC | 100 | NextEra Energy Inc | 100
Brantley Solar | 60623_G_PV1 | 60623 | G | PV1 |  | Solar PV |  | S_VACA | North Carolina | 37 | Nash | 127 | 37127 | 50.2 | 0 | 2018 | 9999 |  |  | N | Solar | [13 empty] | 0 | 0 | 0 | 0 | [11 empty] | Brantley Farm Solar LLC | 100 | Cypress Creek Holdings LLC | 100
Fox Creek Solar | 60624_G_PV1 | 60624 | G | PV1 |  | Solar PV |  | S_VACA | North Carolina | 37 | Franklin | 69 | 37069 | 50.2 | 0 | 2018 | 9999 |  |  | N | Solar | [13 empty] | 0 | 0 | 0 | 0 | [11 empty] | Fox Creek Farm Solar LLC | 100 | Carolina Solar Energy | 100
NRG Renew Canal 1 CSG LLC | 60625_G_CANAL | 60625 | G | CANAL |  | Solar PV |  | NENGREST | Massachusetts | 25 | Barnstable | 1 | 25001 | 1.2 | 0 | 2017 | 9999 |  |  | N | Solar | [13 empty] | 0 | 0 | 0 | 0 | [11 empty] | NRG Renew Canal 1 LLC | 100 | NRG Energy Inc | 100
Perkins Solar, LLC | 60629_G_PV1 | 60629 | G | PV1 |  | Solar PV |  | S_VACA | North Carolina | 37 | Person | 145 | 37145 | 2 | 0 | 2016 | 9999 |  |  | N | Solar | [13 empty] | 0 | 0 | 0 | 0 | [11 empty] | Perkins Solar LLC | 100 | Cypress Creek Holdings LLC | 100
Electrifarm | 6063_G_1 | 6063 | G | 1 | 90086 | Combustion Turbine |  | MIS_MIDA | Iowa | 19 | Black Hawk | 13 | 19013 | 56.4 | 19079 | 1975 | 9999 |  |  | N | Natural Gas, Distillate Fuel Oil | [12 empty] | 0.7 | 0.38604 | 0.38604 | 0.38604 | 0.38604 | [11 empty] | MidAmerican Energy Co | 100 | Berkshire Hathaway Inc | 100
Electrifarm | 6063_G_2 | 6063 | G | 2 | 90087 | Combustion Turbine |  | MIS_MIDA | Iowa | 19 | Black Hawk | 13 | 19013 | 65.6 | 19091 | 1978 | 9999 |  |  | N | Natural Gas, Distillate Fuel Oil |  |  |  | H2O | [8 empty] | 0.7 | 0.25499 | 0.25499 | 0.25499 | 0.25499 | [11 empty] | MidAmerican Energy Co | 100 | Berkshire Hathaway Inc | 100
Electrifarm | 6063_G_3 | 6063 | G | 3 | 90088 | Combustion Turbine |  | MIS_MIDA | Iowa | 19 | Black Hawk | 13 | 19013 | 67.8 | 19087 | 1978 | 9999 |  |  | N | Natural Gas, Distillate Fuel Oil |  |  |  | H2O | [8 empty] | 0.7 | 0.26991 | 0.26991 | 0.26991 | 0.26991 | [11 empty] | MidAmerican Energy Co | 100 | Berkshire Hathaway Inc | 100
Empire Solar | 60631_G_PV1 | 60631 | G | PV1 |  | Solar PV |  | MIS_MNWI | Minnesota | 27 | Dakota | 37 | 27037 | 7 | 0 | 2016 | 9999 |  |  | N | Solar | [13 empty] | 0 | 0 | 0 | 0 | [11 empty] | Empire LLC | 100 | Empire LLC | 100
Blue Lake Solar | 60632_G_PV1 | 60632 | G | PV1 |  | Solar PV |  | MIS_MNWI | Minnesota | 27 | Scott | 139 | 27139 | 3.9 | 0 | 2016 | 9999 |  |  | N | Solar | [13 empty] | 0 | 0 | 0 | 0 | [11 empty] | Blue Lake LLC | 100 | Blue Lake LLC | 100
Gainey Solar, LLC | 60633_G_PV1 | 60633 | G | PV1 |  | Solar PV |  | S_VACA | North Carolina | 37 | Bladen | 17 | 37017 | 2 | 0 | 2016 | 9999 |  |  | N | Solar | [13 empty] | 0 | 0 | 0 | 0 | [11 empty] | Gainey Solar LLC | 100 | Solbridge Energy LLC | 100
Auten Road Farm, LLC | 60634_G_PV1 | 60634 | G | PV1 |  | Solar PV |  | S_VACA | North Carolina | 37 | Gaston | 71 | 37071 | 5 | 0 | 2017 | 9999 |  |  | N | Solar | [13 empty] | 0 | 0 | 0 | 0 | [11 empty] | Auten Road Farm LLC | 100 | Strata Solar LLC | 100
Creech Solar 2, LLC | 60635_G_PV1 | 60635 | G | PV1 |  | Solar PV |  | S_VACA | North Carolina | 37 | Wake | 183 | 37183 | 6.8 | 0 | 2016 | 9999 |  |  | N | Solar | [13 empty] | 0 | 0 | 0 | 0 | [11 empty] | Creech Solar 2 LLC | 100 | Cypress Creek Holdings LLC | 100
Bunn Level Farm, LLC | 60636_G_1 | 60636 | G | 1 |  | Solar PV |  | S_VACA | North Carolina | 37 | Harnett | 85 | 37085 | 5 | 0 | 2016 | 9999 |  |  | N | Solar | [13 empty] | 0 | 0 | 0 | 0 | [11 empty] | Bunn Level Farm LLC | 100 | Strata Solar LLC | 100
Cork Oak Solar | 60637_G_NC160 | 60637 | G | NC160 |  | Solar PV |  | PJM_Dom | North Carolina | 37 | Halifax | 83 | 37083 | 26.2 | 0 | 2017 | 9999 |  |  | N | Solar | [13 empty] | 0 | 0 | 0 | 0 | [11 empty] | Cork Oak Solar LLC | 100 | Geenex LLC | 100
Sunflower Solar | 60638_G_NC160 | 60638 | G | NC160 |  | Solar PV |  | PJM_Dom | North Carolina | 37 | Halifax | 83 | 37083 | 20.9 | 0 | 2017 | 9999 |  |  | N | Solar | [13 empty] | 0 | 0 | 0 | 0 | [11 empty] | Geenex Solar LLC | 100 | Geenex LLC | 100
Kingman Wind | 60639_G_KMW1 | 60639 | G | KMW1 |  | Onshore Wind |  | SPP_N | Kansas | 20 | Pratt | 151 | 20151 | 100 | 0 | 2016 | 9999 |  |  | N | Wind | [13 empty] | 0 | 0 | 0 | 0 | [11 empty] | Kingman Wind Energy I LLC | 100 | NextEra Energy Inc | 100
Kingman Wind | 60639_G_KMW2 | 60639 | G | KMW2 |  | Onshore Wind |  | SPP_N | Kansas | 20 | Pratt | 151 | 20151 | 100 | 0 | 2016 | 9999 |  |  | N | Wind | [13 empty] | 0 | 0 | 0 | 0 | [11 empty] | Kingman Wind Energy II LLC | 100 | NextEra Energy Inc | 100
Nearman Creek | 6064_G_CT4 | 6064 | G | CT4 | 89528 | Combustion Turbine |  | SPP_N | Kansas | 20 | Wyandotte | 209 | 20209 | 76 | 15466 | 2006 | 9999 |  |  | N | Natural Gas, Distillate Fuel Oil |  |  |  | DLNB + H2O | [8 empty] | 3 | 0.08612 | 0.08612 | 0.08612 | 0.08612 | [11 empty] | Kansas City Board Public Utilities | 100 | Kansas City Board Public Utilities | 100
NRG Solar Mule, LLC | 60640_G_COLBY | 60640 | G | COLBY |  | Solar PV |  | NENG_ME | Maine | 23 | Kennebec | 11 | 23011 | 1.5 | 0 | 2017 | 9999 |  |  | N | Solar | [13 empty] | 0 | 0 | 0 | 0 | [11 empty] | NRG Solar Mule LLC | 100 | NRG Energy Inc | 100
West Brookfield Solar, LLC | 60644_G_WBRK | 60644 | G | WBRK |  | Solar PV |  | NENGREST | Massachusetts | 25 | Worcester | 27 | 25027 | 1.4 | 0 | 2016 | 9999 |  |  | N | Solar | [13 empty] | 0 | 0 | 0 | 0 | [11 empty] | Cleangen Partners LLC | 100 | Cleangen Partners LLC | 100
Javelina Wind Energy II, LLC | 60645_G_WJ21 | 60645 | G | WJ21 |  | Onshore Wind |  | ERC_REST | Texas | 48 | Webb | 479 | 48479 | 200 | 0 | 2016 | 9999 |  |  | N | Wind | [13 empty] | 0 | 0 | 0 | 0 | [11 empty] | Javelina Wind Energy II LLC | 100 | NextEra Energy Inc | 100
Shakopee Energy Park | 60647_G_SQA01 | 60647 | G | SQA01 |  | Combustion Turbine | IC Engine | MIS_MNWI | Minnesota | 27 | Scott | 139 | 27139 | 9.3 | 8700 | 2017 | 9999 |  |  | Y | Natural Gas | [13 empty] | 1.061 | 1.061 | 1.061 | 1.061 | [11 empty] | Minnesota Municipal Power Agency | 100 | Minnesota Municipal Power Agency | 100
Shakopee Energy Park | 60647_G_SQA02 | 60647 | G | SQA02 |  | Combustion Turbine | IC Engine | MIS_MNWI | Minnesota | 27 | Scott | 139 | 27139 | 9.3 | 8700 | 2017 | 9999 |  |  | Y | Natural Gas | [13 empty] | 1.061 | 1.061 | 1.061 | 1.061 | [11 empty] | Minnesota Municipal Power Agency | 100 | Minnesota Municipal Power Agency | 100
Shakopee Energy Park | 60647_G_SQA03 | 60647 | G | SQA03 |  | Combustion Turbine | IC Engine | MIS_MNWI | Minnesota | 27 | Scott | 139 | 27139 | 9.3 | 8700 | 2017 | 9999 |  |  | Y | Natural Gas | [13 empty] | 1.061 | 1.061 | 1.061 | 1.061 | [11 empty] | Minnesota Municipal Power Agency | 100 | Minnesota Municipal Power Agency | 100
Shakopee Energy Park | 60647_G_SQA04 | 60647 | G | SQA04 |  | Combustion Turbine | IC Engine | MIS_MNWI | Minnesota | 27 | Scott | 139 | 27139 | 9.3 | 8700 | 2017 | 9999 |  |  | Y | Natural Gas | [13 empty] | 1.061 | 1.061 | 1.061 | 1.061 | [11 empty] | Minnesota Municipal Power Agency | 100 | Minnesota Municipal Power Agency | 100
Shakopee Energy Park | 60647_G_SQA05 | 60647 | G | SQA05 |  | Combustion Turbine | IC Engine | MIS_MNWI | Minnesota | 27 | Scott | 139 | 27139 | 9.3 | 8700 | 2017 | 9999 |  |  | Y | Natural Gas | [13 empty] | 1.061 | 1.061 | 1.061 | 1.061 | [11 empty] | Minnesota Municipal Power Agency | 100 | Minnesota Municipal Power Agency | 100
Rabbit Hill Energy Storage Project | 60649_G_1 | 60649 | G | 1 |  | Energy Storage |  | ERC_REST | Texas | 48 | Williamson | 491 | 48491 | 9.9 | 0 | 2019 | 9999 |  |  | N | Energy Storage | [13 empty] | 0 | 0 | 0 | 0 | [11 empty] | ESS Rabbit Hill Project LLC | 100 | Alevo Group SA | 100
North Nash Farm, LLC | 60651_G_1 | 60651 | G | 1 |  | Solar PV |  | S_VACA | North Carolina | 37 | Nash | 127 | 37127 | 5 | 0 | 2015 | 9999 |  |  | N | Solar | [13 empty] | 0 | 0 | 0 | 0 | [11 empty] | North Nash Farm LLC | 100 | North Nash Farm LLC | 100
Dickinson Solar Array | 60652_G_PV1 | 60652 | G | PV1 |  | Solar PV |  | MIS_MNWI | Minnesota | 27 | Wright | 171 | 27171 | 2.3 | 0 | 2016 | 9999 |  |  | N | Solar | [13 empty] | 0 | 0 | 0 | 0 | [11 empty] | Great River Energy | 100 | Great River Energy | 100
Belchertown | 60653_G_PV1 | 60653 | G | PV1 |  | Solar PV |  | NENGREST | Massachusetts | 25 | Hampshire | 15 | 25015 | 1 | 0 | 2015 | 9999 |  |  | N | Solar | [13 empty] | 0 | 0 | 0 | 0 | [11 empty] | Altus Power America Management LLC | 100 | Altus Power America Management LLC | 100
Rock Creek Wind Project | 60655_G_WT1 | 60655 | G | WT1 |  | Onshore Wind |  | S_D_AECI | Missouri | 29 | Atchison | 5 | 29005 | 300 | 0 | 2017 | 9999 |  |  | N | Wind | [13 empty] | 0 | 0 | 0 | 0 | [11 empty] | Rock Creek Wind Project LLC | 100 | Enel SpA | 100
McHenry Battery Storage | 60656_G_MCH1 | 60656 | G | MCH1 |  | Energy Storage |  | PJM_COMD | Illinois | 17 | McHenry | 111 | 17111 | 19.8 | 0 | 2016 | 9999 |  |  | N | Energy Storage | [13 empty] | 0 | 0 | 0 | 0 | [11 empty] | McHenry Battery Storage LLC | 100 | EDF Group | 100
Salt Fork Wind Project, LLC | 60657_G_GEN1 | 60657 | G | GEN1 |  | Onshore Wind |  | SPP_SPS | Texas | 48 | Donley | 129 | 48129 | 174 | 0 | 2016 | 9999 |  |  | N | Wind | [13 empty] | 0 | 0 | 0 | 0 | [11 empty] | Salt Fork Wind LLC | 100 | Southern Co | 100
Moffett Solar Project | 60658_G_PV1 | 60658 | G | PV1 |  | Solar PV |  | S_VACA | South Carolina | 45 | Jasper | 53 | 45053 | 69.5 | 0 | 2017 | 9999 |  |  | N | Solar | [13 empty] | 0 | 0 | 0 | 0 | [11 empty] | Moffett Solar 1 LLC | 100 | Dominion Energy Inc | 100
Ridgeland Solar Project | 60659_G_PV1 | 60659 | G | PV1 |  | Solar PV |  | S_VACA | South Carolina | 45 | Jasper | 53 | 45053 | 10 | 0 | 2017 | 9999 |  |  | N | Solar | [13 empty] | 0 | 0 | 0 | 0 | [11 empty] | Ridgeland Solar Farm I LLC | 100 | Ridgeland Solar Farm I LLC | 100
Willey Battery Utility | 60660_G_WBU | 60660 | G | WBU |  | Energy Storage |  | PJM_West | Ohio | 39 | Hamilton | 61 | 39061 | 6 | 0 | 2016 | 9999 |  |  | N | Energy Storage | [13 empty] | 0 | 0 | 0 | 0 | [11 empty] | Willey Battery Utility LLC | 100 | Sumitomo Corp | 100
Mira Loma Energy Storage Facility | 60661_G_013A | 60661 | G | 013A |  | Energy Storage |  | WECC_SCE | California | 6 | San Bernardino | 71 | 06071 | 10 | 0 | 2016 | 9999 |  |  | N | Energy Storage | [13 empty] | 0 | 0 | 0 | 0 | [11 empty] | Southern California Edison Co | 100 | Edison International | 100
Mira Loma Energy Storage Facility | 60661_G_013B | 60661 | G | 013B |  | Energy Storage |  | WECC_SCE | California | 6 | San Bernardino | 71 | 06071 | 10 | 0 | 2016 | 9999 |  |  | N | Energy Storage | [13 empty] | 0 | 0 | 0 | 0 | [11 empty] | Southern California Edison Co | 100 | Edison International | 100
Archdiocese of Baltimore J | 60662_G_PV1 | 60662 | G | PV1 |  | Solar PV |  | PJM_EMAC | Maryland | 24 | Harford | 25 | 24025 | 2 | 0 | 2015 | 9999 |  |  | N | Solar | [13 empty] | 0 | 0 | 0 | 0 | [11 empty] | Constellation Solar Maryland MC LLC | 100 | Exelon Corp | 100
Archdiocese of Baltimore L | 60663_G_PV1 | 60663 | G | PV1 |  | Solar PV |  | PJM_EMAC | Maryland | 24 | Harford | 25 | 24025 | 2 | 0 | 2015 | 9999 |  |  | N | Solar | [13 empty] | 0 | 0 | 0 | 0 | [11 empty] | Constellation Solar Maryland MC LLC | 100 | Exelon Corp | 100
Baltimore City B | 60664_G_PV1 | 60664 | G | PV1 |  | Solar PV |  | PJM_EMAC | Maryland | 24 | Harford | 25 | 24025 | 2 | 0 | 2015 | 9999 |  |  | N | Solar | [13 empty] | 0 | 0 | 0 | 0 | [11 empty] | Constellation NewEnergy Inc | 100 | Exelon Corp | 100
Baltimore City D | 60665_G_PV1 | 60665 | G | PV1 |  | Solar PV |  | PJM_EMAC | Maryland | 24 | Harford | 25 | 24025 | 2 | 0 | 2015 | 9999 |  |  | N | Solar | [13 empty] | 0 | 0 | 0 | 0 | [11 empty] | Constellation NewEnergy Inc | 100 | Exelon Corp | 100
Baltimore City F | 60666_G_PV1 | 60666 | G | PV1 |  | Solar PV |  | PJM_EMAC | Maryland | 24 | Harford | 25 | 24025 | 2 | 0 | 2015 | 9999 |  |  | N | Solar | [13 empty] | 0 | 0 | 0 | 0 | [11 empty] | Constellation NewEnergy Inc | 100 | Exelon Corp | 100
Baltimore City G | 60667_G_PV1 | 60667 | G | PV1 |  | Solar PV |  | PJM_EMAC | Maryland | 24 | Harford | 25 | 24025 | 2 | 0 | 2015 | 9999 |  |  | N | Solar | [13 empty] | 0 | 0 | 0 | 0 | [11 empty] | Constellation NewEnergy Inc | 100 | Exelon Corp | 100
City of Havre De Grace C | 60668_G_PV1 | 60668 | G | PV1 |  | Solar PV |  | PJM_EMAC | Maryland | 24 | Harford | 25 | 24025 | 2 | 0 | 2015 | 9999 |  |  | N | Solar | [13 empty] | 0 | 0 | 0 | 0 | [11 empty] | Constellation NewEnergy Inc | 100 | Exelon Corp | 100
Sod Run WTP A | 60669_G_PV1 | 60669 | G | PV1 |  | Solar PV |  | PJM_EMAC | Maryland | 24 | Harford | 25 | 24025 | 2 | 0 | 2015 | 9999 |  |  | N | Solar | [13 empty] | 0 | 0 | 0 | 0 | [11 empty] | Constellation NewEnergy Inc | 100 | Exelon Corp | 100
Osborn Wind Energy | 60672_G_GEN1 | 60672 | G | GEN1 |  | Onshore Wind |  | S_D_AECI | Missouri | 29 | DeKalb | 63 | 29063 | 195.8 | 0 | 2016 | 9999 |  |  | N | Wind | [13 empty] | 0 | 0 | 0 | 0 | [11 empty] | Osborn Wind Energy LLC | 100 | NextEra Energy Inc | 100
Nixa Solar, LLC | 60673_G_NIXA | 60673 | G | NIXA |  | Solar PV |  | SPP_N | Missouri | 29 | Christian | 43 | 29043 | 7.9 | 0 | 2017 | 9999 |  |  | N | Solar | [13 empty] | 0 | 0 | 0 | 0 | [11 empty] | Nixa Solar LLC | 100 | Cypress Creek Holdings LLC | 100
Tannery Road Landfill | 60677_G_TRSP | 60677 | G | TRSP |  | Solar PV |  | NY_Z_C&E | New York | 36 | Oneida | 65 | 36065 | 2 | 0 | 2016 | 9999 |  |  | N | Solar | [13 empty] | 0 | 0 | 0 | 0 | [11 empty] | groSolar | 100 | groSolar | 100
San Joaquin Solar | 60678_G_SJ1A | 60678 | G | SJ1A |  | Solar PV |  | WEC_CALN | California | 6 | Fresno | 19 | 06019 | 18.5 | 0 | 2018 | 9999 |  |  | N | Solar | [13 empty] | 0 | 0 | 0 | 0 | [11 empty] | Gasna 6P LLC | 100 | Gestamp Corp | 100
San Joaquin Solar | 60678_G_SJ1B | 60678 | G | SJ1B |  | Solar PV |  | WEC_CALN | California | 6 | Fresno | 19 | 06019 | 1.5 | 0 | 2019 | 9999 |  |  | N | Solar | [13 empty] | 0 | 0 | 0 | 0 | [11 empty] | Gasna 6P LLC | 100 | Gestamp Corp | 100
Fort Rucker Solar Array | 60679_G_1 | 60679 | G | 1 |  | Solar PV |  | S_SOU | Alabama | 1 | Dale | 45 | 01045 | 10.6 | 0 | 2017 | 9999 |  |  | N | Solar | [13 empty] | 0 | 0 | 0 | 0 | [11 empty] | Alabama Power Co | 100 | Southern Co | 100
ANAD Solar Array | 60680_G_1 | 60680 | G | 1 |  | Solar PV |  | S_SOU | Alabama | 1 | Calhoun | 15 | 01015 | 7.4 | 0 | 2017 | 9999 |  |  | N | Solar | [13 empty] | 0 | 0 | 0 | 0 | [11 empty] | Alabama Power Co | 100 | Southern Co | 100
Annapolis Solar Park, LLC | 60681_G_ASP12 | 60681 | G | ASP12 |  | Solar PV |  | PJM_SMAC | Maryland | 24 | Anne Arundel | 3 | 24003 | 12 | 0 | 2018 | 9999 |  |  | N | Solar | [13 empty] | 0 | 0 | 0 | 0 | [11 empty] | Annapolis Solar Park LLC | 100 | BQ Energy LLC | 100
Pearl Solar | 60682_G_PEARL | 60682 | G | PEARL |  | Solar PV |  | ERC_WEST | Texas | 48 | Pecos | 371 | 48371 | 50 | 0 | 2017 | 9999 |  |  | N | Solar | [13 empty] | 0 | 0 | 0 | 0 | [11 empty] | OCI Solar TRE LLC | 100 | OCI Company Ltd | 100
TRS Fuel Cell | 60683_G_MMH1 | 60683 | G | MMH1 |  | Fuel Cell |  | NENG_CT | Connecticut | 9 | Fairfield | 1 | 09001 | 3.7 | 9145 | 2019 | 9999 |  |  | Y | Natural Gas | [13 empty] | 0 | 0 | 0 | 0 | [11 empty] | TRS Fuel Cell LLC | 100 | FuelCell Energy Inc | 100
Amphitheater High School Solar | 60684_G_AHS1 | 60684 | G | AHS1 |  | Solar PV |  | WECC_AZ | Arizona | 4 | Pima | 19 | 04019 | 1 | 0 | 2016 | 9999 |  |  | N | Solar | [13 empty] | 0 | 0 | 0 | 0 | [11 empty] | Constellation Solar Arizona 2 LLC | 100 | Exelon Corp | 100
Canyon Del Oro High School Solar | 60685_G_CDO1 | 60685 | G | CDO1 |  | Solar PV |  | WECC_AZ | Arizona | 4 | Pima | 19 | 04019 | 1 | 0 | 2016 | 9999 |  |  | N | Solar | [13 empty] | 0 | 0 | 0 | 0 | [11 empty] | Constellation Solar Arizona 2 LLC | 100 | Exelon Corp | 100
Canyon Del Oro High School Solar | 60685_G_CDO2 | 60685 | G | CDO2 |  | Solar PV |  | WECC_AZ | Arizona | 4 | Pima | 19 | 04019 | 0.1 | 0 | 2016 | 9999 |  |  | N | Solar | [13 empty] | 0 | 0 | 0 | 0 | [11 empty] | Constellation Solar Arizona 2 LLC | 100 | Exelon Corp | 100
Canyon Del Oro High School Solar | 60685_G_CDO3 | 60685 | G | CDO3 |  | Solar PV |  | WECC_AZ | Arizona | 4 | Pima | 19 | 04019 | 0.2 | 0 | 2016 | 9999 |  |  | N | Solar | [13 empty] | 0 | 0 | 0 | 0 | [11 empty] | Constellation Solar Arizona 2 LLC | 100 | Exelon Corp | 100
Canyon Del Oro High School Solar | 60685_G_CDO4 | 60685 | G | CDO4 |  | Solar PV |  | WECC_AZ | Arizona | 4 | Pima | 19 | 04019 | 0.2 | 0 | 2016 | 9999 |  |  | N | Solar | [13 empty] | 0 | 0 | 0 | 0 | [11 empty] | Constellation Solar Arizona 2 LLC | 100 | Exelon Corp | 100
Pierre Solar | 60686_G_PIERS | 60686 | G | PIERS |  | Solar PV |  | SPP_WAUE | South Dakota | 46 | Hughes | 65 | 46065 | 1 | 0 | 2016 | 9999 |  |  | N | Solar | [13 empty] | 0 | 0 | 0 | 0 | [11 empty] | Pierre Solar | 100 | Pierre Solar | 100
Cimarron Bend Wind Project I, LLC | 60687_G_1 | 60687 | G | 1 |  | Onshore Wind |  | SPP_N | Kansas | 20 | Clark | 25 | 20025 | 200 | 0 | 2016 | 9999 |  |  | N | Wind | [13 empty] | 0 | 0 | 0 | 0 | [11 empty] | Cimarron Bend Wind Project I LLC | 100 | Enel SpA | 100
Cimarron Bend Wind Project II, LLC | 60688_G_1 | 60688 | G | 1 |  | Onshore Wind |  | SPP_N | Kansas | 20 | Clark | 25 | 20025 | 200 | 0 | 2017 | 9999 |  |  | N | Wind | [13 empty] | 0 | 0 | 0 | 0 | [11 empty] | Cimarron Bend Wind Project II LLC | 100 | Enel SpA | 100
Western Plains Wind Farm | 60689_G_1 | 60689 | G | 1 |  | Onshore Wind |  | SPP_N | Kansas | 20 | Ford | 57 | 20057 | 280.6 | 0 | 2017 | 9999 |  |  | N | Wind | [13 empty] | 0 | 0 | 0 | 0 | [11 empty] | Evergy Kansas Central Inc | 100 | Evergy Inc | 100
Blue Summit Storage, LLC | 60690_G_WBSS | 60690 | G | WBSS |  | Energy Storage |  | ERC_WEST | Texas | 48 | Wilbarger | 487 | 48487 | 30 | 0 | 2017 | 9999 |  |  | N | Energy Storage | [13 empty] | 0 | 0 | 0 | 0 | [11 empty] | Blue Summit Storage LLC | 100 | NextEra Energy Inc | 100
WakeSun LLC | 60694_G_MLC27 | 60694 | G | MLC27 |  | Solar PV |  | MIS_MNWI | Minnesota | 27 | Stearns | 145 | 27145 | 1 | 0 | 2017 | 9999 |  |  | N | Solar | [13 empty] | 0 | 0 | 0 | 0 | [11 empty] | Wakesun LLC | 100 | Wakesun LLC | 100
WakeSun LLC | 60694_G_MLC28 | 60694 | G | MLC28 |  | Solar PV |  | MIS_MNWI | Minnesota | 27 | Stearns | 145 | 27145 | 1 | 0 | 2017 | 9999 |  |  | N | Solar | [13 empty] | 0 | 0 | 0 | 0 | [11 empty] | Wakesun LLC | 100 | Wakesun LLC | 100
WakeSun LLC | 60694_G_MLC29 | 60694 | G | MLC29 |  | Solar PV |  | MIS_MNWI | Minnesota | 27 | Stearns | 145 | 27145 | 1 | 0 | 2017 | 9999 |  |  | N | Solar | [13 empty] | 0 | 0 | 0 | 0 | [11 empty] | Wakesun LLC | 100 | Wakesun LLC | 100
BentonSun LLC | 60695_G_MLC17 | 60695 | G | MLC17 |  | Solar PV |  | MIS_MNWI | Minnesota | 27 | Carver | 19 | 27019 | 1 | 0 | 2016 | 9999 |  |  | N | Solar | [13 empty] | 0 | 0 | 0 | 0 | [11 empty] | BentonSun LLC | 100 | Bentonsun LLC | 100
BentonSun LLC | 60695_G_MLC18 | 60695 | G | MLC18 |  | Solar PV |  | MIS_MNWI | Minnesota | 27 | Carver | 19 | 27019 | 1 | 0 | 2016 | 9999 |  |  | N | Solar | [13 empty] | 0 | 0 | 0 | 0 | [11 empty] | BentonSun LLC | 100 | Bentonsun LLC | 100
BentonSun LLC | 60695_G_MLC19 | 60695 | G | MLC19 |  | Solar PV |  | MIS_MNWI | Minnesota | 27 | Carver | 19 | 27019 | 1 | 0 | 2016 | 9999 |  |  | N | Solar | [13 empty] | 0 | 0 | 0 | 0 | [11 empty] | BentonSun LLC | 100 | Bentonsun LLC | 100
BentonSun LLC | 60695_G_MLC20 | 60695 | G | MLC20 |  | Solar PV |  | MIS_MNWI | Minnesota | 27 | Carver | 19 | 27019 | 1 | 0 | 2016 | 9999 |  |  | N | Solar | [13 empty] | 0 | 0 | 0 | 0 | [11 empty] | BentonSun LLC | 100 | Bentonsun LLC | 100
BentonSun LLC | 60695_G_MLC21 | 60695 | G | MLC21 |  | Solar PV |  | MIS_MNWI | Minnesota | 27 | Carver | 19 | 27019 | 1 | 0 | 2016 | 9999 |  |  | N | Solar | [13 empty] | 0 | 0 | 0 | 0 | [11 empty] | BentonSun LLC | 100 | Bentonsun LLC | 100
Four Peaks Camino Real | 60696_G_1 | 60696 | G | 1 |  | Landfill Gas |  | WECC_NM | New Mexico | 35 | Dona Ana | 13 | 35013 | 1.6 | 13500 | 2008 | 9999 |  |  | N | Landfill Gas | [13 empty] | 0.22117 | 0.22117 | 0.22117 | 0.22117 | [11 empty] | Four Peaks Energy Inc | 100 | Four Peaks Energy Inc | 100
Four Peaks Camino Real | 60696_G_2 | 60696 | G | 2 |  | Landfill Gas |  | WECC_NM | New Mexico | 35 | Dona Ana | 13 | 35013 | 1.6 | 13500 | 2008 | 9999 |  |  | N | Landfill Gas | [13 empty] | 0.22117 | 0.22117 | 0.22117 | 0.22117 | [11 empty] | Four Peaks Energy Inc | 100 | Four Peaks Energy Inc | 100
Stanton Energy Reliability Center | 60698_G_GT1 | 60698 | G | GT1 |  | Combustion Turbine |  | WECC_SCE | California | 6 | Orange | 59 | 06059 | 45.9 | 10745 | 2020 | 9999 |  |  | N | Natural Gas | [13 empty] | 0.011 | 0.011 | 0.011 | 0.011 | [11 empty] | Stanton Energy Reliability Center LLC | 100 | Wellhead Electric Co | 100
Stanton Energy Reliability Center | 60698_G_GT2 | 60698 | G | GT2 |  | Combustion Turbine |  | WECC_SCE | California | 6 | Orange | 59 | 06059 | 45.9 | 10745 | 2020 | 9999 |  |  | N | Natural Gas | [13 empty] | 0.011 | 0.011 | 0.011 | 0.011 | [11 empty] | Stanton Energy Reliability Center LLC | 100 | Wellhead Electric Co | 100
DESI-1 Battery Energy Storage Facility | 60699_G_DESI1 | 60699 | G | DESI1 |  | Energy Storage |  | WECC_SCE | California | 6 | Orange | 59 | 06059 | 2.4 | 0 | 2020 | 9999 |  |  | N | Energy Storage | [13 empty] | 0 | 0 | 0 | 0 | [11 empty] | Southern California Edison Co | 100 | Edison International | 100
Fredonia | 607_G_1 | 607 | G | 1 |  | Combustion Turbine |  | WECC_PNW | Washington | 53 | Skagit | 57 | 53057 | 93 | 12802 | 1984 | 9999 |  |  | N | Natural Gas, Distillate Fuel Oil | [12 empty] | 2.63 | 0.32121 | 0.32121 | 0.32121 | 0.32121 | [11 empty] | Puget Sound Energy Inc | 100 | Puget Energy Inc | 100
Fredonia | 607_G_2 | 607 | G | 2 |  | Combustion Turbine |  | WECC_PNW | Washington | 53 | Skagit | 57 | 53057 | 93 | 12802 | 1984 | 9999 |  |  | N | Natural Gas, Distillate Fuel Oil | [12 empty] | 2.63 | 0.31261 | 0.31261 | 0.31261 | 0.31261 | [11 empty] | Puget Sound Energy Inc | 100 | Puget Energy Inc | 100
Fredonia | 607_G_3 | 607 | G | 3 | 9183 | Combustion Turbine |  | WECC_PNW | Washington | 53 | Skagit | 57 | 53057 | 47 | 12802 | 2001 | 9999 |  |  | N | Natural Gas, Distillate Fuel Oil |  |  |  | H2O | SCR | [7 empty] | 2.63 | 0.02065 | 0.02065 | 0.02065 | 0.02065 | [11 empty] | Puget Sound Energy Inc | 100 | Puget Energy Inc | 100
Fredonia | 607_G_4 | 607 | G | 4 | 9184 | Combustion Turbine |  | WECC_PNW | Washington | 53 | Skagit | 57 | 53057 | 47 | 12802 | 2001 | 9999 |  |  | N | Natural Gas, Distillate Fuel Oil |  |  |  | H2O | SCR | [7 empty] | 2.63 | 0.01415 | 0.01415 | 0.01415 | 0.01415 | [11 empty] | Puget Sound Energy Inc | 100 | Puget Energy Inc | 100
Wind Colebrook South | 60700_G_WCS | 60700 | G | WCS |  | Onshore Wind |  | NENG_CT | Connecticut | 9 | Litchfield | 5 | 09005 | 1 | 0 | 2015 | 9999 |  |  | N | Wind | [13 empty] | 0 | 0 | 0 | 0 | [11 empty] | Wind Colebrook South LLC | 100 | Wind Colebrook South | 100
JED Solid Waste Mgmt Renewable Energy | 60701_G_00603 | 60701 | G | 00603 |  | Landfill Gas |  | FRCC | Florida | 12 | Osceola | 97 | 12097 | 1.4 | 13500 | 2017 | 9999 |  |  | N | Landfill Gas | [13 empty] | 0.15785 | 0.15785 | 0.15785 | 0.15785 | [11 empty] | CB&I Environmental & Infrastructure Inc | 100 | CB&I Inc | 100
JED Solid Waste Mgmt Renewable Energy | 60701_G_00696 | 60701 | G | 00696 |  | Landfill Gas |  | FRCC | Florida | 12 | Osceola | 97 | 12097 | 1.4 | 13500 | 2017 | 9999 |  |  | N | Landfill Gas | [13 empty] | 0.15785 | 0.15785 | 0.15785 | 0.15785 | [11 empty] | CB&I Environmental & Infrastructure Inc | 100 | CB&I Inc | 100
JED Solid Waste Mgmt Renewable Energy | 60701_G_00697 | 60701 | G | 00697 |  | Landfill Gas |  | FRCC | Florida | 12 | Osceola | 97 | 12097 | 1.4 | 13500 | 2017 | 9999 |  |  | N | Landfill Gas | [13 empty] | 0.15785 | 0.15785 | 0.15785 | 0.15785 | [11 empty] | CB&I Environmental & Infrastructure Inc | 100 | CB&I Inc | 100
JED Solid Waste Mgmt Renewable Energy | 60701_G_00698 | 60701 | G | 00698 |  | Landfill Gas |  | FRCC | Florida | 12 | Osceola | 97 | 12097 | 1.4 | 13500 | 2017 | 9999 |  |  | N | Landfill Gas | [13 empty] | 0.15785 | 0.15785 | 0.15785 | 0.15785 | [11 empty] | CB&I Environmental & Infrastructure Inc | 100 | CB&I Inc | 100
JED Solid Waste Mgmt Renewable Energy | 60701_G_00699 | 60701 | G | 00699 |  | Landfill Gas |  | FRCC | Florida | 12 | Osceola | 97 | 12097 | 1.4 | 13500 | 2017 | 9999 |  |  | N | Landfill Gas | [13 empty] | 0.15785 | 0.15785 | 0.15785 | 0.15785 | [11 empty] | CB&I Environmental & Infrastructure Inc | 100 | CB&I Inc | 100
JED Solid Waste Mgmt Renewable Energy | 60701_G_00700 | 60701 | G | 00700 |  | Landfill Gas |  | FRCC | Florida | 12 | Osceola | 97 | 12097 | 1.4 | 13500 | 2017 | 9999 |  |  | N | Landfill Gas | [13 empty] | 0.15785 | 0.15785 | 0.15785 | 0.15785 | [11 empty] | CB&I Environmental & Infrastructure Inc | 100 | CB&I Inc | 100
Rincon Solar I | 60702_G_PV1 | 60702 | G | PV1 |  | Solar PV |  | S_SOU | Georgia | 13 | Effingham | 103 | 13103 | 17.4 | 0 | 2016 | 9999 |  |  | N | Solar | [13 empty] | 0 | 0 | 0 | 0 | [11 empty] | AES Distributed Energy Inc | 100 | AES Corp (The) | 100
Green City Recovery, LLC | 60703_G_1 | 60703 | G | 1 |  | Landfill Gas |  | S_C_KY | Kentucky | 21 | Scott | 209 | 21209 | 1 | 13500 | 2016 | 9999 |  |  | N | Landfill Gas | [13 empty] | 0.22117 | 0.22117 | 0.22117 | 0.22117 | [11 empty] | Green City Recovery LLC | 100 | Green City Recovery LLC | 100
Green City Recovery, LLC | 60703_G_2 | 60703 | G | 2 |  | Landfill Gas |  | S_C_KY | Kentucky | 21 | Scott | 209 | 21209 | 1 | 13648 | 2019 | 9999 |  |  | N | Landfill Gas | [13 empty] | 0.09 | 0.09 | 0.09 | 0.09 | [11 empty] | Green City Recovery LLC | 100 | Green City Recovery LLC | 100
Trenton Solar Farm (MO) | 60704_G_TSF1 | 60704 | G | TSF1 |  | Solar PV |  | MIS_MO | Missouri | 29 | Grundy | 79 | 29079 | 2.8 | 0 | 2015 | 9999 |  |  | N | Solar | [13 empty] | 0 | 0 | 0 | 0 | [11 empty] | MCP Trenton LLC | 100 | MCP Trenton LLC | 100
Rolla Solar Farm (MO) | 60705_G_RSF1 | 60705 | G | RSF1 |  | Solar PV |  | MIS_MO | Missouri | 29 | Phelps | 161 | 29161 | 2.8 | 0 | 2016 | 9999 |  |  | N | Solar | [13 empty] | 0 | 0 | 0 | 0 | [11 empty] | MCP Rolla LLC | 100 | MCP Rolla LLC | 100
Waynesville Solar Farm (MO) | 60706_G_WSF1 | 60706 | G | WSF1 |  | Solar PV |  | S_D_AECI | Missouri | 29 | Pulaski | 169 | 29169 | 2.8 | 0 | 2016 | 9999 |  |  | N | Solar | [13 empty] | 0 | 0 | 0 | 0 | [11 empty] | MCP Waynesville LLC | 100 | MCP Waynesville LLC | 100
Marshall Solar Farm (MO) | 60707_G_MMSF1 | 60707 | G | MMSF1 |  | Solar PV |  | SPP_N | Missouri | 29 | Saline | 195 | 29195 | 2.8 | 0 | 2016 | 9999 |  |  | N | Solar | [13 empty] | 0 | 0 | 0 | 0 | [11 empty] | MCP Marshall LLC | 100 | MCP Marshall LLC | 100
Havre de Grace II - E at Perryman | 60708_G_PV1 | 60708 | G | PV1 |  | Solar PV |  | PJM_EMAC | Maryland | 24 | Harford | 25 | 24025 | 1.4 | 0 | 2016 | 9999 |  |  | N | Solar | [13 empty] | 0 | 0 | 0 | 0 | [11 empty] | Constellation Solar Maryland MC LLC | 100 | Exelon Corp | 100
IFF Hazlet | 60709_G_GRND | 60709 | G | GRND |  | Solar PV |  | PJM_EMAC | New Jersey | 34 | Monmouth | 25 | 34025 | 3 | 0 | 2014 | 9999 |  |  | N | Solar | [13 empty] | 0 | 0 | 0 | 0 | [11 empty] | Marina Energy LLC | 100 | Goldman Sachs Group Inc (The) | 100
Trimble County | 6071_G_10 | 6071 | G | 10 | 2738 | Combustion Turbine |  | S_C_KY | Kentucky | 21 | Trimble | 223 | 21223 | 159 | 11505 | 2004 | 9999 |  |  | N | Natural Gas |  |  |  | DLNB | [8 empty] | 4 | 0.03286 | 0.03286 | 0.03286 | 0.03286 | [11 empty] | Kentucky Utilities Co | 63 | PPL Corp | 100
Trimble County | 6071_G_5 | 6071 | G | 5 | 2739 | Combustion Turbine |  | S_C_KY | Kentucky | 21 | Trimble | 223 | 21223 | 159 | 11505 | 2002 | 9999 |  |  | N | Natural Gas |  |  |  | DLNB | [8 empty] | 4 | 0.03438 | 0.03438 | 0.03438 | 0.03438 | [11 empty] | Kentucky Utilities Co | 71 | PPL Corp | 100
Trimble County | 6071_G_6 | 6071 | G | 6 | 2740 | Combustion Turbine |  | S_C_KY | Kentucky | 21 | Trimble | 223 | 21223 | 159 | 11505 | 2002 | 9999 |  |  | N | Natural Gas |  |  |  | DLNB | [8 empty] | 4 | 0.03357 | 0.03357 | 0.03357 | 0.03357 | [11 empty] | Kentucky Utilities Co | 71 | PPL Corp | 100
Trimble County | 6071_G_7 | 6071 | G | 7 | 2741 | Combustion Turbine |  | S_C_KY | Kentucky | 21 | Trimble | 223 | 21223 | 159 | 11505 | 2004 | 9999 |  |  | N | Natural Gas |  |  |  | DLNB | [8 empty] | 4 | 0.03617 | 0.03617 | 0.03617 | 0.03617 | [11 empty] | Kentucky Utilities Co | 63 | PPL Corp | 100
Trimble County | 6071_G_8 | 6071 | G | 8 | 2742 | Combustion Turbine |  | S_C_KY | Kentucky | 21 | Trimble | 223 | 21223 | 159 | 11505 | 2004 | 9999 |  |  | N | Natural Gas |  |  |  | DLNB | [8 empty] | 4 | 0.03176 | 0.03176 | 0.03176 | 0.03176 | [11 empty] | Kentucky Utilities Co | 63 | PPL Corp | 100
Trimble County | 6071_G_9 | 6071 | G | 9 | 2743 | Combustion Turbine |  | S_C_KY | Kentucky | 21 | Trimble | 223 | 21223 | 159 | 11505 | 2004 | 9999 |  |  | N | Natural Gas |  |  |  | DLNB | [8 empty] | 4 | 0.03259 | 0.03259 | 0.03259 | 0.03259 | [11 empty] | Kentucky Utilities Co | 63 | PPL Corp | 100
Stone Hill Solar CSG | 60710_G_PV1 | 60710 | G | PV1 |  | Solar PV |  | NENGREST | Massachusetts | 25 | Bristol | 5 | 25005 | 2 | 0 | 2014 | 9999 |  |  | N | Solar | [13 empty] | 0 | 0 | 0 | 0 | [11 empty] | Solect Energy Development LLC | 100 | Solect Energy Inc | 100
Chisago Community Solar | 60711_G_CCS1 | 60711 | G | CCS1 |  | Solar PV |  | MIS_MNWI | Minnesota | 27 | Chisago | 25 | 27025 | 0.9 | 0 | 2016 | 9999 |  |  | N | Solar | [13 empty] | 0 | 0 | 0 | 0 | [11 empty] | Chisago Community Solar I LLC | 100 | Berkshire Hathaway Inc | 100
Chisago Community Solar | 60711_G_CCS2 | 60711 | G | CCS2 |  | Solar PV |  | MIS_MNWI | Minnesota | 27 | Chisago | 25 | 27025 | 0.9 | 0 | 2016 | 9999 |  |  | N | Solar | [13 empty] | 0 | 0 | 0 | 0 | [11 empty] | Chisago Community Solar IV LLC | 100 | Berkshire Hathaway Inc | 100
Chisago Community Solar | 60711_G_CCS3 | 60711 | G | CCS3 |  | Solar PV |  | MIS_MNWI | Minnesota | 27 | Chisago | 25 | 27025 | 0.9 | 0 | 2016 | 9999 |  |  | N | Solar | [13 empty] | 0 | 0 | 0 | 0 | [11 empty] | Chisago Community Solar III LLC | 100 | Berkshire Hathaway Inc | 100
Chisago Community Solar | 60711_G_CCS4 | 60711 | G | CCS4 |  | Solar PV |  | MIS_MNWI | Minnesota | 27 | Chisago | 25 | 27025 | 0.9 | 0 | 2016 | 9999 |  |  | N | Solar | [13 empty] | 0 | 0 | 0 | 0 | [11 empty] | Chisago Community Solar II LLC | 100 | Berkshire Hathaway Inc | 100
Ursa Community Solar | 60712_G_UCS1 | 60712 | G | UCS1 |  | Solar PV |  | MIS_MNWI | Minnesota | 27 | Dakota | 37 | 27037 | 0.9 | 0 | 2017 | 9999 |  |  | N | Solar | [13 empty] | 0 | 0 | 0 | 0 | [11 empty] | Ursa Community Solar | 100 | Ursa Community Solar | 100
Ursa Community Solar | 60712_G_UCS2 | 60712 | G | UCS2 |  | Solar PV |  | MIS_MNWI | Minnesota | 27 | Dakota | 37 | 27037 | 0.9 | 0 | 2017 | 9999 |  |  | N | Solar | [13 empty] | 0 | 0 | 0 | 0 | [11 empty] | Ursa Community Solar | 100 | Ursa Community Solar | 100
Ursa Community Solar | 60712_G_UCS3 | 60712 | G | UCS3 |  | Solar PV |  | MIS_MNWI | Minnesota | 27 | Dakota | 37 | 27037 | 0.9 | 0 | 2017 | 9999 |  |  | N | Solar | [13 empty] | 0 | 0 | 0 | 0 | [11 empty] | Ursa Community Solar | 100 | Ursa Community Solar | 100
Ursa Community Solar | 60712_G_UCS4 | 60712 | G | UCS4 |  | Solar PV |  | MIS_MNWI | Minnesota | 27 | Dakota | 37 | 27037 | 0.9 | 0 | 2017 | 9999 |  |  | N | Solar | [13 empty] | 0 | 0 | 0 | 0 | [11 empty] | Ursa Community Solar | 100 | Ursa Community Solar | 100
Ursa Community Solar | 60712_G_UCS5 | 60712 | G | UCS5 |  | Solar PV |  | MIS_MNWI | Minnesota | 27 | Dakota | 37 | 27037 | 0.9 | 0 | 2017 | 9999 |  |  | N | Solar | [13 empty] | 0 | 0 | 0 | 0 | [11 empty] | Ursa Community Solar | 100 | Ursa Community Solar | 100
Sunrise Community Solar | 60713_G_SCS1 | 60713 | G | SCS1 |  | Solar PV |  | MIS_MNWI | Minnesota | 27 | Chisago | 25 | 27025 | 0.9 | 0 | 2016 | 9999 |  |  | N | Solar | [13 empty] | 0 | 0 | 0 | 0 | [11 empty] | Geronimo Community Solar Gardens LLC | 100 | Berkshire Hathaway Inc | 100
Sunrise Community Solar | 60713_G_SCS2 | 60713 | G | SCS2 |  | Solar PV |  | MIS_MNWI | Minnesota | 27 | Chisago | 25 | 27025 | 0.9 | 0 | 2016 | 9999 |  |  | N | Solar | [13 empty] | 0 | 0 | 0 | 0 | [11 empty] | Geronimo Community Solar Gardens LLC | 100 | Berkshire Hathaway Inc | 100
Sunrise Community Solar | 60713_G_SCS3 | 60713 | G | SCS3 |  | Solar PV |  | MIS_MNWI | Minnesota | 27 | Chisago | 25 | 27025 | 0.9 | 0 | 2016 | 9999 |  |  | N | Solar | [13 empty] | 0 | 0 | 0 | 0 | [11 empty] | Geronimo Community Solar Gardens LLC | 100 | Berkshire Hathaway Inc | 100
Sunrise Community Solar | 60713_G_SCS4 | 60713 | G | SCS4 |  | Solar PV |  | MIS_MNWI | Minnesota | 27 | Chisago | 25 | 27025 | 0.9 | 0 | 2016 | 9999 |  |  | N | Solar | [13 empty] | 0 | 0 | 0 | 0 | [11 empty] | Geronimo Community Solar Gardens LLC | 100 | Berkshire Hathaway Inc | 100
Sunrise Community Solar | 60713_G_SCS5 | 60713 | G | SCS5 |  | Solar PV |  | MIS_MNWI | Minnesota | 27 | Chisago | 25 | 27025 | 0.9 | 0 | 2016 | 9999 |  |  | N | Solar | [13 empty] | 0 | 0 | 0 | 0 | [11 empty] | Geronimo Community Solar Gardens LLC | 100 | Berkshire Hathaway Inc | 100
Rosemount Community Solar | 60714_G_RCS1 | 60714 | G | RCS1 |  | Solar PV |  | MIS_MNWI | Minnesota | 27 | Dakota | 37 | 27037 | 0.9 | 0 | 2016 | 9999 |  |  | N | Solar | [13 empty] | 0 | 0 | 0 | 0 | [11 empty] | Rosemount Community Solar | 100 | Berkshire Hathaway Inc | 100
Rosemount Community Solar | 60714_G_RCS2 | 60714 | G | RCS2 |  | Solar PV |  | MIS_MNWI | Minnesota | 27 | Dakota | 37 | 27037 | 0.9 | 0 | 2016 | 9999 |  |  | N | Solar | [13 empty] | 0 | 0 | 0 | 0 | [11 empty] | Rosemount Community Solar | 100 | Berkshire Hathaway Inc | 100
Rosemount Community Solar | 60714_G_RCS3 | 60714 | G | RCS3 |  | Solar PV |  | MIS_MNWI | Minnesota | 27 | Dakota | 37 | 27037 | 0.9 | 0 | 2016 | 9999 |  |  | N | Solar | [13 empty] | 0 | 0 | 0 | 0 | [11 empty] | Rosemount Community Solar | 100 | Berkshire Hathaway Inc | 100
Rosemount Community Solar | 60714_G_RCS4 | 60714 | G | RCS4 |  | Solar PV |  | MIS_MNWI | Minnesota | 27 | Dakota | 37 | 27037 | 0.9 | 0 | 2016 | 9999 |  |  | N | Solar | [13 empty] | 0 | 0 | 0 | 0 | [11 empty] | Rosemount Community Solar | 100 | Berkshire Hathaway Inc | 100
Rosemount Community Solar | 60714_G_RCS5 | 60714 | G | RCS5 |  | Solar PV |  | MIS_MNWI | Minnesota | 27 | Dakota | 37 | 27037 | 0.9 | 0 | 2016 | 9999 |  |  | N | Solar | [13 empty] | 0 | 0 | 0 | 0 | [11 empty] | Rosemount Community Solar | 100 | Berkshire Hathaway Inc | 100
Paynesville Community Solar | 60715_G_PCS1 | 60715 | G | PCS1 |  | Solar PV |  | MIS_MNWI | Minnesota | 27 | Stearns | 145 | 27145 | 0.9 | 0 | 2016 | 9999 |  |  | N | Solar | [13 empty] | 0 | 0 | 0 | 0 | [11 empty] | Paynesville Community Solar | 100 | Paynesville Community Solar | 100
Paynesville Community Solar | 60715_G_PCS2 | 60715 | G | PCS2 |  | Solar PV |  | MIS_MNWI | Minnesota | 27 | Stearns | 145 | 27145 | 0.9 | 0 | 2016 | 9999 |  |  | N | Solar | [13 empty] | 0 | 0 | 0 | 0 | [11 empty] | Paynesville Community Solar | 100 | Paynesville Community Solar | 100
Paynesville Community Solar | 60715_G_PCS3 | 60715 | G | PCS3 |  | Solar PV |  | MIS_MNWI | Minnesota | 27 | Stearns | 145 | 27145 | 0.9 | 0 | 2016 | 9999 |  |  | N | Solar | [13 empty] | 0 | 0 | 0 | 0 | [11 empty] | Paynesville Community Solar | 100 | Paynesville Community Solar | 100
Paynesville Community Solar | 60715_G_PCS4 | 60715 | G | PCS4 |  | Solar PV |  | MIS_MNWI | Minnesota | 27 | Stearns | 145 | 27145 | 0.9 | 0 | 2016 | 9999 |  |  | N | Solar | [13 empty] | 0 | 0 | 0 | 0 | [11 empty] | Paynesville Community Solar | 100 | Paynesville Community Solar | 100
Paynesville Community Solar | 60715_G_PCS5 | 60715 | G | PCS5 |  | Solar PV |  | MIS_MNWI | Minnesota | 27 | Stearns | 145 | 27145 | 0.9 | 0 | 2017 | 9999 |  |  | N | Solar | [13 empty] | 0 | 0 | 0 | 0 | [11 empty] | Paynesville Community Solar | 100 | Paynesville Community Solar | 100
Orion Community Solar | 60716_G_OCS1 | 60716 | G | OCS1 |  | Solar PV |  | MIS_MNWI | Minnesota | 27 | Stearns | 145 | 27145 | 0.9 | 0 | 2017 | 9999 |  |  | N | Solar | [13 empty] | 0 | 0 | 0 | 0 | [11 empty] | Orion Community Solar | 100 | Orion Community Solar | 100
Orion Community Solar | 60716_G_OCS2 | 60716 | G | OCS2 |  | Solar PV |  | MIS_MNWI | Minnesota | 27 | Stearns | 145 | 27145 | 0.9 | 0 | 2017 | 9999 |  |  | N | Solar | [13 empty] | 0 | 0 | 0 | 0 | [11 empty] | Orion Community Solar | 100 | Orion Community Solar | 100
Orion Community Solar | 60716_G_OCS3 | 60716 | G | OCS3 |  | Solar PV |  | MIS_MNWI | Minnesota | 27 | Stearns | 145 | 27145 | 0.9 | 0 | 2017 | 9999 |  |  | N | Solar | [13 empty] | 0 | 0 | 0 | 0 | [11 empty] | Orion Community Solar | 100 | Orion Community Solar | 100
Northfield Community Solar | 60717_G_NCS1 | 60717 | G | NCS1 |  | Solar PV |  | MIS_MNWI | Minnesota | 27 | Dakota | 37 | 27037 | 0.9 | 0 | 2016 | 9999 |  |  | N | Solar | [13 empty] | 0 | 0 | 0 | 0 | [11 empty] | Northfield Community Solar | 100 | Northfield Community Solar | 100
Northfield Community Solar | 60717_G_NCS2 | 60717 | G | NCS2 |  | Solar PV |  | MIS_MNWI | Minnesota | 27 | Dakota | 37 | 27037 | 0.9 | 0 | 2016 | 9999 |  |  | N | Solar | [13 empty] | 0 | 0 | 0 | 0 | [11 empty] | Northfield Community Solar | 100 | Northfield Community Solar | 100
Northfield Community Solar | 60717_G_NCS3 | 60717 | G | NCS3 |  | Solar PV |  | MIS_MNWI | Minnesota | 27 | Dakota | 37 | 27037 | 0.9 | 0 | 2016 | 9999 |  |  | N | Solar | [13 empty] | 0 | 0 | 0 | 0 | [11 empty] | Northfield Community Solar | 100 | Northfield Community Solar | 100
Northfield Community Solar | 60717_G_NCS4 | 60717 | G | NCS4 |  | Solar PV |  | MIS_MNWI | Minnesota | 27 | Dakota | 37 | 27037 | 0.9 | 0 | 2016 | 9999 |  |  | N | Solar | [13 empty] | 0 | 0 | 0 | 0 | [11 empty] | Northfield Community Solar | 100 | Northfield Community Solar | 100
Northfield Community Solar | 60717_G_NCS5 | 60717 | G | NCS5 |  | Solar PV |  | MIS_MNWI | Minnesota | 27 | Dakota | 37 | 27037 | 0.9 | 0 | 2016 | 9999 |  |  | N | Solar | [13 empty] | 0 | 0 | 0 | 0 | [11 empty] | Northfield Community Solar | 100 | Northfield Community Solar | 100
Sadiebrook Solar, LLC | 60719_G_SADIE | 60719 | G | SADIE |  | Solar PV |  | S_VACA | South Carolina | 45 | Charleston | 19 | 45019 | 5 | 0 | 2018 | 9999 |  |  | N | Solar | [13 empty] | 0 | 0 | 0 | 0 | [11 empty] | Sadiebrook Solar LLC | 100 | Sadiebrook Solar LLC | 100
Grand Gulf | 6072_G_1 | 6072 | G | 1 |  | Nuclear |  | MIS_MS | Mississippi | 28 | Claiborne | 21 | 28021 | 1401 | 10456 | 1985 | 9999 |  |  | N | Nuclear Fuel | [13 empty] | 0 | 0 | 0 | 0 | [11 empty] | System Energy Resources Inc | 90 | Entergy Corp | 90
Weld 1 Community Solar Array | 60720_G_WELD1 | 60720 | G | WELD1 |  | Solar PV |  | WECC_CO | Colorado | 8 | Weld | 123 | 08123 | 1.5 | 0 | 2017 | 9999 |  |  | N | Solar | [13 empty] | 0 | 0 | 0 | 0 | [11 empty] | Clean Energy Collective LLC | 100 | Clean Energy Collective LLC | 100
Green Cow Power | 60721_G_ENG1 | 60721 | G | ENG1 |  | Non-Fossil Waste |  | MIS_INKY | Indiana | 18 | Elkhart | 39 | 18039 | 1 | 11084 | 2015 | 9999 |  |  | N | Non-Fossil Waste | [13 empty] | 0 | 0 | 0 | 0 | [11 empty] | Green Cow Power LLC | 100 | Green Cow Power LLC | 100
Green Cow Power | 60721_G_ENG2 | 60721 | G | ENG2 |  | Non-Fossil Waste |  | MIS_INKY | Indiana | 18 | Elkhart | 39 | 18039 | 1 | 11084 | 2015 | 9999 |  |  | N | Non-Fossil Waste | [13 empty] | 0 | 0 | 0 | 0 | [11 empty] | Green Cow Power LLC | 100 | Green Cow Power LLC | 100
Green Cow Power | 60721_G_ENG3 | 60721 | G | ENG3 |  | Non-Fossil Waste |  | MIS_INKY | Indiana | 18 | Elkhart | 39 | 18039 | 1 | 11084 | 2015 | 9999 |  |  | N | Non-Fossil Waste | [13 empty] | 0 | 0 | 0 | 0 | [11 empty] | Green Cow Power LLC | 100 | Green Cow Power LLC | 100
Logan 1 Community Solar Array | 60722_G_LOGA1 | 60722 | G | LOGA1 |  | Solar PV |  | WECC_CO | Colorado | 8 | Logan | 75 | 08075 | 1.7 | 0 | 2017 | 9999 |  |  | N | Solar | [13 empty] | 0 | 0 | 0 | 0 | [11 empty] | Clean Energy Collective LLC | 100 | Clean Energy Collective LLC | 100
Conejos 1 Community Solar Array | 60723_G_CONEJ | 60723 | G | CONEJ |  | Solar PV |  | WECC_CO | Colorado | 8 | Conejos | 21 | 08021 | 1.5 | 0 | 2017 | 9999 |  |  | N | Solar | [13 empty] | 0 | 0 | 0 | 0 | [11 empty] | Clean Energy Collective LLC | 100 | Clean Energy Collective LLC | 100
Arapahoe 3 Community Solar Array | 60724_G_ARAP3 | 60724 | G | ARAP3 |  | Solar PV |  | WECC_CO | Colorado | 8 | Arapahoe | 5 | 08005 | 1.8 | 0 | 2017 | 9999 |  |  | N | Solar | [13 empty] | 0 | 0 | 0 | 0 | [11 empty] | Clean Energy Collective LLC | 100 | Clean Energy Collective LLC | 100
Xcel Adams 2 Community Solar Array | 60725_G_ADCO2 | 60725 | G | ADCO2 |  | Solar PV |  | WECC_CO | Colorado | 8 | Adams | 1 | 08001 | 1.5 | 0 | 2017 | 9999 |  |  | N | Solar | [13 empty] | 0 | 0 | 0 | 0 | [11 empty] | Clean Energy Collective LLC | 100 | Clean Energy Collective LLC | 100
Xcel Adams 1 Community Solar Array | 60726_G_ADCO1 | 60726 | G | ADCO1 |  | Solar PV |  | WECC_CO | Colorado | 8 | Adams | 1 | 08001 | 1.8 | 0 | 2017 | 9999 |  |  | N | Solar | [13 empty] | 0 | 0 | 0 | 0 | [11 empty] | Clean Energy Collective LLC | 100 | Clean Energy Collective LLC | 100
East Orange Solar | 60727_G_PV1 | 60727 | G | PV1 |  | Solar PV |  | PJM_EMAC | New Jersey | 34 | Essex | 13 | 34013 | 4 | 0 | 2015 | 9999 |  |  | N | Solar | [13 empty] | 0 | 0 | 0 | 0 | [11 empty] | Marina Energy LLC | 100 | Goldman Sachs Group Inc (The) | 100
Howell Solar | 60728_G_PV1 | 60728 | G | PV1 |  | Solar PV |  | PJM_EMAC | New Jersey | 34 | Monmouth | 25 | 34025 | 5.7 | 0 | 2016 | 9999 |  |  | N | Solar | [13 empty] | 0 | 0 | 0 | 0 | [11 empty] | Effisolar Energy Corp | 100 | Effisolar Energy Corp | 100
Raritan Solar | 60729_G_PV1 | 60729 | G | PV1 |  | Solar PV |  | PJM_EMAC | New Jersey | 34 | Hunterdon | 19 | 34019 | 7.4 | 0 | 2016 | 9999 |  |  | N | Solar | [13 empty] | 0 | 0 | 0 | 0 | [11 empty] | Marina Energy LLC | 100 | Goldman Sachs Group Inc (The) | 100
Victor J Daniel Jr | 6073_G_3 | 6073 | G | 3 | 2746 | Combined Cycle |  | S_SOU | Mississippi | 28 | Jackson | 59 | 28059 | 177.2 | 7065 | 2001 | 9999 |  |  | N | Natural Gas |  |  |  | DLNB | SCR | [7 empty] | 0.001 | 0.0079037 | 0.0079037 | 0.0079037 | 0.0079037 | [11 empty] | Mississippi Power Co | 100 | Southern Co | 100
Victor J Daniel Jr | 6073_G_3CT | 6073 | G | 3CT | 2747 | Combined Cycle |  | S_SOU | Mississippi | 28 | Jackson | 59 | 28059 | 177.2 | 7065 | 2001 | 9999 |  |  | N | Natural Gas |  |  |  | DLNB | SCR | [7 empty] | 0.001 | 0.0079037 | 0.0079037 | 0.0079037 | 0.0079037 | [11 empty] | Mississippi Power Co | 100 | Southern Co | 100
Victor J Daniel Jr | 6073_G_3ST | 6073 | G | 3ST | 2746 | Combined Cycle |  | S_SOU | Mississippi | 28 | Jackson | 59 | 28059 | 186.5 | 7065 | 2001 | 9999 |  |  | N | Natural Gas |  |  |  | DLNB | SCR | [7 empty] | 0.001 | 0.0079037 | 0.0079037 | 0.0079037 | 0.0079037 | [11 empty] | Mississippi Power Co | 100 | Southern Co | 100
Victor J Daniel Jr | 6073_G_4 | 6073 | G | 4 | 2748 | Combined Cycle |  | S_SOU | Mississippi | 28 | Jackson | 59 | 28059 | 176.9 | 7065 | 2001 | 9999 |  |  | N | Natural Gas |  |  |  | DLNB | SCR | [7 empty] | 0.001 | 0.0070583 | 0.0070583 | 0.0070583 | 0.0070583 | [11 empty] | Mississippi Power Co | 100 | Southern Co | 100
Victor J Daniel Jr | 6073_G_4CT | 6073 | G | 4CT | 2749 | Combined Cycle |  | S_SOU | Mississippi | 28 | Jackson | 59 | 28059 | 176.9 | 7065 | 2001 | 9999 |  |  | N | Natural Gas |  |  |  | DLNB | SCR | [7 empty] | 0.001 | 0.0070583 | 0.0070583 | 0.0070583 | 0.0070583 | [11 empty] | Mississippi Power Co | 100 | Southern Co | 100
Victor J Daniel Jr | 6073_G_4ST | 6073 | G | 4ST | 2748 | Combined Cycle |  | S_SOU | Mississippi | 28 | Jackson | 59 | 28059 | 186.2 | 7065 | 2001 | 9999 |  |  | N | Natural Gas |  |  |  | DLNB | SCR | [7 empty] | 0.001 | 0.0070583 | 0.0070583 | 0.0070583 | 0.0070583 | [11 empty] | Mississippi Power Co | 100 | Southern Co | 100
Bridgewater Solar CSG | 60730_G_PV1 | 60730 | G | PV1 |  | Solar PV |  | NENGREST | Massachusetts | 25 | Plymouth | 23 | 25023 | 2 | 0 | 2015 | 9999 |  |  | N | Solar | [13 empty] | 0 | 0 | 0 | 0 | [11 empty] | Marina Energy LLC | 100 | Goldman Sachs Group Inc (The) | 100
Bridgewater Solar CSG | 60730_G_PV2 | 60730 | G | PV2 |  | Solar PV |  | NENGREST | Massachusetts | 25 | Plymouth | 23 | 25023 | 1 | 0 | 2015 | 9999 |  |  | N | Solar | [13 empty] | 0 | 0 | 0 | 0 | [11 empty] | Marina Energy LLC | 100 | Goldman Sachs Group Inc (The) | 100
Holliston Solar CSG | 60731_G_PV1 | 60731 | G | PV1 |  | Solar PV |  | NENGREST | Massachusetts | 25 | Middlesex | 17 | 25017 | 1 | 0 | 2015 | 9999 |  |  | N | Solar | [13 empty] | 0 | 0 | 0 | 0 | [11 empty] | Marina Energy LLC | 100 | Goldman Sachs Group Inc (The) | 100
Frankford Solar | 60732_G_PV1 | 60732 | G | PV1 |  | Solar PV |  | PJM_EMAC | New Jersey | 34 | Sussex | 37 | 34037 | 7.3 | 0 | 2012 | 9999 |  |  | N | Solar | [13 empty] | 0 | 0 | 0 | 0 | [11 empty] | Marina Energy LLC | 100 | Goldman Sachs Group Inc (The) | 100
Brickyard Solar | 60733_G_PV1 | 60733 | G | PV1 |  | Solar PV |  | PJM_EMAC | New Jersey | 34 | Monmouth | 25 | 34025 | 1.5 | 0 | 2015 | 9999 |  |  | N | Solar | [13 empty] | 0 | 0 | 0 | 0 | [11 empty] | Brickyard LLC | 100 | Brickyard LLC | 100
Bordentown Solar | 60734_G_PV1 | 60734 | G | PV1 |  | Solar PV |  | PJM_EMAC | New Jersey | 34 | Burlington | 5 | 34005 | 6.7 | 0 | 2015 | 9999 |  |  | N | Solar | [13 empty] | 0 | 0 | 0 | 0 | [11 empty] | Marina Energy LLC | 100 | Goldman Sachs Group Inc (The) | 100
Longview Solar | 60735_G_PV1 | 60735 | G | PV1 |  | Solar PV |  | PJM_EMAC | Maryland | 24 | Wicomico | 45 | 24045 | 12.5 | 0 | 2016 | 9999 |  |  | N | Solar | [13 empty] | 0 | 0 | 0 | 0 | [11 empty] | Longview Solar LLC | 100 | Longview Solar LLC | 100
Wilmington Solar | 60736_G_PV1 | 60736 | G | PV1 |  | Solar PV |  | NENGREST | Massachusetts | 25 | Middlesex | 17 | 25017 | 1.8 | 0 | 2015 | 9999 |  |  | N | Solar | [13 empty] | 0 | 0 | 0 | 0 | [11 empty] | Marina Energy LLC | 100 | Goldman Sachs Group Inc (The) | 100
Church Hill | 60737_G_PV1 | 60737 | G | PV1 |  | Solar PV |  | PJM_EMAC | Maryland | 24 | Queen Annes | 35 | 24035 | 5.6 | 0 | 2016 | 9999 |  |  | N | Solar | [13 empty] | 0 | 0 | 0 | 0 | [11 empty] | Church Hill Solar Farm LLC | 100 | Church Hill Solar Farm LLC | 100
Fall River Solar CSG | 60738_G_PV1 | 60738 | G | PV1 |  | Solar PV |  | NENGREST | Massachusetts | 25 | Bristol | 5 | 25005 | 2 | 0 | 2013 | 9999 |  |  | N | Solar | [13 empty] | 0 | 0 | 0 | 0 | [11 empty] | Fall River Innovation Solar LLC | 100 | Gehrlicher Solar America Corp | 100
DSM Solar | 60739_G_PV1 | 60739 | G | PV1 |  | Solar PV |  | PJM_EMAC | New Jersey | 34 | Warren | 41 | 34041 | 4 | 0 | 2014 | 9999 |  |  | N | Solar | [13 empty] | 0 | 0 | 0 | 0 | [11 empty] | Marina Energy LLC | 100 | Goldman Sachs Group Inc (The) | 100
Greenwood (MO) | 6074_G_4 | 6074 | G | 4 | 90010 | Combustion Turbine |  | SPP_N | Missouri | 29 | Jackson | 95 | 29095 | 58.3 | 25000 | 1979 | 9999 |  |  | N | Natural Gas | [12 empty] | 2.3 | 0.14049 | 0.14049 | 0.14049 | 0.14049 | [11 empty] | Evergy Missouri West Inc | 100 | Evergy Inc | 100
Greenwood (MO) | 6074_G_5 | 6074 | G | 5 |  | Solar PV |  | SPP_N | Missouri | 29 | Jackson | 95 | 29095 | 3 | 0 | 2016 | 9999 |  |  | N | Solar | [13 empty] | 0 | 0 | 0 | 0 | [11 empty] | Evergy Missouri West Inc | 100 | Evergy Inc | 100
Pittsgrove Solar | 60740_G_PV1 | 60740 | G | PV1 |  | Solar PV |  | PJM_EMAC | New Jersey | 34 | Salem | 33 | 34033 | 2 | 0 | 2014 | 9999 |  |  | N | Solar | [13 empty] | 0 | 0 | 0 | 0 | [11 empty] | Pittsgrove Solar LLC | 100 | Goldman Sachs Group Inc (The) | 100
Old Midville Solar | 60741_G_OMD | 60741 | G | OMD |  | Solar PV |  | S_SOU | Georgia | 13 | Jenkins | 165 | 13165 | 19.7 | 0 | 2016 | 9999 |  |  | N | Solar | [13 empty] | 0 | 0 | 0 | 0 | [11 empty] | Citizens Solar Holdings VI LLC | 100 | Citizens Enterprises Corp | 100
Argonne National Laboratory CHP | 60742_G_CHP | 60742 | G | CHP |  | Combustion Turbine |  | PJM_COMD | Illinois | 17 | DuPage | 43 | 17043 | 4.7 | 10629 | 2016 | 2045 |  |  | Y | Natural Gas | [13 empty] | 0.011 | 0.011 | 0.011 | 0.011 | [11 empty] | Argonne National Laboratory | 100 | Argonne National Laboratory | 100
Rattlesnake Power, LLC | 60743_G_WT1 | 60743 | G | WT1 |  | Onshore Wind |  | ERC_REST | Texas | 48 | McCulloch | 307 | 48307 | 160 | 0 | 2018 | 9999 |  |  | N | Wind | [13 empty] | 0 | 0 | 0 | 0 | [11 empty] | Rattlesnake Power LLC | 100 | Goldwind Science & Technology Co Ltd | 100
SEPV Imperial Dixieland West | 60744_G_SESI2 | 60744 | G | SESI2 |  | Solar PV |  | WECC_IID | California | 6 | Imperial | 25 | 06025 | 2.9 | 0 | 2016 | 9999 |  |  | N | Solar | [13 empty] | 0 | 0 | 0 | 0 | [11 empty] | SEPV Imperial LLC | 100 | AES Corp (The) | 100
SEPV Imperial Dixieland East | 60745_G_SESI1 | 60745 | G | SESI1 |  | Solar PV |  | WECC_IID | California | 6 | Imperial | 25 | 06025 | 1.9 | 0 | 2016 | 9999 |  |  | N | Solar | [13 empty] | 0 | 0 | 0 | 0 | [11 empty] | SEPV Imperial LLC | 100 | AES Corp (The) | 100
Silvi Gibraltar Rock | 60746_G_08502 | 60746 | G | 08502 |  | Solar PV |  | PJM_EMAC | New Jersey | 34 | Somerset | 35 | 34035 | 3 | 0 | 2016 | 9999 |  |  | N | Solar | [13 empty] | 0 | 0 | 0 | 0 | [11 empty] | Clean Capital Partners LLC | 100 | Clean Capital Partners LLC | 100
Seabrook Village | 60747_G_07724 | 60747 | G | 07724 |  | Solar PV |  | PJM_EMAC | New Jersey | 34 | Monmouth | 25 | 34025 | 3.1 | 0 | 2016 | 9999 |  |  | N | Solar | [13 empty] | 0 | 0 | 0 | 0 | [11 empty] | Clean Capital Partners LLC | 100 | Clean Capital Partners LLC | 100
Simcoe Solar | 60748_G_IDSS | 60748 | G | IDSS |  | Solar PV |  | WECC_ID | Idaho | 16 | Elmore | 39 | 16039 | 20 | 0 | 2017 | 9999 |  |  | N | Solar | [13 empty] | 0 | 0 | 0 | 0 | [11 empty] | Simcoe Solar LLC | 100 | Capital Dynamics | 100
Osawatomie Power Plant South Sub | 60750_G_CAT4 | 60750 | G | CAT4 |  | Combustion Turbine | IC Engine | SPP_N | Kansas | 20 | Miami | 121 | 20121 | 2 | 10745 | 2017 | 9999 |  |  | N | Distillate Fuel Oil | [13 empty] | 1.6498 | 1.6498 | 1.6498 | 1.6498 | [11 empty] | Osawatomie KS (City of) | 100 | Osawatomie KS (City of) | 100
Osawatomie Power Plant South Sub | 60750_G_CAT5 | 60750 | G | CAT5 |  | Combustion Turbine | IC Engine | SPP_N | Kansas | 20 | Miami | 121 | 20121 | 2 | 11334 | 2017 | 9999 |  |  | N | Distillate Fuel Oil | [13 empty] | 1.6498 | 1.6498 | 1.6498 | 1.6498 | [11 empty] | Osawatomie KS (City of) | 100 | Osawatomie KS (City of) | 100
Osawatomie Power Plant South Sub | 60750_G_CAT6 | 60750 | G | CAT6 |  | Combustion Turbine | IC Engine | SPP_N | Kansas | 20 | Miami | 121 | 20121 | 2 | 11334 | 2017 | 9999 |  |  | N | Distillate Fuel Oil | [13 empty] | 1.6498 | 1.6498 | 1.6498 | 1.6498 | [11 empty] | Osawatomie KS (City of) | 100 | Osawatomie KS (City of) | 100
Osawatomie Power Plant North Sub | 60751_G_CAT1 | 60751 | G | CAT1 |  | Combustion Turbine | IC Engine | SPP_N | Kansas | 20 | Miami | 121 | 20121 | 2 | 10745 | 2018 | 9999 |  |  | N | Distillate Fuel Oil | [13 empty] | 1.6498 | 1.6498 | 1.6498 | 1.6498 | [11 empty] | Osawatomie KS (City of) | 100 | Osawatomie KS (City of) | 100
Osawatomie Power Plant North Sub | 60751_G_CAT2 | 60751 | G | CAT2 |  | Combustion Turbine | IC Engine | SPP_N | Kansas | 20 | Miami | 121 | 20121 | 2 | 10745 | 2018 | 9999 |  |  | N | Distillate Fuel Oil | [13 empty] | 1.6498 | 1.6498 | 1.6498 | 1.6498 | [11 empty] | Osawatomie KS (City of) | 100 | Osawatomie KS (City of) | 100
Osawatomie Power Plant North Sub | 60751_G_CAT3 | 60751 | G | CAT3 |  | Combustion Turbine | IC Engine | SPP_N | Kansas | 20 | Miami | 121 | 20121 | 2 | 10745 | 2018 | 9999 |  |  | N | Distillate Fuel Oil | [13 empty] | 1.6498 | 1.6498 | 1.6498 | 1.6498 | [11 empty] | Osawatomie KS (City of) | 100 | Osawatomie KS (City of) | 100
Gloucester Community College Solar | 60752_G_PV1 | 60752 | G | PV1 |  | Solar PV |  | PJM_EMAC | New Jersey | 34 | Gloucester | 15 | 34015 | 2.2 | 0 | 2014 | 9999 |  |  | N | Solar | [13 empty] | 0 | 0 | 0 | 0 | [11 empty] | Marina Energy LLC | 100 | Goldman Sachs Group Inc (The) | 100
Shirley Landfill | 60753_G_PV1 | 60753 | G | PV1 |  | Solar PV |  | NENGREST | Massachusetts | 25 | Middlesex | 17 | 25017 | 1 | 0 | 2017 | 9999 |  |  | N | Solar | [13 empty] | 0 | 0 | 0 | 0 | [11 empty] | Altus Power America Inc | 100 | Altus Power America Management LLC | 100
DDR Shoppers World | 60754_G_PV1 | 60754 | G | PV1 |  | Solar PV |  | NENGREST | Massachusetts | 25 | Middlesex | 17 | 25017 | 1.3 | 0 | 2017 | 9999 |  |  | N | Solar | [13 empty] | 0 | 0 | 0 | 0 | [11 empty] | SW MA Solar LLC | 100 | Altus Power America Management LLC | 100
Spartan | 60755_G_PV1 | 60755 | G | PV1 |  | Solar PV |  | PJM_EMAC | New Jersey | 34 | Burlington | 5 | 34005 | 8.3 | 0 | 2017 | 9999 |  |  | N | Solar | [13 empty] | 0 | 0 | 0 | 0 | [11 empty] | North Hanover Solar W2 082 LLC | 100 | Effisolar Energy Corp | 100
Meadow Solar | 60756_G_PV1 | 60756 | G | PV1 |  | Solar PV |  | NENGREST | Massachusetts | 25 | Suffolk | 25 | 25025 | 3 | 0 | 2016 | 9999 |  |  | N | Solar | [13 empty] | 0 | 0 | 0 | 0 | [11 empty] | MD MA Solar LLC | 100 | Altus Power America Management LLC | 100
Cedarville CSG | 60757_G_PV1 | 60757 | G | PV1 |  | Solar PV |  | NENGREST | Massachusetts | 25 | Plymouth | 23 | 25023 | 0.5 | 0 | 2017 | 9999 |  |  | N | Solar | [13 empty] | 0 | 0 | 0 | 0 | [11 empty] | Altus Power America Management LLC | 100 | Altus Power America Management LLC | 100
Cedarville CSG | 60757_G_PV2 | 60757 | G | PV2 |  | Solar PV |  | NENGREST | Massachusetts | 25 | Plymouth | 23 | 25023 | 1 | 0 | 2017 | 9999 |  |  | N | Solar | [13 empty] | 0 | 0 | 0 | 0 | [11 empty] | Altus Power America Management LLC | 100 | Altus Power America Management LLC | 100
Cedarville CSG | 60757_G_PV3 | 60757 | G | PV3 |  | Solar PV |  | NENGREST | Massachusetts | 25 | Plymouth | 23 | 25023 | 1 | 0 | 2017 | 9999 |  |  | N | Solar | [13 empty] | 0 | 0 | 0 | 0 | [11 empty] | Altus Power America Management LLC | 100 | Altus Power America Management LLC | 100
Millikan BESS | 60760_G_PE101 | 60760 | G | PE101 |  | Energy Storage |  | WECC_SCE | California | 6 | Orange | 59 | 06059 | 2 | 0 | 2016 | 9999 |  |  | N | Energy Storage | [13 empty] | 0 | 0 | 0 | 0 | [11 empty] | PPA Grand Johanna LLC | 100 | Powin Energy Corp | 100
Roper Farm, LLC | 60761_G_1 | 60761 | G | 1 |  | Solar PV |  | S_VACA | North Carolina | 37 | Cleveland | 45 | 37045 | 5 | 0 | 2015 | 9999 |  |  | N | Solar | [13 empty] | 0 | 0 | 0 | 0 | [11 empty] | Solar Management Services LLC | 100 | Solar Management Services LLC | 100
Pfizer Peapack Solar | 60762_G_07934 | 60762 | G | 07934 |  | Solar PV |  | PJM_EMAC | New Jersey | 34 | Somerset | 35 | 34035 | 6.2 | 0 | 2016 | 9999 |  |  | N | Solar | [13 empty] | 0 | 0 | 0 | 0 | [11 empty] | Clean Capital Partners LLC | 100 | Clean Capital Partners LLC | 100
Holland Solar | 60763_G_PV1 | 60763 | G | PV1 |  | Solar PV |  | PJM_EMAC | New Jersey | 34 | Hunterdon | 19 | 34019 | 2.6 | 0 | 2015 | 9999 |  |  | N | Solar | [13 empty] | 0 | 0 | 0 | 0 | [11 empty] | Marina Energy LLC | 100 | Goldman Sachs Group Inc (The) | 100
Victory Solar LLC | 60764_G_PV1 | 60764 | G | PV1 |  | Solar PV |  | WECC_CO | Colorado | 8 | Adams | 1 | 08001 | 12.8 | 0 | 2016 | 9999 |  |  | N | Solar | [13 empty] | 0 | 0 | 0 | 0 | [11 empty] | Victory Solar LLC | 100 | Duke Energy Corp | 100
L'Oreal Franklin | 60765_G_PV1 | 60765 | G | PV1 |  | Solar PV |  | PJM_EMAC | New Jersey | 34 | Somerset | 35 | 34035 | 1.2 | 0 | 2012 | 9999 |  |  | N | Solar | [13 empty] | 0 | 0 | 0 | 0 | [11 empty] | Marina Energy LLC | 100 | Goldman Sachs Group Inc (The) | 100
L'Oreal Monmouth | 60766_G_PV1 | 60766 | G | PV1 |  | Solar PV |  | PJM_EMAC | New Jersey | 34 | Monmouth | 25 | 34025 | 2 | 0 | 2013 | 9999 |  |  | N | Solar | [13 empty] | 0 | 0 | 0 | 0 | [11 empty] | Marina Energy LLC | 100 | Goldman Sachs Group Inc (The) | 100
Gila River Power Block 2 | 60768_G_CTG3 | 60768 | G | CTG3 |  | Combined Cycle |  | WECC_AZ | Arizona | 4 | Maricopa | 13 | 04013 | 146 | 7474 | 2003 | 9999 |  |  | N | Natural Gas |  |  |  |  | SCR | [8 empty] | 0.00756 | 0.00756 | 0.00756 | 0.00756 | [11 empty] | CXA Sundevil II Inc | 100 | Beal Bank USA | 100
Gila River Power Block 2 | 60768_G_CTG4 | 60768 | G | CTG4 |  | Combined Cycle |  | WECC_AZ | Arizona | 4 | Maricopa | 13 | 04013 | 146 | 7474 | 2003 | 9999 |  |  | N | Natural Gas |  |  |  |  | SCR | [8 empty] | 0.00756 | 0.00756 | 0.00756 | 0.00756 | [11 empty] | CXA Sundevil II Inc | 100 | Beal Bank USA | 100
Gila River Power Block 2 | 60768_G_ST10 | 60768 | G | ST10 |  | Combined Cycle |  | WECC_AZ | Arizona | 4 | Maricopa | 13 | 04013 | 223 | 7474 | 2003 | 9999 |  |  | N | Natural Gas |  |  |  | LNB + NH3 | SCR | [8 empty] | 0.00756 | 0.00756 | 0.00756 | 0.00756 | [11 empty] | CXA Sundevil II Inc | 100 | Beal Bank USA | 100
Lower Cape May HS | 60769_G_PV1 | 60769 | G | PV1 |  | Solar PV |  | PJM_EMAC | New Jersey | 34 | Cape May | 9 | 34009 | 1.5 | 0 | 2012 | 9999 |  |  | N | Solar | [13 empty] | 0 | 0 | 0 | 0 | [11 empty] | Marina Energy LLC | 100 | Goldman Sachs Group Inc (The) | 100
Timber Creek HS | 60771_G_PV1 | 60771 | G | PV1 |  | Solar PV |  | PJM_EMAC | New Jersey | 34 | Camden | 7 | 34007 | 1.3 | 0 | 2013 | 9999 |  |  | N | Solar | [13 empty] | 0 | 0 | 0 | 0 | [11 empty] | Marina Energy LLC | 100 | Goldman Sachs Group Inc (The) | 100
Adams Ave MS and HS | 60772_G_PVHS | 60772 | G | PVHS |  | Solar PV |  | PJM_EMAC | New Jersey | 34 | Atlantic | 1 | 34001 | 1.5 | 0 | 2012 | 9999 |  |  | N | Solar | [13 empty] | 0 | 0 | 0 | 0 | [11 empty] | Marina Energy LLC | 100 | Goldman Sachs Group Inc (The) | 100
Adams Ave MS and HS | 60772_G_PVMS | 60772 | G | PVMS |  | Solar PV |  | PJM_EMAC | New Jersey | 34 | Atlantic | 1 | 34001 | 1.5 | 0 | 2011 | 9999 |  |  | N | Solar | [13 empty] | 0 | 0 | 0 | 0 | [11 empty] | Marina Energy LLC | 100 | Goldman Sachs Group Inc (The) | 100
Phantom Solar | 60774_G_GEN1 | 60774 | G | GEN1 |  | Solar PV |  | ERC_REST | Texas | 48 | Bell | 27 | 48027 | 15.4 | 0 | 2017 | 9999 |  |  | N | Solar | [13 empty] | 0 | 0 | 0 | 0 | [11 empty] | Phantom Solar LLC | 100 | Apex Clean Energy Inc | 100
Deerfield CSG Solar | 60775_G_PV1 | 60775 | G | PV1 |  | Solar PV |  | NENGREST | Massachusetts | 25 | Franklin | 11 | 25011 | 6 | 0 | 2017 | 9999 |  |  | N | Solar | [13 empty] | 0 | 0 | 0 | 0 | [11 empty] | LSDP 11 LLC | 100 | LSDP 11 LLC | 100
Community Foodbank of NJ | 60776_G_FDBNK | 60776 | G | FDBNK |  | Solar PV |  | PJM_EMAC | New Jersey | 34 | Union | 39 | 34039 | 1.1 | 0 | 2012 | 9999 |  |  | N | Solar | [13 empty] | 0 | 0 | 0 | 0 | [11 empty] | Public Service Electric & Gas Co | 100 | Public Service Enterprise Group Inc | 100
Hew Fulton Farm, LLC | 60778_G_1 | 60778 | G | 1 |  | Solar PV |  | S_VACA | North Carolina | 37 | Scotland | 165 | 37165 | 5 | 0 | 2015 | 9999 |  |  | N | Solar | [13 empty] | 0 | 0 | 0 | 0 | [11 empty] | Hew Fulton Farm LLC | 100 | Strata Solar LLC | 100
McGoogan Farm, LLC | 60779_G_1 | 60779 | G | 1 |  | Solar PV |  | S_VACA | North Carolina | 37 | Robeson | 155 | 37155 | 5 | 0 | 2015 | 9999 |  |  | N | Solar | [13 empty] | 0 | 0 | 0 | 0 | [11 empty] | Mcgoogan Farm LLC | 100 | Strata Solar LLC | 100
Royal Wine Corp Solar Power Plant | 60781_G_PV1 | 60781 | G | PV1 |  | Solar PV |  | PJM_EMAC | New Jersey | 34 | Hudson | 17 | 34017 | 1 | 0 | 2011 | 9999 |  |  | N | Solar | [13 empty] | 0 | 0 | 0 | 0 | [11 empty] | Royal Wine Corp | 100 | Royal Wine Corp | 100
Barnhill Road Solar, LLC | 60782_G_1 | 60782 | G | 1 |  | Solar PV |  | PJM_Dom | North Carolina | 37 | Pasquotank | 139 | 37139 | 3.1 | 0 | 2016 | 9999 |  |  | N | Solar | [13 empty] | 0 | 0 | 0 | 0 | [11 empty] | Barnhill Road Solar LLC | 100 | SunEnergy 1 LLC | 100
Leggett Solar, LLC | 60783_G_1 | 60783 | G | 1 |  | Solar PV |  | S_VACA | North Carolina | 37 | Edgecombe | 65 | 37065 | 5 | 0 | 2016 | 9999 |  |  | N | Solar | [13 empty] | 0 | 0 | 0 | 0 | [11 empty] | Leggett Solar LLC | 100 | SunEnergy 1 LLC | 100
Jersey Holdings | 60784_G_PV1 | 60784 | G | PV1 |  | Solar PV |  | S_VACA | North Carolina | 37 | Robeson | 155 | 37155 | 5 | 0 | 2017 | 9999 |  |  | N | Solar | [13 empty] | 0 | 0 | 0 | 0 | [11 empty] | Jersey Holdings LLC | 100 | Birdseye Renewable Energy | 100
Tungsten Mountain | 60785_G_TMSOL | 60785 | G | TMSOL |  | Solar PV |  | WECC_NNV | Nevada | 32 | Churchill | 1 | 32001 | 7.3 | 0 | 2019 | 9999 |  |  | N | Solar | [13 empty] | 0 | 0 | 0 | 0 | [11 empty] | ORNI 43 LLC | 100 | Ormat Technologies Inc | 100
Tungsten Mountain | 60785_G_UNIT1 | 60785 | G | UNIT1 |  | Geothermal |  | WECC_NNV | Nevada | 32 | Churchill | 1 | 32001 | 37 | 9771 | 2017 | 9999 |  |  | N | Geothermal | [13 empty] | 0 | 0 | 0 | 0 | 0.4563 | 0.4563 | 0.4563 | [8 empty] | ORNI 43 LLC | 100 | Ormat Technologies Inc | 100
Williamston Speight Solar, LLC | 60787_G_SPGHT | 60787 | G | SPGHT |  | Solar PV |  | PJM_Dom | North Carolina | 37 | Martin | 117 | 37117 | 15 | 0 | 2016 | 9999 |  |  | N | Solar | [13 empty] | 0 | 0 | 0 | 0 | [11 empty] | Williamston Speight Solar LLC | 100 | SunEnergy 1 LLC | 100
Suwannee Solar Facility | 60788_G_XXXXX | 60788 | G | XXXXX |  | Solar PV |  | FRCC | Florida | 12 | Suwannee | 121 | 12121 | 8.8 | 0 | 2017 | 9999 |  |  | N | Solar | [13 empty] | 0 | 0 | 0 | 0 | [11 empty] | Duke Energy Florida | 100 | Duke Energy Corp | 100
Bluebell Solar | 60789_G_UNIT1 | 60789 | G | UNIT1 |  | Solar PV |  | ERC_WEST | Texas | 48 | Sterling | 431 | 48431 | 30 | 0 | 2018 | 9999 |  |  | N | Solar | [13 empty] | 0 | 0 | 0 | 0 | [11 empty] | Bluebell Solar LLC | 100 | NextEra Energy Inc | 100
PVN Milliken, LLC | 60790_G_PV | 60790 | G | PV |  | Solar PV |  | WECC_SCE | California | 6 | San Bernardino | 71 | 06071 | 3 | 0 | 2017 | 9999 |  |  | N | Solar | [13 empty] | 0 | 0 | 0 | 0 | [11 empty] | San Bernardino County (CA) | 100 | San Bernardino County (CA) | 100
SunAnza | 60791_G_ANZA1 | 60791 | G | ANZA1 |  | Solar PV |  | WECC_SCE | California | 6 | Riverside | 65 | 06065 | 2 | 0 | 2017 | 9999 |  |  | N | Solar | [13 empty] | 0 | 0 | 0 | 0 | [11 empty] | Arizona Electric Power Coop Inc | 100 | Arizona Electric Power Coop Inc | 100
CC Landfill Energy, LLC | 60792_G_GT1 | 60792 | G | GT1 |  | Landfill Gas |  | WECC_SNV | Nevada | 32 | Clark | 3 | 32003 | 3.3 | 17500 | 2012 | 9999 |  |  | N | Landfill Gas | [13 empty] | 0.22117 | 0.22117 | 0.22117 | 0.22117 | [11 empty] | CC Landfill Energy LLC | 100 | Goldman Sachs Group Inc (The) | 100
CC Landfill Energy, LLC | 60792_G_GT2 | 60792 | G | GT2 |  | Landfill Gas |  | WECC_SNV | Nevada | 32 | Clark | 3 | 32003 | 3.3 | 17500 | 2012 | 9999 |  |  | N | Landfill Gas | [13 empty] | 0.22117 | 0.22117 | 0.22117 | 0.22117 | [11 empty] | CC Landfill Energy LLC | 100 | Goldman Sachs Group Inc (The) | 100
Eichtens Community Solar | 60795_G_SO228 | 60795 | G | SO228 |  | Solar PV |  | MIS_MNWI | Minnesota | 27 | Chisago | 25 | 27025 | 3.9 | 0 | 2016 | 9999 |  |  | N | Solar | [13 empty] | 0 | 0 | 0 | 0 | [11 empty] | Terraform Power Inc | 100 | Brookfield Asset Management Inc | 100
Red Wing Community Solar | 60796_G_SO234 | 60796 | G | SO234 |  | Solar PV |  | MIS_MNWI | Minnesota | 27 | Goodhue | 49 | 27049 | 4.9 | 0 | 2016 | 9999 |  |  | N | Solar | [13 empty] | 0 | 0 | 0 | 0 | [11 empty] | Red Wing MN LLC | 100 | WGL Holdings Inc | 100
Lake Forest Hospital | 60797_G_GEN1 | 60797 | G | GEN1 |  | Combustion Turbine | IC Engine | PJM_COMD | Illinois | 17 | Lake | 97 | 17097 | 3.2 | 10745 | 1996 | 2045 |  |  | N | Natural Gas | [13 empty] | 1.061 | 1.061 | 1.061 | 1.061 | [11 empty] | Lake Forest Hospital | 100 | Lake Forest Hospital | 100
South Atlantic Services Solar Farm I | 60798_G_PV1 | 60798 | G | PV1 |  | Solar PV |  | S_VACA | North Carolina | 37 | New Hanover | 129 | 37129 | 1.6 | 0 | 2013 | 9999 |  |  | N | Solar | [13 empty] | 0 | 0 | 0 | 0 | [11 empty] | South Atlantic Services Inc | 100 | South Atlantic Services Inc | 100
Iron Horse Solar 4, LLC | 60799_G_PV1 | 60799 | G | PV1 |  | Solar PV |  | NENGREST | Massachusetts | 25 | Middlesex | 17 | 25017 | 4.5 | 0 | 2017 | 9999 |  |  | N | Solar | [13 empty] | 0 | 0 | 0 | 0 | [11 empty] | Iron Horse Solar 4 LLC | 100 | Soltage LLC | 100
Catawba Solar LLC | 60800_G_PV1 | 60800 | G | PV1 |  | Solar PV |  | S_VACA | North Carolina | 37 | Rowan | 159 | 37159 | 2 | 0 | 2016 | 9999 |  |  | N | Solar | [13 empty] | 0 | 0 | 0 | 0 | [11 empty] | Catawba Solar LLC | 100 | OF Solutions LLC | 100
BHE Pueblo 2 Community Solar Array | 60801_G_PUEB2 | 60801 | G | PUEB2 |  | Solar PV |  | WECC_CO | Colorado | 8 | Pueblo | 101 | 08101 | 1.5 | 0 | 2018 | 9999 |  |  | N | Solar | [13 empty] | 0 | 0 | 0 | 0 | [11 empty] | Clean Energy Collective LLC | 100 | Clean Energy Collective LLC | 100
ACCC Mays Landing | 60802_G_PV1 | 60802 | G | PV1 |  | Solar PV |  | PJM_EMAC | New Jersey | 34 | Atlantic | 1 | 34001 | 1.4 | 0 | 2013 | 9999 |  |  | N | Solar | [13 empty] | 0 | 0 | 0 | 0 | [11 empty] | Marina Energy LLC | 100 | Goldman Sachs Group Inc (The) | 100
Deutsche Bank- Piscataway Solar | 60803_G_DBPIS | 60803 | G | DBPIS |  | Solar PV |  | PJM_EMAC | New Jersey | 34 | Middlesex | 23 | 34023 | 1 | 0 | 2011 | 9999 |  |  | N | Solar | [13 empty] | 0 | 0 | 0 | 0 | [11 empty] | Deutsche Bank AG | 100 | Deutsche Bank AG | 100
Gemini Technologies Services, Inc. Solar | 60804_G_DBGAT | 60804 | G | DBGAT |  | Solar PV |  | PJM_EMAC | New Jersey | 34 | Morris | 27 | 34027 | 1.2 | 0 | 2013 | 9999 |  |  | N | Solar | [13 empty] | 0 | 0 | 0 | 0 | [11 empty] | Gemini Technologies Services Inc Solar | 100 | Gemini Technologies Services Inc Solar | 100
Beaver Run | 60805_G_BRUN1 | 60805 | G | BRUN1 |  | Solar PV |  | PJM_EMAC | New Jersey | 34 | Sussex | 37 | 34037 | 7.4 | 0 | 2015 | 9999 |  |  | N | Solar | [13 empty] | 0 | 0 | 0 | 0 | [11 empty] | Shotco Energy LLC | 100 | Shotco Energy LLC | 100
North Bergen Solar | 60806_G_PV1 | 60806 | G | PV1 |  | Solar PV |  | PJM_EMAC | New Jersey | 34 | Hudson | 17 | 34017 | 1.7 | 0 | 2016 | 9999 |  |  | N | Solar | [13 empty] | 0 | 0 | 0 | 0 | [11 empty] | Hartz Solar LLC | 100 | Hartz Mountain Industries Inc | 100
US Foods Solar | 60808_G_USFDS | 60808 | G | USFDS |  | Solar PV |  | PJM_EMAC | New Jersey | 34 | Middlesex | 23 | 34023 | 6 | 0 | 2012 | 9999 |  |  | N | Solar | [13 empty] | 0 | 0 | 0 | 0 | [11 empty] | Vanguard Energy Services LLC | 100 | Vanguard Energy Systems LLC | 100
Summit Water Nexus Mt. Holly, LLC Solar | 60809_G_MHWWT | 60809 | G | MHWWT |  | Solar PV |  | PJM_EMAC | New Jersey | 34 | Burlington | 5 | 34005 | 1 | 0 | 2013 | 9999 |  |  | N | Solar | [13 empty] | 0 | 0 | 0 | 0 | [11 empty] | Summit Water Nexus Mount Holly LLC | 100 | Summit Water Nexus Mount Holly LLC | 100
Stony Brook | 6081_G_1 | 6081 | G | 1 | 2759 | Combustion Turbine |  | NENGREST | Massachusetts | 25 | Hampden | 13 | 25013 | 65 | 19139 | 1982 | 9999 |  |  | N | Distillate Fuel Oil |  |  |  | STM | [8 empty] | 1.2 | 1.2 | 1.2 | 1.2 | 1.2 | [11 empty] | Massachusetts Municipal Wholesale Electric Co | 100 | Massachusetts Municipal Wholesale Electric Co | 100
Stony Brook | 6081_G_2 | 6081 | G | 2 | 2760 | Combustion Turbine |  | NENGREST | Massachusetts | 25 | Hampden | 13 | 25013 | 65 | 19141 | 1982 | 9999 |  |  | N | Distillate Fuel Oil |  |  |  | DLNB + H2O | [8 empty] | 1.2 | 1.2001 | 1.2001 | 1.2001 | 1.2001 | [11 empty] | Massachusetts Municipal Wholesale Electric Co | 100 | Massachusetts Municipal Wholesale Electric Co | 100
Stony Brook | 6081_G_BS#1 | 6081 | G | BS#1 |  | Combustion Turbine | IC Engine | NENGREST | Massachusetts | 25 | Hampden | 13 | 25013 | 2 | 12283 | 2007 | 9999 |  |  | N | Distillate Fuel Oil | [13 empty] | 1.6498 | 1.6498 | 1.6498 | 1.6498 | [11 empty] | Massachusetts Municipal Wholesale Electric Co | 100 | Massachusetts Municipal Wholesale Electric Co | 100
Stony Brook | 6081_G_BS#2 | 6081 | G | BS#2 |  | Combustion Turbine | IC Engine | NENGREST | Massachusetts | 25 | Hampden | 13 | 25013 | 2 | 12283 | 2007 | 9999 |  |  | N | Distillate Fuel Oil | [13 empty] | 1.6498 | 1.6498 | 1.6498 | 1.6498 | [11 empty] | Massachusetts Municipal Wholesale Electric Co | 100 | Massachusetts Municipal Wholesale Electric Co | 100
Stony Brook | 6081_G_CA1 | 6081 | G | CA1 | 2756 | Combined Cycle |  | NENGREST | Massachusetts | 25 | Hampden | 13 | 25013 | 96 | 9451 | 1981 | 9999 |  |  | N | Natural Gas, Distillate Fuel Oil |  |  |  | STM | [8 empty] | 1.2 | 0.20444 | 0.20444 | 0.20444 | 0.20444 | [11 empty] | Massachusetts Municipal Wholesale Electric Co | 88.44 | Massachusetts Municipal Wholesale Electric Co | 88.44
Stony Brook | 6081_G_CT1 | 6081 | G | CT1 | 2756 | Combined Cycle |  | NENGREST | Massachusetts | 25 | Hampden | 13 | 25013 | 69.7 | 9451 | 1981 | 9999 |  |  | N | Natural Gas, Distillate Fuel Oil |  |  |  | STM | [8 empty] | 1.2 | 0.20444 | 0.20444 | 0.20444 | 0.20444 | [11 empty] | Massachusetts Municipal Wholesale Electric Co | 88.44 | Massachusetts Municipal Wholesale Electric Co | 88.44
Stony Brook | 6081_G_CT2 | 6081 | G | CT2 | 2757 | Combined Cycle |  | NENGREST | Massachusetts | 25 | Hampden | 13 | 25013 | 69.7 | 9451 | 1981 | 9999 |  |  | N | Natural Gas, Distillate Fuel Oil |  |  |  | DLNB + H2O + STM | [8 empty] | 1.2 | 0.20444 | 0.20444 | 0.20444 | 0.20444 | [11 empty] | Massachusetts Municipal Wholesale Electric Co | 88.44 | Massachusetts Municipal Wholesale Electric Co | 88.44
Stony Brook | 6081_G_CT3 | 6081 | G | CT3 | 2758 | Combined Cycle |  | NENGREST | Massachusetts | 25 | Hampden | 13 | 25013 | 69.7 | 9451 | 1981 | 9999 |  |  | N | Natural Gas, Distillate Fuel Oil |  |  |  | DLNB + H2O + STM | [8 empty] | 1.2 | 0.20444 | 0.20444 | 0.20444 | 0.20444 | [11 empty] | Massachusetts Municipal Wholesale Electric Co | 88.44 | Massachusetts Municipal Wholesale Electric Co | 88.44
Stony Brook | 6081_G_EDSI | 6081 | G | EDSI |  | Combustion Turbine | IC Engine | NENGREST | Massachusetts | 25 | Hampden | 13 | 25013 | 0.6 | 12283 | 1981 | 9999 |  |  | N | Distillate Fuel Oil |  |  |  | STM | [8 empty] | 0.789 | 1.6498 | 1.6498 | 1.6498 | 1.6498 | [11 empty] | Massachusetts Municipal Wholesale Electric Co | 83.32 | Massachusetts Municipal Wholesale Electric Co | 83.32
Sabert Solar | 60810_G_SABER | 60810 | G | SABER |  | Solar PV |  | PJM_EMAC | New Jersey | 34 | Middlesex | 23 | 34023 | 2.1 | 0 | 2011 | 9999 |  |  | N | Solar | [13 empty] | 0 | 0 | 0 | 0 | [11 empty] | Vanguard Energy Services LLC | 100 | Vanguard Energy Systems LLC | 100
Cloverdale Solar Center | 60813_G_ECA02 | 60813 | G | ECA02 |  | Solar PV |  | WEC_CALN | California | 6 | Sonoma | 97 | 06097 | 1 | 0 | 2019 | 9999 |  |  | N | Solar | [13 empty] | 0 | 0 | 0 | 0 | [11 empty] | Cloverdale Solar 2 LLC | 100 | BAP Power Corp | 100
Hampshire College Hybrid | 60815_G_BA1 | 60815 | G | BA1 |  | Energy Storage |  | NENGREST | Massachusetts | 25 | Hampshire | 15 | 25015 | 0.5 | 0 | 2017 | 9999 |  |  | N | Energy Storage | [13 empty] | 0 | 0 | 0 | 0 | [11 empty] | SolarCity Corp | 100 | Tesla Inc | 100
Hampshire College Hybrid | 60815_G_BA2 | 60815 | G | BA2 |  | Energy Storage |  | NENGREST | Massachusetts | 25 | Hampshire | 15 | 25015 | 0.5 | 0 | 2017 | 9999 |  |  | N | Energy Storage | [13 empty] | 0 | 0 | 0 | 0 | [11 empty] | SolarCity Corp | 100 | Tesla Inc | 100
Hampshire College Hybrid | 60815_G_PV1 | 60815 | G | PV1 |  | Solar PV |  | NENGREST | Massachusetts | 25 | Hampshire | 15 | 25015 | 1.7 | 0 | 2017 | 9999 |  |  | N | Solar | [13 empty] | 0 | 0 | 0 | 0 | [11 empty] | SolarCity Corp | 100 | Tesla Inc | 100
Hampshire College Hybrid | 60815_G_PV2 | 60815 | G | PV2 |  | Solar PV |  | NENGREST | Massachusetts | 25 | Hampshire | 15 | 25015 | 1.7 | 0 | 2017 | 9999 |  |  | N | Solar | [13 empty] | 0 | 0 | 0 | 0 | [11 empty] | SolarCity Corp | 100 | Tesla Inc | 100
Town of Lexington Solar | 60816_G_PV1 | 60816 | G | PV1 |  | Solar PV |  | NENGREST | Massachusetts | 25 | Middlesex | 17 | 25017 | 1.6 | 0 | 2017 | 9999 |  |  | N | Solar | [13 empty] | 0 | 0 | 0 | 0 | [11 empty] | SolarCity Corp | 100 | Tesla Inc | 100
Sullivan County - Adult Care Solar | 60817_G_PV1 | 60817 | G | PV1 |  | Solar PV |  | NY_Z_G-I | New York | 36 | Sullivan | 105 | 36105 | 2 | 0 | 2017 | 9999 |  |  | N | Solar | [13 empty] | 0 | 0 | 0 | 0 | [11 empty] | SolarCity Corp | 100 | Tesla Inc | 100
Oswego County - Fulton Solar | 60818_G_PV1 | 60818 | G | PV1 |  | Solar PV |  | NY_Z_C&E | New York | 36 | Oswego | 75 | 36075 | 2 | 0 | 2018 | 9999 |  |  | N | Solar | [13 empty] | 0 | 0 | 0 | 0 | [11 empty] | Weisshorn Solar I LLC | 100 | Weisshorn Solar I LLC | 100
Jefferson-Lewis BOCES Solar | 60819_G_PV1 | 60819 | G | PV1 |  | Solar PV |  | NY_Z_C&E | New York | 36 | Jefferson | 45 | 36045 | 2 | 0 | 2017 | 9999 |  |  | N | Solar | [13 empty] | 0 | 0 | 0 | 0 | [11 empty] | Cypress Creek Renewables LLC | 100 | Cypress Creek Holdings LLC | 100
Montgomery County Correctional Facility | 60820_G_PV1 | 60820 | G | PV1 |  | Solar PV |  | PJM_SMAC | Maryland | 24 | Montgomery | 31 | 24031 | 1.4 | 0 | 2017 | 9999 |  |  | N | Solar | [13 empty] | 0 | 0 | 0 | 0 | [11 empty] | SolarCity Corp | 100 | Tesla Inc | 100
Weber State University - Davis Campus PV | 60821_G_PV1 | 60821 | G | PV1 |  | Solar PV |  | WECC_UT | Utah | 49 | Davis | 11 | 49011 | 1.3 | 0 | 2017 | 9999 |  |  | N | Solar | [13 empty] | 0 | 0 | 0 | 0 | [11 empty] | Tesla Inc | 100 | Tesla Inc | 100
Intel - Ocotillo Campus Solar | 60822_G_PV1 | 60822 | G | PV1 |  | Solar PV |  | WECC_AZ | Arizona | 4 | Maricopa | 13 | 04013 | 2.8 | 0 | 2017 | 9999 |  |  | N | Solar | [13 empty] | 0 | 0 | 0 | 0 | [11 empty] | SolarCity Corp | 100 | Tesla Inc | 100
Intel - Ocotillo Campus Solar | 60822_G_PV2 | 60822 | G | PV2 |  | Solar PV |  | WECC_AZ | Arizona | 4 | Maricopa | 13 | 04013 | 1.4 | 0 | 2018 | 9999 |  |  | N | Solar | [13 empty] | 0 | 0 | 0 | 0 | [11 empty] | SolarCity Corp | 100 | Tesla Inc | 100
South Sioux City Solar | 60823_G_PV1 | 60823 | G | PV1 |  | Solar PV |  | SPP_NEBR | Nebraska | 31 | Dakota | 43 | 31043 | 2.3 | 0 | 2016 | 9999 |  |  | N | Solar | [13 empty] | 0 | 0 | 0 | 0 | [11 empty] | SolarCity Corp | 100 | Tesla Inc | 100
Valley Sanitary District WTP Solar | 60824_G_PV1 | 60824 | G | PV1 |  | Solar PV |  | WECC_SCE | California | 6 | Riverside | 65 | 06065 | 1 | 0 | 2016 | 9999 |  |  | N | Solar | [13 empty] | 0 | 0 | 0 | 0 | [11 empty] | SolarCity Corp | 100 | Tesla Inc | 100
Colgreen North Shore Solar Farm | 60825_G_CNS1 | 60825 | G | CNS1 |  | Solar PV |  | WECC_IID | California | 6 | Riverside | 65 | 06065 | 74.8 | 0 | 2018 | 9999 |  |  | N | Solar | [13 empty] | 0 | 0 | 0 | 0 | [11 empty] | ColGreen North Shore LLC | 100 | Sunpin Holdings LLLC | 100
Sun Streams, LLC | 60827_G_GEN01 | 60827 | G | GEN01 |  | Solar PV |  | WECC_AZ | Arizona | 4 | Maricopa | 13 | 04013 | 150 | 0 | 2020 | 9999 |  |  | N | Solar | [13 empty] | 0 | 0 | 0 | 0 | [11 empty] | Sun Streams LLC | 100 | First Solar Inc | 100
Deerfield 3 | 6083_G_GEN1 | 6083 | G | GEN1 |  | Hydro |  | NENGREST | Massachusetts | 25 | Franklin | 11 | 25011 | 2 | 0 | 1912 | 9999 |  |  | N | Hydro | [13 empty] | 0 | 0 | 0 | 0 | [11 empty] | Great River Hydro LLC | 100 | ArcLight Capital Partners LLC | 100
Deerfield 3 | 6083_G_GEN2 | 6083 | G | GEN2 |  | Hydro |  | NENGREST | Massachusetts | 25 | Franklin | 11 | 25011 | 2 | 0 | 1912 | 9999 |  |  | N | Hydro | [13 empty] | 0 | 0 | 0 | 0 | [11 empty] | Great River Hydro LLC | 100 | ArcLight Capital Partners LLC | 100
Deerfield 3 | 6083_G_GEN3 | 6083 | G | GEN3 |  | Hydro |  | NENGREST | Massachusetts | 25 | Franklin | 11 | 25011 | 2 | 0 | 1912 | 9999 |  |  | N | Hydro | [13 empty] | 0 | 0 | 0 | 0 | [11 empty] | Great River Hydro LLC | 100 | ArcLight Capital Partners LLC | 100
Webster Holdco Solar CSG | 60830_G_WEBST | 60830 | G | WEBST |  | Solar PV |  | MIS_MNWI | Minnesota | 27 | Rice | 131 | 27131 | 5 | 0 | 2017 | 9999 |  |  | N | Solar | [13 empty] | 0 | 0 | 0 | 0 | [11 empty] | Webster Holdco LLC | 100 | NRG Energy Inc | 100
Orbit Energy RI | 60831_G_1 | 60831 | G | 1 |  | Non-Fossil Waste |  | NENGREST | Rhode Island | 44 | Providence | 7 | 44007 | 3.2 | 13500 | 2017 | 9999 |  |  | N | Non-Fossil Waste | [13 empty] | 0 | 0 | 0 | 0 | [11 empty] | Blue Sphere Corp | 100 | Blue Sphere Corp | 100
Farmington Holdco Solar | 60832_G_FARMI | 60832 | G | FARMI |  | Solar PV |  | MIS_MNWI | Minnesota | 27 | Dakota | 37 | 27037 | 5 | 0 | 2017 | 9999 |  |  | N | Solar | [13 empty] | 0 | 0 | 0 | 0 | [11 empty] | Farmington Holdco LLC | 100 | NRG Energy Inc | 100
Dodge Holdco Solar CSG | 60833_G_DODGE | 60833 | G | DODGE |  | Solar PV |  | MIS_MNWI | Minnesota | 27 | Dodge | 39 | 27039 | 5 | 0 | 2017 | 9999 |  |  | N | Solar | [13 empty] | 0 | 0 | 0 | 0 | [11 empty] | Dodge Holdco LLC | 100 | NRG Energy Inc | 100
Hwy 14 Holdco Solar CSG | 60834_G_HWY14 | 60834 | G | HWY14 |  | Solar PV |  | MIS_MNWI | Minnesota | 27 | Olmsted | 109 | 27109 | 5 | 0 | 2017 | 9999 |  |  | N | Solar | [13 empty] | 0 | 0 | 0 | 0 | [11 empty] | Hwy 14 Holdco LLC | 100 | NRG Energy Inc | 100
Pine Island Solar CSG | 60835_G_PINEI | 60835 | G | PINEI |  | Solar PV |  | MIS_MNWI | Minnesota | 27 | Olmsted | 109 | 27109 | 3.9 | 0 | 2017 | 9999 |  |  | N | Solar | [13 empty] | 0 | 0 | 0 | 0 | [11 empty] | Pine Island Holdco LLC | 100 | NRG Energy Inc | 100
Big Lake Holdco Solar CSG | 60836_G_BLAKE | 60836 | G | BLAKE |  | Solar PV |  | MIS_MNWI | Minnesota | 27 | Sherburne | 141 | 27141 | 5 | 0 | 2017 | 9999 |  |  | N | Solar | [13 empty] | 0 | 0 | 0 | 0 | [11 empty] | Big Lake Holdco LLC | 100 | NRG Energy Inc | 100
Forest Lake Solar CSG | 60837_G_FORES | 60837 | G | FORES |  | Solar PV |  | MIS_MNWI | Minnesota | 27 | Washington | 163 | 27163 | 5 | 0 | 2017 | 9999 |  |  | N | Solar | [13 empty] | 0 | 0 | 0 | 0 | [11 empty] | Forest Lake Holdco LLC | 100 | NRG Energy Inc | 100
Wabasha Holdco Solar CSG | 60838_G_WABAS | 60838 | G | WABAS |  | Solar PV |  | MIS_MNWI | Minnesota | 27 | Wabasha | 157 | 27157 | 3 | 0 | 2017 | 9999 |  |  | N | Solar | [13 empty] | 0 | 0 | 0 | 0 | [11 empty] | Wabasha Holdco LLC | 100 | NRG Energy Inc | 100
Goya Foods, Inc- Jersey City Solar | 60839_G_PV1 | 60839 | G | PV1 |  | Solar PV |  | PJM_EMAC | New Jersey | 34 | Hudson | 17 | 34017 | 2.5 | 0 | 2015 | 9999 |  |  | N | Solar | [13 empty] | 0 | 0 | 0 | 0 | [11 empty] | Goya Foods Inc | 100 | Goya Foods Inc | 100
Goya Foods, Inc- Secaucus Solar | 60840_G_PV1 | 60840 | G | PV1 |  | Solar PV |  | PJM_EMAC | New Jersey | 34 | Hudson | 17 | 34017 | 1.6 | 0 | 2016 | 9999 |  |  | N | Solar | [13 empty] | 0 | 0 | 0 | 0 | [11 empty] | Vanguard Energy Services LLC | 100 | Vanguard Energy Systems LLC | 100
Prudential 55 Livingston Roseland Solar | 60841_G_PV1 | 60841 | G | PV1 |  | Solar PV |  | PJM_EMAC | New Jersey | 34 | Essex | 13 | 34013 | 1.2 | 0 | 2013 | 9999 |  |  | N | Solar | [13 empty] | 0 | 0 | 0 | 0 | [11 empty] | Vanguard Energy Services LLC | 100 | Vanguard Energy Systems LLC | 100
Prudential 80 Livingston Roseland Solar | 60842_G_PV1 | 60842 | G | PV1 |  | Solar PV |  | PJM_EMAC | New Jersey | 34 | Essex | 13 | 34013 | 1.7 | 0 | 2013 | 9999 |  |  | N | Solar | [13 empty] | 0 | 0 | 0 | 0 | [11 empty] | Vanguard Energy Services LLC | 100 | Vanguard Energy Systems LLC | 100
River Terminal Development Solar | 60843_G_RTD1 | 60843 | G | RTD1 |  | Solar PV |  | PJM_EMAC | New Jersey | 34 | Hudson | 17 | 34017 | 0.5 | 0 | 2006 | 9999 |  |  | N | Solar | [13 empty] | 0 | 0 | 0 | 0 | [11 empty] | RTC Properties Inc | 100 | RTC Properties Inc | 100
River Terminal Development Solar | 60843_G_RTD2 | 60843 | G | RTD2 |  | Solar PV |  | PJM_EMAC | New Jersey | 34 | Hudson | 17 | 34017 | 0.6 | 0 | 2009 | 9999 |  |  | N | Solar | [13 empty] | 0 | 0 | 0 | 0 | [11 empty] | RTC Properties Inc | 100 | RTC Properties Inc | 100
River Terminal Development Solar | 60843_G_RTD3 | 60843 | G | RTD3 |  | Solar PV |  | PJM_EMAC | New Jersey | 34 | Hudson | 17 | 34017 | 0.2 | 0 | 2011 | 9999 |  |  | N | Solar | [13 empty] | 0 | 0 | 0 | 0 | [11 empty] | RTC Properties Inc | 100 | RTC Properties Inc | 100
River Terminal Development Solar | 60843_G_RTD4 | 60843 | G | RTD4 |  | Solar PV |  | PJM_EMAC | New Jersey | 34 | Hudson | 17 | 34017 | 1 | 0 | 2011 | 9999 |  |  | N | Solar | [13 empty] | 0 | 0 | 0 | 0 | [11 empty] | RTC Properties Inc | 100 | RTC Properties Inc | 100
River Terminal Development Solar | 60843_G_RTD5 | 60843 | G | RTD5 |  | Solar PV |  | PJM_EMAC | New Jersey | 34 | Hudson | 17 | 34017 | 0.4 | 0 | 2016 | 9999 |  |  | N | Solar | [13 empty] | 0 | 0 | 0 | 0 | [11 empty] | RTC Properties Inc | 100 | RTC Properties Inc | 100
Genentech Vacaville Meter #1 | 60844_G_PV1 | 60844 | G | PV1 |  | Solar PV |  | WEC_CALN | California | 6 | Solano | 95 | 06095 | 3.8 | 0 | 2017 | 9999 |  |  | N | Solar | [13 empty] | 0 | 0 | 0 | 0 | [11 empty] | SolarCity Corp | 100 | Tesla Inc | 100
Genentech Vacaville Meter #1 | 60844_G_PV2 | 60844 | G | PV2 |  | Solar PV |  | WEC_CALN | California | 6 | Solano | 95 | 06095 | 2.3 | 0 | 2017 | 9999 |  |  | N | Solar | [13 empty] | 0 | 0 | 0 | 0 | [11 empty] | SolarCity Corp | 100 | Tesla Inc | 100
US GSA - Sacramento | 60846_G_PV1 | 60846 | G | PV1 |  | Solar PV |  | WEC_BANC | California | 6 | Sacramento | 67 | 06067 | 1.1 | 0 | 2018 | 9999 |  |  | N | Solar | [13 empty] | 0 | 0 | 0 | 0 | [11 empty] | SolarCity Corp | 100 | Tesla Inc | 100
Garrett County - DPU Treatment Plant | 60847_G_PV1 | 60847 | G | PV1 |  | Solar PV |  | PJM_AP | Maryland | 24 | Garrett | 23 | 24023 | 1.2 | 0 | 2017 | 9999 |  |  | N | Solar | [13 empty] | 0 | 0 | 0 | 0 | [11 empty] | SolarCity Corp | 100 | Tesla Inc | 100
Temple Solar Arrays | 60848_G_51599 | 60848 | G | 51599 |  | Solar PV |  | PJM_WMAC | Pennsylvania | 42 | Berks | 11 | 42011 | 2.2 | 0 | 2011 | 9999 |  |  | N | Solar | [13 empty] | 0 | 0 | 0 | 0 | [11 empty] | UGI Energy Services Inc | 100 | UGI Corp | 100
Emmitsburg Solar Arrays | 60849_G_87353 | 60849 | G | 87353 |  | Solar PV |  | PJM_AP | Maryland | 24 | Frederick | 21 | 24021 | 1.7 | 0 | 2014 | 9999 |  |  | N | Solar | [13 empty] | 0 | 0 | 0 | 0 | [11 empty] | UGI Energy Services Inc | 100 | UGI Corp | 100
R M Schahfer | 6085_G_16A | 6085 | G | 16A | 9095 | Combustion Turbine |  | MIS_INKY | Indiana | 18 | Jasper | 73 | 18073 | 78 | 16270 | 1979 | 9999 |  |  | N | Natural Gas | [12 empty] | 1.6 | 0.21918 | 0.21918 | 0.21918 | 0.21918 | [11 empty] | Northern Indiana Public Service Co LLC | 100 | NiSource Inc | 100
R M Schahfer | 6085_G_16B | 6085 | G | 16B | 9096 | Combustion Turbine |  | MIS_INKY | Indiana | 18 | Jasper | 73 | 18073 | 77 | 16270 | 1979 | 9999 |  |  | N | Natural Gas | [12 empty] | 1.6 | 0.2298 | 0.2298 | 0.2298 | 0.2298 | [11 empty] | Northern Indiana Public Service Co LLC | 100 | NiSource Inc | 100
Thigpen Farms Solar, LLC | 60850_G_PV1 | 60850 | G | PV1 |  | Solar PV |  | S_VACA | North Carolina | 37 | Robeson | 155 | 37155 | 5 | 0 | 2022 | 9999 |  |  | N | Solar | [13 empty] | 0 | 0 | 0 | 0 | [11 empty] | Thigpen Farms Solar LLC | 100 | FLS Energy Inc | 100
Curtis Hill Solar CSG | 60851_G_PV1 | 60851 | G | PV1 |  | Solar PV |  | NENGREST | Massachusetts | 25 | Worcester | 27 | 25027 | 1.9 | 0 | 2016 | 9999 |  |  | N | Solar | [13 empty] | 0 | 0 | 0 | 0 | [11 empty] | Conergy Projects Inc | 100 | Conergy Projects Inc | 100
Depot Hill Solar CSG | 60852_G_PV1 | 60852 | G | PV1 |  | Solar PV |  | NENGREST | Massachusetts | 25 | Worcester | 27 | 25027 | 1.9 | 0 | 2016 | 9999 |  |  | N | Solar | [13 empty] | 0 | 0 | 0 | 0 | [11 empty] | Conergy Projects Inc | 100 | Conergy Projects Inc | 100
SR Houston | 60853_G_HOUST | 60853 | G | HOUST |  | Solar PV |  | S_C_TVA | Mississippi | 28 | Chickasaw | 17 | 28017 | 3.1 | 0 | 2016 | 9999 |  |  | N | Solar | [13 empty] | 0 | 0 | 0 | 0 | [11 empty] | SR Houston Holdings LLC | 100 | Silicon Ranch Corp | 100
Bird Machine Solar Farm | 60854_G_BRDMA | 60854 | G | BRDMA |  | Solar PV |  | NENGREST | Massachusetts | 25 | Norfolk | 21 | 25021 | 3.5 | 0 | 2017 | 9999 |  |  | N | Solar | [13 empty] | 0 | 0 | 0 | 0 | [11 empty] | Bird Machine Solar Farm LLC | 100 | Bird Machine Solar Farm LLC | 100
Iron Horse Solar I CSG | 60855_G_DOW | 60855 | G | DOW |  | Solar PV |  | NENGREST | Massachusetts | 25 | Middlesex | 17 | 25017 | 2.9 | 0 | 2016 | 9999 |  |  | N | Solar | [13 empty] | 0 | 0 | 0 | 0 | [11 empty] | Iron Horse Solar 1 LLC | 100 | Soltage LLC | 100
Astra Wind Farm | 60856_G_ASTRA | 60856 | G | ASTRA |  | Onshore Wind |  | ERC_PHDL | Texas | 48 | Randall | 381 | 48381 | 163 | 0 | 2017 | 9999 |  |  | N | Wind | [13 empty] | 0 | 0 | 0 | 0 | [11 empty] | Astra Wind LLC | 100 | NRG Energy Inc | 100
NES Rutgers Solar | 60857_G_LKWD1 | 60857 | G | LKWD1 |  | Solar PV |  | PJM_EMAC | New Jersey | 34 | Ocean | 29 | 34029 | 1 | 0 | 2012 | 9999 |  |  | N | Solar | [13 empty] | 0 | 0 | 0 | 0 | [11 empty] | Nes Rutgers LLC | 100 | Nes Rutgers LLC | 100
126 Grove Solar LLC | 60858_G_PV1 | 60858 | G | PV1 |  | Solar PV |  | NENGREST | Massachusetts | 25 | Norfolk | 21 | 25021 | 2 | 0 | 2012 | 9999 |  |  | N | Solar | [13 empty] | 0 | 0 | 0 | 0 | [11 empty] | Soltas Energy Corp | 100 | Barron Partners LP | 100
VEC Alburgh Array | 60860_G_PV1 | 60860 | G | PV1 |  | Solar PV |  | NENGREST | Vermont | 50 | Grand Isle | 13 | 50013 | 1 | 0 | 2016 | 9999 |  |  | N | Solar | [13 empty] | 0 | 0 | 0 | 0 | [11 empty] | SoCore VT Alburgh LLC | 100 | SoCore Energy | 100
Dept of General Services -FTB | 60861_G_PV1 | 60861 | G | PV1 |  | Solar PV |  | WEC_BANC | California | 6 | Sacramento | 67 | 06067 | 2.7 | 0 | 2017 | 9999 |  |  | N | Solar | [13 empty] | 0 | 0 | 0 | 0 | [11 empty] | California PV Energy 2 LLC | 100 | Exelon Corp | 100
Cooperative Solar One | 60863_G_PV1 | 60863 | G | PV1 |  | Solar PV |  | PJM_West | Kentucky | 21 | Clark | 49 | 21049 | 8.5 | 0 | 2017 | 9999 |  |  | N | Solar | [13 empty] | 0 | 0 | 0 | 0 | [11 empty] | East Kentucky Power Coop | 100 | East Kentucky Power Coop | 100
Kokomo Solar 1, LLC | 60864_G_PV1 | 60864 | G | PV1 |  | Solar PV |  | MIS_INKY | Indiana | 18 | Howard | 67 | 18067 | 5.4 | 0 | 2016 | 9999 |  |  | N | Solar | [13 empty] | 0 | 0 | 0 | 0 | [11 empty] | Kokomo Solar I LLC | 100 | Inovateus Solar LLC | 100
Equity Industrial Turbines | 60865_G_WT1 | 60865 | G | WT1 |  | Onshore Wind |  | NENGREST | Massachusetts | 25 | Essex | 9 | 25009 | 4 | 0 | 2012 | 9999 |  |  | N | Wind | [13 empty] | 0 | 0 | 0 | 0 | [11 empty] | Equity Industrial Turbines LLC | 100 | Equity Industrial Turbines LLC | 100
Bashaw Solar CSG 1, LLC | 60866_G_4MID | 60866 | G | 4MID |  | Solar PV |  | NENGREST | Massachusetts | 25 | Essex | 9 | 25009 | 2 | 0 | 2017 | 9999 |  |  | N | Solar | [13 empty] | 0 | 0 | 0 | 0 | [11 empty] | Bashaw Solar 1 LLC | 100 | NRG Energy Inc | 100
Kearsarge Southwick LLC | 60867_G_SOU | 60867 | G | SOU |  | Solar PV |  | NENGREST | Massachusetts | 25 | Hampden | 13 | 25013 | 3.3 | 0 | 2015 | 9999 |  |  | N | Solar | [13 empty] | 0 | 0 | 0 | 0 | [11 empty] | KS Chester Holdings LLC | 50 | Kearsarge Energy LP | 100
Timothy Lake Powerhouse | 60868_G_1 | 60868 | G | 1 |  | Hydro |  | WECC_PNW | Oregon | 41 | Clackamas | 5 | 41005 | 1.1 | 0 | 2018 | 9999 |  |  | N | Hydro | [13 empty] | 0 | 0 | 0 | 0 | [11 empty] | Portland General Electric Co | 100 | Portland General Electric Co | 100
Solar Star California, XLIV, LLC | 60869_G_PB1 | 60869 | G | PB1 |  | Solar PV |  | WEC_LADW | California | 6 | Los Angeles | 37 | 06037 | 9.5 | 0 | 2016 | 9999 |  |  | N | Solar | [13 empty] | 0 | 0 | 0 | 0 | [11 empty] | Solar Star California XLIV LLC | 100 | TOTAL SA | 100
Wallace Dam | 6087_G_1 | 6087 | G | 1 |  | Pumped Storage |  | S_SOU | Georgia | 13 | Hancock | 141 | 13141 | 53.3 | 0 | 1980 | 9999 |  |  | N | Pumped Storage | [13 empty] | 0 | 0 | 0 | 0 | [11 empty] | Georgia Power Co | 100 | Southern Co | 100
Wallace Dam | 6087_G_2 | 6087 | G | 2 |  | Pumped Storage |  | S_SOU | Georgia | 13 | Hancock | 141 | 13141 | 53.3 | 0 | 1980 | 9999 |  |  | N | Pumped Storage | [13 empty] | 0 | 0 | 0 | 0 | [11 empty] | Georgia Power Co | 100 | Southern Co | 100
Wallace Dam | 6087_G_3 | 6087 | G | 3 |  | Hydro |  | S_SOU | Georgia | 13 | Hancock | 141 | 13141 | 57.4 | 0 | 1980 | 9999 |  |  | N | Hydro | [13 empty] | 0 | 0 | 0 | 0 | [11 empty] | Georgia Power Co | 100 | Southern Co | 100
Wallace Dam | 6087_G_4 | 6087 | G | 4 |  | Hydro |  | S_SOU | Georgia | 13 | Hancock | 141 | 13141 | 57.4 | 0 | 1980 | 9999 |  |  | N | Hydro | [13 empty] | 0 | 0 | 0 | 0 | [11 empty] | Georgia Power Co | 100 | Southern Co | 100
Wallace Dam | 6087_G_5 | 6087 | G | 5 |  | Pumped Storage |  | S_SOU | Georgia | 13 | Hancock | 141 | 13141 | 53.3 | 0 | 1980 | 9999 |  |  | N | Pumped Storage | [13 empty] | 0 | 0 | 0 | 0 | [11 empty] | Georgia Power Co | 100 | Southern Co | 100
Wallace Dam | 6087_G_6 | 6087 | G | 6 |  | Pumped Storage |  | S_SOU | Georgia | 13 | Hancock | 141 | 13141 | 53.3 | 0 | 1979 | 9999 |  |  | N | Pumped Storage | [13 empty] | 0 | 0 | 0 | 0 | [11 empty] | Georgia Power Co | 100 | Southern Co | 100
Prairie Wind Farm | 60873_G_PWE | 60873 | G | PWE |  | Onshore Wind |  | MIS_MIDA | Iowa | 19 | Mahaska | 123 | 19123 | 168 | 0 | 2018 | 9999 |  |  | N | Wind | [13 empty] | 0 | 0 | 0 | 0 | [11 empty] | Prairie Wind Energy LLC (IA) | 100 | Berkshire Hathaway Inc | 100
GMP Solar - Hartford | 60874_G_GMPSH | 60874 | G | GMPSH |  | Solar PV |  | NENGREST | Vermont | 50 | Windsor | 27 | 50027 | 5 | 0 | 2016 | 9999 |  |  | N | Solar | [13 empty] | 0 | 0 | 0 | 0 | [11 empty] | GMP Solar Hartford LLC | 100 | Gaz Métropolitain & Co LP | 100
GMP Solar - Williston | 60875_G_GMPSW | 60875 | G | GMPSW |  | Solar PV |  | NENGREST | Vermont | 50 | Chittenden | 7 | 50007 | 4.7 | 0 | 2016 | 9999 |  |  | N | Solar | [13 empty] | 0 | 0 | 0 | 0 | [11 empty] | GMP Solar Williston LLC | 100 | Gaz Métropolitain & Co LP | 100
Eastern Iowa Solar | 60876_G_EIS1 | 60876 | G | EIS1 |  | Solar PV |  | MIS_MIDA | Iowa | 19 | Muscatine | 139 | 19139 | 1.8 | 0 | 2016 | 9999 |  |  | N | Solar | [13 empty] | 0 | 0 | 0 | 0 | [11 empty] | Central Iowa Power Coop | 100 | Central Iowa Power Coop | 100
GMP Solar - Williamstown | 60877_G_GMPSN | 60877 | G | GMPSN |  | Solar PV |  | NENGREST | Vermont | 50 | Orange | 17 | 50017 | 5 | 0 | 2016 | 9999 |  |  | N | Solar | [13 empty] | 0 | 0 | 0 | 0 | [11 empty] | GMP Solar Williston LLC | 100 | Gaz Métropolitain & Co LP | 100
Sutton Solar CSG | 60878_G_54508 | 60878 | G | 54508 |  | Solar PV |  | NENGREST | Massachusetts | 25 | Worcester | 27 | 25027 | 1.9 | 0 | 2016 | 9999 |  |  | N | Solar | [13 empty] | 0 | 0 | 0 | 0 | [11 empty] | Sutton Solar LLC | 100 | Nexamp | 100
Nexamp Peak CSG | 60879_G_02731 | 60879 | G | 02731 |  | Solar PV |  | NENGREST | Massachusetts | 25 | Berkshire | 3 | 25003 | 1.7 | 0 | 2015 | 9999 |  |  | N | Solar | [13 empty] | 0 | 0 | 0 | 0 | [11 empty] | Nexamp Peak LLC | 100 | Nexamp | 100
North Loop | 6088_G_1 | 6088 | G | 1 |  | Combustion Turbine |  | WECC_AZ | Arizona | 4 | Pima | 19 | 04019 | 25 | 10745 | 1972 | 9999 |  |  | N | Natural Gas, Distillate Fuel Oil | [12 empty] | 0.8 | 0.06357 | 0.06357 | 0.06357 | 0.06357 | [11 empty] | Tucson Electric Power Co | 100 | Uns Energy Corp | 100
North Loop | 6088_G_2 | 6088 | G | 2 |  | Combustion Turbine |  | WECC_AZ | Arizona | 4 | Pima | 19 | 04019 | 25 | 16189 | 1972 | 9999 |  |  | N | Natural Gas, Distillate Fuel Oil | [12 empty] | 0.8 | 0.06357 | 0.06357 | 0.06357 | 0.06357 | [11 empty] | Tucson Electric Power Co | 100 | Uns Energy Corp | 100
North Loop | 6088_G_3 | 6088 | G | 3 |  | Combustion Turbine |  | WECC_AZ | Arizona | 4 | Pima | 19 | 04019 | 25 | 16189 | 1972 | 9999 |  |  | N | Natural Gas, Distillate Fuel Oil | [12 empty] | 0.8 | 0.06357 | 0.06357 | 0.06357 | 0.06357 | [11 empty] | Tucson Electric Power Co | 100 | Uns Energy Corp | 100
North Loop | 6088_G_4 | 6088 | G | 4 |  | Combustion Turbine |  | WECC_AZ | Arizona | 4 | Pima | 19 | 04019 | 20 | 16187 | 2001 | 9999 |  |  | N | Natural Gas | [13 empty] | 0.23894 | 0.23894 | 0.23894 | 0.23894 | [11 empty] | Tucson Electric Power Co | 100 | Uns Energy Corp | 100
Stafford MS Ground Mount Community Solar | 60880_G_MS1 | 60880 | G | MS1 |  | Solar PV |  | NENG_CT | Connecticut | 9 | Tolland | 13 | 09013 | 1 | 0 | 2016 | 9999 |  |  | N | Solar | [13 empty] | 0 | 0 | 0 | 0 | [11 empty] | Stafford CT (Town of) | 100 | Stafford CT (Town of) | 100
Stafford MS Ground Mount Community Solar | 60880_G_MS2 | 60880 | G | MS2 |  | Solar PV |  | NENG_CT | Connecticut | 9 | Tolland | 13 | 09013 | 1 | 0 | 2016 | 9999 |  |  | N | Solar | [13 empty] | 0 | 0 | 0 | 0 | [11 empty] | Stafford CT (Town of) | 100 | Stafford CT (Town of) | 100
Bernhardt Furniture Solar Farm | 60881_G_BERN4 | 60881 | G | BERN4 |  | Solar PV |  | S_VACA | North Carolina | 37 | Caldwell | 27 | 37027 | 1 | 0 | 2015 | 9999 |  |  | N | Solar | [13 empty] | 0 | 0 | 0 | 0 | [11 empty] | Bernhardt Furniture Co | 100 | Bernhardt Furniture Co | 100
Carl Friedrich Gauss Solar | 60882_G_GAUSS | 60882 | G | GAUSS |  | Solar PV |  | PJM_Dom | North Carolina | 37 | Halifax | 83 | 37083 | 5 | 0 | 2018 | 9999 |  |  | N | Solar | [13 empty] | 0 | 0 | 0 | 0 | [11 empty] | Geenex LLC | 100 | Geenex LLC | 100
Deerfield Wind Energy, LLC | 60883_G_WT1 | 60883 | G | WT1 |  | Onshore Wind |  | MIS_LMI | Michigan | 26 | Huron | 63 | 26063 | 41.6 | 0 | 2017 | 9999 |  |  | N | Wind | [13 empty] | 0 | 0 | 0 | 0 | [11 empty] | Deerfield Wind Energy LLC | 100 | RES Group | 100
Deerfield Wind Energy, LLC | 60883_G_WT2 | 60883 | G | WT2 |  | Onshore Wind |  | MIS_LMI | Michigan | 26 | Huron | 63 | 26063 | 74.5 | 0 | 2017 | 9999 |  |  | N | Wind | [13 empty] | 0 | 0 | 0 | 0 | [11 empty] | Deerfield Wind Energy LLC | 100 | RES Group | 100
Deerfield Wind Energy, LLC | 60883_G_WT3 | 60883 | G | WT3 |  | Onshore Wind |  | MIS_LMI | Michigan | 26 | Huron | 63 | 26063 | 32.9 | 0 | 2017 | 9999 |  |  | N | Wind | [13 empty] | 0 | 0 | 0 | 0 | [11 empty] | Deerfield Wind Energy LLC | 100 | RES Group | 100
Boulder Solar II, LLC | 60885_G_BSII | 60885 | G | BSII |  | Solar PV |  | WECC_SNV | Nevada | 32 | Clark | 3 | 32003 | 50 | 0 | 2017 | 9999 |  |  | N | Solar | [13 empty] | 0 | 0 | 0 | 0 | [11 empty] | Boulder Solar II LLC | 100 | SunPower Corp | 100
Pavant Solar III | 60886_G_PSIII | 60886 | G | PSIII |  | Solar PV |  | WECC_UT | Utah | 49 | Millard | 27 | 49027 | 20 | 0 | 2016 | 9999 |  |  | N | Solar | [13 empty] | 0 | 0 | 0 | 0 | [11 empty] | Pavant Solar III LLC | 100 | MVV Energie Group | 100
Sauk DPC Solar | 60887_G_PV1 | 60887 | G | PV1 |  | Solar PV |  | MIS_MNWI | Wisconsin | 55 | Vernon | 123 | 55123 | 1 | 0 | 2017 | 9999 |  |  | N | Solar | [13 empty] | 0 | 0 | 0 | 0 | [11 empty] | SoCore Energy LLC | 100 | SoCore Energy | 100
Lafayette DPC Solar | 60888_G_PV1 | 60888 | G | PV1 |  | Solar PV |  | MIS_MNWI | Wisconsin | 55 | Chippewa | 17 | 55017 | 1 | 0 | 2017 | 9999 |  |  | N | Solar | [13 empty] | 0 | 0 | 0 | 0 | [11 empty] | SoCore Energy LLC | 100 | SoCore Energy | 100
Conrath DPC Solar | 60889_G_PV1 | 60889 | G | PV1 |  | Solar PV |  | MIS_MNWI | Wisconsin | 55 | Rusk | 107 | 55107 | 1 | 0 | 2017 | 9999 |  |  | N | Solar | [13 empty] | 0 | 0 | 0 | 0 | [11 empty] | SoCore Energy LLC | 100 | SoCore Energy | 100
Lewis & Clark | 6089_G_2 | 6089 | G | 2 |  | Combustion Turbine | IC Engine | MIS_MAPP | Montana | 30 | Richland | 83 | 30083 | 9.1 | 10745 | 2016 | 9999 |  |  | N | Natural Gas | [13 empty] | 1.061 | 1.061 | 1.061 | 1.061 | [11 empty] | MDU Resources Group Inc | 100 | MDU Resources Group Inc | 100
Lewis & Clark | 6089_G_3 | 6089 | G | 3 |  | Combustion Turbine | IC Engine | MIS_MAPP | Montana | 30 | Richland | 83 | 30083 | 9.1 | 10745 | 2016 | 9999 |  |  | N | Natural Gas | [13 empty] | 0.00501 | 0.00501 | 0.00501 | 0.00501 | [11 empty] | MDU Resources Group Inc | 100 | MDU Resources Group Inc | 100
Warren DPC Solar | 60890_G_PV1 | 60890 | G | PV1 |  | Solar PV |  | MIS_MNWI | Wisconsin | 55 | St Croix | 109 | 55109 | 2.2 | 0 | 2017 | 9999 |  |  | N | Solar | [13 empty] | 0 | 0 | 0 | 0 | [11 empty] | SoCore Energy LLC | 100 | SoCore Energy | 100
Liberty Pole DPC Solar | 60891_G_PV1 | 60891 | G | PV1 |  | Solar PV |  | MIS_MNWI | Wisconsin | 55 | Vernon | 123 | 55123 | 1.1 | 0 | 2017 | 9999 |  |  | N | Solar | [13 empty] | 0 | 0 | 0 | 0 | [11 empty] | SoCore Energy LLC | 100 | SoCore Energy | 100
Downsville DPC Solar | 60892_G_PV1 | 60892 | G | PV1 |  | Solar PV |  | MIS_MNWI | Wisconsin | 55 | Dunn | 33 | 55033 | 1 | 0 | 2017 | 9999 |  |  | N | Solar | [13 empty] | 0 | 0 | 0 | 0 | [11 empty] | SoCore Energy LLC | 100 | SoCore Energy | 100
Mt. Hope DPC Solar | 60893_G_PV1 | 60893 | G | PV1 |  | Solar PV |  | MIS_WUMS | Wisconsin | 55 | Grant | 43 | 55043 | 1 | 0 | 2017 | 9999 |  |  | N | Solar | [13 empty] | 0 | 0 | 0 | 0 | [11 empty] | SoCore Energy LLC | 100 | SoCore Energy | 100
Medford DPC Solar | 60894_G_PV1 | 60894 | G | PV1 |  | Solar PV |  | MIS_WUMS | Wisconsin | 55 | Taylor | 119 | 55119 | 2 | 0 | 2017 | 9999 |  |  | N | Solar | [13 empty] | 0 | 0 | 0 | 0 | [11 empty] | SoCore Energy LLC | 100 | SoCore Energy | 100
Whistling Winds DPC Solar | 60895_G_PV1 | 60895 | G | PV1 |  | Solar PV |  | MIS_WUMS | Wisconsin | 55 | Juneau | 57 | 55057 | 1.5 | 0 | 2017 | 9999 |  |  | N | Solar | [13 empty] | 0 | 0 | 0 | 0 | [11 empty] | SoCore Energy LLC | 100 | SoCore Energy | 100
Cape Canaveral | 609_G_3A | 609 | G | 3A | 90801 | Combined Cycle |  | FRCC | Florida | 12 | Brevard | 9 | 12009 | 270.4 | 7050 | 2013 | 9999 |  |  | N | Natural Gas, Distillate Fuel Oil |  |  |  | DLNB + H2O | SCR | [8 empty] | 0.0079729 | 0.0079729 | 0.0079729 | 0.0079729 | [11 empty] | Florida Power & Light Co | 100 | NextEra Energy Inc | 100
Cape Canaveral | 609_G_3B | 609 | G | 3B | 90802 | Combined Cycle |  | FRCC | Florida | 12 | Brevard | 9 | 12009 | 270.4 | 7050 | 2013 | 9999 |  |  | N | Natural Gas, Distillate Fuel Oil |  |  |  | DLNB + H2O | SCR | [8 empty] | 0.0079729 | 0.0079729 | 0.0079729 | 0.0079729 | [11 empty] | Florida Power & Light Co | 100 | NextEra Energy Inc | 100
Cape Canaveral | 609_G_3C | 609 | G | 3C | 90803 | Combined Cycle |  | FRCC | Florida | 12 | Brevard | 9 | 12009 | 270.4 | 7050 | 2013 | 9999 |  |  | N | Natural Gas, Distillate Fuel Oil |  |  |  | DLNB + H2O | SCR | [8 empty] | 0.0079729 | 0.0079729 | 0.0079729 | 0.0079729 | [11 empty] | Florida Power & Light Co | 100 | NextEra Energy Inc | 100
Cape Canaveral | 609_G_3ST | 609 | G | 3ST | 90801 | Combined Cycle |  | FRCC | Florida | 12 | Brevard | 9 | 12009 | 478.8 | 7050 | 2013 | 9999 | Cell |  | N | Natural Gas, Distillate Fuel Oil |  |  |  | DLNB + H2O | SCR | [8 empty] | 0.0079729 | 0.0079729 | 0.0079729 | 0.0079729 | [11 empty] | Florida Power & Light Co | 100 | NextEra Energy Inc | 100
Willow Springs Wind Farm | 60901_G_WSPWF | 60901 | G | WSPWF |  | Onshore Wind |  | ERC_WEST | Texas | 48 | Haskell | 207 | 48207 | 250 | 0 | 2017 | 9999 |  |  | N | Wind | [13 empty] | 0 | 0 | 0 | 0 | [11 empty] | Willow Springs Windfarm LLC | 100 | Orsted | 100
Dermott Wind | 60902_G_DERM | 60902 | G | DERM |  | Onshore Wind |  | ERC_WEST | Texas | 48 | Scurry | 415 | 48415 | 253 | 0 | 2017 | 9999 |  |  | N | Wind | [13 empty] | 0 | 0 | 0 | 0 | [11 empty] | Dermott Wind LLC | 100 | Orsted | 100
Salem Harbor Station NGCC | 60903_G_1 | 60903 | G | 1 | 91204 | Combined Cycle |  | NENGREST | Massachusetts | 25 | Essex | 9 | 25009 | 134.5 | 7050 | 2018 | 9999 |  |  | N | Natural Gas |  |  |  | DLNB | SCR | [8 empty] | 0.007251 | 0.007251 | 0.007251 | 0.007251 | [11 empty] | Footprint Power Salem Harbor Operations LLC | 100 | Footprint Power LLC | 100
Salem Harbor Station NGCC | 60903_G_2 | 60903 | G | 2 | 91205 | Combined Cycle |  | NENGREST | Massachusetts | 25 | Essex | 9 | 25009 | 134.2 | 7050 | 2018 | 9999 |  |  | N | Natural Gas |  |  |  | DLNB | SCR | [8 empty] | 0.0090653 | 0.0090653 | 0.0090653 | 0.0090653 | [11 empty] | Footprint Power Salem Harbor Operations LLC | 100 | Footprint Power LLC | 100
Salem Harbor Station NGCC | 60903_G_3 | 60903 | G | 3 |  | Combined Cycle |  | NENGREST | Massachusetts | 25 | Essex | 9 | 25009 | 204.4 | 7050 | 2018 | 9999 |  |  | N | Natural Gas |  |  |  |  | SCR | [8 empty] | 0.007251 | 0.007251 | 0.007251 | 0.007251 | [11 empty] | Footprint Power Salem Harbor Operations LLC | 100 | Footprint Power LLC | 100
Salem Harbor Station NGCC | 60903_G_4 | 60903 | G | 4 |  | Combined Cycle |  | NENGREST | Massachusetts | 25 | Essex | 9 | 25009 | 204 | 7050 | 2018 | 9999 |  |  | N | Natural Gas |  |  |  |  | SCR | [8 empty] | 0.0090653 | 0.0090653 | 0.0090653 | 0.0090653 | [11 empty] | Footprint Power Salem Harbor Operations LLC | 100 | Footprint Power LLC | 100
Time Warner Cable - Knowles | 60904_G_PV1 | 60904 | G | PV1 |  | Solar PV |  | NY_Z_C&E | New York | 36 | Steuben | 101 | 36101 | 2 | 0 | 2018 | 9999 |  |  | N | Solar | [13 empty] | 0 | 0 | 0 | 0 | [11 empty] | Tesla Inc | 100 | Tesla Inc | 100
Oliver Wind III, LLC | 60905_G_WT1 | 60905 | G | WT1 |  | Onshore Wind |  | MIS_MAPP | North Dakota | 38 | Morton | 59 | 38059 | 99.3 | 0 | 2017 | 9999 |  |  | N | Wind | [13 empty] | 0 | 0 | 0 | 0 | [11 empty] | Oliver Wind III LLC | 100 | NextEra Energy Inc | 100
Mt. Tom Solar Project Hybrid | 60906_G_BA1 | 60906 | G | BA1 |  | Energy Storage |  | NENGREST | Massachusetts | 25 | Hampden | 13 | 25013 | 3.1 | 0 | 2019 | 9999 |  |  | N | Energy Storage | [13 empty] | 0 | 0 | 0 | 0 | [11 empty] | Green Charge | 100 | ENGIE SA | 100
Mt. Tom Solar Project Hybrid | 60906_G_PV1 | 60906 | G | PV1 |  | Solar PV |  | NENGREST | Massachusetts | 25 | Hampden | 13 | 25013 | 4.5 | 0 | 2017 | 9999 |  |  | N | Solar | [13 empty] | 0 | 0 | 0 | 0 | [11 empty] | Mt Tom Solar LLC | 100 | ENGIE SA | 100
Northampton Landfill Solar PV | 60908_G_62380 | 60908 | G | 62380 |  | Solar PV |  | NENGREST | Massachusetts | 25 | Hampshire | 15 | 25015 | 2.4 | 0 | 2017 | 9999 |  |  | N | Solar | [13 empty] | 0 | 0 | 0 | 0 | [11 empty] | Glendale Road Solar PV LLC | 100 | Ameresco Inc | 100
Hartford Landfill Solar EGF | 60909_G_PV1 | 60909 | G | PV1 |  | Solar PV |  | NENG_CT | Connecticut | 9 | Hartford | 3 | 09003 | 1 | 0 | 2014 | 9999 |  |  | N | Solar | [13 empty] | 0 | 0 | 0 | 0 | [11 empty] | Materials Innovation Recycling Authority | 100 | Materials Innovation & Recycling Authority | 100
NET Power La Porte Station | 60910_G_NPLPS | 60910 | G | NPLPS |  | Combustion Turbine |  | ERC_REST | Texas | 48 | Harris | 201 | 48201 | 25.5 | 10745 | 2019 | 9999 |  |  | N | Natural Gas | [13 empty] | 0.011 | 0.011 | 0.011 | 0.011 | [6 empty] | Y | 1.0 |  |  |  | NET Power LLC | 100 | NET Power LLC | 100
Green Energy Machine | 60911_G_GRN | 60911 | G | GRN |  | Onshore Wind |  | MIS_MIDA | Iowa | 19 | Cass | 29 | 19029 | 1.7 | 0 | 2016 | 9999 |  |  | N | Wind | [13 empty] | 0 | 0 | 0 | 0 | [11 empty] | Green Energy Machine LLC | 100 | Green Energy Machine LLC | 100
Cold River Road Solar | 60912_G_PV1 | 60912 | G | PV1 |  | Solar PV |  | NENGREST | Vermont | 50 | Rutland | 21 | 50021 | 2.3 | 0 | 2016 | 9999 |  |  | N | Solar | [13 empty] | 0 | 0 | 0 | 0 | [11 empty] | Rutland Renewable Energy LLC | 100 | American Electric Power Co Inc | 100
Ohio Northern University Solar Site | 60913_G_PV1 | 60913 | G | PV1 |  | Solar PV |  | PJM_West | Ohio | 39 | Hardin | 65 | 39065 | 1.7 | 0 | 2016 | 9999 |  |  | N | Solar | [13 empty] | 0 | 0 | 0 | 0 | [11 empty] | Ohio Northern Univ | 100 | Ohio Northern Univ | 100
Ohio Northern University Solar Site | 60913_G_PV2 | 60913 | G | PV2 |  | Solar PV |  | PJM_West | Ohio | 39 | Hardin | 65 | 39065 | 1 | 0 | 2018 | 9999 |  |  | N | Solar | [13 empty] | 0 | 0 | 0 | 0 | [11 empty] | Ohio Northern Univ | 100 | Ohio Northern Univ | 100
Westmont 300B | 60914_G_W5328 | 60914 | G | W5328 |  | Solar PV |  | WEC_LADW | California | 6 | Los Angeles | 37 | 06037 | 2.3 | 0 | 2016 | 9999 |  |  | N | Solar | [13 empty] | 0 | 0 | 0 | 0 | [11 empty] | TGC Westmont Holdings LLC | 100 | True Green Capital Management LLC | 100
Correctional Solar LLC | 60915_G_PV1 | 60915 | G | PV1 |  | Solar PV |  | PJM_Dom | Virginia | 51 | New Kent | 127 | 51127 | 20 | 0 | 2017 | 9999 |  |  | N | Solar | [13 empty] | 0 | 0 | 0 | 0 | [11 empty] | Correctional Solar LLC | 100 | Correctional Solar LLC | 100
Sappony Solar LLC | 60916_G_PV1 | 60916 | G | PV1 |  | Solar PV |  | PJM_Dom | Virginia | 51 | Sussex | 183 | 51183 | 20 | 0 | 2017 | 9999 |  |  | N | Solar | [13 empty] | 0 | 0 | 0 | 0 | [11 empty] | Sussex Drive Solar Project LLC | 100 | Sussex Drive Solar Project LLC | 100
Buckingham Solar LLC | 60917_G_PV1 | 60917 | G | PV1 |  | Solar PV |  | PJM_Dom | Virginia | 51 | Buckingham | 29 | 51029 | 19.8 | 0 | 2017 | 9999 |  |  | N | Solar | [13 empty] | 0 | 0 | 0 | 0 | [11 empty] | Buckingham Solar I LLC | 100 | Dominion Energy Inc | 100
Verwey-Hanford Dairy Digester #1 | 60918_G_00003 | 60918 | G | 00003 |  | Non-Fossil Waste |  | WEC_CALN | California | 6 | Kings | 31 | 06031 | 1 | 15053 | 2016 | 9999 |  |  | N | Non-Fossil Waste | [13 empty] | 0 | 0 | 0 | 0 | [11 empty] | Hanford Renewable Energy LLC | 100 | Philip Verwey Farms | 100
Shakopee Met Council WTP | 60919_G_SHAK | 60919 | G | SHAK |  | Solar PV |  | MIS_MNWI | Minnesota | 27 | Scott | 139 | 27139 | 1.3 | 0 | 2016 | 9999 |  |  | N | Solar | [13 empty] | 0 | 0 | 0 | 0 | [11 empty] | Metropolitan Council (MN) | 100 | Metropolitan Council (MN) | 100
Viper Solar | 60920_G_PV1 | 60920 | G | PV1 |  | Solar PV |  | S_VACA | North Carolina | 37 | Cumberland | 51 | 37051 | 2 | 0 | 2017 | 9999 |  |  | N | Solar | [13 empty] | 0 | 0 | 0 | 0 | [11 empty] | Viper Solar LLC | 100 | Cypress Creek Holdings LLC | 100
Scarlet Solar | 60921_G_PV1 | 60921 | G | PV1 |  | Solar PV |  | S_VACA | North Carolina | 37 | Lenoir | 107 | 37107 | 2 | 0 | 2017 | 9999 |  |  | N | Solar | [13 empty] | 0 | 0 | 0 | 0 | [11 empty] | Scarlet Solar LLC | 100 | Cypress Creek Holdings LLC | 100
Ruskin Solar | 60922_G_PV1 | 60922 | G | PV1 |  | Solar PV |  | S_VACA | North Carolina | 37 | Wayne | 191 | 37191 | 2 | 0 | 2017 | 9999 |  |  | N | Solar | [13 empty] | 0 | 0 | 0 | 0 | [11 empty] | Ruskin Solar LLC | 100 | Cypress Creek Holdings LLC | 100
Clyde Solar Array | 60923_G_PV1 | 60923 | G | PV1 |  | Solar PV |  | PJM_ATSI | Ohio | 39 | Sandusky | 143 | 39143 | 2.8 | 0 | 2016 | 9999 |  |  | N | Solar | [13 empty] | 0 | 0 | 0 | 0 | [11 empty] | AEP OnSite Partners LLC | 100 | American Electric Power Co Inc | 100
Ozarks Natural Energy Community Solar | 60924_G_GEN1 | 60924 | G | GEN1 |  | Solar PV |  | SPP_WEST | Arkansas | 5 | Washington | 143 | 05143 | 1 | 0 | 2016 | 9999 |  |  | N | Solar | [13 empty] | 0 | 0 | 0 | 0 | [11 empty] | Ozarks Electric Coop Corp | 100 | Ozarks Electric Coop Corp | 100
St. Charles Power Station (LA) | 60926_G_1A | 60926 | G | 1A | 91295 | Combined Cycle |  | MIS_AMSO | Louisiana | 22 | St Charles | 89 | 22089 | 250 | 7050 | 2019 | 9999 |  |  | N | Natural Gas |  |  |  | DLNB | SCR | [8 empty] | 0.0064965 | 0.0064965 | 0.0064965 | 0.0064965 | [11 empty] | Entergy Services LLC | 100 | Entergy Corp | 100
St. Charles Power Station (LA) | 60926_G_1B | 60926 | G | 1B | 91296 | Combined Cycle |  | MIS_AMSO | Louisiana | 22 | St Charles | 89 | 22089 | 250 | 7050 | 2019 | 9999 |  |  | N | Natural Gas |  |  |  | DLNB | SCR | [8 empty] | 0.0064965 | 0.0064965 | 0.0064965 | 0.0064965 | [11 empty] | Entergy Services LLC | 100 | Entergy Corp | 100
St. Charles Power Station (LA) | 60926_G_1C | 60926 | G | 1C | 91295 | Combined Cycle |  | MIS_AMSO | Louisiana | 22 | St Charles | 89 | 22089 | 500 | 7050 | 2019 | 9999 |  |  | N | Natural Gas |  |  |  |  | SCR | [8 empty] | 0.0064965 | 0.0064965 | 0.0064965 | 0.0064965 | [11 empty] | Entergy Services LLC | 100 | Entergy Corp | 100
Lake Charles Power | 60927_G_1A | 60927 | G | 1A |  | Combined Cycle |  | MIS_WOTA | Louisiana | 22 | Calcasieu | 19 | 22019 | 250 | 7050 | 2020 | 9999 |  |  | N | Natural Gas | [13 empty] | 0.011 | 0.011 | 0.011 | 0.011 | [11 empty] | Entergy Services LLC | 100 | Entergy Corp | 100
Lake Charles Power | 60927_G_1B | 60927 | G | 1B |  | Combined Cycle |  | MIS_WOTA | Louisiana | 22 | Calcasieu | 19 | 22019 | 250 | 7050 | 2020 | 9999 |  |  | N | Natural Gas | [13 empty] | 0.011 | 0.011 | 0.011 | 0.011 | [11 empty] | Entergy Services LLC | 100 | Entergy Corp | 100
Lake Charles Power | 60927_G_1C | 60927 | G | 1C |  | Combined Cycle |  | MIS_WOTA | Louisiana | 22 | Calcasieu | 19 | 22019 | 500 | 7050 | 2020 | 9999 |  |  | N | Natural Gas | [13 empty] | 0.011 | 0.011 | 0.011 | 0.011 | [11 empty] | Entergy Services LLC | 100 | Entergy Corp | 100
New Orleans Power | 60928_G_1 | 60928 | G | 1 |  | Combustion Turbine |  | MIS_AMSO | Louisiana | 22 | Orleans | 71 | 22071 | 250 | 10745 | 2020 | 9999 |  |  | N | Natural Gas | [13 empty] | 0.011 | 0.011 | 0.011 | 0.011 | [11 empty] | Entergy New Orleans Inc | 100 | Entergy Corp | 100
Red Oak Solar Farm, LLC | 60929_G_RDOAK | 60929 | G | RDOAK |  | Solar PV |  | S_VACA | North Carolina | 37 | Nash | 127 | 37127 | 4.9 | 0 | 2016 | 9999 |  |  | N | Solar | [13 empty] | 0 | 0 | 0 | 0 | [11 empty] | Red Oak Solar Farm LLC | 100 | Strata Solar LLC | 100
Dublin Solar I | 60930_G_DUBL1 | 60930 | G | DUBL1 |  | Solar PV |  | S_SOU | Georgia | 13 | Laurens | 175 | 13175 | 4.1 | 0 | 2015 | 9999 |  |  | N | Solar | [13 empty] | 0 | 0 | 0 | 0 | [11 empty] | Dublin Solar I LLC | 100 | Georgia Solar Holdings LLC | 100
CCC Hastings Wind Turbine | 60931_G_WT1 | 60931 | G | WT1 |  | Onshore Wind |  | SPP_NEBR | Nebraska | 31 | Adams | 1 | 31001 | 1.7 | 0 | 2016 | 9999 |  |  | N | Wind | [13 empty] | 0 | 0 | 0 | 0 | [11 empty] | CCC Hastings Renewable Energy LLC | 100 | Bluestem LLC | 100
Creston Ridge Wind Farm | 60932_G_WT1 | 60932 | G | WT1 |  | Onshore Wind |  | SPP_NEBR | Nebraska | 31 | Platte | 141 | 31141 | 6.8 | 0 | 2015 | 9999 |  |  | N | Wind | [13 empty] | 0 | 0 | 0 | 0 | [11 empty] | Creston Ridge II LLC | 100 | Bluestem LLC | 100
Hopewell Cogeneration NJ | 60933_G_GEN1 | 60933 | G | GEN1 |  | Combustion Turbine | IC Engine | PJM_EMAC | New Jersey | 34 | Mercer | 21 | 34021 | 2 | 9871 | 2015 | 9999 |  |  | Y | Natural Gas | [13 empty] | 0.23772 | 0.23772 | 0.23772 | 0.23772 | [11 empty] | Bristol Myers Squibb Co | 100 | Bristol Myers Squibb Co | 100
Hopewell Cogeneration NJ | 60933_G_GEN2 | 60933 | G | GEN2 |  | Combustion Turbine | IC Engine | PJM_EMAC | New Jersey | 34 | Mercer | 21 | 34021 | 2 | 9871 | 2015 | 9999 |  |  | Y | Natural Gas | [13 empty] | 0.23772 | 0.23772 | 0.23772 | 0.23772 | [11 empty] | Bristol Myers Squibb Co | 100 | Bristol Myers Squibb Co | 100
GRE Marshan Solar | 60935_G_PV1 | 60935 | G | PV1 |  | Solar PV |  | MIS_MNWI | Minnesota | 27 | Dakota | 37 | 27037 | 1 | 0 | 2017 | 9999 |  |  | N | Solar | [13 empty] | 0 | 0 | 0 | 0 | [11 empty] | SoCore Energy LLC | 100 | SoCore Energy | 100
New Auburn DPC Solar | 60936_G_PV1 | 60936 | G | PV1 |  | Solar PV |  | MIS_MNWI | Wisconsin | 55 | Chippewa | 17 | 55017 | 2.5 | 0 | 2018 | 9999 |  |  | N | Solar | [13 empty] | 0 | 0 | 0 | 0 | [11 empty] | SoCore Energy LLC | 100 | SoCore Energy | 100
Antlia Community Solar | 60937_G_IACS1 | 60937 | G | IACS1 |  | Solar PV |  | MIS_MNWI | Minnesota | 27 | Pipestone | 117 | 27117 | 0.9 | 0 | 2017 | 9999 |  |  | N | Solar | [13 empty] | 0 | 0 | 0 | 0 | [11 empty] | Antlia Community Solar | 100 | Rahn Group | 100
Antlia Community Solar | 60937_G_IACS2 | 60937 | G | IACS2 |  | Solar PV |  | MIS_MNWI | Minnesota | 27 | Pipestone | 117 | 27117 | 0.9 | 0 | 2017 | 9999 |  |  | N | Solar | [13 empty] | 0 | 0 | 0 | 0 | [11 empty] | Antlia Community Solar | 100 | Rahn Group | 100
Aries Community Solar | 60938_G_AACS1 | 60938 | G | AACS1 |  | Solar PV |  | MIS_MNWI | Minnesota | 27 | Dodge | 39 | 27039 | 0.9 | 0 | 2017 | 9999 |  |  | N | Solar | [13 empty] | 0 | 0 | 0 | 0 | [11 empty] | Aries Community Solar | 100 | Aries Community Solar | 100
Aries Community Solar | 60938_G_AACS2 | 60938 | G | AACS2 |  | Solar PV |  | MIS_MNWI | Minnesota | 27 | Dodge | 39 | 27039 | 0.9 | 0 | 2017 | 9999 |  |  | N | Solar | [13 empty] | 0 | 0 | 0 | 0 | [11 empty] | Aries Community Solar | 100 | Aries Community Solar | 100
Aries Community Solar | 60938_G_AACS3 | 60938 | G | AACS3 |  | Solar PV |  | MIS_MNWI | Minnesota | 27 | Dodge | 39 | 27039 | 0.9 | 0 | 2017 | 9999 |  |  | N | Solar | [13 empty] | 0 | 0 | 0 | 0 | [11 empty] | Aries Community Solar | 100 | Aries Community Solar | 100
Aries Community Solar | 60938_G_AACS4 | 60938 | G | AACS4 |  | Solar PV |  | MIS_MNWI | Minnesota | 27 | Dodge | 39 | 27039 | 0.9 | 0 | 2017 | 9999 |  |  | N | Solar | [13 empty] | 0 | 0 | 0 | 0 | [11 empty] | Aries Community Solar | 100 | Aries Community Solar | 100
Centaurus Community Solar | 60939_G_KCCS1 | 60939 | G | KCCS1 |  | Solar PV |  | MIS_MNWI | Minnesota | 27 | Chippewa | 23 | 27023 | 0.9 | 0 | 2017 | 9999 |  |  | N | Solar | [13 empty] | 0 | 0 | 0 | 0 | [11 empty] | Centaurus Community Solar | 100 | Centaurus Community Solar | 100
Centaurus Community Solar | 60939_G_KCCS2 | 60939 | G | KCCS2 |  | Solar PV |  | MIS_MNWI | Minnesota | 27 | Chippewa | 23 | 27023 | 0.9 | 0 | 2017 | 9999 |  |  | N | Solar | [13 empty] | 0 | 0 | 0 | 0 | [11 empty] | Centaurus Community Solar | 100 | Centaurus Community Solar | 100
Gemini Community Solar | 60940_G_LGCS1 | 60940 | G | LGCS1 |  | Solar PV |  | MIS_MNWI | Minnesota | 27 | Washington | 163 | 27163 | 0.9 | 0 | 2017 | 9999 |  |  | N | Solar | [13 empty] | 0 | 0 | 0 | 0 | [11 empty] | Berkshire Hathaway Energy Co | 100 | Berkshire Hathaway Inc | 100
Gemini Community Solar | 60940_G_LGCS2 | 60940 | G | LGCS2 |  | Solar PV |  | MIS_MNWI | Minnesota | 27 | Washington | 163 | 27163 | 0.9 | 0 | 2017 | 9999 |  |  | N | Solar | [13 empty] | 0 | 0 | 0 | 0 | [11 empty] | Berkshire Hathaway Energy Co | 100 | Berkshire Hathaway Inc | 100
Gemini Community Solar | 60940_G_LGCS3 | 60940 | G | LGCS3 |  | Solar PV |  | MIS_MNWI | Minnesota | 27 | Washington | 163 | 27163 | 0.9 | 0 | 2017 | 9999 |  |  | N | Solar | [13 empty] | 0 | 0 | 0 | 0 | [11 empty] | Berkshire Hathaway Energy Co | 100 | Berkshire Hathaway Inc | 100
Mapleton Community Solar | 60941_G_DMCS1 | 60941 | G | DMCS1 |  | Solar PV |  | MIS_MNWI | Minnesota | 27 | Blue Earth | 13 | 27013 | 0.9 | 0 | 2017 | 9999 |  |  | N | Solar | [13 empty] | 0 | 0 | 0 | 0 | [11 empty] | Mapleton Community Solar | 100 | Mapleton Community Solar | 100
Mapleton Community Solar | 60941_G_DMCS2 | 60941 | G | DMCS2 |  | Solar PV |  | MIS_MNWI | Minnesota | 27 | Blue Earth | 13 | 27013 | 0.9 | 0 | 2017 | 9999 |  |  | N | Solar | [13 empty] | 0 | 0 | 0 | 0 | [11 empty] | Mapleton Community Solar | 100 | Mapleton Community Solar | 100
Mapleton Community Solar | 60941_G_DMCS3 | 60941 | G | DMCS3 |  | Solar PV |  | MIS_MNWI | Minnesota | 27 | Blue Earth | 13 | 27013 | 0.9 | 0 | 2017 | 9999 |  |  | N | Solar | [13 empty] | 0 | 0 | 0 | 0 | [11 empty] | Mapleton Community Solar | 100 | Mapleton Community Solar | 100
Morgan Community Solar | 60942_G_BMCS1 | 60942 | G | BMCS1 |  | Solar PV |  | MIS_MNWI | Minnesota | 27 | Redwood | 127 | 27127 | 0.9 | 0 | 2017 | 9999 |  |  | N | Solar | [13 empty] | 0 | 0 | 0 | 0 | [11 empty] | Morgan Community Solar | 100 | Morgan Community Solar | 100
Morgan Community Solar | 60942_G_BMCS2 | 60942 | G | BMCS2 |  | Solar PV |  | MIS_MNWI | Minnesota | 27 | Redwood | 127 | 27127 | 0.9 | 0 | 2017 | 9999 |  |  | N | Solar | [13 empty] | 0 | 0 | 0 | 0 | [11 empty] | Morgan Community Solar | 100 | Morgan Community Solar | 100
Morgan Community Solar | 60942_G_BMCS3 | 60942 | G | BMCS3 |  | Solar PV |  | MIS_MNWI | Minnesota | 27 | Redwood | 127 | 27127 | 0.9 | 0 | 2017 | 9999 |  |  | N | Solar | [13 empty] | 0 | 0 | 0 | 0 | [11 empty] | Morgan Community Solar | 100 | Morgan Community Solar | 100
Spica Community Solar | 60943_G_MSCS1 | 60943 | G | MSCS1 |  | Solar PV |  | MIS_MNWI | Minnesota | 27 | Kandiyohi | 67 | 27067 | 0.9 | 0 | 2017 | 9999 |  |  | N | Solar | [13 empty] | 0 | 0 | 0 | 0 | [11 empty] | Spica Community Solar | 100 | Spica Community Solar | 100
Spica Community Solar | 60943_G_MSCS2 | 60943 | G | MSCS2 |  | Solar PV |  | MIS_MNWI | Minnesota | 27 | Kandiyohi | 67 | 27067 | 0.9 | 0 | 2017 | 9999 |  |  | N | Solar | [13 empty] | 0 | 0 | 0 | 0 | [11 empty] | Spica Community Solar | 100 | Spica Community Solar | 100
Vega Community Solar | 60944_G_NVCS1 | 60944 | G | NVCS1 |  | Solar PV |  | MIS_MNWI | Minnesota | 27 | Pope | 121 | 27121 | 0.9 | 0 | 2017 | 9999 |  |  | N | Solar | [13 empty] | 0 | 0 | 0 | 0 | [11 empty] | Vega Community Solar | 100 | Berkshire Hathaway Inc | 100
Vega Community Solar | 60944_G_NVCS2 | 60944 | G | NVCS2 |  | Solar PV |  | MIS_MNWI | Minnesota | 27 | Pope | 121 | 27121 | 0.9 | 0 | 2017 | 9999 |  |  | N | Solar | [13 empty] | 0 | 0 | 0 | 0 | [11 empty] | Vega Community Solar | 100 | Berkshire Hathaway Inc | 100
Vega Community Solar | 60944_G_NVCS3 | 60944 | G | NVCS3 |  | Solar PV |  | MIS_MNWI | Minnesota | 27 | Pope | 121 | 27121 | 0.9 | 0 | 2017 | 9999 |  |  | N | Solar | [13 empty] | 0 | 0 | 0 | 0 | [11 empty] | Vega Community Solar | 100 | Berkshire Hathaway Inc | 100
Vega Community Solar | 60944_G_NVCS4 | 60944 | G | NVCS4 |  | Solar PV |  | MIS_MNWI | Minnesota | 27 | Pope | 121 | 27121 | 0.9 | 0 | 2017 | 9999 |  |  | N | Solar | [13 empty] | 0 | 0 | 0 | 0 | [11 empty] | Vega Community Solar | 100 | Berkshire Hathaway Inc | 100
Vega Community Solar | 60944_G_NVCS5 | 60944 | G | NVCS5 |  | Solar PV |  | MIS_MNWI | Minnesota | 27 | Pope | 121 | 27121 | 0.9 | 0 | 2017 | 9999 |  |  | N | Solar | [13 empty] | 0 | 0 | 0 | 0 | [11 empty] | Vega Community Solar | 100 | Berkshire Hathaway Inc | 100
Spartan PV 1, LLC | 60945_G_PV1 | 60945 | G | PV1 |  | Solar PV |  | MIS_LMI | Michigan | 26 | Ingham | 65 | 26065 | 10.5 | 0 | 2017 | 9999 |  |  | N | Solar | [13 empty] | 0 | 0 | 0 | 0 | [11 empty] | Spartan PV 1 LLC | 100 | Innergex Renewable Energy Inc | 100
Jacumba Solar Farm | 60947_G_Q644A | 60947 | G | Q644A |  | Solar PV |  | WEC_SDGE | California | 6 | San Diego | 73 | 06073 | 20 | 0 | 2017 | 9999 |  |  | N | Solar | [13 empty] | 0 | 0 | 0 | 0 | [11 empty] | Jacumba Solar LLC | 100 | NextEra Energy Inc | 100
West Dubuque Solar | 60951_G_PV1 | 60951 | G | PV1 |  | Solar PV |  | MIS_IA | Iowa | 19 | Dubuque | 61 | 19061 | 3.5 | 0 | 2017 | 9999 |  |  | N | Solar | [13 empty] | 0 | 0 | 0 | 0 | [11 empty] | Interstate Power & Light Co | 100 | Alliant Energy Corp | 100
Owens Valley Solar Project 11 | 60953_G_W5381 | 60953 | G | W5381 |  | Solar PV |  | WECC_SCE | California | 6 | Inyo | 27 | 06027 | 1 | 0 | 2016 | 9999 |  |  | N | Solar | [13 empty] | 0 | 0 | 0 | 0 | [11 empty] | Munro Valley Solar LLC | 100 | Allco Finance Group Limited | 100
VEC Magee Hill Solar | 60954_G_PV1 | 60954 | G | PV1 |  | Solar PV |  | NENGREST | Vermont | 50 | Chittenden | 7 | 50007 | 1.3 | 0 | 2017 | 9999 |  |  | N | Solar | [13 empty] | 0 | 0 | 0 | 0 | [11 empty] | SoCore Energy LLC | 100 | SoCore Energy | 100
Strawberry Point DPC Solar | 60955_G_PV1 | 60955 | G | PV1 |  | Solar PV |  | MIS_IA | Iowa | 19 | Clayton | 43 | 19043 | 1.3 | 0 | 2017 | 9999 |  |  | N | Solar | [13 empty] | 0 | 0 | 0 | 0 | [11 empty] | SoCore Energy LLC | 100 | SoCore Energy | 100
Westar Cities Solar | 60956_G_PV1 | 60956 | G | PV1 |  | Solar PV |  | SPP_N | Kansas | 20 | Reno | 155 | 20155 | 1 | 0 | 2017 | 9999 |  |  | N | Solar | [13 empty] | 0 | 0 | 0 | 0 | [11 empty] | SoCore 2016 ProjectCo 8 LLC | 100 | SoCore Energy | 100
Sand Lake DPC Solar | 60957_G_PV1 | 60957 | G | PV1 |  | Solar PV |  | MIS_MNWI | Wisconsin | 55 | Polk | 95 | 55095 | 1 | 0 | 2017 | 9999 |  |  | N | Solar | [13 empty] | 0 | 0 | 0 | 0 | [11 empty] | SoCore Energy LLC | 100 | SoCore Energy | 100
Nesvold Watertown Solar | 60958_G_PV1 | 60958 | G | PV1 |  | Solar PV |  | MIS_MNWI | Minnesota | 27 | Carver | 19 | 27019 | 1 | 0 | 2018 | 9999 |  |  | N | Solar | [13 empty] | 0 | 0 | 0 | 0 | [11 empty] | SoCore Energy LLC | 100 | SoCore Energy | 100
Nesvold Watertown Solar | 60958_G_PV2 | 60958 | G | PV2 |  | Solar PV |  | MIS_MNWI | Minnesota | 27 | Carver | 19 | 27019 | 1 | 0 | 2018 | 9999 |  |  | N | Solar | [13 empty] | 0 | 0 | 0 | 0 | [11 empty] | SoCore Energy LLC | 100 | SoCore Energy | 100
Nesvold Watertown Solar | 60958_G_PV3 | 60958 | G | PV3 |  | Solar PV |  | MIS_MNWI | Minnesota | 27 | Carver | 19 | 27019 | 1 | 0 | 2018 | 9999 |  |  | N | Solar | [13 empty] | 0 | 0 | 0 | 0 | [11 empty] | SoCore Energy LLC | 100 | SoCore Energy | 100
Nesvold Watertown Solar | 60958_G_PV4 | 60958 | G | PV4 |  | Solar PV |  | MIS_MNWI | Minnesota | 27 | Carver | 19 | 27019 | 1 | 0 | 2018 | 9999 |  |  | N | Solar | [13 empty] | 0 | 0 | 0 | 0 | [11 empty] | SoCore Energy LLC | 100 | SoCore Energy | 100
Nesvold Watertown Solar | 60958_G_PV5 | 60958 | G | PV5 |  | Solar PV |  | MIS_MNWI | Minnesota | 27 | Carver | 19 | 27019 | 1 | 0 | 2018 | 9999 |  |  | N | Solar | [13 empty] | 0 | 0 | 0 | 0 | [11 empty] | SoCore Energy LLC | 100 | SoCore Energy | 100
Chocksett Rd Energy Storage Project | 60959_G_BA1 | 60959 | G | BA1 |  | Energy Storage |  | NENGREST | Massachusetts | 25 | Worcester | 27 | 25027 | 3.9 | 0 | 2017 | 9999 |  |  | N | Energy Storage | [13 empty] | 0 | 0 | 0 | 0 | [11 empty] | Sterling Municipal Light Dept | 100 | Sterling Municipal Light Dept | 100
Hyperion Treatment Plant CHP Plant | 60960_G_CTG1 | 60960 | G | CTG1 |  | Non-Fossil Waste |  | WEC_LADW | California | 6 | Los Angeles | 37 | 06037 | 10 | 13500 | 2017 | 9999 |  |  | N | Non-Fossil Waste | [13 empty] | 0 | 0 | 0 | 0 | [11 empty] | Los Angeles County Dept of Public Works | 100 | Los Angeles County Dept of Public Works | 100
Hyperion Treatment Plant CHP Plant | 60960_G_CTG2 | 60960 | G | CTG2 |  | Non-Fossil Waste |  | WEC_LADW | California | 6 | Los Angeles | 37 | 06037 | 10 | 13500 | 2017 | 9999 |  |  | N | Non-Fossil Waste | [13 empty] | 0 | 0 | 0 | 0 | [11 empty] | Los Angeles County Dept of Public Works | 100 | Los Angeles County Dept of Public Works | 100
Hyperion Treatment Plant CHP Plant | 60960_G_STG1 | 60960 | G | STG1 |  | Non-Fossil Waste |  | WEC_LADW | California | 6 | Los Angeles | 37 | 06037 | 2 | 13500 | 2017 | 9999 |  |  | N | Non-Fossil Waste | [13 empty] | 0 | 0 | 0 | 0 | [11 empty] | Los Angeles County Dept of Public Works | 100 | Los Angeles County Dept of Public Works | 100
Violet Solar | 60961_G_PV1 | 60961 | G | PV1 |  | Solar PV |  | S_VACA | North Carolina | 37 | Cabarrus | 25 | 37025 | 5 | 0 | 2018 | 9999 |  |  | N | Solar | [13 empty] | 0 | 0 | 0 | 0 | [11 empty] | Violet Solar LLC | 100 | Violet Solar LLC | 100
Red Maple Solar | 60962_G_PV1 | 60962 | G | PV1 |  | Solar PV |  | MIS_MNWI | Minnesota | 27 | Le Sueur | 79 | 27079 | 1 | 0 | 2018 | 9999 |  |  | N | Solar | [13 empty] | 0 | 0 | 0 | 0 | [11 empty] | SoCore Energy LLC | 100 | SoCore Energy | 100
Red Maple Solar | 60962_G_PV2 | 60962 | G | PV2 |  | Solar PV |  | MIS_MNWI | Minnesota | 27 | Le Sueur | 79 | 27079 | 1 | 0 | 2018 | 9999 |  |  | N | Solar | [13 empty] | 0 | 0 | 0 | 0 | [11 empty] | SoCore Energy LLC | 100 | SoCore Energy | 100
Red Maple Solar | 60962_G_PV3 | 60962 | G | PV3 |  | Solar PV |  | MIS_MNWI | Minnesota | 27 | Le Sueur | 79 | 27079 | 1 | 0 | 2018 | 9999 |  |  | N | Solar | [13 empty] | 0 | 0 | 0 | 0 | [11 empty] | SoCore Energy LLC | 100 | SoCore Energy | 100
Apache Solar 1 | 60964_G_AEPS1 | 60964 | G | AEPS1 |  | Solar PV |  | WECC_AZ | Arizona | 4 | Cochise | 3 | 04003 | 20 | 0 | 2017 | 9999 |  |  | N | Solar | [13 empty] | 0 | 0 | 0 | 0 | [11 empty] | Arizona Electric Power Coop Inc | 100 | Arizona Electric Power Coop Inc | 100
Cotten Farm, LLC | 60965_G_COT | 60965 | G | COT |  | Solar PV |  | S_VACA | North Carolina | 37 | Lee | 105 | 37105 | 4.9 | 0 | 2016 | 9999 |  |  | N | Solar | [13 empty] | 0 | 0 | 0 | 0 | [11 empty] | Cotten Farm LLC | 100 | Strata Solar LLC | 100
Lind Solar CSG | 60966_G_S0222 | 60966 | G | S0222 |  | Solar PV |  | MIS_MNWI | Minnesota | 27 | Carver | 19 | 27019 | 4.9 | 0 | 2017 | 9999 |  |  | N | Solar | [13 empty] | 0 | 0 | 0 | 0 | [11 empty] | Terraform Power Inc | 100 | Brookfield Asset Management Inc | 100
Onyx - Lamphear Road CSG | 60967_G_10016 | 60967 | G | 10016 |  | Solar PV |  | NY_Z_C&E | New York | 36 | Oneida | 65 | 36065 | 2 | 0 | 2016 | 9999 |  |  | N | Solar | [13 empty] | 0 | 0 | 0 | 0 | [11 empty] | groSolar | 100 | groSolar | 100
Scott-II Solar LLC | 60968_G_PV1 | 60968 | G | PV1 |  | Solar PV |  | PJM_Dom | Virginia | 51 | Powhatan | 145 | 51145 | 20 | 0 | 2017 | 9999 |  |  | N | Solar | [13 empty] | 0 | 0 | 0 | 0 | [11 empty] | Scott II Solar LLC | 100 | Matthew A Meares | 100
Michael Solar | 60971_G_PV1 | 60971 | G | PV1 |  | Solar PV |  | MIS_MNWI | Minnesota | 27 | Stearns | 145 | 27145 | 1 | 0 | 2017 | 9999 |  |  | N | Solar | [13 empty] | 0 | 0 | 0 | 0 | [11 empty] | SoCore Energy LLC | 100 | SoCore Energy | 100
Michael Solar | 60971_G_PV2 | 60971 | G | PV2 |  | Solar PV |  | MIS_MNWI | Minnesota | 27 | Stearns | 145 | 27145 | 1 | 0 | 2017 | 9999 |  |  | N | Solar | [13 empty] | 0 | 0 | 0 | 0 | [11 empty] | SoCore Energy LLC | 100 | SoCore Energy | 100
Michael Solar | 60971_G_PV3 | 60971 | G | PV3 |  | Solar PV |  | MIS_MNWI | Minnesota | 27 | Stearns | 145 | 27145 | 1 | 0 | 2017 | 9999 |  |  | N | Solar | [13 empty] | 0 | 0 | 0 | 0 | [11 empty] | SoCore Energy LLC | 100 | SoCore Energy | 100
Glendale Battery Energy Storage System | 60974_G_2BESS | 60974 | G | 2BESS |  | Energy Storage |  | WEC_LADW | California | 6 | Los Angeles | 37 | 06037 | 2 | 0 | 2017 | 9999 |  |  | N | Energy Storage | [13 empty] | 0 | 0 | 0 | 0 | [11 empty] | Glendale Water & Power | 100 | Glendale Water & Power | 100
Whitney Point Solar | 60975_G_WS532 | 60975 | G | WS532 |  | Solar PV |  | WEC_CALN | California | 6 | Fresno | 19 | 06019 | 20 | 0 | 2017 | 9999 |  |  | N | Solar | [13 empty] | 0 | 0 | 0 | 0 | [11 empty] | Whitney Point Solar LLC | 100 | NextEra Energy Inc | 100
OSLH, LLC | 60976_G_PV1 | 60976 | G | PV1 |  | Solar PV |  | WECC_PNW | Oregon | 41 | Deschutes | 17 | 41017 | 9.9 | 0 | 2016 | 9999 |  |  | N | Solar | [13 empty] | 0 | 0 | 0 | 0 | [11 empty] | OSLH LLC | 100 | Oregon Solar Land Holdings LLC | 100
CSUF State College | 60978_G_PV1 | 60978 | G | PV1 |  | Solar PV |  | WECC_SCE | California | 6 | Orange | 59 | 06059 | 1 | 0 | 2016 | 9999 |  |  | N | Solar | [13 empty] | 0 | 0 | 0 | 0 | [11 empty] | Solar Star California XLVIII LLC | 100 | SunPower Corp | 100
CSUF Nutwood Solar | 60979_G_PV1 | 60979 | G | PV1 |  | Solar PV |  | WECC_SCE | California | 6 | Orange | 59 | 06059 | 1.9 | 0 | 2016 | 9999 |  |  | N | Solar | [13 empty] | 0 | 0 | 0 | 0 | [11 empty] | Solar Star California XLVIII LLC | 100 | SunPower Corp | 100
Big Stone | 6098_G_D1 | 6098 | G | D1 |  | Combustion Turbine | IC Engine | MIS_MAPP | South Dakota | 46 | Grant | 51 | 46051 | 0.6 | 12283 | 1975 | 9999 |  |  | N | Distillate Fuel Oil | [12 empty] | 3 | 1.6498 | 1.6498 | 1.6498 | 1.6498 | [11 empty] | Otter Tail Power Co | 53.9 | Otter Tail Corp | 53.9
ZV Solar 1 | 60980_G_PV1 | 60980 | G | PV1 |  | Solar PV |  | S_VACA | North Carolina | 37 | Robeson | 155 | 37155 | 5 | 0 | 2016 | 9999 |  |  | N | Solar | [13 empty] | 0 | 0 | 0 | 0 | [11 empty] | ZV Solar 1 LLC | 100 | Cypress Creek Holdings LLC | 100
NextEra Westside PV | 60981_G_WS526 | 60981 | G | WS526 |  | Solar PV |  | WEC_CALN | California | 6 | Fresno | 19 | 06019 | 20 | 0 | 2017 | 9999 |  |  | N | Solar | [13 empty] | 0 | 0 | 0 | 0 | [11 empty] | Westside Solar LLC | 100 | NextEra Energy Inc | 100
Atkinson Farm Solar | 60982_G_1 | 60982 | G | 1 |  | Solar PV |  | S_VACA | North Carolina | 37 | Duplin | 61 | 37061 | 5 | 0 | 2015 | 9999 |  |  | N | Solar | [13 empty] | 0 | 0 | 0 | 0 | [11 empty] | Atkinson Farm LLC | 100 | Atkinson Farm LLC | 100
Buckthorn Wind Project | 60983_G_BWIND | 60983 | G | BWIND |  | Onshore Wind |  | ERC_REST | Texas | 48 | Erath | 143 | 48143 | 100.5 | 0 | 2017 | 9999 |  |  | N | Wind | [13 empty] | 0 | 0 | 0 | 0 | [11 empty] | Buckthorn Wind Project LLC | 100 | Capital Power Corp | 100
Lindberg Field Solar 2 | 60984_G_PV1 | 60984 | G | PV1 |  | Solar PV |  | WEC_SDGE | California | 6 | San Diego | 73 | 06073 | 1.9 | 0 | 2017 | 9999 |  |  | N | Solar | [13 empty] | 0 | 0 | 0 | 0 | [11 empty] | Lindberg Field Solar 2 LLC | 100 | NRG Energy Inc | 100
Elizabethtown Solar | 60985_G_ESPV | 60985 | G | ESPV |  | Solar PV |  | PJM_EMAC | Pennsylvania | 42 | Lancaster | 71 | 42071 | 2 | 0 | 2016 | 9999 |  |  | N | Solar | [13 empty] | 0 | 0 | 0 | 0 | [11 empty] | Elizabethtown Solar LLC | 100 | Elizabethtown Solar LLC | 100
AIS Solar Project | 60986_G_SO212 | 60986 | G | SO212 |  | Solar PV |  | NENGREST | Massachusetts | 25 | Worcester | 27 | 25027 | 2.5 | 0 | 2016 | 9999 |  |  | N | Solar | [13 empty] | 0 | 0 | 0 | 0 | [11 empty] | Terraform Power Inc | 100 | Brookfield Asset Management Inc | 100
Santa Rita Wind Energy | 60987_G_GEN1 | 60987 | G | GEN1 |  | Onshore Wind |  | ERC_WEST | Texas | 48 | Reagan | 383 | 48383 | 300 | 0 | 2018 | 9999 |  |  | N | Wind | [13 empty] | 0 | 0 | 0 | 0 | [11 empty] | Invenergy LLC | 100 | Invenergy LLC | 100
SolaireHolman Solar Project | 60989_G_PV1 | 60989 | G | PV1 |  | Solar PV |  | ERC_WEST | Texas | 48 | Brewster | 43 | 48043 | 50 | 0 | 2017 | 9999 |  |  | N | Solar | [13 empty] | 0 | 0 | 0 | 0 | [11 empty] | Solaire Holman I Inc | 100 | Solaire Direct | 100
Florence Solar W3-080, LLC | 60990_G_PV1 | 60990 | G | PV1 |  | Solar PV |  | PJM_EMAC | New Jersey | 34 | Burlington | 5 | 34005 | 7.9 | 0 | 2016 | 9999 |  |  | N | Solar | [13 empty] | 0 | 0 | 0 | 0 | [11 empty] | Florence Solar W3 080 LLC | 100 | Effisolar Energy Corp | 100
Sterling I Wind Farm | 60991_G_STER1 | 60991 | G | STER1 |  | Onshore Wind |  | SPP_SPS | New Mexico | 35 | Lea | 25 | 35025 | 29.9 | 0 | 2017 | 9999 |  |  | N | Wind | [13 empty] | 0 | 0 | 0 | 0 | [11 empty] | AEM Wind LLC | 100 | Akuo Energy | 100
Northern Cardinal Solar | 60992_G_NCARD | 60992 | G | NCARD |  | Solar PV |  | PJM_Dom | North Carolina | 37 | Halifax | 83 | 37083 | 2 | 0 | 2018 | 9999 |  |  | N | Solar | [13 empty] | 0 | 0 | 0 | 0 | [11 empty] | Geenex LLC | 100 | Geenex LLC | 100
Darlington Solar, LLC | 60993_G_PV1 | 60993 | G | PV1 |  | Solar PV |  | S_VACA | South Carolina | 45 | Darlington | 31 | 45031 | 10 | 0 | 2016 | 9999 |  |  | N | Solar | [13 empty] | 0 | 0 | 0 | 0 | [11 empty] | Darlington Solar LLC | 100 | Soltage LLC | 100
French's Landfill PV | 60994_G_GEN1 | 60994 | G | GEN1 |  | Solar PV |  | PJM_EMAC | New Jersey | 34 | Ocean | 29 | 34029 | 5 | 0 | 2014 | 9999 |  |  | N | Solar | [13 empty] | 0 | 0 | 0 | 0 | [11 empty] | Brick Standard LLC | 100 | Brick Standard LLC | 100
Ramona Solar Energy | 60995_G_1 | 60995 | G | 1 |  | Solar PV |  | WEC_SDGE | California | 6 | San Diego | 73 | 06073 | 3.7 | 0 | 2017 | 9999 |  |  | N | Solar | [13 empty] | 0 | 0 | 0 | 0 | [11 empty] | Northlight Power LLC | 100 | Summit Power Group Inc | 100
Iron Horse Battery Storage Hybrid | 60996_G_BA1 | 60996 | G | BA1 |  | Energy Storage |  | WECC_AZ | Arizona | 4 | Pima | 19 | 04019 | 10 | 0 | 2017 | 9999 |  |  | N | Energy Storage | [13 empty] | 0 | 0 | 0 | 0 | [11 empty] | Iron Horse Battery Storage LLC | 100 | RWE Group | 100
Iron Horse Battery Storage Hybrid | 60996_G_PV1 | 60996 | G | PV1 |  | Solar PV |  | WECC_AZ | Arizona | 4 | Pima | 19 | 04019 | 2 | 0 | 2017 | 9999 |  |  | N | Solar | [13 empty] | 0 | 0 | 0 | 0 | [11 empty] | Iron Horse Battery Storage LLC | 100 | RWE Group | 100
Reading Wind Project | 60999_G_READW | 60999 | G | READW |  | Onshore Wind |  | SPP_N | Kansas | 20 | Lyon | 111 | 20111 | 200.1 | 0 | 2019 | 9999 |  |  | N | Wind | [13 empty] | 0 | 0 | 0 | 0 | [11 empty] | Southern Power Co | 100 | Southern Co | 100
Helms Pumped Storage | 6100_G_2 | 6100 | G | 2 |  | Pumped Storage |  | WEC_CALN | California | 6 | Fresno | 19 | 06019 | 404 | 0 | 1984 | 9999 |  |  | N | Pumped Storage | [13 empty] | 0 | 0 | 0 | 0 | [11 empty] | Pacific Gas & Electric Co | 100 | PG&E Corp | 100
Helms Pumped Storage | 6100_G_3 | 6100 | G | 3 |  | Pumped Storage |  | WEC_CALN | California | 6 | Fresno | 19 | 06019 | 404 | 0 | 1984 | 9999 |  |  | N | Pumped Storage | [13 empty] | 0 | 0 | 0 | 0 | [11 empty] | Pacific Gas & Electric Co | 100 | PG&E Corp | 100
King Mill | 61000_G_1 | 61000 | G | 1 |  | Hydro |  | S_SOU | Georgia | 13 | Richmond | 245 | 13245 | 0.6 | 0 | 1944 | 9999 |  |  | N | Hydro | [13 empty] | 0 | 0 | 0 | 0 | [11 empty] | Augusta Canal Authority | 100 | Augusta Canal Authority | 100
Cactus Flats Wind Energy Project | 61001_G_WT1 | 61001 | G | WT1 |  | Onshore Wind |  | ERC_WEST | Texas | 48 | Concho | 95 | 48095 | 150 | 0 | 2018 | 9999 |  |  | N | Wind | [13 empty] | 0 | 0 | 0 | 0 | [11 empty] | Cactus Flats Wind Energy LLC | 100 | Southern Co | 100
WED Portsmouth One, LLC | 61002_G_PORT1 | 61002 | G | PORT1 |  | Onshore Wind |  | NENGREST | Rhode Island | 44 | Newport | 5 | 44005 | 1.5 | 0 | 2016 | 9999 |  |  | N | Wind | [13 empty] | 0 | 0 | 0 | 0 | [11 empty] | Portsmouth (RI) (Town of) | 100 | Portsmouth (RI) (Town of) | 100
Musgrave East Solar Farm | 61003_G_CMUSW | 61003 | G | CMUSW |  | Solar PV |  | NY_Z_C&E | New York | 36 | Cayuga | 11 | 36011 | 2 | 0 | 2016 | 9999 |  |  | N | Solar | [13 empty] | 0 | 0 | 0 | 0 | [11 empty] | Artemis Solar LLC | 100 | Artemis Solar LLC | 100
Whirlpool Corporation - Ottawa Wind Farm | 61004_G_W1 | 61004 | G | W1 |  | Onshore Wind |  | PJM_West | Ohio | 39 | Putnam | 137 | 39137 | 1.5 | 0 | 2018 | 9999 |  |  | N | Wind | [13 empty] | 0 | 0 | 0 | 0 | [11 empty] | OEE XXIV LLC | 100 | One Energy Capital Corp | 100
Whirlpool Corporation - Marion Wind Farm | 61005_G_W1 | 61005 | G | W1 |  | Onshore Wind |  | PJM_ATSI | Ohio | 39 | Marion | 101 | 39101 | 1.5 | 0 | 2017 | 9999 |  |  | N | Wind | [13 empty] | 0 | 0 | 0 | 0 | [11 empty] | OEE XXIII LLC | 100 | One Energy Capital Corp | 100
Whirlpool Corporation - Marion Wind Farm | 61005_G_W2 | 61005 | G | W2 |  | Onshore Wind |  | PJM_ATSI | Ohio | 39 | Marion | 101 | 39101 | 1.5 | 0 | 2017 | 9999 |  |  | N | Wind | [13 empty] | 0 | 0 | 0 | 0 | [11 empty] | OEE XXIII LLC | 100 | One Energy Capital Corp | 100
Whirlpool Corporation - Marion Wind Farm | 61005_G_W3 | 61005 | G | W3 |  | Onshore Wind |  | PJM_ATSI | Ohio | 39 | Marion | 101 | 39101 | 1.5 | 0 | 2017 | 9999 |  |  | N | Wind | [13 empty] | 0 | 0 | 0 | 0 | [11 empty] | OEE XXIII LLC | 100 | One Energy Capital Corp | 100
SCDA Solar 1 | 61006_G_SCAIR | 61006 | G | SCAIR |  | Solar PV |  | WEC_BANC | California | 6 | Sacramento | 67 | 06067 | 7 | 0 | 2017 | 9999 |  |  | N | Solar | [13 empty] | 0 | 0 | 0 | 0 | [11 empty] | SCDA Solar 1 LLC | 100 | Scda Solar 1 LLC | 100
Redbrook Community Solar 1 | 61007_G_REDBR | 61007 | G | REDBR |  | Solar PV |  | NENGREST | Massachusetts | 25 | Plymouth | 23 | 25023 | 4 | 0 | 2017 | 9999 |  |  | N | Solar | [13 empty] | 0 | 0 | 0 | 0 | [11 empty] | Redbrook Solar 1 LLC | 100 | Redbrook Solar 1 LLC | 100
Brook Street Solar 1 CSG | 61008_G_BROOK | 61008 | G | BROOK |  | Solar PV |  | NENGREST | Massachusetts | 25 | Plymouth | 23 | 25023 | 5 | 0 | 2017 | 9999 |  |  | N | Solar | [13 empty] | 0 | 0 | 0 | 0 | [11 empty] | Brook Street Solar 1 LLC | 100 | NRG Energy Inc | 100
Spring Street Solar 1 CSG | 61009_G_SPRIN | 61009 | G | SPRIN |  | Solar PV |  | NENGREST | Massachusetts | 25 | Plymouth | 23 | 25023 | 2 | 0 | 2017 | 9999 |  |  | N | Solar | [13 empty] | 0 | 0 | 0 | 0 | [11 empty] | Spring Street Solar 1 LLC | 100 | Global Infrastructure Partners | 100
Bullock Road Solar 1 | 61010_G_BULLO | 61010 | G | BULLO |  | Solar PV |  | NENGREST | Massachusetts | 25 | Bristol | 5 | 25005 | 1.9 | 0 | 2018 | 9999 |  |  | N | Solar | [13 empty] | 0 | 0 | 0 | 0 | [11 empty] | Bullock Road Solar 1 LLC | 100 | NRG Energy Inc | 100
Chestnut Solar | 61011_G_PV1 | 61011 | G | PV1 |  | Solar PV |  | PJM_Dom | North Carolina | 37 | Halifax | 83 | 37083 | 74.9 | 0 | 2019 | 9999 |  |  | N | Solar | [13 empty] | 0 | 0 | 0 | 0 | [11 empty] | Chestnut Solar LLC | 100 | Geenex LLC | 100
Mill Seat Renewable Energy Facility | 61012_G_GEN1 | 61012 | G | GEN1 |  | Landfill Gas |  | NY_Z_B | New York | 36 | Genesee | 37 | 36037 | 0.8 | 13500 | 2007 | 9999 |  |  | N | Landfill Gas | [13 empty] | 0.22117 | 0.22117 | 0.22117 | 0.22117 | [11 empty] | Waste Management Inc | 60 | Waste Management Inc | 60
Mill Seat Renewable Energy Facility | 61012_G_GEN2 | 61012 | G | GEN2 |  | Landfill Gas |  | NY_Z_B | New York | 36 | Genesee | 37 | 36037 | 0.8 | 13500 | 2007 | 9999 |  |  | N | Landfill Gas | [13 empty] | 0.22117 | 0.22117 | 0.22117 | 0.22117 | [11 empty] | Waste Management Inc | 60 | Waste Management Inc | 60
Mill Seat Renewable Energy Facility | 61012_G_GEN3 | 61012 | G | GEN3 |  | Landfill Gas |  | NY_Z_B | New York | 36 | Genesee | 37 | 36037 | 0.8 | 13500 | 2007 | 9999 |  |  | N | Landfill Gas | [13 empty] | 0.22117 | 0.22117 | 0.22117 | 0.22117 | [11 empty] | Waste Management Inc | 60 | Waste Management Inc | 60
Mill Seat Renewable Energy Facility | 61012_G_GEN4 | 61012 | G | GEN4 |  | Landfill Gas |  | NY_Z_B | New York | 36 | Genesee | 37 | 36037 | 0.8 | 13500 | 2007 | 9999 |  |  | N | Landfill Gas | [13 empty] | 0.22117 | 0.22117 | 0.22117 | 0.22117 | [11 empty] | Waste Management Inc | 60 | Waste Management Inc | 60
Mill Seat Renewable Energy Facility | 61012_G_GEN5 | 61012 | G | GEN5 |  | Landfill Gas |  | NY_Z_B | New York | 36 | Genesee | 37 | 36037 | 0.8 | 13500 | 2007 | 9999 |  |  | N | Landfill Gas | [13 empty] | 0.22117 | 0.22117 | 0.22117 | 0.22117 | [11 empty] | Waste Management Inc | 60 | Waste Management Inc | 60
Mill Seat Renewable Energy Facility | 61012_G_GEN6 | 61012 | G | GEN6 |  | Landfill Gas |  | NY_Z_B | New York | 36 | Genesee | 37 | 36037 | 0.8 | 13500 | 2007 | 9999 |  |  | N | Landfill Gas | [13 empty] | 0.22117 | 0.22117 | 0.22117 | 0.22117 | [11 empty] | Waste Management Inc | 60 | Waste Management Inc | 60
Mill Seat Renewable Energy Facility | 61012_G_GEN7 | 61012 | G | GEN7 |  | Landfill Gas |  | NY_Z_B | New York | 36 | Genesee | 37 | 36037 | 0.8 | 13500 | 2007 | 9999 |  |  | N | Landfill Gas | [13 empty] | 0.22117 | 0.22117 | 0.22117 | 0.22117 | [11 empty] | Waste Management Inc | 60 | Waste Management Inc | 60
Mill Seat Renewable Energy Facility | 61012_G_GEN8 | 61012 | G | GEN8 |  | Landfill Gas |  | NY_Z_B | New York | 36 | Genesee | 37 | 36037 | 0.8 | 13500 | 2007 | 9999 |  |  | N | Landfill Gas | [13 empty] | 0.22117 | 0.22117 | 0.22117 | 0.22117 | [11 empty] | Waste Management Inc | 60 | Waste Management Inc | 60
Marin Clean Energy Solar One | 61013_G_MCES1 | 61013 | G | MCES1 |  | Solar PV |  | WEC_CALN | California | 6 | Contra Costa | 13 | 06013 | 10.5 | 0 | 2017 | 9999 |  |  | N | Solar | [13 empty] | 0 | 0 | 0 | 0 | [11 empty] | MCE Solar One LLC | 100 | FTP Power LLC | 100
Musgrave West Solar Farm | 61015_G_CMUSW | 61015 | G | CMUSW |  | Solar PV |  | NY_Z_C&E | New York | 36 | Cayuga | 11 | 36011 | 2 | 0 | 2016 | 9999 |  |  | N | Solar | [13 empty] | 0 | 0 | 0 | 0 | [11 empty] | Artemis Solar LLC | 100 | Artemis Solar LLC | 100
Stafford St Solar 1 CSG | 61016_G_STAF1 | 61016 | G | STAF1 |  | Solar PV |  | NENGREST | Massachusetts | 25 | Worcester | 27 | 25027 | 2 | 0 | 2017 | 9999 |  |  | N | Solar | [13 empty] | 0 | 0 | 0 | 0 | [11 empty] | Stafford St Solar 1 LLC | 100 | NRG Energy Inc | 100
Stafford St 2 Community Solar | 61017_G_STAF2 | 61017 | G | STAF2 |  | Solar PV |  | NENGREST | Massachusetts | 25 | Worcester | 27 | 25027 | 1.9 | 0 | 2018 | 9999 |  |  | N | Solar | [13 empty] | 0 | 0 | 0 | 0 | [11 empty] | Stafford St Solar 2 LLC | 100 | NRG Energy Inc | 100
Stafford St Solar 3 CSG | 61018_G_STAF3 | 61018 | G | STAF3 |  | Solar PV |  | NENGREST | Massachusetts | 25 | Worcester | 27 | 25027 | 1 | 0 | 2017 | 9999 |  |  | N | Solar | [13 empty] | 0 | 0 | 0 | 0 | [11 empty] | Stafford St Solar 3 LLC | 100 | NRG Energy Inc | 100
Siler 421 Farm, LLC | 61019_G_SILER | 61019 | G | SILER |  | Solar PV |  | S_VACA | North Carolina | 37 | Chatham | 37 | 37037 | 4.9 | 0 | 2016 | 9999 |  |  | N | Solar | [13 empty] | 0 | 0 | 0 | 0 | [11 empty] | Siler 421 Farm LLC | 100 | Strata Solar LLC | 100
Indian River Solar Center | 61020_G_1 | 61020 | G | 1 |  | Solar PV |  | FRCC | Florida | 12 | Indian River | 61 | 12061 | 74.9 | 0 | 2018 | 9999 |  |  | N | Solar | [13 empty] | 0 | 0 | 0 | 0 | [11 empty] | Florida Power & Light Co | 100 | NextEra Energy Inc | 100
Horizon Solar Energy Center | 61021_G_1 | 61021 | G | 1 |  | Solar PV |  | FRCC | Florida | 12 | Putnam | 107 | 12107 | 74.9 | 0 | 2018 | 9999 |  |  | N | Solar | [13 empty] | 0 | 0 | 0 | 0 | [11 empty] | Florida Power & Light Co | 100 | NextEra Energy Inc | 100
Coral Farms Solar Energy Center | 61022_G_1 | 61022 | G | 1 |  | Solar PV |  | FRCC | Florida | 12 | Putnam | 107 | 12107 | 74.9 | 0 | 2018 | 9999 |  |  | N | Solar | [13 empty] | 0 | 0 | 0 | 0 | [11 empty] | Florida Power & Light Co | 100 | NextEra Energy Inc | 100
Hollyfield | 61023_G_1 | 61023 | G | 1 |  | Solar PV |  | PJM_Dom | Virginia | 51 | King William | 101 | 51101 | 6.8 | 0 | 2018 | 9999 |  |  | N | Solar | [13 empty] | 0 | 0 | 0 | 0 | [11 empty] | Virginia Electric & Power Co | 100 | Dominion Energy Inc | 100
Hammock Solar | 61024_G_1 | 61024 | G | 1 |  | Solar PV |  | FRCC | Florida | 12 | Hendry | 51 | 12051 | 74.9 | 0 | 2018 | 9999 |  |  | N | Solar | [13 empty] | 0 | 0 | 0 | 0 | [11 empty] | Florida Power & Light Co | 100 | NextEra Energy Inc | 100
Montefiore - Westchester Square | 61025_G_EGEN1 | 61025 | G | EGEN1 |  | Combustion Turbine | IC Engine | NY_Z_J | New York | 36 | Bronx | 5 | 36005 | 1 | 14775 | 1983 | 9999 |  |  | N | Distillate Fuel Oil | [13 empty] | 0.4707 | 0.4707 | 0.4707 | 0.4707 | [11 empty] | Montefiore Medical Center | 100 | Montefiore Medical Center | 100
New York Presbyterian Hospital-168th St | 61026_G_CHNY1 | 61026 | G | CHNY1 |  | Combustion Turbine | IC Engine | NY_Z_J | New York | 36 | New York | 61 | 36061 | 2 | 13469 | 2003 | 9999 |  |  | N | Distillate Fuel Oil | [13 empty] | 0.47113 | 0.47113 | 0.47113 | 0.47113 | [11 empty] | New York Presbyterian Hospital | 100 | New York Presbyterian Healthcare System | 100
New York Presbyterian Hospital-168th St | 61026_G_CHNY2 | 61026 | G | CHNY2 |  | Combustion Turbine | IC Engine | NY_Z_J | New York | 36 | New York | 61 | 36061 | 2 | 13469 | 2003 | 9999 |  |  | N | Distillate Fuel Oil | [13 empty] | 0.47113 | 0.47113 | 0.47113 | 0.47113 | [11 empty] | New York Presbyterian Hospital | 100 | New York Presbyterian Healthcare System | 100
New York Presbyterian Hospital-168th St | 61026_G_GARG | 61026 | G | GARG |  | Combustion Turbine | IC Engine | NY_Z_J | New York | 36 | New York | 61 | 36061 | 0.1 | 13469 | 2000 | 9999 |  |  | N | Distillate Fuel Oil | [13 empty] | 1.6498 | 1.6498 | 1.6498 | 1.6498 | [11 empty] | New York Presbyterian Hospital | 100 | New York Presbyterian Healthcare System | 100
New York Presbyterian Hospital-168th St | 61026_G_MHB1 | 61026 | G | MHB1 |  | Combustion Turbine | IC Engine | NY_Z_J | New York | 36 | New York | 61 | 36061 | 2 | 13469 | 2000 | 9999 |  |  | N | Distillate Fuel Oil | [13 empty] | 0.47113 | 0.47113 | 0.47113 | 0.47113 | [11 empty] | New York Presbyterian Hospital | 100 | New York Presbyterian Healthcare System | 100
New York Presbyterian Hospital-168th St | 61026_G_MHB2 | 61026 | G | MHB2 |  | Combustion Turbine | IC Engine | NY_Z_J | New York | 36 | New York | 61 | 36061 | 1.4 | 13469 | 2000 | 9999 |  |  | N | Distillate Fuel Oil | [13 empty] | 0.47113 | 0.47113 | 0.47113 | 0.47113 | [11 empty] | New York Presbyterian Hospital | 100 | New York Presbyterian Healthcare System | 100
New York Presbyterian Hospital-168th St | 61026_G_MHB3 | 61026 | G | MHB3 |  | Combustion Turbine | IC Engine | NY_Z_J | New York | 36 | New York | 61 | 36061 | 1.4 | 13469 | 2000 | 9999 |  |  | N | Distillate Fuel Oil | [13 empty] | 0.47113 | 0.47113 | 0.47113 | 0.47113 | [11 empty] | New York Presbyterian Hospital | 100 | New York Presbyterian Healthcare System | 100
New York Presbyterian Hospital-168th St | 61026_G_MHB4 | 61026 | G | MHB4 |  | Combustion Turbine | IC Engine | NY_Z_J | New York | 36 | New York | 61 | 36061 | 1.5 | 13469 | 2008 | 9999 |  |  | N | Distillate Fuel Oil | [13 empty] | 0.47113 | 0.47113 | 0.47113 | 0.47113 | [11 empty] | New York Presbyterian Hospital | 100 | New York Presbyterian Healthcare System | 100
New York Presbyterian Hospital-168th St | 61026_G_MHB5 | 61026 | G | MHB5 |  | Combustion Turbine | IC Engine | NY_Z_J | New York | 36 | New York | 61 | 36061 | 1.5 | 13469 | 2008 | 9999 |  |  | N | Distillate Fuel Oil | [13 empty] | 0.47113 | 0.47113 | 0.47113 | 0.47113 | [11 empty] | New York Presbyterian Hospital | 100 | New York Presbyterian Healthcare System | 100
Hickory Run Energy Station | 61028_G_CTG1 | 61028 | G | CTG1 |  | Combined Cycle |  | PJM_ATSI | Pennsylvania | 42 | Lawrence | 73 | 42073 | 283 | 7050 | 2020 | 9999 |  |  | N | Natural Gas | [13 empty] | 0.011 | 0.011 | 0.011 | 0.011 | [11 empty] | Hickory Run Energy LLC | 100 | ITOCHU Corp | 100
Hickory Run Energy Station | 61028_G_CTG2 | 61028 | G | CTG2 |  | Combined Cycle |  | PJM_ATSI | Pennsylvania | 42 | Lawrence | 73 | 42073 | 283 | 7050 | 2020 | 9999 |  |  | N | Natural Gas | [13 empty] | 0.011 | 0.011 | 0.011 | 0.011 | [11 empty] | Hickory Run Energy LLC | 100 | ITOCHU Corp | 100
Hickory Run Energy Station | 61028_G_STG1 | 61028 | G | STG1 |  | Combined Cycle |  | PJM_ATSI | Pennsylvania | 42 | Lawrence | 73 | 42073 | 437 | 7050 | 2020 | 9999 |  |  | N | Natural Gas | [13 empty] | 0.011 | 0.011 | 0.011 | 0.011 | [11 empty] | Hickory Run Energy LLC | 100 | ITOCHU Corp | 100
Blue Cypress Solar Energy Center | 61029_G_1 | 61029 | G | 1 |  | Solar PV |  | FRCC | Florida | 12 | Indian River | 61 | 12061 | 74.9 | 0 | 2018 | 9999 |  |  | N | Solar | [13 empty] | 0 | 0 | 0 | 0 | [11 empty] | Florida Power & Light Co | 100 | NextEra Energy Inc | 100
TalenEnergy Susquehanna | 6103_G_1 | 6103 | G | 1 |  | Nuclear |  | PJM_WMAC | Pennsylvania | 42 | Luzerne | 79 | 42079 | 1247 | 10456 | 1983 | 9999 |  |  | N | Nuclear Fuel | [13 empty] | 0 | 0 | 0 | 0 | [11 empty] | Susquehanna Nuclear LLC | 90 | Riverstone Holdings LLC | 90
TalenEnergy Susquehanna | 6103_G_2 | 6103 | G | 2 |  | Nuclear |  | PJM_WMAC | Pennsylvania | 42 | Luzerne | 79 | 42079 | 1247 | 10456 | 1985 | 9999 |  |  | N | Nuclear Fuel | [13 empty] | 0 | 0 | 0 | 0 | [11 empty] | Susquehanna Nuclear LLC | 90 | Riverstone Holdings LLC | 90
Harford Solar Farm | 61030_G_CMUSW | 61030 | G | CMUSW |  | Solar PV |  | NY_Z_C&E | New York | 36 | Tompkins | 109 | 36109 | 2 | 0 | 2016 | 9999 |  |  | N | Solar | [13 empty] | 0 | 0 | 0 | 0 | [11 empty] | Laertes Solar LLC | 100 | Laertes Solar LLC | 100
Floyd Road Solar Farm | 61031_G_PV1 | 61031 | G | PV1 |  | Solar PV |  | PJM_Dom | North Carolina | 37 | Northampton | 131 | 37131 | 5 | 0 | 2017 | 9999 |  |  | N | Solar | [13 empty] | 0 | 0 | 0 | 0 | [11 empty] | Floyd Road Solar Farm LLC | 100 | Floyd Road Solar Farm LLC | 100
Birdsboro Power | 61035_G_GEN1 | 61035 | G | GEN1 | 91213 | Combined Cycle |  | PJM_WMAC | Pennsylvania | 42 | Berks | 11 | 42011 | 476 | 7050 | 2019 | 9999 |  |  | N | Natural Gas |  |  |  | DLNB | SCR | [8 empty] | 0.0064519 | 0.0064519 | 0.0064519 | 0.0064519 | [11 empty] | Birdsboro Power LLC | 100 | EmberClear Corp | 100
Apple Hill Solar | 61037_G_APPL | 61037 | G | APPL |  | Solar PV |  | NENGREST | Vermont | 50 | Bennington | 3 | 50003 | 2 | 0 | 2020 | 9999 |  |  | N | Solar | [13 empty] | 0 | 0 | 0 | 0 | [11 empty] | Apple Hill Solar LLC | 100 | Allco Renewable Energy Limited | 100
Deerfield Wind LLC | 61039_G_WT1 | 61039 | G | WT1 |  | Onshore Wind |  | NENGREST | Vermont | 50 | Bennington | 3 | 50003 | 30 | 0 | 2017 | 9999 |  |  | N | Wind | [13 empty] | 0 | 0 | 0 | 0 | [11 empty] | Deerfield Wind LLC | 100 | Iberdrola SA | 100
Twin Buttes II Wind | 61040_G_WT1 | 61040 | G | WT1 |  | Onshore Wind |  | WECC_CO | Colorado | 8 | Prowers | 99 | 08099 | 75 | 0 | 2017 | 9999 |  |  | N | Wind | [13 empty] | 0 | 0 | 0 | 0 | [11 empty] | Twin Buttes Wind II LLC | 100 | Iberdrola SA | 100
Canandaigua Westbrook Solar Array | 61042_G_PV1 | 61042 | G | PV1 |  | Solar PV |  | NY_Z_C&E | New York | 36 | Ontario | 69 | 36069 | 1.6 | 0 | 2017 | 9999 |  |  | N | Solar | [13 empty] | 0 | 0 | 0 | 0 | [11 empty] | AEP OnSite Partners LLC | 100 | American Electric Power Co Inc | 100
Canandaigua Solar Array | 61043_G_PV1 | 61043 | G | PV1 |  | Solar PV |  | NY_Z_C&E | New York | 36 | Ontario | 69 | 36069 | 2 | 0 | 2016 | 9999 |  |  | N | Solar | [13 empty] | 0 | 0 | 0 | 0 | [11 empty] | New Energy Equity | 100 | New Energy Equity | 100
La Joya NM | 61044_G_LAJ1 | 61044 | G | LAJ1 |  | Onshore Wind |  | WECC_NM | New Mexico | 35 | Torrance | 57 | 35057 | 165 | 0 | 2020 | 9999 |  |  | N | Wind | [13 empty] | 0 | 0 | 0 | 0 | [11 empty] | La Joya Wind LLC | 100 | Iberdrola SA | 100
Lund Hill | 61045_G_WT1 | 61045 | G | WT1 |  | Onshore Wind |  | WECC_PNW | Washington | 53 | Klickitat | 39 | 53039 | 60 | 0 | 2021 | 9999 |  |  | N | Wind | [13 empty] | 0 | 0 | 0 | 0 | [11 empty] | Pacific Wind Development LLC | 100 | Iberdrola SA | 100
Tatanka Ridge | 61046_G_WT1 | 61046 | G | WT1 |  | Onshore Wind |  | SPP_WAUE | South Dakota | 46 | Deuel | 39 | 46039 | 98 | 0 | 2019 | 9999 |  |  | N | Wind | [13 empty] | 0 | 0 | 0 | 0 | [11 empty] | Tatanka Ridge Wind LLC | 100 | Iberdrola SA | 100
Coyote Ridge | 61047_G_WT1 | 61047 | G | WT1 |  | Onshore Wind |  | MIS_MNWI | South Dakota | 46 | Brookings | 11 | 46011 | 98 | 0 | 2019 | 9999 |  |  | N | Wind | [13 empty] | 0 | 0 | 0 | 0 | [11 empty] | Coyote Ridge Wind LLC | 100 | WEC Energy Group Inc | 100
Solar Star Oregon II | 61048_G_PV1 | 61048 | G | PV1 |  | Solar PV |  | WECC_PNW | Oregon | 41 | Crook | 13 | 41013 | 56 | 0 | 2017 | 9999 |  |  | N | Solar | [13 empty] | 0 | 0 | 0 | 0 | [11 empty] | Solar Star Oregon II LLC | 100 | SunPower Corp | 100
Limerick | 6105_G_1 | 6105 | G | 1 |  | Nuclear |  | PJM_EMAC | Pennsylvania | 42 | Montgomery | 91 | 42091 | 1119.7 | 10456 | 1986 | 9999 |  |  | N | Nuclear Fuel | [13 empty] | 0 | 0 | 0 | 0 | [11 empty] | Exelon Generation Supply LLC | 100 | Exelon Corp | 100
Limerick | 6105_G_2 | 6105 | G | 2 |  | Nuclear |  | PJM_EMAC | Pennsylvania | 42 | Montgomery | 91 | 42091 | 1122.1 | 10456 | 1990 | 9999 |  |  | N | Nuclear Fuel | [13 empty] | 0 | 0 | 0 | 0 | [11 empty] | Exelon Generation Supply LLC | 100 | Exelon Corp | 100
Wildflower Solar Energy Center | 61050_G_1 | 61050 | G | 1 |  | Solar PV |  | FRCC | Florida | 12 | Desoto | 27 | 12027 | 74.9 | 0 | 2018 | 9999 |  |  | N | Solar | [13 empty] | 0 | 0 | 0 | 0 | [11 empty] | Florida Power & Light Co | 100 | NextEra Energy Inc | 100
Barefoot Bay Solar Energy Center | 61051_G_1 | 61051 | G | 1 |  | Solar PV |  | FRCC | Florida | 12 | Brevard | 9 | 12009 | 74.9 | 0 | 2018 | 9999 |  |  | N | Solar | [13 empty] | 0 | 0 | 0 | 0 | [11 empty] | Florida Power & Light Co | 100 | NextEra Energy Inc | 100
Loggerhead Solar Energy Center | 61052_G_1 | 61052 | G | 1 |  | Solar PV |  | FRCC | Florida | 12 | St Lucie | 111 | 12111 | 74.9 | 0 | 2018 | 9999 |  |  | N | Solar | [13 empty] | 0 | 0 | 0 | 0 | [11 empty] | Florida Power & Light Co | 100 | NextEra Energy Inc | 100
Greenfield Solar Park | 61053_G_SGREE | 61053 | G | SGREE |  | Solar PV |  | MIS_INKY | Indiana | 18 | Hancock | 59 | 18059 | 2.8 | 0 | 2017 | 9999 |  |  | N | Solar | [13 empty] | 0 | 0 | 0 | 0 | [11 empty] | Indiana Municipal Power Agency | 100 | Indiana Municipal Power Agency | 100
IMPA Anderson Solar Park 2 | 61054_G_SAND2 | 61054 | G | SAND2 |  | Solar PV |  | PJM_West | Indiana | 18 | Madison | 95 | 18095 | 8.1 | 0 | 2017 | 9999 |  |  | N | Solar | [13 empty] | 0 | 0 | 0 | 0 | [11 empty] | Indiana Municipal Power Agency | 100 | Indiana Municipal Power Agency | 100
DG AMP Solar Front Royal | 61055_G_AMPFR | 61055 | G | AMPFR |  | Solar PV |  | PJM_AP | Virginia | 51 | Warren | 187 | 51187 | 2.5 | 0 | 2017 | 9999 |  |  | N | Solar | [13 empty] | 0 | 0 | 0 | 0 | [11 empty] | DG AMP Solar LLC | 100 | NextEra Energy Inc | 100
Seward Wind Farm | 61056_G_T1 | 61056 | G | T1 |  | Onshore Wind |  | SPP_NEBR | Nebraska | 31 | Seward | 159 | 31159 | 1.7 | 0 | 2017 | 9999 |  |  | N | Wind | [13 empty] | 0 | 0 | 0 | 0 | [11 empty] | Seward Wind LLC | 100 | Bluestem LLC | 100
Kramer Solar CSG | 61058_G_0000B | 61058 | G | 0000B |  | Solar PV |  | MIS_MNWI | Minnesota | 27 | Renville | 129 | 27129 | 1 | 0 | 2017 | 9999 |  |  | N | Solar | [13 empty] | 0 | 0 | 0 | 0 | [11 empty] | ETCAP NES CS MN 12 LLC | 100 | Novel Energy Solutions | 100
Kramer Solar CSG | 61058_G_KRAM2 | 61058 | G | KRAM2 |  | Solar PV |  | MIS_MNWI | Minnesota | 27 | Renville | 129 | 27129 | 1 | 0 | 2017 | 9999 |  |  | N | Solar | [13 empty] | 0 | 0 | 0 | 0 | [11 empty] | ETCAP NES CS MN 12 LLC | 100 | Novel Energy Solutions | 100
Kramer Solar CSG | 61058_G_KRAM3 | 61058 | G | KRAM3 |  | Solar PV |  | MIS_MNWI | Minnesota | 27 | Renville | 129 | 27129 | 1 | 0 | 2017 | 9999 |  |  | N | Solar | [13 empty] | 0 | 0 | 0 | 0 | [11 empty] | ETCAP NES CS MN 12 LLC | 100 | Novel Energy Solutions | 100
Novel OYA of Osakis CSG | 61059_G_0000G | 61059 | G | 0000G |  | Solar PV |  | MIS_MNWI | Minnesota | 27 | Douglas | 41 | 27041 | 5 | 0 | 2018 | 9999 |  |  | N | Solar | [13 empty] | 0 | 0 | 0 | 0 | [11 empty] | Novel Energy Solutions | 100 | Novel Energy Solutions | 100
Novel - OYA of Mapleton CSG | 61060_G_0000I | 61060 | G | 0000I |  | Solar PV |  | MIS_MNWI | Minnesota | 27 | Blue Earth | 13 | 27013 | 3.5 | 0 | 2018 | 9999 |  |  | N | Solar | [13 empty] | 0 | 0 | 0 | 0 | [11 empty] | Novel Energy Solutions | 100 | Novel Energy Solutions | 100
Foundation CDCR LAC | 61066_G_WTG1 | 61066 | G | WTG1 |  | Onshore Wind |  | WEC_LADW | California | 6 | Los Angeles | 37 | 06037 | 1.9 | 0 | 2017 | 9999 |  |  | N | Wind | [13 empty] | 0 | 0 | 0 | 0 | [11 empty] | Foundation CA Fund VIII Owner LLC | 100 | Foundation Windpower | 100
Foundation Scheid Vineyards | 61067_G_WTG1 | 61067 | G | WTG1 |  | Onshore Wind |  | WEC_CALN | California | 6 | Monterey | 53 | 06053 | 1.9 | 0 | 2017 | 9999 |  |  | N | Wind | [13 empty] | 0 | 0 | 0 | 0 | [11 empty] | Foundation CA Fund VIII Manager LLC | 100 | Foundation Windpower | 100
BWC Wading River One, Two, Three CSG | 61069_G_62381 | 61069 | G | 62381 |  | Solar PV |  | NENGREST | Massachusetts | 25 | Worcester | 27 | 25027 | 3 | 0 | 2017 | 9999 |  |  | N | Solar | [13 empty] | 0 | 0 | 0 | 0 | [11 empty] | BWC Wading River LLC | 100 | Bluewave Capital LLC | 100
Saratoga Wind Farm | 61070_G_SWE | 61070 | G | SWE |  | Onshore Wind |  | MIS_IA | Iowa | 19 | Howard | 89 | 19089 | 66 | 0 | 2019 | 9999 |  |  | N | Wind | [13 empty] | 0 | 0 | 0 | 0 | [11 empty] | Saratoga Wind Energy LLC | 100 | MGE Energy Inc | 100
Lemond Solar | 61072_G_LEMND | 61072 | G | LEMND |  | Solar PV |  | MIS_MNWI | Minnesota | 27 | Steele | 147 | 27147 | 5 | 0 | 2017 | 9999 |  |  | N | Solar | [13 empty] | 0 | 0 | 0 | 0 | [11 empty] | Lemond Solar Center LLC | 100 | Coronal Group LLC | 100
Pemberton Road I | 61073_G_PEMB1 | 61073 | G | PEMB1 |  | Solar PV |  | PJM_EMAC | New Jersey | 34 | Burlington | 5 | 34005 | 9.9 | 0 | 2017 | 9999 |  |  | N | Solar | [13 empty] | 0 | 0 | 0 | 0 | [11 empty] | NJR Clean Energy Ventures II Corp | 100 | New Jersey Resources Corp | 100
Pemberton Road II | 61074_G_PEMB2 | 61074 | G | PEMB2 |  | Solar PV |  | PJM_EMAC | New Jersey | 34 | Burlington | 5 | 34005 | 9.9 | 0 | 2017 | 9999 |  |  | N | Solar | [13 empty] | 0 | 0 | 0 | 0 | [11 empty] | NJR Clean Energy Ventures II Corp | 100 | New Jersey Resources Corp | 100
Orient Wind Farm | 61077_G_1 | 61077 | G | 1 |  | Onshore Wind |  | MIS_MIDA | Iowa | 19 | Adair | 1 | 19001 | 102 | 0 | 2018 | 9999 |  |  | N | Wind | [13 empty] | 0 | 0 | 0 | 0 | [11 empty] | MidAmerican Energy Co | 100 | Berkshire Hathaway Inc | 100
Orient Wind Farm | 61077_G_2 | 61077 | G | 2 |  | Onshore Wind |  | MIS_MIDA | Iowa | 19 | Adair | 1 | 19001 | 398.8 | 0 | 2019 | 9999 |  |  | N | Wind | [13 empty] | 0 | 0 | 0 | 0 | [11 empty] | MidAmerican Energy Co | 100 | Berkshire Hathaway Inc | 100
Beaver Creek Wind | 61079_G_1 | 61079 | G | 1 |  | Onshore Wind |  | MIS_MIDA | Iowa | 19 | Boone | 15 | 19015 | 170 | 0 | 2017 | 9999 |  |  | N | Wind | [13 empty] | 0 | 0 | 0 | 0 | [11 empty] | MidAmerican Energy Co | 100 | Berkshire Hathaway Inc | 100
Sub 12 | 61080_G_IC1 | 61080 | G | IC1 |  | Combustion Turbine | IC Engine | FRCC | Florida | 12 | Leon | 73 | 12073 | 9.3 | 10745 | 2018 | 9999 |  |  | N | Natural Gas | [13 empty] | 1.061 | 1.061 | 1.061 | 1.061 | [11 empty] | Tallahassee FL (City of) | 100 | Tallahassee FL (City of) | 100
Sub 12 | 61080_G_IC2 | 61080 | G | IC2 |  | Combustion Turbine | IC Engine | FRCC | Florida | 12 | Leon | 73 | 12073 | 9.3 | 10745 | 2018 | 9999 |  |  | N | Natural Gas | [13 empty] | 1.061 | 1.061 | 1.061 | 1.061 | [11 empty] | Tallahassee FL (City of) | 100 | Tallahassee FL (City of) | 100
Luning Energy | 61084_G_LNING | 61084 | G | LNING |  | Solar PV |  | WECC_NNV | Nevada | 32 | Mineral | 21 | 32021 | 50 | 0 | 2017 | 9999 |  |  | N | Solar | [13 empty] | 0 | 0 | 0 | 0 | [11 empty] | Luning Energy LLC | 100 | Luning Solar Energy LLC | 100
Stone Solar | 61085_G_1 | 61085 | G | 1 |  | Solar PV |  | S_VACA | North Carolina | 37 | Robeson | 155 | 37155 | 5 | 0 | 2016 | 9999 |  |  | N | Solar | [13 empty] | 0 | 0 | 0 | 0 | [11 empty] | Stone Solar Farm LLC | 100 | Strata Solar LLC | 100
Tripple State Farm | 61086_G_1 | 61086 | G | 1 |  | Solar PV |  | S_VACA | North Carolina | 37 | Iredell | 97 | 37097 | 5 | 0 | 2016 | 9999 |  |  | N | Solar | [13 empty] | 0 | 0 | 0 | 0 | [11 empty] | Tripple State Farm LLC | 100 | Strata Solar LLC | 100
Wadesboro Farm 1 | 61087_G_1 | 61087 | G | 1 |  | Solar PV |  | S_VACA | North Carolina | 37 | Anson | 7 | 37007 | 5 | 0 | 2015 | 9999 |  |  | N | Solar | [13 empty] | 0 | 0 | 0 | 0 | [11 empty] | Solar Management Services LLC | 100 | Solar Management Services LLC | 100
Delco Farm | 61088_G_1 | 61088 | G | 1 |  | Solar PV |  | S_VACA | North Carolina | 37 | Columbus | 47 | 37047 | 5 | 0 | 2016 | 9999 |  |  | N | Solar | [13 empty] | 0 | 0 | 0 | 0 | [11 empty] | Delco Farm LLC | 100 | Delco Farm LLC | 100
Fisher Solar Farm - NC | 61089_G_1 | 61089 | G | 1 |  | Solar PV |  | S_VACA | North Carolina | 37 | Stanly | 167 | 37167 | 5 | 0 | 2015 | 9999 |  |  | N | Solar | [13 empty] | 0 | 0 | 0 | 0 | [11 empty] | Fisher Solar Farm LLC | 100 | Strata Solar LLC | 100
Kinston Davis Farm | 61090_G_1 | 61090 | G | 1 |  | Solar PV |  | S_VACA | North Carolina | 37 | Lenoir | 107 | 37107 | 5 | 0 | 2015 | 9999 |  |  | N | Solar | [13 empty] | 0 | 0 | 0 | 0 | [11 empty] | Kinston Davis Farm LLC | 100 | Strata Solar LLC | 100
Laurinburg Farm | 61091_G_1 | 61091 | G | 1 |  | Solar PV |  | S_VACA | North Carolina | 37 | Scotland | 165 | 37165 | 5 | 0 | 2015 | 9999 |  |  | N | Solar | [13 empty] | 0 | 0 | 0 | 0 | [11 empty] | Laurinburg Farm LLC | 100 | Strata Solar LLC | 100
Independence Solar Farm | 61092_G_IPL1 | 61092 | G | IPL1 |  | Solar PV |  | SPP_N | Missouri | 29 | Jackson | 95 | 29095 | 3 | 0 | 2017 | 9999 |  |  | N | Solar | [13 empty] | 0 | 0 | 0 | 0 | [11 empty] | MC Power Companies Inc | 100 | MC Power Companies | 100
Mills Anson Farm | 61093_G_1 | 61093 | G | 1 |  | Solar PV |  | S_VACA | North Carolina | 37 | Anson | 7 | 37007 | 5 | 0 | 2016 | 9999 |  |  | N | Solar | [13 empty] | 0 | 0 | 0 | 0 | [11 empty] | Mills Anson Farm LLC | 100 | Strata Solar LLC | 100
Old Wire Farm | 61094_G_1 | 61094 | G | 1 |  | Solar PV |  | S_VACA | North Carolina | 37 | Scotland | 165 | 37165 | 5 | 0 | 2016 | 9999 |  |  | N | Solar | [13 empty] | 0 | 0 | 0 | 0 | [11 empty] | Old Wire Farm LLC | 100 | Strata Solar LLC | 100
Railroad Farm 2 | 61095_G_1 | 61095 | G | 1 |  | Solar PV |  | S_VACA | North Carolina | 37 | Robeson | 155 | 37155 | 5 | 0 | 2014 | 9999 |  |  | N | Solar | [13 empty] | 0 | 0 | 0 | 0 | [11 empty] | Railroad Farm 2 LLC | 100 | Strata Solar LLC | 100
Sampson Solar | 61096_G_1 | 61096 | G | 1 |  | Solar PV |  | S_VACA | North Carolina | 37 | Sampson | 163 | 37163 | 2 | 0 | 2015 | 9999 |  |  | N | Solar | [13 empty] | 0 | 0 | 0 | 0 | [11 empty] | Sampson Solar LLC | 100 | Solbridge Energy LLC | 100
Syncarpha Freetown | 61097_G_SYNFR | 61097 | G | SYNFR |  | Solar PV |  | NENGREST | Massachusetts | 25 | Bristol | 5 | 25005 | 3.9 | 0 | 2016 | 9999 |  |  | N | Solar | [13 empty] | 0 | 0 | 0 | 0 | [11 empty] | Maries Way Solar I LLC | 100 | Maries Way Solar I LLC | 100
James A Fitzpatrick | 6110_G_1 | 6110 | G | 1 |  | Nuclear |  | NY_Z_C&E | New York | 36 | Oswego | 75 | 36075 | 848.1 | 10456 | 1976 | 9999 |  |  | N | Nuclear Fuel | [13 empty] | 0 | 0 | 0 | 0 | [11 empty] | Exelon Generation Supply LLC | 100 | Exelon Corp | 100
Pima Community College - East Campus | 61104_G_PV1 | 61104 | G | PV1 |  | Solar PV |  | WECC_AZ | Arizona | 4 | Pima | 19 | 04019 | 1.3 | 0 | 2017 | 9999 |  |  | N | Solar | [13 empty] | 0 | 0 | 0 | 0 | [11 empty] | SolarCity Corp | 100 | Tesla Inc | 100
Pine River Wind Park | 61106_G_1 | 61106 | G | 1 |  | Onshore Wind |  | MIS_LMI | Michigan | 26 | Isabella | 73 | 26073 | 161.3 | 0 | 2019 | 9999 |  |  | N | Wind | [13 empty] | 0 | 0 | 0 | 0 | [11 empty] | Pine River Wind Energy LLC | 100 | Invenergy LLC | 100
Vanadium Redox Flow Battery Plant | 61107_G_VRF | 61107 | G | VRF |  | Energy Storage |  | WEC_SDGE | California | 6 | San Diego | 73 | 06073 | 2 | 0 | 2017 | 9999 |  |  | N | Energy Storage | [13 empty] | 0 | 0 | 0 | 0 | [11 empty] | VRF Battery Plant | 100 | Sumitomo Corp | 100
Manteca Land PV | 61115_G_MANT1 | 61115 | G | MANT1 |  | Solar PV |  | WEC_CALN | California | 6 | San Joaquin | 77 | 06077 | 1 | 0 | 2017 | 9999 |  |  | N | Solar | [13 empty] | 0 | 0 | 0 | 0 | [11 empty] | Manteca PV 1 LLC | 100 | Immodo Group | 100
Delano Land 1 | 61116_G_DELA1 | 61116 | G | DELA1 |  | Solar PV |  | WECC_SCE | California | 6 | Kern | 29 | 06029 | 1 | 0 | 2017 | 9999 |  |  | N | Solar | [13 empty] | 0 | 0 | 0 | 0 | [11 empty] | Delano Land 1 LLC | 100 | Delano Land 1 LLC | 100
Bakersfield PV 1 | 61117_G_BAKE1 | 61117 | G | BAKE1 |  | Solar PV |  | WECC_SCE | California | 6 | Kern | 29 | 06029 | 5.3 | 0 | 2017 | 9999 |  |  | N | Solar | [13 empty] | 0 | 0 | 0 | 0 | [11 empty] | Bakersfield PV I LLC | 100 | Immodo Group | 100
Bakersfield Industrial PV 1 | 61118_G_BIND1 | 61118 | G | BIND1 |  | Solar PV |  | WECC_SCE | California | 6 | Kern | 29 | 06029 | 1 | 0 | 2017 | 9999 |  |  | N | Solar | [13 empty] | 0 | 0 | 0 | 0 | [11 empty] | Bakersfield Industrial PV 1 LLC | 100 | Bakersfield Industrial PV 1 LLC | 100
Quichapa 1 | 61119_G_W5519 | 61119 | G | W5519 |  | Solar PV |  | WECC_UT | Utah | 49 | Iron | 21 | 49021 | 3 | 0 | 2016 | 9999 |  |  | N | Solar | [13 empty] | 0 | 0 | 0 | 0 | [11 empty] | Quichapa 1 LLC | 100 | RH Solar LLC | 100
Fort St Vrain | 6112_G_1 | 6112 | G | 1 | 2779 | Combined Cycle |  | WECC_CO | Colorado | 8 | Weld | 123 | 08123 | 301 | 7735 | 1998 | 9999 |  |  | N | Natural Gas |  |  |  | LNB | SCR | [7 empty] | 0.06 | 0.028969 | 0.028969 | 0.028969 | 0.028969 | [11 empty] | Public Service Co of Colorado | 100 | Xcel Energy Inc | 100
Fort St Vrain | 6112_G_2 | 6112 | G | 2 | 2779 | Combined Cycle |  | WECC_CO | Colorado | 8 | Weld | 123 | 08123 | 123 | 7735 | 1996 | 9999 |  |  | N | Natural Gas |  |  |  | DLNB | SCR | [7 empty] | 0.06 | 0.028969 | 0.028969 | 0.028969 | 0.028969 | [11 empty] | Public Service Co of Colorado | 100 | Xcel Energy Inc | 100
Fort St Vrain | 6112_G_3 | 6112 | G | 3 | 2780 | Combined Cycle |  | WECC_CO | Colorado | 8 | Weld | 123 | 08123 | 128 | 7735 | 1999 | 9999 |  |  | N | Natural Gas |  |  |  | DLNB | SCR | [7 empty] | 0.06 | 0.028969 | 0.028969 | 0.028969 | 0.028969 | [11 empty] | Public Service Co of Colorado | 100 | Xcel Energy Inc | 100
Fort St Vrain | 6112_G_4 | 6112 | G | 4 | 2781 | Combined Cycle |  | WECC_CO | Colorado | 8 | Weld | 123 | 08123 | 128 | 7735 | 2001 | 9999 |  |  | N | Natural Gas |  |  |  | DLNB | SCR | [7 empty] | 0.06 | 0.028969 | 0.028969 | 0.028969 | 0.028969 | [11 empty] | Public Service Co of Colorado | 100 | Xcel Energy Inc | 100
Fort St Vrain | 6112_G_5 | 6112 | G | 5 | 90254 | Combustion Turbine |  | WECC_CO | Colorado | 8 | Weld | 123 | 08123 | 144 | 11455 | 2009 | 9999 |  |  | N | Natural Gas |  |  |  | DLNB | [8 empty] | 0.06 | 0.03923 | 0.03923 | 0.03923 | 0.03923 | [11 empty] | Public Service Co of Colorado | 100 | Xcel Energy Inc | 100
Fort St Vrain | 6112_G_6 | 6112 | G | 6 | 90255 | Combustion Turbine |  | WECC_CO | Colorado | 8 | Weld | 123 | 08123 | 144 | 11455 | 2009 | 9999 |  |  | N | Natural Gas |  |  |  | DLNB | [8 empty] | 0.06 | 0.03366 | 0.03366 | 0.03366 | 0.03366 | [11 empty] | Public Service Co of Colorado | 100 | Xcel Energy Inc | 100
Quichapa 2 | 61120_G_W5520 | 61120 | G | W5520 |  | Solar PV |  | WECC_UT | Utah | 49 | Iron | 21 | 49021 | 3 | 0 | 2016 | 9999 |  |  | N | Solar | [13 empty] | 0 | 0 | 0 | 0 | [11 empty] | Quichapa 2 LLC | 100 | RH Solar LLC | 100
Quichapa 3 | 61121_G_W5521 | 61121 | G | W5521 |  | Solar PV |  | WECC_UT | Utah | 49 | Iron | 21 | 49021 | 3 | 0 | 2016 | 9999 |  |  | N | Solar | [13 empty] | 0 | 0 | 0 | 0 | [11 empty] | Quichapa 3 LLC | 100 | RH Solar LLC | 100
Elizabeth Mines Solar 1 | 61124_G_EMS1 | 61124 | G | EMS1 |  | Solar PV |  | NENGREST | Vermont | 50 | Orange | 17 | 50017 | 5 | 0 | 2017 | 9999 |  |  | N | Solar | [13 empty] | 0 | 0 | 0 | 0 | [11 empty] | Brightfields Development LLC | 60 | Brightfields Development LLC | 60
Nebraska Valley Solar Farm | 61125_G_NVSF | 61125 | G | NVSF |  | Solar PV |  | NENGREST | Vermont | 50 | Lamoille | 15 | 50015 | 1 | 0 | 2016 | 9999 |  |  | N | Solar | [13 empty] | 0 | 0 | 0 | 0 | [11 empty] | Stowe VT (Town of) | 100 | Stowe VT (Town of) | 100
Bedford Solar | 61126_G_12346 | 61126 | G | 12346 |  | Solar PV |  | PJM_West | Virginia | 51 | Bedford | 19 | 51019 | 3 | 0 | 2017 | 9999 |  |  | N | Solar | [13 empty] | 0 | 0 | 0 | 0 | [11 empty] | Bedford Solar LLC | 100 | Bedford Solar LLC | 100
Gamble Solar | 61127_G_12348 | 61127 | G | 12348 |  | Solar PV |  | S_VACA | North Carolina | 37 | Rutherford | 161 | 37161 | 3 | 0 | 2019 | 9999 |  |  | N | Solar | [13 empty] | 0 | 0 | 0 | 0 | [11 empty] | Gamble Solar LLC | 100 | Gamble Solar LLC | 100
Salisbury Solar | 61128_G_12349 | 61128 | G | 12349 |  | Solar PV |  | S_VACA | North Carolina | 37 | Rowan | 159 | 37159 | 3.8 | 0 | 2018 | 9999 |  |  | N | Solar | [13 empty] | 0 | 0 | 0 | 0 | [11 empty] | Salisbury Solar LLC | 100 | Salisbury Solar LLC | 100
Wadesboro Solar | 61129_G_12347 | 61129 | G | 12347 |  | Solar PV |  | S_VACA | North Carolina | 37 | Anson | 7 | 37007 | 5 | 0 | 2017 | 9999 |  |  | N | Solar | [13 empty] | 0 | 0 | 0 | 0 | [11 empty] | Wadesboro Solar LLC | 100 | O2Energies | 100
Tolson Solar | 61131_G_12345 | 61131 | G | 12345 |  | Solar PV |  | S_VACA | North Carolina | 37 | Edgecombe | 65 | 37065 | 3 | 0 | 2015 | 9999 |  |  | N | Solar | [13 empty] | 0 | 0 | 0 | 0 | [11 empty] | Tolson Solar LLC | 100 | Tolson Solar LLC | 100
Phelps 158 Solar Farm | 61134_G_15800 | 61134 | G | 15800 |  | Solar PV |  | PJM_Dom | North Carolina | 37 | Northampton | 131 | 37131 | 5 | 0 | 2018 | 9999 |  |  | N | Solar | [13 empty] | 0 | 0 | 0 | 0 | [11 empty] | Phelps 158 Solar Farm LLC | 100 | Phelps 158 Solar Farm LLC | 100
Lebanon Solar Farm (MO) | 61135_G_LSF1 | 61135 | G | LSF1 |  | Solar PV |  | SPP_N | Missouri | 29 | Laclede | 105 | 29105 | 2.5 | 0 | 2017 | 9999 |  |  | N | Solar | [13 empty] | 0 | 0 | 0 | 0 | [11 empty] | MCP Lebanon LLC | 100 | MC Power Companies | 100
Armstrong Solar | 61138_G_0000A | 61138 | G | 0000A |  | Solar PV |  | MIS_MNWI | Minnesota | 27 | Pope | 121 | 27121 | 3 | 0 | 2018 | 9999 |  |  | N | Solar | [13 empty] | 0 | 0 | 0 | 0 | [11 empty] | Novel Energy Solutions | 100 | Novel Energy Solutions | 100
Marmas Solar CSG | 61139_G_MARM2 | 61139 | G | MARM2 |  | Solar PV |  | MIS_MNWI | Minnesota | 27 | Sherburne | 141 | 27141 | 1 | 0 | 2018 | 9999 |  |  | N | Solar | [13 empty] | 0 | 0 | 0 | 0 | [11 empty] | ETCAP NES CS MN 03 LLC | 100 | Novel Energy Solutions | 100
Marmas Solar CSG | 61139_G_MARM3 | 61139 | G | MARM3 |  | Solar PV |  | MIS_MNWI | Minnesota | 27 | Sherburne | 141 | 27141 | 1 | 0 | 2018 | 9999 |  |  | N | Solar | [13 empty] | 0 | 0 | 0 | 0 | [11 empty] | ETCAP NES CS MN 03 LLC | 100 | Novel Energy Solutions | 100
Marmas Solar CSG | 61139_G_MARM4 | 61139 | G | MARM4 |  | Solar PV |  | MIS_MNWI | Minnesota | 27 | Sherburne | 141 | 27141 | 1 | 0 | 2018 | 9999 |  |  | N | Solar | [13 empty] | 0 | 0 | 0 | 0 | [11 empty] | ETCAP NES CS MN 03 LLC | 100 | Novel Energy Solutions | 100
Marmas Solar CSG | 61139_G_MARM5 | 61139 | G | MARM5 |  | Solar PV |  | MIS_MNWI | Minnesota | 27 | Sherburne | 141 | 27141 | 1 | 0 | 2018 | 9999 |  |  | N | Solar | [13 empty] | 0 | 0 | 0 | 0 | [11 empty] | ETCAP NES CS MN 03 LLC | 100 | Novel Energy Solutions | 100
CF Novel Solar CSG Gardens Two, LLC | 61140_G_0000D | 61140 | G | 0000D |  | Solar PV |  | MIS_MNWI | Minnesota | 27 | Faribault | 43 | 27043 | 1.8 | 0 | 2017 | 9999 |  |  | N | Solar | [13 empty] | 0 | 0 | 0 | 0 | [11 empty] | Novel Energy Solutions | 100 | Novel Energy Solutions | 100
CF Novel Solar CSG Gardens Eleven, LLC | 61141_G_0000F | 61141 | G | 0000F |  | Solar PV |  | MIS_MNWI | Minnesota | 27 | Blue Earth | 13 | 27013 | 3 | 0 | 2017 | 9999 |  |  | N | Solar | [13 empty] | 0 | 0 | 0 | 0 | [11 empty] | Novel Energy Solutions | 100 | Novel Energy Solutions | 100
WasecaSun | 61142_G_0000H | 61142 | G | 0000H |  | Solar PV |  | MIS_MNWI | Minnesota | 27 | Waseca | 161 | 27161 | 3.4 | 0 | 2018 | 9999 |  |  | N | Solar | [13 empty] | 0 | 0 | 0 | 0 | [11 empty] | ETCAP NES CS MN 06 LLC | 100 | Novel Energy Solutions | 100
WasecaSun | 61142_G_WASE2 | 61142 | G | WASE2 |  | Solar PV |  | MIS_MNWI | Minnesota | 27 | Waseca | 161 | 27161 | 1 | 0 | 2018 | 9999 |  |  | N | Solar | [13 empty] | 0 | 0 | 0 | 0 | [11 empty] | ETCAP NES CS MN 06 LLC | 100 | Novel Energy Solutions | 100
WasecaSun | 61142_G_WASE3 | 61142 | G | WASE3 |  | Solar PV |  | MIS_MNWI | Minnesota | 27 | Waseca | 161 | 27161 | 1 | 0 | 2018 | 9999 |  |  | N | Solar | [13 empty] | 0 | 0 | 0 | 0 | [11 empty] | ETCAP NES CS MN 06 LLC | 100 | Novel Energy Solutions | 100
WasecaSun | 61142_G_WASE4 | 61142 | G | WASE4 |  | Solar PV |  | MIS_MNWI | Minnesota | 27 | Waseca | 161 | 27161 | 1 | 0 | 2018 | 9999 |  |  | N | Solar | [13 empty] | 0 | 0 | 0 | 0 | [11 empty] | ETCAP NES CS MN 06 LLC | 100 | Novel Energy Solutions | 100
WasecaSun | 61142_G_WASE5 | 61142 | G | WASE5 |  | Solar PV |  | MIS_MNWI | Minnesota | 27 | Waseca | 161 | 27161 | 1 | 0 | 2018 | 9999 |  |  | N | Solar | [13 empty] | 0 | 0 | 0 | 0 | [11 empty] | ETCAP NES CS MN 06 LLC | 100 | Novel Energy Solutions | 100
Brown County LFGTE Power Station | 61145_G_GM01 | 61145 | G | GM01 |  | Landfill Gas |  | PJM_West | Ohio | 39 | Brown | 15 | 39015 | 1.5 | 13500 | 2017 | 9999 |  |  | N | Landfill Gas | [13 empty] | 0.15345 | 0.15345 | 0.15345 | 0.15345 | [11 empty] | Bio Energy (Ohio III) LLC | 100 | Energy Developments | 100
Brown County LFGTE Power Station | 61145_G_GM02 | 61145 | G | GM02 |  | Landfill Gas |  | PJM_West | Ohio | 39 | Brown | 15 | 39015 | 1.5 | 13500 | 2017 | 9999 |  |  | N | Landfill Gas | [13 empty] | 0.16838 | 0.16838 | 0.16838 | 0.16838 | [11 empty] | Bio Energy (Ohio III) LLC | 100 | Energy Developments | 100
Brown County LFGTE Power Station | 61145_G_GM03 | 61145 | G | GM03 |  | Landfill Gas |  | PJM_West | Ohio | 39 | Brown | 15 | 39015 | 1.5 | 13500 | 2017 | 9999 |  |  | N | Landfill Gas | [13 empty] | 0.16618 | 0.16618 | 0.16618 | 0.16618 | [11 empty] | Bio Energy (Ohio III) LLC | 100 | Energy Developments | 100
Seabrook | 6115_G_1 | 6115 | G | 1 |  | Nuclear |  | NENGREST | New Hampshire | 33 | Rockingham | 15 | 33015 | 1251.4 | 10456 | 1990 | 9999 |  |  | N | Nuclear Fuel | [13 empty] | 0 | 0 | 0 | 0 | [11 empty] | NextEra Energy Seabrook LLC | 88.23 | NextEra Energy Inc | 88.23
Intel Folsom Phase 3 | 61152_G_PV1 | 61152 | G | PV1 |  | Solar PV |  | WEC_BANC | California | 6 | Sacramento | 67 | 06067 | 5.2 | 0 | 2016 | 9999 |  |  | N | Solar | [13 empty] | 0 | 0 | 0 | 0 | [11 empty] | Intel Corp | 100 | Intel Corp | 100
AT&T Holger | 61153_G_AT057 | 61153 | G | AT057 |  | Fuel Cell |  | WEC_CALN | California | 6 | Santa Clara | 85 | 06085 | 1.3 | 6496 | 2016 | 9999 |  |  | N | Natural Gas | [13 empty] | 0 | 0 | 0 | 0 | [11 empty] | Bloom Energy Corp | 100 | Bloom Energy Corp | 100
AT&T Anaheim | 61154_G_AT058 | 61154 | G | AT058 |  | Fuel Cell |  | WECC_SCE | California | 6 | Orange | 59 | 06059 | 1.3 | 6515 | 2016 | 9999 |  |  | N | Natural Gas | [13 empty] | 0 | 0 | 0 | 0 | [11 empty] | Bloom Energy Corp | 100 | Bloom Energy Corp | 100
Big Timber Wind Farm | 61155_G_BT-MT | 61155 | G | BT-MT |  | Onshore Wind |  | WECC_MT | Montana | 30 | Sweet Grass | 97 | 30097 | 25 | 0 | 2018 | 9999 |  |  | N | Wind | [13 empty] | 0 | 0 | 0 | 0 | [11 empty] | Big Timber Wind LLC | 100 | Big Timber Wind LLC | 100
St. Pauls Solar 2 | 61156_G_STPAU | 61156 | G | STPAU |  | Solar PV |  | S_VACA | North Carolina | 37 | Robeson | 155 | 37155 | 5 | 0 | 2017 | 9999 |  |  | N | Solar | [13 empty] | 0 | 0 | 0 | 0 | [11 empty] | St Pauls Solar 2 LLC | 100 | Capital Dynamics | 100
Boaz Farm Solar | 61157_G_BOAZF | 61157 | G | BOAZF |  | Solar PV |  | S_VACA | North Carolina | 37 | Lee | 105 | 37105 | 5 | 0 | 2017 | 9999 |  |  | N | Solar | [13 empty] | 0 | 0 | 0 | 0 | [11 empty] | Boaz Farm Solar LLC | 100 | Cypress Creek Holdings LLC | 100
Bizzell Church Solar 2 | 61158_G_BIZZE | 61158 | G | BIZZE |  | Solar PV |  | S_VACA | North Carolina | 37 | Johnston | 101 | 37101 | 5 | 0 | 2017 | 9999 |  |  | N | Solar | [13 empty] | 0 | 0 | 0 | 0 | [11 empty] | Bizzell Church Solar 2 LLC | 100 | Pine Gate Development | 100
MILL SOLAR 1 | 61160_G_MILL1 | 61160 | G | MILL1 |  | Solar PV |  | S_VACA | North Carolina | 37 | Iredell | 97 | 37097 | 1.4 | 0 | 2015 | 9999 |  |  | N | Solar | [13 empty] | 0 | 0 | 0 | 0 | [11 empty] | Mill Solar I LLC | 100 | Concord Global Trading Inc | 100
Broadlands Wind Farm | 61161_G_GEN01 | 61161 | G | GEN01 |  | Onshore Wind |  | MIS_IL | Illinois | 17 | Douglas | 41 | 17041 | 300 | 0 | 2019 | 9999 |  |  | N | Wind | [13 empty] | 0 | 0 | 0 | 0 | [11 empty] | Broadlands Wind Farm LLC | 100 | Energias de Portugal SA | 100
RB Manufacturing LLC Belle Mead NJ | 61162_G_RBBM | 61162 | G | RBBM |  | Solar PV |  | PJM_EMAC | New Jersey | 34 | Somerset | 35 | 34035 | 1.5 | 0 | 2016 | 9999 |  |  | N | Solar | [13 empty] | 0 | 0 | 0 | 0 | [11 empty] | RB Manufacturing LLC | 100 | RB Manufacturing LLC | 100
Onset East Community Solar Facility | 61163_G_ONSE | 61163 | G | ONSE |  | Solar PV |  | NENGREST | Massachusetts | 25 | Plymouth | 23 | 25023 | 1 | 0 | 2016 | 9999 |  |  | N | Solar | [13 empty] | 0 | 0 | 0 | 0 | [11 empty] | BCC Solar III LLC | 100 | BCC Solar III LLC | 100
Onset West Community Solar Facility | 61164_G_ONSW | 61164 | G | ONSW |  | Solar PV |  | NENGREST | Massachusetts | 25 | Plymouth | 23 | 25023 | 1 | 0 | 2016 | 9999 |  |  | N | Solar | [13 empty] | 0 | 0 | 0 | 0 | [11 empty] | BCC Solar III LLC | 100 | BCC Solar III LLC | 100
Columbus Solar Project | 61165_G_88029 | 61165 | G | 88029 |  | Solar PV |  | WECC_NM | New Mexico | 35 | Luna | 29 | 35029 | 1.9 | 0 | 2017 | 9999 |  |  | N | Solar | [13 empty] | 0 | 0 | 0 | 0 | [11 empty] | Columbus Solar Project | 100 | Columbus Solar Project | 100
IKEA Miami 327 | 61173_G_PV | 61173 | G | PV |  | Solar PV |  | FRCC | Florida | 12 | Miami Dade | 86 | 12086 | 1 | 0 | 2015 | 9999 |  |  | N | Solar | [13 empty] | 0 | 0 | 0 | 0 | [11 empty] | IKEA Group | 100 | Ikea Systems BV | 100
Taurus Community Solar | 61174_G_ETCS1 | 61174 | G | ETCS1 |  | Solar PV |  | MIS_MNWI | Minnesota | 27 | Chippewa | 23 | 27023 | 0.9 | 0 | 2018 | 9999 |  |  | N | Solar | [13 empty] | 0 | 0 | 0 | 0 | [11 empty] | Taurus Community Solar | 100 | Taurus Community Solar | 100
Taurus Community Solar | 61174_G_ETCS2 | 61174 | G | ETCS2 |  | Solar PV |  | MIS_MNWI | Minnesota | 27 | Chippewa | 23 | 27023 | 0.9 | 0 | 2018 | 9999 |  |  | N | Solar | [13 empty] | 0 | 0 | 0 | 0 | [11 empty] | Taurus Community Solar | 100 | Taurus Community Solar | 100
Taurus Community Solar | 61174_G_ETCS3 | 61174 | G | ETCS3 |  | Solar PV |  | MIS_MNWI | Minnesota | 27 | Chippewa | 23 | 27023 | 0.9 | 0 | 2018 | 9999 |  |  | N | Solar | [13 empty] | 0 | 0 | 0 | 0 | [11 empty] | Taurus Community Solar | 100 | Taurus Community Solar | 100
Taurus Community Solar | 61174_G_ETCS4 | 61174 | G | ETCS4 |  | Solar PV |  | MIS_MNWI | Minnesota | 27 | Chippewa | 23 | 27023 | 0.9 | 0 | 2018 | 9999 |  |  | N | Solar | [13 empty] | 0 | 0 | 0 | 0 | [11 empty] | Taurus Community Solar | 100 | Taurus Community Solar | 100
Pegasus Community Solar | 61175_G_CPCS1 | 61175 | G | CPCS1 |  | Solar PV |  | MIS_MNWI | Minnesota | 27 | Stearns | 145 | 27145 | 0.9 | 0 | 2017 | 9999 |  |  | N | Solar | [13 empty] | 0 | 0 | 0 | 0 | [11 empty] | Pegasus Community Solar | 100 | Pegasus Community Solar | 100
Pegasus Community Solar | 61175_G_CPCS2 | 61175 | G | CPCS2 |  | Solar PV |  | MIS_MNWI | Minnesota | 27 | Stearns | 145 | 27145 | 0.9 | 0 | 2017 | 9999 |  |  | N | Solar | [13 empty] | 0 | 0 | 0 | 0 | [11 empty] | Pegasus Community Solar | 100 | Pegasus Community Solar | 100
Antares Community Solar | 61176_G_FACS1 | 61176 | G | FACS1 |  | Solar PV |  | MIS_MNWI | Minnesota | 27 | Lyon | 83 | 27083 | 0.9 | 0 | 2018 | 9999 |  |  | N | Solar | [13 empty] | 0 | 0 | 0 | 0 | [11 empty] | Antares Community Solar Gardens LLC | 100 | Berkshire Hathaway Inc | 100
Antares Community Solar | 61176_G_FACS2 | 61176 | G | FACS2 |  | Solar PV |  | MIS_MNWI | Minnesota | 27 | Lyon | 83 | 27083 | 0.9 | 0 | 2018 | 9999 |  |  | N | Solar | [13 empty] | 0 | 0 | 0 | 0 | [11 empty] | Antares Community Solar Gardens LLC | 100 | Berkshire Hathaway Inc | 100
Antares Community Solar | 61176_G_FACS3 | 61176 | G | FACS3 |  | Solar PV |  | MIS_MNWI | Minnesota | 27 | Lyon | 83 | 27083 | 0.9 | 0 | 2018 | 9999 |  |  | N | Solar | [13 empty] | 0 | 0 | 0 | 0 | [11 empty] | Antares Community Solar Gardens LLC | 100 | Berkshire Hathaway Inc | 100
Corvus Community Solar | 61177_G_GCCS1 | 61177 | G | GCCS1 |  | Solar PV |  | MIS_MNWI | Minnesota | 27 | Blue Earth | 13 | 27013 | 0.9 | 0 | 2018 | 9999 |  |  | N | Solar | [13 empty] | 0 | 0 | 0 | 0 | [11 empty] | Corvus Community Solar Gardens LLC | 100 | Berkshire Hathaway Inc | 100
Corvus Community Solar | 61177_G_GCCS2 | 61177 | G | GCCS2 |  | Solar PV |  | MIS_MNWI | Minnesota | 27 | Blue Earth | 13 | 27013 | 0.9 | 0 | 2018 | 9999 |  |  | N | Solar | [13 empty] | 0 | 0 | 0 | 0 | [11 empty] | Corvus Community Solar Gardens LLC | 100 | Berkshire Hathaway Inc | 100
Corvus Community Solar | 61177_G_GCCS3 | 61177 | G | GCCS3 |  | Solar PV |  | MIS_MNWI | Minnesota | 27 | Blue Earth | 13 | 27013 | 0.9 | 0 | 2018 | 9999 |  |  | N | Solar | [13 empty] | 0 | 0 | 0 | 0 | [11 empty] | Corvus Community Solar Gardens LLC | 100 | Berkshire Hathaway Inc | 100
Corvus Community Solar | 61177_G_GCCS4 | 61177 | G | GCCS4 |  | Solar PV |  | MIS_MNWI | Minnesota | 27 | Blue Earth | 13 | 27013 | 0.9 | 0 | 2018 | 9999 |  |  | N | Solar | [13 empty] | 0 | 0 | 0 | 0 | [11 empty] | Corvus Community Solar Gardens LLC | 100 | Berkshire Hathaway Inc | 100
Corvus Community Solar | 61177_G_GCCS5 | 61177 | G | GCCS5 |  | Solar PV |  | MIS_MNWI | Minnesota | 27 | Blue Earth | 13 | 27013 | 0.9 | 0 | 2018 | 9999 |  |  | N | Solar | [13 empty] | 0 | 0 | 0 | 0 | [11 empty] | Corvus Community Solar Gardens LLC | 100 | Berkshire Hathaway Inc | 100
Capella Community Solar | 61178_G_HCCS1 | 61178 | G | HCCS1 |  | Solar PV |  | MIS_MNWI | Minnesota | 27 | Pipestone | 117 | 27117 | 0.9 | 0 | 2017 | 9999 |  |  | N | Solar | [13 empty] | 0 | 0 | 0 | 0 | [11 empty] | Capella Community Solar Gardens LLC | 100 | Rahn Group | 100
Capella Community Solar | 61178_G_HCCS2 | 61178 | G | HCCS2 |  | Solar PV |  | MIS_MNWI | Minnesota | 27 | Pipestone | 117 | 27117 | 0.9 | 0 | 2017 | 9999 |  |  | N | Solar | [13 empty] | 0 | 0 | 0 | 0 | [11 empty] | Capella Community Solar Gardens LLC | 100 | Rahn Group | 100
Capella Community Solar | 61178_G_HCCS3 | 61178 | G | HCCS3 |  | Solar PV |  | MIS_MNWI | Minnesota | 27 | Pipestone | 117 | 27117 | 0.9 | 0 | 2017 | 9999 |  |  | N | Solar | [13 empty] | 0 | 0 | 0 | 0 | [11 empty] | Capella Community Solar Gardens LLC | 100 | Rahn Group | 100
Capella Community Solar | 61178_G_HCCS4 | 61178 | G | HCCS4 |  | Solar PV |  | MIS_MNWI | Minnesota | 27 | Pipestone | 117 | 27117 | 0.9 | 0 | 2017 | 9999 |  |  | N | Solar | [13 empty] | 0 | 0 | 0 | 0 | [11 empty] | Capella Community Solar Gardens LLC | 100 | Rahn Group | 100
Capella Community Solar | 61178_G_HCCS5 | 61178 | G | HCCS5 |  | Solar PV |  | MIS_MNWI | Minnesota | 27 | Pipestone | 117 | 27117 | 0.9 | 0 | 2017 | 9999 |  |  | N | Solar | [13 empty] | 0 | 0 | 0 | 0 | [11 empty] | Capella Community Solar Gardens LLC | 100 | Rahn Group | 100
Carina Community Solar | 61179_G_JCCS1 | 61179 | G | JCCS1 |  | Solar PV |  | MIS_MNWI | Minnesota | 27 | Wabasha | 157 | 27157 | 0.9 | 0 | 2018 | 9999 |  |  | N | Solar | [13 empty] | 0 | 0 | 0 | 0 | [11 empty] | Carina Community Solar | 100 | Rahn Group | 100
Carina Community Solar | 61179_G_JCCS2 | 61179 | G | JCCS2 |  | Solar PV |  | MIS_MNWI | Minnesota | 27 | Wabasha | 157 | 27157 | 0.9 | 0 | 2018 | 9999 |  |  | N | Solar | [13 empty] | 0 | 0 | 0 | 0 | [11 empty] | Carina Community Solar | 100 | Rahn Group | 100
Carina Community Solar | 61179_G_JCCS3 | 61179 | G | JCCS3 |  | Solar PV |  | MIS_MNWI | Minnesota | 27 | Wabasha | 157 | 27157 | 0.9 | 0 | 2018 | 9999 |  |  | N | Solar | [13 empty] | 0 | 0 | 0 | 0 | [11 empty] | Carina Community Solar | 100 | Rahn Group | 100
Carina Community Solar | 61179_G_JCCS4 | 61179 | G | JCCS4 |  | Solar PV |  | MIS_MNWI | Minnesota | 27 | Wabasha | 157 | 27157 | 0.9 | 0 | 2018 | 9999 |  |  | N | Solar | [13 empty] | 0 | 0 | 0 | 0 | [11 empty] | Carina Community Solar | 100 | Rahn Group | 100
PSEG Hope Creek Generating Station | 6118_G_1 | 6118 | G | 1 |  | Nuclear |  | PJM_EMAC | New Jersey | 34 | Salem | 33 | 34033 | 1172 | 10456 | 1986 | 9999 |  |  | N | Nuclear Fuel | [13 empty] | 0 | 0 | 0 | 0 | [11 empty] | PSEG Nuclear LLC | 100 | Public Service Enterprise Group Inc | 100
Caelum Community Solar | 61180_G_PCCS1 | 61180 | G | PCCS1 |  | Solar PV |  | MIS_MNWI | Minnesota | 27 | Benton | 9 | 27009 | 0.9 | 0 | 2017 | 9999 |  |  | N | Solar | [13 empty] | 0 | 0 | 0 | 0 | [11 empty] | Caelum Community Solar Gardens LLC | 100 | Berkshire Hathaway Inc | 100
Caelum Community Solar | 61180_G_PCCS2 | 61180 | G | PCCS2 |  | Solar PV |  | MIS_MNWI | Minnesota | 27 | Benton | 9 | 27009 | 0.9 | 0 | 2017 | 9999 |  |  | N | Solar | [13 empty] | 0 | 0 | 0 | 0 | [11 empty] | Caelum Community Solar Gardens LLC | 100 | Berkshire Hathaway Inc | 100
Andromeda Community Solar | 61181_G_OACS1 | 61181 | G | OACS1 |  | Solar PV |  | MIS_MNWI | Minnesota | 27 | McLeod | 85 | 27085 | 0.9 | 0 | 2017 | 9999 |  |  | N | Solar | [13 empty] | 0 | 0 | 0 | 0 | [11 empty] | Andromeda Community Solar Garden LLC | 100 | Rahn Group | 100
Andromeda Community Solar | 61181_G_OACS2 | 61181 | G | OACS2 |  | Solar PV |  | MIS_MNWI | Minnesota | 27 | McLeod | 85 | 27085 | 0.9 | 0 | 2017 | 9999 |  |  | N | Solar | [13 empty] | 0 | 0 | 0 | 0 | [11 empty] | Andromeda Community Solar Garden LLC | 100 | Rahn Group | 100
Andromeda Community Solar | 61181_G_OACS3 | 61181 | G | OACS3 |  | Solar PV |  | MIS_MNWI | Minnesota | 27 | McLeod | 85 | 27085 | 0.9 | 0 | 2017 | 9999 |  |  | N | Solar | [13 empty] | 0 | 0 | 0 | 0 | [11 empty] | Andromeda Community Solar Garden LLC | 100 | Rahn Group | 100
Andromeda Community Solar | 61181_G_OACS4 | 61181 | G | OACS4 |  | Solar PV |  | MIS_MNWI | Minnesota | 27 | McLeod | 85 | 27085 | 0.9 | 0 | 2017 | 9999 |  |  | N | Solar | [13 empty] | 0 | 0 | 0 | 0 | [11 empty] | Andromeda Community Solar Garden LLC | 100 | Rahn Group | 100
Andromeda Community Solar | 61181_G_OACS5 | 61181 | G | OACS5 |  | Solar PV |  | MIS_MNWI | Minnesota | 27 | McLeod | 85 | 27085 | 0.9 | 0 | 2017 | 9999 |  |  | N | Solar | [13 empty] | 0 | 0 | 0 | 0 | [11 empty] | Andromeda Community Solar Garden LLC | 100 | Rahn Group | 100
Lyra Community Solar | 61182_G_RLCS1 | 61182 | G | RLCS1 |  | Solar PV |  | MIS_MNWI | Minnesota | 27 | Le Sueur | 79 | 27079 | 0.9 | 0 | 2018 | 9999 |  |  | N | Solar | [13 empty] | 0 | 0 | 0 | 0 | [11 empty] | Lyra Community Solar | 100 | Lyra Community Solar | 100
Lyra Community Solar | 61182_G_RLCS2 | 61182 | G | RLCS2 |  | Solar PV |  | MIS_MNWI | Minnesota | 27 | Le Sueur | 79 | 27079 | 0.9 | 0 | 2018 | 9999 |  |  | N | Solar | [13 empty] | 0 | 0 | 0 | 0 | [11 empty] | Lyra Community Solar | 100 | Lyra Community Solar | 100
Lyra Community Solar | 61182_G_RLCS3 | 61182 | G | RLCS3 |  | Solar PV |  | MIS_MNWI | Minnesota | 27 | Le Sueur | 79 | 27079 | 0.9 | 0 | 2018 | 9999 |  |  | N | Solar | [13 empty] | 0 | 0 | 0 | 0 | [11 empty] | Lyra Community Solar | 100 | Lyra Community Solar | 100
Argo Navis Community Solar | 61183_G_UACS1 | 61183 | G | UACS1 |  | Solar PV |  | MIS_MNWI | Minnesota | 27 | Washington | 163 | 27163 | 0.9 | 0 | 2018 | 9999 |  |  | N | Solar | [13 empty] | 0 | 0 | 0 | 0 | [11 empty] | Argo Navis Community Solar Gardens LLC | 100 | Berkshire Hathaway Inc | 100
Argo Navis Community Solar | 61183_G_UACS2 | 61183 | G | UACS2 |  | Solar PV |  | MIS_MNWI | Minnesota | 27 | Washington | 163 | 27163 | 0.9 | 0 | 2018 | 9999 |  |  | N | Solar | [13 empty] | 0 | 0 | 0 | 0 | [11 empty] | Argo Navis Community Solar Gardens LLC | 100 | Berkshire Hathaway Inc | 100
Argo Navis Community Solar | 61183_G_UACS3 | 61183 | G | UACS3 |  | Solar PV |  | MIS_MNWI | Minnesota | 27 | Washington | 163 | 27163 | 0.9 | 0 | 2018 | 9999 |  |  | N | Solar | [13 empty] | 0 | 0 | 0 | 0 | [11 empty] | Argo Navis Community Solar Gardens LLC | 100 | Berkshire Hathaway Inc | 100
Pfeffers | 61185_G_SO147 | 61185 | G | SO147 |  | Solar PV |  | PJM_SMAC | Maryland | 24 | Baltimore | 5 | 24005 | 1 | 0 | 2016 | 9999 |  |  | N | Solar | [13 empty] | 0 | 0 | 0 | 0 | [11 empty] | Terraform Power Inc | 100 | Brookfield Asset Management Inc | 100
Boston Medical Center CHP Plant | 61186_G_COGEN | 61186 | G | COGEN |  | Combustion Turbine | IC Engine | NENGREST | Massachusetts | 25 | Suffolk | 25 | 25025 | 2 | 10155 | 2017 | 9999 |  |  | Y | Natural Gas | [13 empty] | 1.9772 | 1.9772 | 1.9772 | 1.9772 | [11 empty] | Boston Medical Center | 100 | Boston Medical Center | 100
Century Drive Solar Farm | 61187_G_CENT1 | 61187 | G | CENT1 |  | Solar PV |  | S_VACA | North Carolina | 37 | Wake | 183 | 37183 | 1 | 0 | 2014 | 9999 |  |  | N | Solar | [13 empty] | 0 | 0 | 0 | 0 | [11 empty] | J T Hobby & Son Inc | 100 | J T Hobby & Son Inc | 100
Shavano Falls Hydro | 61189_G_GEN1 | 61189 | G | GEN1 |  | Hydro |  | WECC_CO | Colorado | 8 | Montrose | 85 | 08085 | 2.8 | 0 | 2015 | 9999 |  |  | N | Hydro | [13 empty] | 0 | 0 | 0 | 0 | [11 empty] | Shavano Falls Hydro LLC | 100 | Shavano Falls Hydro LLC | 100
Deerfield 4 | 6119_G_GEN1 | 6119 | G | GEN1 |  | Hydro |  | NENGREST | Massachusetts | 25 | Franklin | 11 | 25011 | 2 | 0 | 1912 | 9999 |  |  | N | Hydro | [13 empty] | 0 | 0 | 0 | 0 | [11 empty] | Great River Hydro LLC | 100 | ArcLight Capital Partners LLC | 100
Deerfield 4 | 6119_G_GEN2 | 6119 | G | GEN2 |  | Hydro |  | NENGREST | Massachusetts | 25 | Franklin | 11 | 25011 | 2 | 0 | 1912 | 9999 |  |  | N | Hydro | [13 empty] | 0 | 0 | 0 | 0 | [11 empty] | Great River Hydro LLC | 100 | ArcLight Capital Partners LLC | 100
Deerfield 4 | 6119_G_GEN3 | 6119 | G | GEN3 |  | Hydro |  | NENGREST | Massachusetts | 25 | Franklin | 11 | 25011 | 2 | 0 | 1912 | 9999 |  |  | N | Hydro | [13 empty] | 0 | 0 | 0 | 0 | [11 empty] | Great River Hydro LLC | 100 | ArcLight Capital Partners LLC | 100
Shavano Falls Hydro Drop 4 | 61190_G_GEN1 | 61190 | G | GEN1 |  | Hydro |  | WECC_CO | Colorado | 8 | Montrose | 85 | 08085 | 4.5 | 0 | 2015 | 9999 |  |  | N | Hydro | [13 empty] | 0 | 0 | 0 | 0 | [11 empty] | Shavano Falls Hydro LLC Drop 4 Project | 100 | Shavano Falls Hysro LLC 0 Drop 4 Project | 100
Drop 5 | 61191_G_GEN1 | 61191 | G | GEN1 |  | Hydro |  | WECC_CO | Colorado | 8 | Montrose | 85 | 08085 | 2.4 | 0 | 2017 | 9999 |  |  | N | Hydro | [13 empty] | 0 | 0 | 0 | 0 | [11 empty] | W U Drop 5 Inc | 100 | W U Drop 5 Inc | 100
IKEA Joliet Rooftop PV System | 61192_G_PV | 61192 | G | PV |  | Solar PV |  | PJM_COMD | Illinois | 17 | Will | 197 | 17197 | 2 | 0 | 2017 | 9999 |  |  | N | Solar | [13 empty] | 0 | 0 | 0 | 0 | [11 empty] | IKEA Group | 100 | Ikea Systems BV | 100
IKEA Las Vegas 462 | 61193_G_PV | 61193 | G | PV |  | Solar PV |  | WECC_SNV | Nevada | 32 | Clark | 3 | 32003 | 1 | 0 | 2016 | 9999 |  |  | N | Solar | [13 empty] | 0 | 0 | 0 | 0 | [11 empty] | IKEA Property Inc | 100 | Ikea Systems BV | 100
Barker Solar, LLC | 61194_G_BARK | 61194 | G | BARK |  | Solar PV |  | S_VACA | North Carolina | 37 | Robeson | 155 | 37155 | 5 | 0 | 2017 | 9999 |  |  | N | Solar | [13 empty] | 0 | 0 | 0 | 0 | [11 empty] | Barker Solar LLC | 100 | FLS Energy Inc | 100
231 Dixon 74 Solar I, LLC | 61195_G_DIXON | 61195 | G | DIXON |  | Solar PV |  | S_VACA | North Carolina | 37 | Cleveland | 45 | 37045 | 2 | 0 | 2017 | 9999 |  |  | N | Solar | [13 empty] | 0 | 0 | 0 | 0 | [11 empty] | 231 Dixon 74 Solar I LLC | 100 | Pine Gate Development | 100
Mill Pond Solar Farm, LLC | 61196_G_MILLL | 61196 | G | MILLL |  | Solar PV |  | S_VACA | North Carolina | 37 | Columbus | 47 | 37047 | 5 | 0 | 2017 | 9999 |  |  | N | Solar | [13 empty] | 0 | 0 | 0 | 0 | [11 empty] | Mill Pond Solar Farm LLC | 100 | Cypress Creek Holdings LLC | 100
Pima Energy Storage System | 61197_G_PIMA | 61197 | G | PIMA |  | Energy Storage |  | WECC_AZ | Arizona | 4 | Pima | 19 | 04019 | 10 | 0 | 2017 | 9999 |  |  | N | Energy Storage | [13 empty] | 0 | 0 | 0 | 0 | [11 empty] | Pima Energy Storage System LLC | 100 | NextEra Energy Inc | 100
Merck - Upper Gwynedd Solar Array | 61198_G_SA-1 | 61198 | G | SA-1 |  | Solar PV |  | PJM_EMAC | Pennsylvania | 42 | Montgomery | 91 | 42091 | 1.5 | 0 | 2011 | 9999 |  |  | N | Solar | [13 empty] | 0 | 0 | 0 | 0 | [11 empty] | Merck & Co Inc | 100 | Merck & Co Inc | 100
T0588 Phoenix - AZ | 61199_G_PV1 | 61199 | G | PV1 |  | Solar PV |  | WECC_AZ | Arizona | 4 | Maricopa | 13 | 04013 | 1.2 | 0 | 2017 | 9999 |  |  | N | Solar | [13 empty] | 0 | 0 | 0 | 0 | [11 empty] | Project Co Phase II T LLC | 100 | SoCore Energy | 100
Fort Myers | 612_G_2A | 612 | G | 2A | 403 | Combined Cycle |  | FRCC | Florida | 12 | Lee | 71 | 12071 | 199.5 | 7225 | 2000 | 9999 |  |  | N | Natural Gas |  |  |  | DLNB | [8 empty] | 0.5 | 0.027578 | 0.027578 | 0.027578 | 0.027578 | [11 empty] | Florida Power & Light Co | 100 | NextEra Energy Inc | 100
Fort Myers | 612_G_2B | 612 | G | 2B | 404 | Combined Cycle |  | FRCC | Florida | 12 | Lee | 71 | 12071 | 199.5 | 7225 | 2000 | 9999 |  |  | N | Natural Gas |  |  |  | DLNB | [8 empty] | 0.5 | 0.027578 | 0.027578 | 0.027578 | 0.027578 | [11 empty] | Florida Power & Light Co | 100 | NextEra Energy Inc | 100
Fort Myers | 612_G_2C | 612 | G | 2C | 405 | Combined Cycle |  | FRCC | Florida | 12 | Lee | 71 | 12071 | 199.5 | 7225 | 2000 | 9999 |  |  | N | Natural Gas |  |  |  | DLNB | [8 empty] | 0.5 | 0.027578 | 0.027578 | 0.027578 | 0.027578 | [11 empty] | Florida Power & Light Co | 100 | NextEra Energy Inc | 100
Fort Myers | 612_G_2D | 612 | G | 2D | 406 | Combined Cycle |  | FRCC | Florida | 12 | Lee | 71 | 12071 | 199.5 | 7225 | 2001 | 9999 |  |  | N | Natural Gas |  |  |  | DLNB | [8 empty] | 0.5 | 0.026857 | 0.026857 | 0.026857 | 0.026857 | [11 empty] | Florida Power & Light Co | 100 | NextEra Energy Inc | 100
Fort Myers | 612_G_2E | 612 | G | 2E | 407 | Combined Cycle |  | FRCC | Florida | 12 | Lee | 71 | 12071 | 199.5 | 7225 | 2001 | 9999 |  |  | N | Natural Gas |  |  |  | DLNB | [8 empty] | 0.5 | 0.026857 | 0.026857 | 0.026857 | 0.026857 | [11 empty] | Florida Power & Light Co | 100 | NextEra Energy Inc | 100
Fort Myers | 612_G_2F | 612 | G | 2F | 408 | Combined Cycle |  | FRCC | Florida | 12 | Lee | 71 | 12071 | 199.5 | 7225 | 2001 | 9999 |  |  | N | Natural Gas |  |  |  | DLNB | [8 empty] | 0.5 | 0.026857 | 0.026857 | 0.026857 | 0.026857 | [11 empty] | Florida Power & Light Co | 100 | NextEra Energy Inc | 100
Fort Myers | 612_G_9 | 612 | G | 9 |  | Combustion Turbine |  | FRCC | Florida | 12 | Lee | 71 | 12071 | 54 | 11565 | 1974 | 9999 |  |  | N | Distillate Fuel Oil | [13 empty] | 0.09835 | 0.09835 | 0.09835 | 0.09835 | [11 empty] | Florida Power & Light Co | 100 | NextEra Energy Inc | 100
Fort Myers | 612_G_CT1 | 612 | G | CT1 | 411 | Combustion Turbine |  | FRCC | Florida | 12 | Lee | 71 | 12071 | 182 | 11544 | 2003 | 9999 |  |  | N | Natural Gas, Distillate Fuel Oil |  |  |  | DLNB + H2O | [8 empty] | 0.5 | 0.0316 | 0.0316 | 0.0316 | 0.0316 | [11 empty] | Florida Power & Light Co | 100 | NextEra Energy Inc | 100
Fort Myers | 612_G_CT2 | 612 | G | CT2 | 412 | Combustion Turbine |  | FRCC | Florida | 12 | Lee | 71 | 12071 | 182 | 11544 | 2003 | 9999 |  |  | N | Natural Gas, Distillate Fuel Oil |  |  |  | DLNB + H2O | [8 empty] | 0.5 | 0.03367 | 0.03367 | 0.03367 | 0.03367 | [11 empty] | Florida Power & Light Co | 100 | NextEra Energy Inc | 100
Fort Myers | 612_G_GT1 | 612 | G | GT1 |  | Combustion Turbine |  | FRCC | Florida | 12 | Lee | 71 | 12071 | 54 | 11565 | 1974 | 9999 |  |  | N | Distillate Fuel Oil | [13 empty] | 0.33168 | 0.33168 | 0.33168 | 0.33168 | [11 empty] | Florida Power & Light Co | 100 | NextEra Energy Inc | 100
Fort Myers | 612_G_PFM3C | 612 | G | PFM3C | 91055 | Combustion Turbine |  | FRCC | Florida | 12 | Lee | 71 | 12071 | 231 | 10969 | 2016 | 9999 |  |  | N | Natural Gas, Distillate Fuel Oil |  |  |  | DLNB + H2O | [9 empty] | 0.03088 | 0.03088 | 0.03088 | 0.03088 | [11 empty] | Florida Power & Light Co | 100 | NextEra Energy Inc | 100
Fort Myers | 612_G_PFM3D | 612 | G | PFM3D | 91054 | Combustion Turbine |  | FRCC | Florida | 12 | Lee | 71 | 12071 | 231 | 10969 | 2016 | 9999 |  |  | N | Natural Gas, Distillate Fuel Oil |  |  |  | DLNB + H2O | [9 empty] | 0.03012 | 0.03012 | 0.03012 | 0.03012 | [11 empty] | Florida Power & Light Co | 100 | NextEra Energy Inc | 100
Fort Myers | 612_G_ST1 | 612 | G | ST1 | 403 | Combined Cycle |  | FRCC | Florida | 12 | Lee | 71 | 12071 | 155.8 | 7225 | 1958 | 9999 |  |  | N | Natural Gas |  |  |  | DLNB | [8 empty] | 0.5 | 0.027578 | 0.027578 | 0.027578 | 0.027578 | [11 empty] | Florida Power & Light Co | 100 | NextEra Energy Inc | 100
Fort Myers | 612_G_ST2 | 612 | G | ST2 | 406 | Combined Cycle |  | FRCC | Florida | 12 | Lee | 71 | 12071 | 459.2 | 7225 | 1969 | 9999 |  |  | N | Natural Gas |  |  |  | DLNB | [8 empty] | 0.5 | 0.026857 | 0.026857 | 0.026857 | 0.026857 | [11 empty] | Florida Power & Light Co | 100 | NextEra Energy Inc | 100
Whitehorn | 6120_G_2 | 6120 | G | 2 |  | Combustion Turbine |  | WECC_PNW | Washington | 53 | Whatcom | 73 | 53073 | 67 | 25000 | 1981 | 9999 |  |  | N | Natural Gas, Distillate Fuel Oil | [12 empty] | 2.63 | 0.32698 | 0.32698 | 0.32698 | 0.32698 | [11 empty] | Puget Sound Energy Inc | 100 | Puget Energy Inc | 100
Whitehorn | 6120_G_3 | 6120 | G | 3 |  | Combustion Turbine |  | WECC_PNW | Washington | 53 | Whatcom | 73 | 53073 | 67 | 24565 | 1981 | 9999 |  |  | N | Natural Gas, Distillate Fuel Oil | [12 empty] | 2.63 | 0.31384 | 0.31384 | 0.31384 | 0.31384 | [11 empty] | Puget Sound Energy Inc | 100 | Puget Energy Inc | 100
OR Solar 3, LLC | 61201_G_ORSR3 | 61201 | G | ORSR3 |  | Solar PV |  | WECC_PNW | Oregon | 41 | Klamath | 35 | 41035 | 10 | 0 | 2017 | 9999 |  |  | N | Solar | [13 empty] | 0 | 0 | 0 | 0 | [11 empty] | Origis Energy USA Inc | 100 | Origis Energy | 100
Mount Signal Solar Farm V | 61202_G_MTSG3 | 61202 | G | MTSG3 |  | Solar PV |  | WECC_IID | California | 6 | Imperial | 25 | 06025 | 252.3 | 0 | 2018 | 9999 |  |  | N | Solar | [13 empty] | 0 | 0 | 0 | 0 | [11 empty] | 8 Minute Solar Energy | 100 | 8 Minute Solar Energy | 100
Lahr 1, LLC | 61203_G_PV1 | 61203 | G | PV1 |  | Solar PV |  | MIS_MNWI | Minnesota | 27 | Stearns | 145 | 27145 | 5 | 0 | 2018 | 9999 |  |  | N | Solar | [13 empty] | 0 | 0 | 0 | 0 | [11 empty] | SoCore Energy LLC | 100 | SoCore Energy | 100
Bandera Electric Coop PV | 61205_G_PV1 | 61205 | G | PV1 |  | Solar PV |  | ERC_REST | Texas | 48 | Real | 385 | 48385 | 1.5 | 0 | 2017 | 9999 |  |  | N | Solar | [13 empty] | 0 | 0 | 0 | 0 | [11 empty] | SoCore Bandera LLC | 100 | SoCore Energy | 100
Onyx - Allen Harim | 61206_G_10021 | 61206 | G | 10021 |  | Solar PV |  | PJM_EMAC | Delaware | 10 | Sussex | 5 | 10005 | 1.2 | 0 | 2017 | 9999 |  |  | N | Solar | [13 empty] | 0 | 0 | 0 | 0 | [11 empty] | Janus Solar Fund LP | 100 | Onyx Renewable Partners LP | 100
Green Island Hydroelectric Station | 61207_G_UNIT1 | 61207 | G | UNIT1 |  | Hydro |  | NY_Z_F | New York | 36 | Albany | 1 | 36001 | 1.5 | 0 | 1922 | 9999 |  |  | N | Hydro | [13 empty] | 0 | 0 | 0 | 0 | [11 empty] | Green Island Power Authority | 100 | Green Island NY (Village of) | 100
Green Island Hydroelectric Station | 61207_G_UNIT2 | 61207 | G | UNIT2 |  | Hydro |  | NY_Z_F | New York | 36 | Albany | 1 | 36001 | 1.5 | 0 | 1922 | 9999 |  |  | N | Hydro | [13 empty] | 0 | 0 | 0 | 0 | [11 empty] | Green Island Power Authority | 100 | Green Island NY (Village of) | 100
Green Island Hydroelectric Station | 61207_G_UNIT3 | 61207 | G | UNIT3 |  | Hydro |  | NY_Z_F | New York | 36 | Albany | 1 | 36001 | 1.5 | 0 | 1922 | 9999 |  |  | N | Hydro | [13 empty] | 0 | 0 | 0 | 0 | [11 empty] | Green Island Power Authority | 100 | Green Island NY (Village of) | 100
Green Island Hydroelectric Station | 61207_G_UNIT4 | 61207 | G | UNIT4 |  | Hydro |  | NY_Z_F | New York | 36 | Albany | 1 | 36001 | 1.5 | 0 | 1922 | 9999 |  |  | N | Hydro | [13 empty] | 0 | 0 | 0 | 0 | [11 empty] | Green Island Power Authority | 100 | Green Island NY (Village of) | 100
Gulfport Naval Base CSG PV System | 61208_G_PV1 | 61208 | G | PV1 |  | Solar PV |  | S_SOU | Mississippi | 28 | Harrison | 47 | 28047 | 3.5 | 0 | 2017 | 9999 |  |  | N | Solar | [13 empty] | 0 | 0 | 0 | 0 | [11 empty] | WGL Energy Systems Inc | 100 | WGL Holdings Inc | 100
Sacramento Regional County Sanitation PV | 61209_G_PV1 | 61209 | G | PV1 |  | Solar PV |  | WEC_BANC | California | 6 | Sacramento | 67 | 06067 | 3.5 | 0 | 2017 | 9999 |  |  | N | Solar | [13 empty] | 0 | 0 | 0 | 0 | [11 empty] | Tesla Inc | 100 | Tesla Inc | 100
Finger Lakes Solar I | 61210_G_FLS1 | 61210 | G | FLS1 |  | Solar PV |  | NY_Z_C&E | New York | 36 | Ontario | 69 | 36069 | 2 | 0 | 2016 | 9999 |  |  | N | Solar | [13 empty] | 0 | 0 | 0 | 0 | [11 empty] | Finger Lakes Solar I LLC | 100 | Greenwood Energy | 100
IKEA Memphis 508 | 61211_G_PV | 61211 | G | PV |  | Solar PV |  | S_C_TVA | Tennessee | 47 | Shelby | 157 | 47157 | 1.1 | 0 | 2016 | 9999 |  |  | N | Solar | [13 empty] | 0 | 0 | 0 | 0 | [11 empty] | IKEA Group | 100 | Ikea Systems BV | 100
Flat Top Wind I | 61212_G_FTWI | 61212 | G | FTWI |  | Onshore Wind |  | ERC_REST | Texas | 48 | Mills | 333 | 48333 | 200 | 0 | 2018 | 9999 |  |  | N | Wind | [13 empty] | 0 | 0 | 0 | 0 | [11 empty] | Flat Top Wind I LLC | 100 | Innergex Renewable Energy Inc | 100
Green Beanworks C PV | 61215_G_GBWXC | 61215 | G | GBWXC |  | Solar PV |  | WEC_LADW | California | 6 | Los Angeles | 37 | 06037 | 3 | 0 | 2018 | 9999 |  |  | N | Solar | [13 empty] | 0 | 0 | 0 | 0 | [11 empty] | Green Beanworks C LLC | 100 | AES Corp (The) | 100
Green Beanworks D PV | 61216_G_GBWXD | 61216 | G | GBWXD |  | Solar PV |  | WEC_LADW | California | 6 | Los Angeles | 37 | 06037 | 3 | 0 | 2018 | 9999 |  |  | N | Solar | [13 empty] | 0 | 0 | 0 | 0 | [11 empty] | Green Beanworks D LLC | 100 | AES Corp (The) | 100
Head of U Canal Hydro Project | 61217_G_HY1 | 61217 | G | HY1 |  | Hydro |  | WECC_ID | Idaho | 16 | Jerome | 53 | 16053 | 1.2 | 0 | 2015 | 9999 |  |  | N | Hydro | [13 empty] | 0 | 0 | 0 | 0 | [11 empty] | North Side Energy Co | 100 | North Side Canal Co | 100
Broadridge Solar, LLC | 61218_G_BROAD | 61218 | G | BROAD |  | Solar PV |  | S_VACA | North Carolina | 37 | Robeson | 155 | 37155 | 5 | 0 | 2017 | 9999 |  |  | N | Solar | [13 empty] | 0 | 0 | 0 | 0 | [11 empty] | Broadridge Solar LLC | 100 | Cypress Creek Holdings LLC | 100
Kelly Solar, LLC | 61219_G_KELLY | 61219 | G | KELLY |  | Solar PV |  | S_VACA | North Carolina | 37 | Vance | 181 | 37181 | 5 | 0 | 2018 | 9999 |  |  | N | Solar | [13 empty] | 0 | 0 | 0 | 0 | [11 empty] | Kelly Solar LLC | 100 | Cypress Creek Holdings LLC | 100
R E Ginna Nuclear Power Plant | 6122_G_1 | 6122 | G | 1 |  | Nuclear |  | NY_Z_B | New York | 36 | Wayne | 117 | 36117 | 582 | 10456 | 1970 | 9999 |  |  | N | Nuclear Fuel | [13 empty] | 0 | 0 | 0 | 0 | [11 empty] | R E Ginna Nuclear Power Plant LLC | 100 | Exelon Corp | 100
Spencer Farm, LLC | 61220_G_1 | 61220 | G | 1 |  | Solar PV |  | S_VACA | North Carolina | 37 | Rowan | 159 | 37159 | 5 | 0 | 2017 | 9999 |  |  | N | Solar | [13 empty] | 0 | 0 | 0 | 0 | [11 empty] | Spencer Farm LLC | 100 | Spencer Farm LLC | 100
Redbed Plains Wind Farm | 61221_G_WT1 | 61221 | G | WT1 |  | Onshore Wind |  | SPP_WEST | Oklahoma | 40 | Grady | 51 | 40051 | 99.1 | 0 | 2017 | 9999 |  |  | N | Wind | [13 empty] | 0 | 0 | 0 | 0 | [11 empty] | Redbed Plains Wind Farm LLC | 100 | Connor Clark & Lunn Financial Group | 100
Golden Hills North Wind Energy Center | 61222_G_1 | 61222 | G | 1 |  | Onshore Wind |  | WEC_CALN | California | 6 | Alameda | 1 | 06001 | 46 | 0 | 2017 | 9999 |  |  | N | Wind | [13 empty] | 0 | 0 | 0 | 0 | [11 empty] | Golden Hills North Wind LLC | 100 | NextEra Energy Inc | 100
Chillicothe Solar Farm | 61223_G_CHSF1 | 61223 | G | CHSF1 |  | Solar PV |  | MIS_MO | Missouri | 29 | Livingston | 117 | 29117 | 2.5 | 0 | 2017 | 9999 |  |  | N | Solar | [13 empty] | 0 | 0 | 0 | 0 | [11 empty] | MCP Chillicothe LLC | 100 | MC Power Companies | 100
350 Clark Solar, NG, LLC | 61224_G_5400 | 61224 | G | 5400 |  | Solar PV |  | PJM_EMAC | New Jersey | 34 | Morris | 27 | 34027 | 1.8 | 0 | 2011 | 9999 |  |  | N | Solar | [13 empty] | 0 | 0 | 0 | 0 | [11 empty] | PSEG Hackettstown LLC | 100 | LS Power Group | 100
433 Purchase Solar NG, LLC | 61237_G_5402 | 61237 | G | 5402 |  | Solar PV |  | NENGREST | Massachusetts | 25 | Bristol | 5 | 25005 | 2 | 0 | 2012 | 9999 |  |  | N | Solar | [13 empty] | 0 | 0 | 0 | 0 | [11 empty] | 423 Purchase Solar NG LLC | 100 | 423 Purchase Solar NG LLC | 100
NY - Presbyt. Hospital - 525 E 68TH St | 61238_G_ANX1 | 61238 | G | ANX1 |  | Combustion Turbine | IC Engine | NY_Z_J | New York | 36 | New York | 61 | 36061 | 2.5 | 13469 | 2016 | 9999 |  |  | N | Distillate Fuel Oil | [13 empty] | 0.47113 | 0.47113 | 0.47113 | 0.47113 | [11 empty] | NY Presbyterian Hospital 525 E 68TH St | 100 | NY Presbyterian Hospital 525 E 68TH St | 100
NY - Presbyt. Hospital - 525 E 68TH St | 61238_G_ANX2 | 61238 | G | ANX2 |  | Combustion Turbine | IC Engine | NY_Z_J | New York | 36 | New York | 61 | 36061 | 2.5 | 13469 | 2016 | 9999 |  |  | N | Distillate Fuel Oil | [13 empty] | 0.47113 | 0.47113 | 0.47113 | 0.47113 | [11 empty] | NY Presbyterian Hospital 525 E 68TH St | 100 | NY Presbyterian Hospital 525 E 68TH St | 100
NY - Presbyt. Hospital - 525 E 68TH St | 61238_G_CGTB | 61238 | G | CGTB |  | Combustion Turbine |  | NY_Z_J | New York | 36 | New York | 61 | 36061 | 7.7 | 11971 | 2009 | 9999 |  |  | Y | Natural Gas | [13 empty] | 0.23894 | 0.23894 | 0.23894 | 0.23894 | [11 empty] | NY Presbyterian Hospital 525 E 68TH St | 100 | NY Presbyterian Hospital 525 E 68TH St | 100
NY - Presbyt. Hospital - 525 E 68TH St | 61238_G_GRB1 | 61238 | G | GRB1 |  | Combustion Turbine | IC Engine | NY_Z_J | New York | 36 | New York | 61 | 36061 | 1.4 | 13469 | 1997 | 9999 |  |  | N | Distillate Fuel Oil | [13 empty] | 0.47113 | 0.47113 | 0.47113 | 0.47113 | [11 empty] | NY Presbyterian Hospital 525 E 68TH St | 100 | NY Presbyterian Hospital 525 E 68TH St | 100
NY - Presbyt. Hospital - 525 E 68TH St | 61238_G_GRB2 | 61238 | G | GRB2 |  | Combustion Turbine | IC Engine | NY_Z_J | New York | 36 | New York | 61 | 36061 | 1.4 | 13469 | 1997 | 9999 |  |  | N | Distillate Fuel Oil | [13 empty] | 0.47113 | 0.47113 | 0.47113 | 0.47113 | [11 empty] | NY Presbyterian Hospital 525 E 68TH St | 100 | NY Presbyterian Hospital 525 E 68TH St | 100
NY - Presbyt. Hospital - 525 E 68TH St | 61238_G_GRB3 | 61238 | G | GRB3 |  | Combustion Turbine | IC Engine | NY_Z_J | New York | 36 | New York | 61 | 36061 | 1.4 | 13469 | 1997 | 9999 |  |  | N | Distillate Fuel Oil | [13 empty] | 0.47113 | 0.47113 | 0.47113 | 0.47113 | [11 empty] | NY Presbyterian Hospital 525 E 68TH St | 100 | NY Presbyterian Hospital 525 E 68TH St | 100
NY - Presbyt. Hospital - 525 E 68TH St | 61238_G_GRB4 | 61238 | G | GRB4 |  | Combustion Turbine | IC Engine | NY_Z_J | New York | 36 | New York | 61 | 36061 | 1.5 | 13469 | 2008 | 9999 |  |  | N | Distillate Fuel Oil | [13 empty] | 0.47113 | 0.47113 | 0.47113 | 0.47113 | [11 empty] | NY Presbyterian Hospital 525 E 68TH St | 100 | NY Presbyterian Hospital 525 E 68TH St | 100
McIntosh | 6124_G_CT1 | 6124 | G | CT1 | 2788 | Combustion Turbine |  | S_SOU | Georgia | 13 | Effingham | 103 | 13103 | 82.2 | 15980 | 1995 | 9999 |  |  | N | Natural Gas, Distillate Fuel Oil |  |  |  | H2O | [8 empty] | 0.052 | 0.76449 | 0.76449 | 0.76449 | 0.76449 | [11 empty] | Georgia Power Co | 100 | Southern Co | 100
McIntosh | 6124_G_CT2 | 6124 | G | CT2 | 2789 | Combustion Turbine |  | S_SOU | Georgia | 13 | Effingham | 103 | 13103 | 82.2 | 15981 | 1995 | 9999 |  |  | N | Natural Gas, Distillate Fuel Oil |  |  |  | H2O | [8 empty] | 0.052 | 0.74997 | 0.74997 | 0.74997 | 0.74997 | [11 empty] | Georgia Power Co | 100 | Southern Co | 100
McIntosh | 6124_G_CT3 | 6124 | G | CT3 | 2790 | Combustion Turbine |  | S_SOU | Georgia | 13 | Effingham | 103 | 13103 | 82.2 | 15981 | 1994 | 9999 |  |  | N | Natural Gas, Distillate Fuel Oil |  |  |  | H2O | [8 empty] | 0.052 | 0.80134 | 0.80134 | 0.80134 | 0.80134 | [11 empty] | Georgia Power Co | 100 | Southern Co | 100
McIntosh | 6124_G_CT4 | 6124 | G | CT4 | 2791 | Combustion Turbine |  | S_SOU | Georgia | 13 | Effingham | 103 | 13103 | 82.2 | 15981 | 1994 | 9999 |  |  | N | Natural Gas, Distillate Fuel Oil |  |  |  | H2O | [8 empty] | 0.052 | 0.73383 | 0.73383 | 0.73383 | 0.73383 | [11 empty] | Georgia Power Co | 100 | Southern Co | 100
McIntosh | 6124_G_CT5 | 6124 | G | CT5 | 2792 | Combustion Turbine |  | S_SOU | Georgia | 13 | Effingham | 103 | 13103 | 82.2 | 15981 | 1994 | 9999 |  |  | N | Natural Gas, Distillate Fuel Oil |  |  |  | H2O | [8 empty] | 0.052 | 0.73315 | 0.73315 | 0.73315 | 0.73315 | [11 empty] | Georgia Power Co | 100 | Southern Co | 100
McIntosh | 6124_G_CT6 | 6124 | G | CT6 | 2793 | Combustion Turbine |  | S_SOU | Georgia | 13 | Effingham | 103 | 13103 | 82.2 | 15981 | 1994 | 9999 |  |  | N | Natural Gas, Distillate Fuel Oil |  |  |  | H2O | [8 empty] | 0.052 | 0.74358 | 0.74358 | 0.74358 | 0.74358 | [11 empty] | Georgia Power Co | 100 | Southern Co | 100
McIntosh | 6124_G_CT7 | 6124 | G | CT7 | 2794 | Combustion Turbine |  | S_SOU | Georgia | 13 | Effingham | 103 | 13103 | 82.2 | 15981 | 1994 | 9999 |  |  | N | Natural Gas, Distillate Fuel Oil |  |  |  | H2O | [8 empty] | 0.052 | 0.76243 | 0.76243 | 0.76243 | 0.76243 | [11 empty] | Georgia Power Co | 100 | Southern Co | 100
McIntosh | 6124_G_CT8 | 6124 | G | CT8 | 2795 | Combustion Turbine |  | S_SOU | Georgia | 13 | Effingham | 103 | 13103 | 82.2 | 15981 | 1994 | 9999 |  |  | N | Natural Gas, Distillate Fuel Oil |  |  |  | H2O | [8 empty] | 0.052 | 0.79614 | 0.79614 | 0.79614 | 0.79614 | [11 empty] | Georgia Power Co | 100 | Southern Co | 100
Victoria City Power LLC | 61241_G_VC-1 | 61241 | G | VC-1 |  | Combustion Turbine |  | ERC_REST | Texas | 48 | Victoria | 469 | 48469 | 43 | 10745 | 2019 | 9999 |  |  | N | Natural Gas | [13 empty] | 0.011 | 0.011 | 0.011 | 0.011 | [11 empty] | Victoria City Power LLC | 100 | Castleman Power Development LLC | 100
Victoria City Power LLC | 61241_G_VC-2 | 61241 | G | VC-2 |  | Combustion Turbine |  | ERC_REST | Texas | 48 | Victoria | 469 | 48469 | 43 | 10745 | 2019 | 9999 |  |  | N | Natural Gas | [13 empty] | 0.011 | 0.011 | 0.011 | 0.011 | [11 empty] | Victoria City Power LLC | 100 | Castleman Power Development LLC | 100
Victoria Port Power LLC | 61242_G_VP-1 | 61242 | G | VP-1 | 91228 | Combustion Turbine |  | ERC_REST | Texas | 48 | Victoria | 469 | 48469 | 50 | 10745 | 2019 | 9999 |  |  | N | Natural Gas | [13 empty] | 0.2596 | 0.2596 | 0.2596 | 0.2596 | [11 empty] | Victoria Port Power LLC | 100 | Castleman Power Development LLC | 100
Victoria Port Power LLC | 61242_G_VP-2 | 61242 | G | VP-2 | 91229 | Combustion Turbine |  | ERC_REST | Texas | 48 | Victoria | 469 | 48469 | 50 | 10745 | 2019 | 9999 |  |  | N | Natural Gas | [13 empty] | 0.1049 | 0.1049 | 0.1049 | 0.1049 | [11 empty] | Victoria Port Power LLC | 100 | Castleman Power Development LLC | 100
Old Wardour Solar | 61243_G_5406 | 61243 | G | 5406 |  | Solar PV |  | NENGREST | Massachusetts | 25 | Worcester | 27 | 25027 | 4.3 | 0 | 2016 | 9999 |  |  | N | Solar | [13 empty] | 0 | 0 | 0 | 0 | [11 empty] | Old Wardour Holdings LLC | 100 | Brett Chapman | 100
Shuman Solar | 61244_G_5404 | 61244 | G | 5404 |  | Solar PV |  | NENGREST | Massachusetts | 25 | Norfolk | 21 | 25021 | 2.2 | 0 | 2016 | 9999 |  |  | N | Solar | [13 empty] | 0 | 0 | 0 | 0 | [11 empty] | Nugen Capital Management | 100 | Nugen Capital Management LLC | 100
Vuelta Solar | 61245_G_5405 | 61245 | G | 5405 |  | Solar PV |  | NENGREST | Massachusetts | 25 | Worcester | 27 | 25027 | 4.7 | 0 | 2016 | 9999 |  |  | N | Solar | [13 empty] | 0 | 0 | 0 | 0 | [11 empty] | Nugen Capital Management | 100 | Nugen Capital Management LLC | 100
ACE-Stanton PV | 61246_G_ASLF1 | 61246 | G | ASLF1 |  | Solar PV |  | FRCC | Florida | 12 | Orange | 95 | 12095 | 4.8 | 0 | 2017 | 9999 |  |  | N | Solar | [13 empty] | 0 | 0 | 0 | 0 | [11 empty] | ACE Stanton A LLC | 100 | Greenwood Energy | 100
ACE-Stanton A PV | 61247_G_ASA1 | 61247 | G | ASA1 |  | Solar PV |  | FRCC | Florida | 12 | Orange | 95 | 12095 | 4.1 | 0 | 2017 | 9999 |  |  | N | Solar | [13 empty] | 0 | 0 | 0 | 0 | [11 empty] | ACE Stanton A LLC | 100 | Greenwood Energy | 100
Glopak Solar PV Power Plant | 61248_G_INV1R | 61248 | G | INV1R |  | Solar PV |  | PJM_EMAC | New Jersey | 34 | Middlesex | 23 | 34023 | 0.5 | 0 | 2011 | 9999 |  |  | N | Solar | [13 empty] | 0 | 0 | 0 | 0 | [11 empty] | Glopack Corp | 100 | Glopack Corp | 100
Glopak Solar PV Power Plant | 61248_G_INV2G | 61248 | G | INV2G |  | Solar PV |  | PJM_EMAC | New Jersey | 34 | Middlesex | 23 | 34023 | 0.5 | 0 | 2012 | 9999 |  |  | N | Solar | [13 empty] | 0 | 0 | 0 | 0 | [11 empty] | Glopack Corp | 100 | Glopack Corp | 100
Westmont 300A | 61249_G_W5531 | 61249 | G | W5531 |  | Solar PV |  | WEC_LADW | California | 6 | Los Angeles | 37 | 06037 | 2.9 | 0 | 2017 | 9999 |  |  | N | Solar | [13 empty] | 0 | 0 | 0 | 0 | [11 empty] | TGC Westmont Holdings LLC | 100 | True Green Capital Management LLC | 100
Shrewsbury | 6125_G_1 | 6125 | G | 1 |  | Combustion Turbine | IC Engine | NENGREST | Massachusetts | 25 | Worcester | 27 | 25027 | 2.8 | 18506 | 1969 | 9999 |  |  | N | Distillate Fuel Oil | [12 empty] | 0.789 | 4.4459 | 4.4459 | 4.4459 | 4.4459 | [11 empty] | Shrewsbury Electric Lighting Plant | 100 | Shrewsbury Electric Lighting Plant | 100
Shrewsbury | 6125_G_2 | 6125 | G | 2 |  | Combustion Turbine | IC Engine | NENGREST | Massachusetts | 25 | Worcester | 27 | 25027 | 2.8 | 18500 | 1969 | 9999 |  |  | N | Distillate Fuel Oil | [12 empty] | 0.789 | 4.3145 | 4.3145 | 4.3145 | 4.3145 | [11 empty] | Shrewsbury Electric Lighting Plant | 100 | Shrewsbury Electric Lighting Plant | 100
Shrewsbury | 6125_G_3 | 6125 | G | 3 |  | Combustion Turbine | IC Engine | NENGREST | Massachusetts | 25 | Worcester | 27 | 25027 | 2.8 | 18500 | 1975 | 9999 |  |  | N | Distillate Fuel Oil | [12 empty] | 0.789 | 3.4866 | 3.4866 | 3.4866 | 3.4866 | [11 empty] | Shrewsbury Electric Lighting Plant | 100 | Shrewsbury Electric Lighting Plant | 100
Shrewsbury | 6125_G_4 | 6125 | G | 4 |  | Combustion Turbine | IC Engine | NENGREST | Massachusetts | 25 | Worcester | 27 | 25027 | 2.8 | 18500 | 1975 | 9999 |  |  | N | Distillate Fuel Oil | [12 empty] | 0.789 | 4.4388 | 4.4388 | 4.4388 | 4.4388 | [11 empty] | Shrewsbury Electric Lighting Plant | 100 | Shrewsbury Electric Lighting Plant | 100
Shrewsbury | 6125_G_5 | 6125 | G | 5 |  | Combustion Turbine | IC Engine | NENGREST | Massachusetts | 25 | Worcester | 27 | 25027 | 2.8 | 18500 | 1978 | 9999 |  |  | N | Distillate Fuel Oil | [12 empty] | 0.789 | 4.4337 | 4.4337 | 4.4337 | 4.4337 | [11 empty] | Shrewsbury Electric Lighting Plant | 100 | Shrewsbury Electric Lighting Plant | 100
USPS PV | 61250_G_USPS1 | 61250 | G | USPS1 |  | Solar PV |  | WEC_LADW | California | 6 | Los Angeles | 37 | 06037 | 10.7 | 0 | 2017 | 9999 |  |  | N | Solar | [13 empty] | 0 | 0 | 0 | 0 | [11 empty] | TGC LADWP LLC | 100 | True Green Capital Management LLC | 100
Haywood Farm Solar, LLC | 61255_G_HAY02 | 61255 | G | HAY02 |  | Solar PV |  | S_VACA | North Carolina | 37 | Montgomery | 123 | 37123 | 4.9 | 0 | 2017 | 9999 |  |  | N | Solar | [13 empty] | 0 | 0 | 0 | 0 | [11 empty] | Carolina Solar Energy II LLC | 100 | Carolina Solar Energy | 100
Hood Farm Solar, LLC | 61256_G_HOF05 | 61256 | G | HOF05 |  | Solar PV |  | S_VACA | North Carolina | 37 | Jones | 103 | 37103 | 4.9 | 0 | 2017 | 9999 |  |  | N | Solar | [13 empty] | 0 | 0 | 0 | 0 | [11 empty] | Hood Farm Solar LLC | 100 | Cypress Creek Holdings LLC | 100
ZV Solar 2, LLC | 61257_G_ZV204 | 61257 | G | ZV204 |  | Solar PV |  | S_VACA | North Carolina | 37 | Robeson | 155 | 37155 | 4.9 | 0 | 2017 | 9999 |  |  | N | Solar | [13 empty] | 0 | 0 | 0 | 0 | [11 empty] | ZV Solar 2 LLC | 100 | Capital Dynamics | 100
Innovative Solar 35, LLC | 61258_G_ISS35 | 61258 | G | ISS35 |  | Solar PV |  | S_VACA | North Carolina | 37 | Duplin | 61 | 37061 | 1.9 | 0 | 2017 | 9999 |  |  | N | Solar | [13 empty] | 0 | 0 | 0 | 0 | [11 empty] | Innovative Solar 35 LLC | 100 | Innovative Solar Systems LLC | 100
Innovative Solar 59, LLC | 61259_G_ISS59 | 61259 | G | ISS59 |  | Solar PV |  | S_VACA | North Carolina | 37 | Nash | 127 | 37127 | 1.9 | 0 | 2017 | 9999 |  |  | N | Solar | [13 empty] | 0 | 0 | 0 | 0 | [11 empty] | Innovative Solar Systems LLC | 100 | Innovative Solar Systems LLC | 100
Fairfield Pumped Storage | 6126_G_1 | 6126 | G | 1 |  | Pumped Storage |  | S_VACA | South Carolina | 45 | Fairfield | 39 | 45039 | 72 | 0 | 1978 | 9999 |  |  | N | Pumped Storage | [13 empty] | 0 | 0 | 0 | 0 | [11 empty] | Dominion Energy South Carolina | 100 | Dominion Energy Inc | 100
Fairfield Pumped Storage | 6126_G_2 | 6126 | G | 2 |  | Pumped Storage |  | S_VACA | South Carolina | 45 | Fairfield | 39 | 45039 | 72 | 0 | 1978 | 9999 |  |  | N | Pumped Storage | [13 empty] | 0 | 0 | 0 | 0 | [11 empty] | Dominion Energy South Carolina | 100 | Dominion Energy Inc | 100
Fairfield Pumped Storage | 6126_G_3 | 6126 | G | 3 |  | Pumped Storage |  | S_VACA | South Carolina | 45 | Fairfield | 39 | 45039 | 72 | 0 | 1978 | 9999 |  |  | N | Pumped Storage | [13 empty] | 0 | 0 | 0 | 0 | [11 empty] | Dominion Energy South Carolina | 100 | Dominion Energy Inc | 100
Fairfield Pumped Storage | 6126_G_4 | 6126 | G | 4 |  | Pumped Storage |  | S_VACA | South Carolina | 45 | Fairfield | 39 | 45039 | 72 | 0 | 1978 | 9999 |  |  | N | Pumped Storage | [13 empty] | 0 | 0 | 0 | 0 | [11 empty] | Dominion Energy South Carolina | 100 | Dominion Energy Inc | 100
Fairfield Pumped Storage | 6126_G_5 | 6126 | G | 5 |  | Pumped Storage |  | S_VACA | South Carolina | 45 | Fairfield | 39 | 45039 | 72 | 0 | 1978 | 9999 |  |  | N | Pumped Storage | [13 empty] | 0 | 0 | 0 | 0 | [11 empty] | Dominion Energy South Carolina | 100 | Dominion Energy Inc | 100
Fairfield Pumped Storage | 6126_G_6 | 6126 | G | 6 |  | Pumped Storage |  | S_VACA | South Carolina | 45 | Fairfield | 39 | 45039 | 72 | 0 | 1978 | 9999 |  |  | N | Pumped Storage | [13 empty] | 0 | 0 | 0 | 0 | [11 empty] | Dominion Energy South Carolina | 100 | Dominion Energy Inc | 100
Fairfield Pumped Storage | 6126_G_7 | 6126 | G | 7 |  | Pumped Storage |  | S_VACA | South Carolina | 45 | Fairfield | 39 | 45039 | 72 | 0 | 1978 | 9999 |  |  | N | Pumped Storage | [13 empty] | 0 | 0 | 0 | 0 | [11 empty] | Dominion Energy South Carolina | 100 | Dominion Energy Inc | 100
Fairfield Pumped Storage | 6126_G_8 | 6126 | G | 8 |  | Pumped Storage |  | S_VACA | South Carolina | 45 | Fairfield | 39 | 45039 | 72 | 0 | 1978 | 9999 |  |  | N | Pumped Storage | [13 empty] | 0 | 0 | 0 | 0 | [11 empty] | Dominion Energy South Carolina | 100 | Dominion Energy Inc | 100
Innovative Solar 60, LLC | 61260_G_ISS60 | 61260 | G | ISS60 |  | Solar PV |  | S_VACA | North Carolina | 37 | Nash | 127 | 37127 | 1.9 | 0 | 2017 | 9999 |  |  | N | Solar | [13 empty] | 0 | 0 | 0 | 0 | [11 empty] | Innovative Solar Systems LLC | 100 | Innovative Solar Systems LLC | 100
Rock Falls Wind Farm LLC | 61261_G_RF1 | 61261 | G | RF1 |  | Onshore Wind |  | SPP_WEST | Oklahoma | 40 | Kay | 71 | 40071 | 154.5 | 0 | 2017 | 9999 |  |  | N | Wind | [13 empty] | 0 | 0 | 0 | 0 | [11 empty] | Rock Falls Wind Farm LLC | 100 | EDF Group | 100
Stuttgart Solar | 61262_G_STGRT | 61262 | G | STGRT |  | Solar PV |  | MIS_AR | Arkansas | 5 | Arkansas | 1 | 05001 | 81 | 0 | 2018 | 9999 |  |  | N | Solar | [13 empty] | 0 | 0 | 0 | 0 | [11 empty] | Stuttgart Solar LLC | 100 | Entergy Corp | 100
Wolf Run Energy | 61263_G_GEN1 | 61263 | G | GEN1 |  | Combustion Turbine | IC Engine | PJM_PENE | Pennsylvania | 42 | Bradford | 15 | 42015 | 4.4 | 10745 | 2019 | 9999 |  |  | N | Natural Gas | [13 empty] | 1.2934 | 1.2934 | 1.2934 | 1.2934 | [11 empty] | Wolf Run Energy LLC | 100 | Iron Mountain Generation LLC | 100
Wolf Run Energy | 61263_G_GEN2 | 61263 | G | GEN2 |  | Combustion Turbine | IC Engine | PJM_PENE | Pennsylvania | 42 | Bradford | 15 | 42015 | 4.4 | 10745 | 2019 | 9999 |  |  | N | Natural Gas | [13 empty] | 1.2934 | 1.2934 | 1.2934 | 1.2934 | [11 empty] | Wolf Run Energy LLC | 100 | Iron Mountain Generation LLC | 100
Wolf Run Energy | 61263_G_GEN3 | 61263 | G | GEN3 |  | Combustion Turbine | IC Engine | PJM_PENE | Pennsylvania | 42 | Bradford | 15 | 42015 | 4.4 | 10745 | 2019 | 9999 |  |  | N | Natural Gas | [13 empty] | 1.2934 | 1.2934 | 1.2934 | 1.2934 | [11 empty] | Wolf Run Energy LLC | 100 | Iron Mountain Generation LLC | 100
Wolf Run Energy | 61263_G_GEN4 | 61263 | G | GEN4 |  | Combustion Turbine | IC Engine | PJM_PENE | Pennsylvania | 42 | Bradford | 15 | 42015 | 4.4 | 10745 | 2019 | 9999 |  |  | N | Natural Gas | [13 empty] | 1.061 | 1.061 | 1.061 | 1.061 | [11 empty] | Wolf Run Energy LLC | 100 | Iron Mountain Generation LLC | 100
Wolf Run Energy | 61263_G_GEN5 | 61263 | G | GEN5 |  | Combustion Turbine | IC Engine | PJM_PENE | Pennsylvania | 42 | Bradford | 15 | 42015 | 4.4 | 10745 | 2019 | 9999 |  |  | N | Natural Gas | [13 empty] | 1.061 | 1.061 | 1.061 | 1.061 | [11 empty] | Wolf Run Energy LLC | 100 | Iron Mountain Generation LLC | 100
Antelope Expansion 2 | 61264_G_ANTX2 | 61264 | G | ANTX2 |  | Solar PV |  | WEC_LADW | California | 6 | Los Angeles | 37 | 06037 | 105 | 0 | 2018 | 9999 |  |  | N | Solar | [13 empty] | 0 | 0 | 0 | 0 | [11 empty] | Antelope Expansion 2 LLC | 100 | Sustainable Power Group LLC | 100
Antelope DSR 3 | 61265_G_ADSR3 | 61265 | G | ADSR3 |  | Solar PV |  | WEC_LADW | California | 6 | Los Angeles | 37 | 06037 | 20 | 0 | 2019 | 9999 |  |  | N | Solar | [13 empty] | 0 | 0 | 0 | 0 | [11 empty] | Antelope DSR 3 LLC | 100 | Sustainable Power Group LLC | 100
Hurricane Creek Lift Station | 61267_G_HURR | 61267 | G | HURR |  | Combustion Turbine | IC Engine | MIS_INKY | Indiana | 18 | Johnson | 81 | 18081 | 2 | 10745 | 2004 | 9999 |  |  | N | Distillate Fuel Oil | [13 empty] | 1.6498 | 1.6498 | 1.6498 | 1.6498 | [11 empty] | Johnson County REMC | 100 | Johnson County REMC | 100
Kayenta Solar Project | 61268_G_PV1 | 61268 | G | PV1 |  | Solar PV |  | WECC_AZ | Arizona | 4 | Navajo | 17 | 04017 | 27.3 | 0 | 2017 | 9999 |  |  | N | Solar | [13 empty] | 0 | 0 | 0 | 0 | [11 empty] | NGI Kayenta II LLC | 100 | Navajo Tribal Utility Authority | 100
Kayenta Solar Project | 61268_G_PV2 | 61268 | G | PV2 |  | Solar PV |  | WECC_AZ | Arizona | 4 | Navajo | 17 | 04017 | 28 | 0 | 2019 | 9999 |  |  | N | Solar | [13 empty] | 0 | 0 | 0 | 0 | [11 empty] | NGI Kayenta II LLC | 100 | Navajo Tribal Utility Authority | 100
Thunder Ranch Wind Project | 61269_G_WT1 | 61269 | G | WT1 |  | Onshore Wind |  | SPP_WEST | Oklahoma | 40 | Noble | 103 | 40103 | 297.8 | 0 | 2018 | 9999 |  |  | N | Wind | [13 empty] | 0 | 0 | 0 | 0 | [11 empty] | Thunder Ranch Wind Project LLC | 100 | Enel SpA | 100
V C Summer | 6127_G_1 | 6127 | G | 1 |  | Nuclear |  | S_VACA | South Carolina | 45 | Fairfield | 39 | 45039 | 971 | 10456 | 1984 | 9999 |  |  | N | Nuclear Fuel | [13 empty] | 0 | 0 | 0 | 0 | [11 empty] | Dominion Energy South Carolina | 66.67 | Dominion Energy Inc | 66.67
Red Dirt Wind Project | 61270_G_RDDRT | 61270 | G | RDDRT |  | Onshore Wind |  | SPP_WEST | Oklahoma | 40 | Kingfisher | 73 | 40073 | 299.3 | 0 | 2018 | 9999 |  |  | N | Wind | [13 empty] | 0 | 0 | 0 | 0 | [11 empty] | Red Dirt Wind Project LLC | 100 | Enel SpA | 100
Biltmore Solar Fields | 61271_G_18950 | 61271 | G | 18950 |  | Solar PV |  | S_VACA | North Carolina | 37 | Buncombe | 21 | 37021 | 1.5 | 0 | 2012 | 9999 |  |  | N | Solar | [13 empty] | 0 | 0 | 0 | 0 | [11 empty] | Biltmore Energy Co | 50 | Biltmore Energy Co | 50
Gray Hawk Solar | 61272_G_GHS | 61272 | G | GHS |  | Solar PV |  | WECC_AZ | Arizona | 4 | Mohave | 15 | 04015 | 55 | 0 | 2018 | 9999 |  |  | N | Solar | [13 empty] | 0 | 0 | 0 | 0 | [11 empty] | Gray Hawk Solar LLC | 100 | Torch Clean Energy | 100
Wilson Solar Farm 1 | 61274_G_WISL1 | 61274 | G | WISL1 |  | Solar PV |  | S_VACA | North Carolina | 37 | Wilson | 195 | 37195 | 3.3 | 0 | 2017 | 9999 |  |  | N | Solar | [13 empty] | 0 | 0 | 0 | 0 | [11 empty] | Wilson Solar Farm 1 LLC | 100 | Gerrald F Guthmiller | 100
Wilson Solar Farm 2 | 61275_G_WILS2 | 61275 | G | WILS2 |  | Solar PV |  | S_VACA | North Carolina | 37 | Wilson | 195 | 37195 | 3.8 | 0 | 2017 | 9999 |  |  | N | Solar | [13 empty] | 0 | 0 | 0 | 0 | [11 empty] | Mount Olive I LLC | 100 | FLS Energy Inc | 100
Wilson Solar Farm 3 | 61276_G_WILS3 | 61276 | G | WILS3 |  | Solar PV |  | S_VACA | North Carolina | 37 | Wilson | 195 | 37195 | 9 | 0 | 2017 | 9999 |  |  | N | Solar | [13 empty] | 0 | 0 | 0 | 0 | [11 empty] | Wilson Solar Farm 3 LLC | 100 | GCL New Energy Holdings Limited | 100
Wilson Solar Farm 4 | 61277_G_WILS4 | 61277 | G | WILS4 |  | Solar PV |  | S_VACA | North Carolina | 37 | Wilson | 195 | 37195 | 9 | 0 | 2017 | 9999 |  |  | N | Solar | [13 empty] | 0 | 0 | 0 | 0 | [11 empty] | GCL New Energy Inc | 100 | GCL New Energy Holdings Limited | 100
Wilson Solar Farm 5 | 61278_G_WILS5 | 61278 | G | WILS5 |  | Solar PV |  | S_VACA | North Carolina | 37 | Wilson | 195 | 37195 | 9.5 | 0 | 2017 | 9999 |  |  | N | Solar | [13 empty] | 0 | 0 | 0 | 0 | [11 empty] | GCL New Energy Inc | 100 | GCL New Energy Holdings Limited | 100
Wilson Solar Farm 6 | 61279_G_WILS6 | 61279 | G | WILS6 |  | Solar PV |  | S_VACA | North Carolina | 37 | Wilson | 195 | 37195 | 9.7 | 0 | 2017 | 9999 |  |  | N | Solar | [13 empty] | 0 | 0 | 0 | 0 | [11 empty] | GCL New Energy Inc | 100 | GCL New Energy Holdings Limited | 100
Amistad Dam & Power | 6128_G_1 | 6128 | G | 1 |  | Hydro |  | ERC_REST | Texas | 48 | Val Verde | 465 | 48465 | 29 | 0 | 1983 | 9999 |  |  | N | Hydro | [13 empty] | 0 | 0 | 0 | 0 | [11 empty] | International Boundary & Water Commission | 100 | Intl Boundary & Water Commission | 100
Amistad Dam & Power | 6128_G_2 | 6128 | G | 2 |  | Hydro |  | ERC_REST | Texas | 48 | Val Verde | 465 | 48465 | 29 | 0 | 1983 | 9999 |  |  | N | Hydro | [13 empty] | 0 | 0 | 0 | 0 | [11 empty] | International Boundary & Water Commission | 100 | Intl Boundary & Water Commission | 100
Wilson Solar Farm 7 | 61280_G_WILS7 | 61280 | G | WILS7 |  | Solar PV |  | S_VACA | North Carolina | 37 | Wilson | 195 | 37195 | 9.2 | 0 | 2017 | 9999 |  |  | N | Solar | [13 empty] | 0 | 0 | 0 | 0 | [11 empty] | Carlos A Gonzalez Mateo | 50 | Carlos A Gonzalez Mateo | 50
Bear Creek Solar Center | 61281_G_BCRSC | 61281 | G | BCRSC |  | Solar PV |  | WECC_PNW | Oregon | 41 | Deschutes | 17 | 41017 | 10 | 0 | 2018 | 9999 |  |  | N | Solar | [13 empty] | 0 | 0 | 0 | 0 | [11 empty] | Bear Creek Solar Center LLC | 100 | Heliosage Energy LLC | 100
APG Combined Heat and Power Plant | 61282_G_GEN1 | 61282 | G | GEN1 |  | Combustion Turbine |  | PJM_EMAC | Maryland | 24 | Harford | 25 | 24025 | 6.2 | 11844 | 2016 | 9999 |  |  | Y | Natural Gas | [13 empty] | 0.011 | 0.011 | 0.011 | 0.011 | [11 empty] | United States Army | 100 | United States Army | 100
Bladenboro Solar, LLC | 61283_G_GEN1 | 61283 | G | GEN1 |  | Solar PV |  | S_VACA | North Carolina | 37 | Bladen | 17 | 37017 | 4.8 | 0 | 2015 | 9999 |  |  | N | Solar | [13 empty] | 0 | 0 | 0 | 0 | [11 empty] | Bladenboro Solar LLC | 100 | Green State Power LLC | 100
Lux Solar, LLC | 61284_G_GEN1 | 61284 | G | GEN1 |  | Solar PV |  | S_VACA | North Carolina | 37 | Cleveland | 45 | 37045 | 2 | 0 | 2016 | 9999 |  |  | N | Solar | [13 empty] | 0 | 0 | 0 | 0 | [11 empty] | Brian Adams | 100 | Brian Adams | 100
Sun Farm V, LLC | 61287_G_SF5PV | 61287 | G | SF5PV |  | Solar PV |  | PJM_Dom | North Carolina | 37 | Perquimans | 143 | 37143 | 4.8 | 0 | 2018 | 9999 |  |  | N | Solar | [13 empty] | 0 | 0 | 0 | 0 | [11 empty] | Sun Farm V LLC | 100 | Greenbacker Renewable Energy Corp | 100
Roxboro Solar Farm, LLC | 61288_G_GEN1 | 61288 | G | GEN1 |  | Solar PV |  | S_VACA | North Carolina | 37 | Granville | 77 | 37077 | 5 | 0 | 2015 | 9999 |  |  | N | Solar | [13 empty] | 0 | 0 | 0 | 0 | [11 empty] | Roxboro Solar Farm LLC | 100 | Entropy Solar Integrators LLC | 100
River Bend Solar, LLC | 61289_G_RBSMT | 61289 | G | RBSMT |  | Solar PV |  | WECC_MT | Montana | 30 | Stillwater | 95 | 30095 | 2 | 0 | 2017 | 9999 |  |  | N | Solar | [13 empty] | 0 | 0 | 0 | 0 | [11 empty] | Cypress Creek Renewables LLC | 100 | Cypress Creek Holdings LLC | 100
South Mills Solar, LLC | 61290_G_SMSMT | 61290 | G | SMSMT |  | Solar PV |  | WECC_MT | Montana | 30 | Big Horn | 3 | 30003 | 3 | 0 | 2017 | 9999 |  |  | N | Solar | [13 empty] | 0 | 0 | 0 | 0 | [11 empty] | South Mills Solar 1 LLC | 100 | Cypress Creek Holdings LLC | 100
Green Meadow Solar, LLC | 61291_G_GMSMT | 61291 | G | GMSMT |  | Solar PV |  | WECC_MT | Montana | 30 | Lewis and Clark | 49 | 30049 | 3 | 0 | 2017 | 9999 |  |  | N | Solar | [13 empty] | 0 | 0 | 0 | 0 | [11 empty] | Green Meadow Solar LLC | 100 | Cypress Creek Holdings LLC | 100
Jackson Solar Farm | 61292_G_JAKSN | 61292 | G | JAKSN |  | Solar PV |  | S_VACA | North Carolina | 37 | Wilson | 195 | 37195 | 8.6 | 0 | 2017 | 9999 |  |  | N | Solar | [13 empty] | 0 | 0 | 0 | 0 | [11 empty] | Hive Energy Ltd | 50 | FLS Energy Inc | 50
Farley Road Community Solar | 61294_G_02419 | 61294 | G | 02419 |  | Solar PV |  | NENGREST | Massachusetts | 25 | Worcester | 27 | 25027 | 1.9 | 0 | 2017 | 9999 |  |  | N | Solar | [13 empty] | 0 | 0 | 0 | 0 | [11 empty] | Farley Road Solar LLC | 100 | Nexamp | 100
Belchertown Renewables Community Solar | 61295_G_02675 | 61295 | G | 02675 |  | Solar PV |  | NENGREST | Massachusetts | 25 | Hampshire | 15 | 25015 | 4 | 0 | 2018 | 9999 |  |  | N | Solar | [13 empty] | 0 | 0 | 0 | 0 | [11 empty] | Belchertown Renewables LLC | 100 | Belchertown Renewables LLC | 100
Theodore Drive Community Solar | 61296_G_02529 | 61296 | G | 02529 |  | Solar PV |  | NENGREST | Massachusetts | 25 | Worcester | 27 | 25027 | 1.5 | 0 | 2018 | 9999 |  |  | N | Solar | [13 empty] | 0 | 0 | 0 | 0 | [11 empty] | Theodore Drive Solar LLC | 100 | Theodore Drive Solar LLC | 100
Upton Community Solar | 61297_G_02567 | 61297 | G | 02567 |  | Solar PV |  | NENGREST | Massachusetts | 25 | Worcester | 27 | 25027 | 2 | 0 | 2017 | 9999 |  |  | N | Solar | [13 empty] | 0 | 0 | 0 | 0 | [11 empty] | Upton Solar LLC | 100 | Nexamp | 100
Pleasantdale Road Community Solar | 61298_G_02112 | 61298 | G | 02112 |  | Solar PV |  | NENGREST | Massachusetts | 25 | Worcester | 27 | 25027 | 1 | 0 | 2017 | 9999 |  |  | N | Solar | [13 empty] | 0 | 0 | 0 | 0 | [11 empty] | Pleasantdale Road Solar LLC | 100 | Pleasantdale Road Solar LLC | 100
Hatfield Renewables Community Solar | 61299_G_02599 | 61299 | G | 02599 |  | Solar PV |  | NENGREST | Massachusetts | 25 | Hampshire | 15 | 25015 | 1.9 | 0 | 2017 | 9999 |  |  | N | Solar | [13 empty] | 0 | 0 | 0 | 0 | [11 empty] | Hatfield Renewables LLC | 100 | Nexamp | 100
Lauderdale | 613_G_3 | 613 | G | 3 |  | Combustion Turbine |  | FRCC | Florida | 12 | Broward | 11 | 12011 | 34.3 | 12702 | 1970 | 9999 |  |  | N | Natural Gas, Distillate Fuel Oil | [12 empty] | 0.8 | 0.47388 | 0.47388 | 0.47388 | 0.47388 | [11 empty] | Florida Power & Light Co | 100 | NextEra Energy Inc | 100
Lauderdale | 613_G_5 | 613 | G | 5 |  | Combustion Turbine |  | FRCC | Florida | 12 | Broward | 11 | 12011 | 34.3 | 12702 | 1970 | 9999 |  |  | N | Natural Gas, Distillate Fuel Oil | [12 empty] | 0.8 | 0.47388 | 0.47388 | 0.47388 | 0.47388 | [11 empty] | Florida Power & Light Co | 100 | NextEra Energy Inc | 100
Lauderdale | 613_G_6A | 613 | G | 6A | 91056 | Combustion Turbine |  | FRCC | Florida | 12 | Broward | 11 | 12011 | 231 | 10745 | 2016 | 9999 |  |  | N | Natural Gas, Distillate Fuel Oil |  |  |  | DLNB + H2O | [9 empty] | 0.03104 | 0.03104 | 0.03104 | 0.03104 | [11 empty] | Florida Power & Light Co | 100 | NextEra Energy Inc | 100
Lauderdale | 613_G_6B | 613 | G | 6B | 91057 | Combustion Turbine |  | FRCC | Florida | 12 | Broward | 11 | 12011 | 231 | 10745 | 2016 | 9999 |  |  | N | Natural Gas, Distillate Fuel Oil |  |  |  | DLNB + H2O | [9 empty] | 0.03068 | 0.03068 | 0.03068 | 0.03068 | [11 empty] | Florida Power & Light Co | 100 | NextEra Energy Inc | 100
Lauderdale | 613_G_6C | 613 | G | 6C | 91058 | Combustion Turbine |  | FRCC | Florida | 12 | Broward | 11 | 12011 | 231 | 10745 | 2016 | 9999 |  |  | N | Natural Gas, Distillate Fuel Oil |  |  |  | DLNB + H2O | [9 empty] | 0.03057 | 0.03057 | 0.03057 | 0.03057 | [11 empty] | Florida Power & Light Co | 100 | NextEra Energy Inc | 100
Lauderdale | 613_G_6D | 613 | G | 6D | 91059 | Combustion Turbine |  | FRCC | Florida | 12 | Broward | 11 | 12011 | 231 | 10745 | 2016 | 9999 |  |  | N | Natural Gas, Distillate Fuel Oil |  |  |  | DLNB + H2O | [9 empty] | 0.0304 | 0.0304 | 0.0304 | 0.0304 | [11 empty] | Florida Power & Light Co | 100 | NextEra Energy Inc | 100
Lauderdale | 613_G_6E | 613 | G | 6E | 91060 | Combustion Turbine |  | FRCC | Florida | 12 | Broward | 11 | 12011 | 231 | 10745 | 2016 | 9999 |  |  | N | Natural Gas, Distillate Fuel Oil |  |  |  | DLNB + H2O | [9 empty] | 0.02929 | 0.02929 | 0.02929 | 0.02929 | [11 empty] | Florida Power & Light Co | 100 | NextEra Energy Inc | 100
Carters | 6130_G_1 | 6130 | G | 1 |  | Hydro |  | S_SOU | Georgia | 13 | Murray | 213 | 13213 | 143 | 0 | 1975 | 9999 |  |  | N | Hydro | [13 empty] | 0 | 0 | 0 | 0 | [11 empty] | USACE Mobile District | 100 | U S Army Corps of Engineers | 100
Carters | 6130_G_2 | 6130 | G | 2 |  | Hydro |  | S_SOU | Georgia | 13 | Murray | 213 | 13213 | 143 | 0 | 1975 | 9999 |  |  | N | Hydro | [13 empty] | 0 | 0 | 0 | 0 | [11 empty] | USACE Mobile District | 100 | U S Army Corps of Engineers | 100
Carters | 6130_G_3 | 6130 | G | 3 |  | Pumped Storage |  | S_SOU | Georgia | 13 | Murray | 213 | 13213 | 143 | 0 | 1977 | 9999 |  |  | N | Pumped Storage | [13 empty] | 0 | 0 | 0 | 0 | [11 empty] | USACE Mobile District | 100 | U S Army Corps of Engineers | 100
Carters | 6130_G_4 | 6130 | G | 4 |  | Pumped Storage |  | S_SOU | Georgia | 13 | Murray | 213 | 13213 | 143 | 0 | 1977 | 9999 |  |  | N | Pumped Storage | [13 empty] | 0 | 0 | 0 | 0 | [11 empty] | USACE Mobile District | 100 | U S Army Corps of Engineers | 100
Bluff Point Wind Facility | 61303_G_BLUFF | 61303 | G | BLUFF |  | Onshore Wind |  | PJM_West | Indiana | 18 | Jay | 75 | 18075 | 119.7 | 0 | 2017 | 9999 |  |  | N | Wind | [13 empty] | 0 | 0 | 0 | 0 | [11 empty] | NextEra Energy Bluff Point LLC | 100 | NextEra Energy Inc | 100
Peterson Road Solar | 61307_G_02076 | 61307 | G | 02076 |  | Solar PV |  | NENGREST | Massachusetts | 25 | Hampden | 13 | 25013 | 2.5 | 0 | 2017 | 9999 |  |  | N | Solar | [13 empty] | 0 | 0 | 0 | 0 | [11 empty] | Peterson Road Solar LLC | 100 | Nexamp | 100
Sampson Road Community Solar | 61308_G_02696 | 61308 | G | 02696 |  | Solar PV |  | NENGREST | Massachusetts | 25 | Worcester | 27 | 25027 | 2 | 0 | 2017 | 9999 |  |  | N | Solar | [13 empty] | 0 | 0 | 0 | 0 | [11 empty] | Sampson Road Solar LLC | 100 | Sampson Road Solar LLC | 100
IKEA Grand Prairie Rooftop PV System | 61309_G_PV1 | 61309 | G | PV1 |  | Solar PV |  | ERC_REST | Texas | 48 | Dallas | 113 | 48113 | 1.1 | 0 | 2017 | 9999 |  |  | N | Solar | [13 empty] | 0 | 0 | 0 | 0 | [11 empty] | IKEA Property Inc | 100 | Ikea Systems BV | 100
Jones Bluff | 6131_G_1 | 6131 | G | 1 |  | Hydro |  | S_SOU | Alabama | 1 | Autauga | 1 | 01001 | 20.5 | 0 | 1975 | 9999 |  |  | N | Hydro | [13 empty] | 0 | 0 | 0 | 0 | [11 empty] | USACE Mobile District | 100 | U S Army Corps of Engineers | 100
Jones Bluff | 6131_G_2 | 6131 | G | 2 |  | Hydro |  | S_SOU | Alabama | 1 | Autauga | 1 | 01001 | 20.5 | 0 | 1975 | 9999 |  |  | N | Hydro | [13 empty] | 0 | 0 | 0 | 0 | [11 empty] | USACE Mobile District | 100 | U S Army Corps of Engineers | 100
Jones Bluff | 6131_G_3 | 6131 | G | 3 |  | Hydro |  | S_SOU | Alabama | 1 | Autauga | 1 | 01001 | 20.5 | 0 | 1975 | 9999 |  |  | N | Hydro | [13 empty] | 0 | 0 | 0 | 0 | [11 empty] | USACE Mobile District | 100 | U S Army Corps of Engineers | 100
Jones Bluff | 6131_G_4 | 6131 | G | 4 |  | Hydro |  | S_SOU | Alabama | 1 | Autauga | 1 | 01001 | 20.5 | 0 | 1975 | 9999 |  |  | N | Hydro | [13 empty] | 0 | 0 | 0 | 0 | [11 empty] | USACE Mobile District | 100 | U S Army Corps of Engineers | 100
Crittenden Solar Facility | 61310_G_PV1 | 61310 | G | PV1 |  | Solar PV |  | PJM_West | Kentucky | 21 | Grant | 81 | 21081 | 2.7 | 0 | 2017 | 9999 |  |  | N | Solar | [13 empty] | 0 | 0 | 0 | 0 | [11 empty] | Duke Energy Kentucky | 100 | Duke Energy Corp | 100
Walton 1 Solar Facility | 61311_G_PV1 | 61311 | G | PV1 |  | Solar PV |  | PJM_West | Kentucky | 21 | Kenton | 117 | 21117 | 2 | 0 | 2017 | 9999 |  |  | N | Solar | [13 empty] | 0 | 0 | 0 | 0 | [11 empty] | Duke Energy Kentucky | 100 | Duke Energy Corp | 100
Walton 2 Solar Facility | 61312_G_PV1 | 61312 | G | PV1 |  | Solar PV |  | PJM_West | Kentucky | 21 | Kenton | 117 | 21117 | 2 | 0 | 2017 | 9999 |  |  | N | Solar | [13 empty] | 0 | 0 | 0 | 0 | [11 empty] | Duke Energy Kentucky | 100 | Duke Energy Corp | 100
BPU Solar Farm | 61313_G_BPU1 | 61313 | G | BPU1 |  | Solar PV |  | SPP_N | Kansas | 20 | Wyandotte | 209 | 20209 | 1 | 0 | 2017 | 9999 |  |  | N | Solar | [13 empty] | 0 | 0 | 0 | 0 | [11 empty] | MCP KCBPU LLC | 100 | MC Power Companies | 100
SR Kersey | 61314_G_KERS | 61314 | G | KERS |  | Solar PV |  | WECC_CO | Colorado | 8 | Weld | 123 | 08123 | 3.5 | 0 | 2017 | 9999 |  |  | N | Solar | [13 empty] | 0 | 0 | 0 | 0 | [11 empty] | SR Kersey LLC | 100 | Silicon Ranch Corp | 100
Golden Hills Solar | 61315_G_02196 | 61315 | G | 02196 |  | Solar PV |  | NENGREST | Massachusetts | 25 | Worcester | 27 | 25027 | 4.7 | 0 | 2017 | 9999 |  |  | N | Solar | [13 empty] | 0 | 0 | 0 | 0 | [11 empty] | Golden Hills Solar LLC | 100 | Nexamp | 100
Higginsville Solar Farm | 61316_G_HSF1 | 61316 | G | HSF1 |  | Solar PV |  | SPP_N | Missouri | 29 | Lafayette | 107 | 29107 | 2.5 | 0 | 2017 | 9999 |  |  | N | Solar | [13 empty] | 0 | 0 | 0 | 0 | [11 empty] | MC Power Companies Inc | 100 | MC Power Companies | 100
Port of LA Solar FiT Project | 61319_G_W4885 | 61319 | G | W4885 |  | Solar PV |  | WEC_LADW | California | 6 | Los Angeles | 37 | 06037 | 1.1 | 0 | 2015 | 9999 |  |  | N | Solar | [13 empty] | 0 | 0 | 0 | 0 | [11 empty] | Los Angeles Dept of Water & Power | 100 | Los Angeles Dept of Water & Power | 100
Richard B Russell | 6132_G_1 | 6132 | G | 1 |  | Hydro |  | S_SOU | Georgia | 13 | Elbert | 105 | 13105 | 84 | 0 | 1985 | 9999 |  |  | N | Hydro | [13 empty] | 0 | 0 | 0 | 0 | [11 empty] | USACE Savannah District | 100 | U S Army Corps of Engineers | 100
Richard B Russell | 6132_G_2 | 6132 | G | 2 |  | Hydro |  | S_SOU | Georgia | 13 | Elbert | 105 | 13105 | 84 | 0 | 1985 | 9999 |  |  | N | Hydro | [13 empty] | 0 | 0 | 0 | 0 | [11 empty] | USACE Savannah District | 100 | U S Army Corps of Engineers | 100
Richard B Russell | 6132_G_3 | 6132 | G | 3 |  | Hydro |  | S_SOU | Georgia | 13 | Elbert | 105 | 13105 | 84 | 0 | 1985 | 9999 |  |  | N | Hydro | [13 empty] | 0 | 0 | 0 | 0 | [11 empty] | USACE Savannah District | 100 | U S Army Corps of Engineers | 100
Richard B Russell | 6132_G_4 | 6132 | G | 4 |  | Hydro |  | S_SOU | Georgia | 13 | Elbert | 105 | 13105 | 84 | 0 | 1986 | 9999 |  |  | N | Hydro | [13 empty] | 0 | 0 | 0 | 0 | [11 empty] | USACE Savannah District | 100 | U S Army Corps of Engineers | 100
Richard B Russell | 6132_G_5 | 6132 | G | 5 |  | Pumped Storage |  | S_SOU | Georgia | 13 | Elbert | 105 | 13105 | 82 | 0 | 2002 | 9999 |  |  | N | Pumped Storage | [13 empty] | 0 | 0 | 0 | 0 | [11 empty] | USACE Savannah District | 100 | U S Army Corps of Engineers | 100
Richard B Russell | 6132_G_6 | 6132 | G | 6 |  | Pumped Storage |  | S_SOU | Georgia | 13 | Elbert | 105 | 13105 | 82 | 0 | 2002 | 9999 |  |  | N | Pumped Storage | [13 empty] | 0 | 0 | 0 | 0 | [11 empty] | USACE Savannah District | 100 | U S Army Corps of Engineers | 100
Richard B Russell | 6132_G_7 | 6132 | G | 7 |  | Pumped Storage |  | S_SOU | Georgia | 13 | Elbert | 105 | 13105 | 82 | 0 | 2002 | 9999 |  |  | N | Pumped Storage | [13 empty] | 0 | 0 | 0 | 0 | [11 empty] | USACE Savannah District | 100 | U S Army Corps of Engineers | 100
Richard B Russell | 6132_G_8 | 6132 | G | 8 |  | Pumped Storage |  | S_SOU | Georgia | 13 | Elbert | 105 | 13105 | 82 | 0 | 2002 | 9999 |  |  | N | Pumped Storage | [13 empty] | 0 | 0 | 0 | 0 | [11 empty] | USACE Savannah District | 100 | U S Army Corps of Engineers | 100
Saluda Solar II | 61323_G_PGRB5 | 61323 | G | PGRB5 |  | Solar PV |  | S_VACA | South Carolina | 45 | Saluda | 81 | 45081 | 3.4 | 0 | 2017 | 9999 |  |  | N | Solar | [13 empty] | 0 | 0 | 0 | 0 | [11 empty] | Saluda Solar II LLC | 100 | Cypress Creek Holdings LLC | 100
Odyssey Solar | 61324_G_PGRB4 | 61324 | G | PGRB4 |  | Solar PV |  | S_VACA | South Carolina | 45 | Lexington | 63 | 45063 | 8.2 | 0 | 2017 | 9999 |  |  | N | Solar | [13 empty] | 0 | 0 | 0 | 0 | [11 empty] | Odyssey Solar LLC | 100 | Cypress Creek Holdings LLC | 100
Hampton Solar I | 61325_G_PGRB3 | 61325 | G | PGRB3 |  | Solar PV |  | S_VACA | South Carolina | 45 | Hampton | 49 | 45049 | 6.8 | 0 | 2017 | 9999 |  |  | N | Solar | [13 empty] | 0 | 0 | 0 | 0 | [11 empty] | Hampton Solar I LLC | 100 | Hampton Solar I LLC | 100
Cameron Solar II | 61326_G_PGRB2 | 61326 | G | PGRB2 |  | Solar PV |  | S_VACA | South Carolina | 45 | Calhoun | 17 | 45017 | 4.1 | 0 | 2017 | 9999 |  |  | N | Solar | [13 empty] | 0 | 0 | 0 | 0 | [11 empty] | Cameron II Solar LLC | 100 | Pine Gate Renewables LLC | 100
Barnwell Solar | 61327_G_PGRB1 | 61327 | G | PGRB1 |  | Solar PV |  | S_VACA | South Carolina | 45 | Barnwell | 11 | 45011 | 5.4 | 0 | 2017 | 9999 |  |  | N | Solar | [13 empty] | 0 | 0 | 0 | 0 | [11 empty] | Barnwell Solar LLC | 100 | Cypress Creek Holdings LLC | 100
Crater Community Solar | 61328_G_TCCS1 | 61328 | G | TCCS1 |  | Solar PV |  | MIS_MNWI | Minnesota | 27 | Chippewa | 23 | 27023 | 0.9 | 0 | 2017 | 9999 |  |  | N | Solar | [13 empty] | 0 | 0 | 0 | 0 | [11 empty] | Crater Community Solar Gardens LLC | 100 | Berkshire Hathaway Inc | 100
Crater Community Solar | 61328_G_TCCS2 | 61328 | G | TCCS2 |  | Solar PV |  | MIS_MNWI | Minnesota | 27 | Chippewa | 23 | 27023 | 0.9 | 0 | 2017 | 9999 |  |  | N | Solar | [13 empty] | 0 | 0 | 0 | 0 | [11 empty] | Crater Community Solar Gardens LLC | 100 | Berkshire Hathaway Inc | 100
Crater Community Solar | 61328_G_TCCS3 | 61328 | G | TCCS3 |  | Solar PV |  | MIS_MNWI | Minnesota | 27 | Chippewa | 23 | 27023 | 0.9 | 0 | 2017 | 9999 |  |  | N | Solar | [13 empty] | 0 | 0 | 0 | 0 | [11 empty] | Crater Community Solar Gardens LLC | 100 | Berkshire Hathaway Inc | 100
Delphinus Community Solar | 61329_G_QDCS1 | 61329 | G | QDCS1 |  | Solar PV |  | MIS_MNWI | Minnesota | 27 | Benton | 9 | 27009 | 0.9 | 0 | 2018 | 9999 |  |  | N | Solar | [13 empty] | 0 | 0 | 0 | 0 | [11 empty] | Delphinus Community Solar Gardens LLC | 100 | Berkshire Hathaway Inc | 100
Delphinus Community Solar | 61329_G_QDCS2 | 61329 | G | QDCS2 |  | Solar PV |  | MIS_MNWI | Minnesota | 27 | Benton | 9 | 27009 | 0.9 | 0 | 2018 | 9999 |  |  | N | Solar | [13 empty] | 0 | 0 | 0 | 0 | [11 empty] | Delphinus Community Solar Gardens LLC | 100 | Berkshire Hathaway Inc | 100
West Point (GA) | 6133_G_1 | 6133 | G | 1 |  | Hydro |  | S_SOU | Georgia | 13 | Troup | 285 | 13285 | 3 | 0 | 1975 | 9999 |  |  | N | Hydro | [13 empty] | 0 | 0 | 0 | 0 | [11 empty] | USACE Mobile District | 100 | U S Army Corps of Engineers | 100
West Point (GA) | 6133_G_2 | 6133 | G | 2 |  | Hydro |  | S_SOU | Georgia | 13 | Troup | 285 | 13285 | 42 | 0 | 1975 | 9999 |  |  | N | Hydro | [13 empty] | 0 | 0 | 0 | 0 | [11 empty] | USACE Mobile District | 100 | U S Army Corps of Engineers | 100
West Point (GA) | 6133_G_3 | 6133 | G | 3 |  | Hydro |  | S_SOU | Georgia | 13 | Troup | 285 | 13285 | 42 | 0 | 1975 | 9999 |  |  | N | Hydro | [13 empty] | 0 | 0 | 0 | 0 | [11 empty] | USACE Mobile District | 100 | U S Army Corps of Engineers | 100
Hog Creek Wind Project | 61330_G_WT1 | 61330 | G | WT1 |  | Onshore Wind |  | PJM_West | Ohio | 39 | Hardin | 65 | 39065 | 66 | 0 | 2017 | 9999 |  |  | N | Wind | [13 empty] | 0 | 0 | 0 | 0 | [11 empty] | Hog Creek Wind Farm LLC | 100 | Connor Clark & Lunn Financial Group | 100
SR Innovation - NIKE PV | 61332_G_NIKE2 | 61332 | G | NIKE2 |  | Solar PV |  | S_C_TVA | Tennessee | 47 | Shelby | 157 | 47157 | 1.7 | 0 | 2019 | 9999 |  |  | N | Solar | [13 empty] | 0 | 0 | 0 | 0 | [11 empty] | SR Innovation LLC | 100 | Silicon Ranch Corp | 100
Oak Hill Solar Array | 61333_G_OHSA1 | 61333 | G | OHSA1 |  | Solar PV |  | MIS_INKY | Indiana | 18 | Vanderburgh | 163 | 18163 | 2 | 0 | 2018 | 9999 |  |  | N | Solar | [13 empty] | 0 | 0 | 0 | 0 | [11 empty] | CenterPoint Energy | 100 | CenterPoint Energy Inc | 100
Volkman Road Solar Array Hybrid | 61334_G_VRSA1 | 61334 | G | VRSA1 |  | Solar PV |  | MIS_INKY | Indiana | 18 | Vanderburgh | 163 | 18163 | 2 | 0 | 2018 | 9999 |  |  | N | Solar | [13 empty] | 0 | 0 | 0 | 0 | [11 empty] | CenterPoint Energy | 100 | CenterPoint Energy Inc | 100
Volkman Road Solar Array Hybrid | 61334_G_VRSA2 | 61334 | G | VRSA2 |  | Energy Storage |  | MIS_INKY | Indiana | 18 | Vanderburgh | 163 | 18163 | 1 | 0 | 2019 | 9999 |  |  | N | Energy Storage | [13 empty] | 0 | 0 | 0 | 0 | [11 empty] | CenterPoint Energy | 100 | CenterPoint Energy Inc | 100
Great Divide Solar, LLC | 61335_G_GDSMT | 61335 | G | GDSMT |  | Solar PV |  | WECC_MT | Montana | 30 | Lewis and Clark | 49 | 30049 | 3 | 0 | 2017 | 9999 |  |  | N | Solar | [13 empty] | 0 | 0 | 0 | 0 | [11 empty] | Great Divide Solar LLC | 100 | Cypress Creek Holdings LLC | 100
Black Eagle Solar, LLC | 61336_G_BESMT | 61336 | G | BESMT |  | Solar PV |  | WECC_MT | Montana | 30 | Cascade | 13 | 30013 | 3 | 0 | 2017 | 9999 |  |  | N | Solar | [13 empty] | 0 | 0 | 0 | 0 | [11 empty] | Black Eagle Solar LLC | 100 | Cypress Creek Holdings LLC | 100
Magpie Solar, LLC | 61337_G_MSMT | 61337 | G | MSMT |  | Solar PV |  | WECC_MT | Montana | 30 | Golden Valley | 37 | 30037 | 3 | 0 | 2017 | 9999 |  |  | N | Solar | [13 empty] | 0 | 0 | 0 | 0 | [11 empty] | Magpie Solar LLC | 100 | Cypress Creek Holdings LLC | 100
Mill Creek Solar (OR) | 61338_G_PGRC1 | 61338 | G | PGRC1 |  | Solar PV |  | WECC_PNW | Oregon | 41 | Yamhill | 71 | 41071 | 2.2 | 0 | 2017 | 9999 |  |  | N | Solar | [13 empty] | 0 | 0 | 0 | 0 | [11 empty] | SP Solar V LLC | 100 | SP Solar V LLC | 100
Green Beanworks B PV | 61339_G_GBWXB | 61339 | G | GBWXB |  | Solar PV |  | WEC_LADW | California | 6 | Los Angeles | 37 | 06037 | 3 | 0 | 2018 | 9999 |  |  | N | Solar | [13 empty] | 0 | 0 | 0 | 0 | [11 empty] | Green Beanworks B LLC | 100 | AES Corp (The) | 100
Next Generation Solar Farm | 61340_G_NGSF1 | 61340 | G | NGSF1 |  | Solar PV |  | NENGREST | Vermont | 50 | Addison | 1 | 50001 | 2.2 | 0 | 2017 | 9999 |  |  | N | Solar | [13 empty] | 0 | 0 | 0 | 0 | [11 empty] | Next Generation Solar Farm LLC | 100 | Next Generation Solar Farm LLC | 100
Grafton PV | 61341_G_MSBW1 | 61341 | G | MSBW1 |  | Solar PV |  | NENGREST | Massachusetts | 25 | Worcester | 27 | 25027 | 2.7 | 0 | 2016 | 9999 |  |  | N | Solar | [13 empty] | 0 | 0 | 0 | 0 | [11 empty] | BWC Salmon Brook LLC | 100 | Bluewave Capital LLC | 100
Barrett PV | 61342_G_MSBW2 | 61342 | G | MSBW2 |  | Solar PV |  | NENGREST | Massachusetts | 25 | Worcester | 27 | 25027 | 11.9 | 0 | 2016 | 9999 |  |  | N | Solar | [13 empty] | 0 | 0 | 0 | 0 | [11 empty] | BWC French River LLC | 100 | Bluewave Capital LLC | 100
Karankawa Wind LLC | 61343_G_WT1 | 61343 | G | WT1 |  | Onshore Wind |  | ERC_REST | Texas | 48 | San Patricio | 409 | 48409 | 200 | 0 | 2019 | 9999 |  |  | N | Wind | [13 empty] | 0 | 0 | 0 | 0 | [11 empty] | Route 66 Wind Power LLC | 100 | Brookfield Asset Management Inc | 100
Otter Creek Wind Farm LLC | 61344_G_WT1 | 61344 | G | WT1 |  | Onshore Wind |  | PJM_COMD | Illinois | 17 | LaSalle | 99 | 17099 | 129 | 0 | 2019 | 9999 |  |  | N | Wind | [13 empty] | 0 | 0 | 0 | 0 | [11 empty] | Otter Creek Wind Farm LLC | 100 | Iberdrola SA | 100
WyEast Solar | 61345_G_PV1 | 61345 | G | PV1 |  | Solar PV |  | WECC_PNW | Oregon | 41 | Sherman | 55 | 41055 | 10 | 0 | 2018 | 9999 |  |  | N | Solar | [13 empty] | 0 | 0 | 0 | 0 | [11 empty] | OneEnergy Development LLC | 100 | OneEnergy Inc | 100
Long Henry Solar | 61347_G_GEN1 | 61347 | G | GEN1 |  | Solar PV |  | S_VACA | North Carolina | 37 | Wayne | 191 | 37191 | 2 | 0 | 2017 | 9999 |  |  | N | Solar | [13 empty] | 0 | 0 | 0 | 0 | [11 empty] | Long Henry Solar LLC | 100 | Cypress Creek Holdings LLC | 100
Westmont 400A | 61348_G_W5691 | 61348 | G | W5691 |  | Solar PV |  | WEC_LADW | California | 6 | Los Angeles | 37 | 06037 | 2.3 | 0 | 2017 | 9999 |  |  | N | Solar | [13 empty] | 0 | 0 | 0 | 0 | [11 empty] | TGC Westmont Holdings LLC | 100 | True Green Capital Management LLC | 100
Westmont 400B | 61349_G_W5694 | 61349 | G | W5694 |  | Solar PV |  | WEC_LADW | California | 6 | Los Angeles | 37 | 06037 | 2.2 | 0 | 2017 | 9999 |  |  | N | Solar | [13 empty] | 0 | 0 | 0 | 0 | [11 empty] | TGC Westmont Holdings LLC | 100 | True Green Capital Management LLC | 100
MDFA Devens-Saratoga | 61350_G_SO145 | 61350 | G | SO145 |  | Solar PV |  | NENGREST | Massachusetts | 25 | Worcester | 27 | 25027 | 2.5 | 0 | 2016 | 9999 |  |  | N | Solar | [13 empty] | 0 | 0 | 0 | 0 | [11 empty] | Terraform Power Inc | 100 | Brookfield Asset Management Inc | 100
Bear Creek Solar | 61351_G_GEN1 | 61351 | G | GEN1 |  | Solar PV |  | S_VACA | North Carolina | 37 | Chatham | 37 | 37037 | 2 | 0 | 2017 | 9999 |  |  | N | Solar | [13 empty] | 0 | 0 | 0 | 0 | [11 empty] | Bear Creek Solar LLC | 100 | Allco Renewable Energy Limited | 100
Bondi Solar | 61352_G_GEN1 | 61352 | G | GEN1 |  | Solar PV |  | S_VACA | North Carolina | 37 | Jones | 103 | 37103 | 5 | 0 | 2017 | 9999 |  |  | N | Solar | [13 empty] | 0 | 0 | 0 | 0 | [11 empty] | Bondi Solar LLC | 100 | Cypress Creek Holdings LLC | 100
Mount Signal Solar 2 | 61353_G_IVS2 | 61353 | G | IVS2 |  | Solar PV |  | WECC_IID | California | 6 | Imperial | 25 | 06025 | 153.5 | 0 | 2019 | 9999 |  |  | N | Solar | [13 empty] | 0 | 0 | 0 | 0 | [11 empty] | Imperial Valley Solar 2 LLC | 100 | Brookfield Asset Management Inc | 100
Princeton Solar Project | 61354_G_STONY | 61354 | G | STONY |  | Solar PV |  | PJM_EMAC | New Jersey | 34 | Mercer | 21 | 34021 | 2.5 | 0 | 2017 | 9999 |  |  | N | Solar | [13 empty] | 0 | 0 | 0 | 0 | [11 empty] | NJR Clean Energy Ventures II Corp | 100 | New Jersey Resources Corp | 100
Arlington Outlet Hydroelectric Generator | 61355_G_HY1 | 61355 | G | HY1 |  | Hydro |  | ERC_REST | Texas | 48 | Tarrant | 439 | 48439 | 1.3 | 0 | 2015 | 9999 |  |  | N | Hydro | [13 empty] | 0 | 0 | 0 | 0 | [11 empty] | Tarrant Regional Water District | 100 | Tarrant Regional Water District | 100
Valfilm Wind Project | 61356_G_W1 | 61356 | G | W1 |  | Onshore Wind |  | PJM_West | Ohio | 39 | Hancock | 63 | 39063 | 1.5 | 0 | 2018 | 9999 |  |  | N | Wind | [13 empty] | 0 | 0 | 0 | 0 | [11 empty] | OneEnergy Inc | 100 | OneEnergy Inc | 100
Valfilm Wind Project | 61356_G_W2 | 61356 | G | W2 |  | Onshore Wind |  | PJM_West | Ohio | 39 | Hancock | 63 | 39063 | 1.5 | 0 | 2018 | 9999 |  |  | N | Wind | [13 empty] | 0 | 0 | 0 | 0 | [11 empty] | OneEnergy Inc | 100 | OneEnergy Inc | 100
Red Pine Wind Project | 61357_G_RP1 | 61357 | G | RP1 |  | Onshore Wind |  | MIS_MNWI | Minnesota | 27 | Lincoln | 81 | 27081 | 200 | 0 | 2017 | 9999 |  |  | N | Wind | [13 empty] | 0 | 0 | 0 | 0 | [11 empty] | Red Pine Wind Project LLC | 100 | EDF Group | 100
IGS Solar I - BWI5 | 61358_G_BWI5 | 61358 | G | BWI5 |  | Solar PV |  | PJM_SMAC | Maryland | 24 | Baltimore | 5 | 24005 | 1.1 | 0 | 2016 | 9999 |  |  | N | Solar | [13 empty] | 0 | 0 | 0 | 0 | [11 empty] | IGS Solar I LLC | 100 | Greenbacker Renewable Energy Corp | 100
IGS Solar I - EWR5 | 61359_G_EWR5 | 61359 | G | EWR5 |  | Solar PV |  | PJM_EMAC | New Jersey | 34 | Middlesex | 23 | 34023 | 2.9 | 0 | 2016 | 9999 |  |  | N | Solar | [13 empty] | 0 | 0 | 0 | 0 | [11 empty] | IGS Solar I LLC | 100 | Greenbacker Renewable Energy Corp | 100
IGS Solar I - EWR6 | 61360_G_EWR6 | 61360 | G | EWR6 |  | Solar PV |  | PJM_EMAC | New Jersey | 34 | Middlesex | 23 | 34023 | 1.9 | 0 | 2016 | 9999 |  |  | N | Solar | [13 empty] | 0 | 0 | 0 | 0 | [11 empty] | IGS Solar I LLC | 100 | Greenbacker Renewable Energy Corp | 100
NRG Elbow Creek Energy Storage Project | 61362_G_ECBS | 61362 | G | ECBS |  | Energy Storage |  | ERC_WEST | Texas | 48 | Howard | 227 | 48227 | 2 | 0 | 2017 | 9999 |  |  | N | Energy Storage | [13 empty] | 0 | 0 | 0 | 0 | [11 empty] | NRG Texas LLC | 100 | NRG Energy Inc | 100
Equuleus Community Solar Gardens | 61363_G_CSG1 | 61363 | G | CSG1 |  | Solar PV |  | MIS_MNWI | Minnesota | 27 | Dakota | 37 | 27037 | 1 | 0 | 2017 | 9999 |  |  | N | Solar | [13 empty] | 0 | 0 | 0 | 0 | [11 empty] | Equuleus Community Solar Gardens LLC | 100 | Macquarie Group Limited | 100
Equuleus Community Solar Gardens | 61363_G_CSG2 | 61363 | G | CSG2 |  | Solar PV |  | MIS_MNWI | Minnesota | 27 | Dakota | 37 | 27037 | 1 | 0 | 2017 | 9999 |  |  | N | Solar | [13 empty] | 0 | 0 | 0 | 0 | [11 empty] | Equuleus Community Solar Gardens LLC | 100 | Macquarie Group Limited | 100
Equuleus Community Solar Gardens | 61363_G_CSG3 | 61363 | G | CSG3 |  | Solar PV |  | MIS_MNWI | Minnesota | 27 | Dakota | 37 | 27037 | 1 | 0 | 2017 | 9999 |  |  | N | Solar | [13 empty] | 0 | 0 | 0 | 0 | [11 empty] | Equuleus Community Solar Gardens LLC | 100 | Macquarie Group Limited | 100
Equuleus Community Solar Gardens | 61363_G_CSG4 | 61363 | G | CSG4 |  | Solar PV |  | MIS_MNWI | Minnesota | 27 | Dakota | 37 | 27037 | 1 | 0 | 2017 | 9999 |  |  | N | Solar | [13 empty] | 0 | 0 | 0 | 0 | [11 empty] | Equuleus Community Solar Gardens LLC | 100 | Macquarie Group Limited | 100
Equuleus Community Solar Gardens | 61363_G_CSG5 | 61363 | G | CSG5 |  | Solar PV |  | MIS_MNWI | Minnesota | 27 | Dakota | 37 | 27037 | 1 | 0 | 2017 | 9999 |  |  | N | Solar | [13 empty] | 0 | 0 | 0 | 0 | [11 empty] | Equuleus Community Solar Gardens LLC | 100 | Macquarie Group Limited | 100
Top Gun Energy Storage | 61366_G_TGES | 61366 | G | TGES |  | Energy Storage |  | WEC_SDGE | California | 6 | San Diego | 73 | 06073 | 30 | 0 | 2020 | 9999 |  |  | N | Energy Storage | [13 empty] | 0 | 0 | 0 | 0 | [11 empty] | San Diego Gas & Electric Co | 100 | Sempra Energy | 100
Smith & Wesson at Springfield MA PV | 61367_G_PV1 | 61367 | G | PV1 |  | Solar PV |  | NENGREST | Massachusetts | 25 | Hampden | 13 | 25013 | 1.4 | 0 | 2017 | 9999 |  |  | N | Solar | [13 empty] | 0 | 0 | 0 | 0 | [11 empty] | Constellation Solar Massachusetts LLC | 100 | Exelon Corp | 100
Midway Solar - TX | 61368_G_PV1 | 61368 | G | PV1 |  | Solar PV |  | ERC_WEST | Texas | 48 | Pecos | 371 | 48371 | 182 | 0 | 2018 | 9999 |  |  | N | Solar | [13 empty] | 0 | 0 | 0 | 0 | [11 empty] | Midway Solar LLC | 100 | Hanwha Group | 100
Sweetwater Solar | 61369_G_PV1 | 61369 | G | PV1 |  | Solar PV |  | WECC_WY | Wyoming | 56 | Sweetwater | 37 | 56037 | 92 | 0 | 2018 | 9999 |  |  | N | Solar | [13 empty] | 0 | 0 | 0 | 0 | [11 empty] | Sweetwater Solar LLC (WY) | 100 | Centaurus Capital LP | 100
A B Brown | 6137_G_4 | 6137 | G | 4 | 2799 | Combustion Turbine |  | MIS_INKY | Indiana | 18 | Posey | 129 | 18129 | 80 | 13384 | 1991 | 9999 |  |  | N | Natural Gas, Distillate Fuel Oil |  |  |  | DLNB + H2O | [8 empty] | 1.6 | 0.15372 | 0.15372 | 0.15372 | 0.15372 | [11 empty] | Southern Indiana Gas & Electric Co | 100 | CenterPoint Energy Inc | 100
A B Brown | 6137_G_5 | 6137 | G | 5 | 10210 | Combustion Turbine |  | MIS_INKY | Indiana | 18 | Posey | 129 | 18129 | 80 | 13384 | 2002 | 9999 |  |  | N | Natural Gas |  |  |  | DLNB + H2O | [8 empty] | 1.6 | 0.02848 | 0.02848 | 0.02848 | 0.02848 | [11 empty] | Southern Indiana Gas & Electric Co | 100 | CenterPoint Energy Inc | 100
Walnut Springs Solar | 61370_G_GEN1 | 61370 | G | GEN1 |  | Solar PV |  | ERC_REST | Texas | 48 | Bosque | 35 | 48035 | 5 | 0 | 2016 | 9999 |  |  | N | Solar | [13 empty] | 0 | 0 | 0 | 0 | [11 empty] | Walnut Springs Solar LLC | 100 | Cypress Creek Holdings LLC | 100
Centaurus Solar - MA | 61371_G_ASH24 | 61371 | G | ASH24 |  | Solar PV |  | NENGREST | Massachusetts | 25 | Middlesex | 17 | 25017 | 2.4 | 0 | 2016 | 9999 |  |  | N | Solar | [13 empty] | 0 | 0 | 0 | 0 | [11 empty] | LSE Centaurus LLC | 100 | Lodestar Energy LLC | 100
Kearsarge Bellingham PV | 61373_G_BELL | 61373 | G | BELL |  | Solar PV |  | NENGREST | Massachusetts | 25 | Norfolk | 21 | 25021 | 2.9 | 0 | 2016 | 9999 |  |  | N | Solar | [13 empty] | 0 | 0 | 0 | 0 | [11 empty] | Kearsarge Bellingham LLC | 100 | Kearsarge Energy LP | 100
Clarke Solar Power Facility | 61374_G_PV1 | 61374 | G | PV1 |  | Solar PV |  | PJM_AP | Virginia | 51 | Clarke | 43 | 51043 | 10 | 0 | 2017 | 9999 |  |  | N | Solar | [13 empty] | 0 | 0 | 0 | 0 | [11 empty] | Hecate Energy Clark County LLC | 100 | Hecate Energy LLC | 100
Cherrydale Solar Power Facility | 61375_G_PV1 | 61375 | G | PV1 |  | Solar PV |  | PJM_EMAC | Virginia | 51 | Northampton | 131 | 51131 | 20 | 0 | 2017 | 9999 |  |  | N | Solar | [13 empty] | 0 | 0 | 0 | 0 | [11 empty] | Hecate Energy Cherrydale LLC | 100 | Dominion Energy Inc | 100
Cedar Creek PV | 61376_G_CEDR1 | 61376 | G | CEDR1 |  | Solar PV |  | NY_Z_K | New York | 36 | Nassau | 59 | 36059 | 1.8 | 0 | 2017 | 9999 |  |  | N | Solar | [13 empty] | 0 | 0 | 0 | 0 | [11 empty] | SunE Solar XVII Project 5 LLC | 100 | SunEdison | 100
Amazon - Patterson PV | 61377_G_PATT1 | 61377 | G | PATT1 |  | Solar PV |  | WEC_CALN | California | 6 | Stanislaus | 99 | 06099 | 2.5 | 0 | 2017 | 9999 |  |  | N | Solar | [13 empty] | 0 | 0 | 0 | 0 | [11 empty] | SunE SunHoldings4 LLC | 100 | AES Corp (The) | 100
DodgeSun CSG | 61379_G_DODG1 | 61379 | G | DODG1 |  | Solar PV |  | MIS_MNWI | Minnesota | 27 | Dodge | 39 | 27039 | 1 | 0 | 2017 | 9999 |  |  | N | Solar | [13 empty] | 0 | 0 | 0 | 0 | [11 empty] | DodgeSun LLC | 100 | SunShare LLC | 100
DodgeSun CSG | 61379_G_DODG2 | 61379 | G | DODG2 |  | Solar PV |  | MIS_MNWI | Minnesota | 27 | Dodge | 39 | 27039 | 1 | 0 | 2017 | 9999 |  |  | N | Solar | [13 empty] | 0 | 0 | 0 | 0 | [11 empty] | DodgeSun LLC | 100 | SunShare LLC | 100
DodgeSun CSG | 61379_G_DODG3 | 61379 | G | DODG3 |  | Solar PV |  | MIS_MNWI | Minnesota | 27 | Dodge | 39 | 27039 | 1 | 0 | 2017 | 9999 |  |  | N | Solar | [13 empty] | 0 | 0 | 0 | 0 | [11 empty] | DodgeSun LLC | 100 | SunShare LLC | 100
DodgeSun CSG | 61379_G_DODG4 | 61379 | G | DODG4 |  | Solar PV |  | MIS_MNWI | Minnesota | 27 | Dodge | 39 | 27039 | 1 | 0 | 2017 | 9999 |  |  | N | Solar | [13 empty] | 0 | 0 | 0 | 0 | [11 empty] | DodgeSun LLC | 100 | SunShare LLC | 100
DodgeSun CSG | 61379_G_DODG5 | 61379 | G | DODG5 |  | Solar PV |  | MIS_MNWI | Minnesota | 27 | Dodge | 39 | 27039 | 1 | 0 | 2017 | 9999 |  |  | N | Solar | [13 empty] | 0 | 0 | 0 | 0 | [11 empty] | DodgeSun LLC | 100 | SunShare LLC | 100
Johnson Solar CSG | 61380_G_JOHN1 | 61380 | G | JOHN1 |  | Solar PV |  | MIS_MNWI | Minnesota | 27 | Pipestone | 117 | 27117 | 1 | 0 | 2018 | 9999 |  |  | N | Solar | [13 empty] | 0 | 0 | 0 | 0 | [11 empty] | ETCAP NES CS MN 08 LLC | 100 | Novel Energy Solutions | 100
Johnson Solar CSG | 61380_G_JOHN2 | 61380 | G | JOHN2 |  | Solar PV |  | MIS_MNWI | Minnesota | 27 | Pipestone | 117 | 27117 | 1 | 0 | 2018 | 9999 |  |  | N | Solar | [13 empty] | 0 | 0 | 0 | 0 | [11 empty] | ETCAP NES CS MN 08 LLC | 100 | Novel Energy Solutions | 100
Johnson Solar CSG | 61380_G_JOHN3 | 61380 | G | JOHN3 |  | Solar PV |  | MIS_MNWI | Minnesota | 27 | Pipestone | 117 | 27117 | 1 | 0 | 2018 | 9999 |  |  | N | Solar | [13 empty] | 0 | 0 | 0 | 0 | [11 empty] | ETCAP NES CS MN 08 LLC | 100 | Novel Energy Solutions | 100
Johnson Solar CSG | 61380_G_JOHN4 | 61380 | G | JOHN4 |  | Solar PV |  | MIS_MNWI | Minnesota | 27 | Pipestone | 117 | 27117 | 1 | 0 | 2018 | 9999 |  |  | N | Solar | [13 empty] | 0 | 0 | 0 | 0 | [11 empty] | ETCAP NES CS MN 08 LLC | 100 | Novel Energy Solutions | 100
Johnson Solar CSG | 61380_G_JOHN5 | 61380 | G | JOHN5 |  | Solar PV |  | MIS_MNWI | Minnesota | 27 | Pipestone | 117 | 27117 | 1 | 0 | 2018 | 9999 |  |  | N | Solar | [13 empty] | 0 | 0 | 0 | 0 | [11 empty] | ETCAP NES CS MN 08 LLC | 100 | Novel Energy Solutions | 100
Koppelman Sun CSG | 61381_G_KOPP1 | 61381 | G | KOPP1 |  | Solar PV |  | MIS_MNWI | Minnesota | 27 | Blue Earth | 13 | 27013 | 1 | 0 | 2017 | 9999 |  |  | N | Solar | [13 empty] | 0 | 0 | 0 | 0 | [11 empty] | SunE Koppelman 1 LLC | 100 | SunEdison | 100
Koppelman Sun CSG | 61381_G_KOPP2 | 61381 | G | KOPP2 |  | Solar PV |  | MIS_MNWI | Minnesota | 27 | Blue Earth | 13 | 27013 | 1 | 0 | 2017 | 9999 |  |  | N | Solar | [13 empty] | 0 | 0 | 0 | 0 | [11 empty] | SunE Koppelman 1 LLC | 100 | SunEdison | 100
Koppelman Sun CSG | 61381_G_KOPP3 | 61381 | G | KOPP3 |  | Solar PV |  | MIS_MNWI | Minnesota | 27 | Blue Earth | 13 | 27013 | 1 | 0 | 2017 | 9999 |  |  | N | Solar | [13 empty] | 0 | 0 | 0 | 0 | [11 empty] | SunE Koppelman 1 LLC | 100 | SunEdison | 100
Koppelman Sun CSG | 61381_G_KOPP4 | 61381 | G | KOPP4 |  | Solar PV |  | MIS_MNWI | Minnesota | 27 | Blue Earth | 13 | 27013 | 1 | 0 | 2017 | 9999 |  |  | N | Solar | [13 empty] | 0 | 0 | 0 | 0 | [11 empty] | SunE Koppelman 1 LLC | 100 | SunEdison | 100
Koppelman Sun CSG | 61381_G_KOPP5 | 61381 | G | KOPP5 |  | Solar PV |  | MIS_MNWI | Minnesota | 27 | Blue Earth | 13 | 27013 | 1 | 0 | 2017 | 9999 |  |  | N | Solar | [13 empty] | 0 | 0 | 0 | 0 | [11 empty] | SunE Koppelman 1 LLC | 100 | SunEdison | 100
Lindstrom Solar CSG | 61382_G_LIND1 | 61382 | G | LIND1 |  | Solar PV |  | MIS_MNWI | Minnesota | 27 | Chisago | 25 | 27025 | 1 | 0 | 2018 | 9999 |  |  | N | Solar | [13 empty] | 0 | 0 | 0 | 0 | [11 empty] | Lindstrom CSG 1 LLC | 100 | Lindstrom CSG 1 LLC | 100
Lindstrom Solar CSG | 61382_G_LIND2 | 61382 | G | LIND2 |  | Solar PV |  | MIS_MNWI | Minnesota | 27 | Chisago | 25 | 27025 | 1 | 0 | 2018 | 9999 |  |  | N | Solar | [13 empty] | 0 | 0 | 0 | 0 | [11 empty] | Lindstrom CSG 1 LLC | 100 | Lindstrom CSG 1 LLC | 100
Lindstrom Solar CSG | 61382_G_LIND3 | 61382 | G | LIND3 |  | Solar PV |  | MIS_MNWI | Minnesota | 27 | Chisago | 25 | 27025 | 1 | 0 | 2018 | 9999 |  |  | N | Solar | [13 empty] | 0 | 0 | 0 | 0 | [11 empty] | Lindstrom CSG 1 LLC | 100 | Lindstrom CSG 1 LLC | 100
Rengstorf Solar CSG | 61383_G_RENG1 | 61383 | G | RENG1 |  | Solar PV |  | MIS_MNWI | Minnesota | 27 | Nicollet | 103 | 27103 | 1 | 0 | 2017 | 9999 |  |  | N | Solar | [13 empty] | 0 | 0 | 0 | 0 | [11 empty] | SunE Rengstorf 1 LLC | 100 | SunEdison | 100
Rengstorf Solar CSG | 61383_G_RENG2 | 61383 | G | RENG2 |  | Solar PV |  | MIS_MNWI | Minnesota | 27 | Nicollet | 103 | 27103 | 1 | 0 | 2017 | 9999 |  |  | N | Solar | [13 empty] | 0 | 0 | 0 | 0 | [11 empty] | SunE Rengstorf 1 LLC | 100 | SunEdison | 100
Rengstorf Solar CSG | 61383_G_RENG3 | 61383 | G | RENG3 |  | Solar PV |  | MIS_MNWI | Minnesota | 27 | Nicollet | 103 | 27103 | 1 | 0 | 2017 | 9999 |  |  | N | Solar | [13 empty] | 0 | 0 | 0 | 0 | [11 empty] | SunE Rengstorf 1 LLC | 100 | SunEdison | 100
Rengstorf Solar CSG | 61383_G_RENG4 | 61383 | G | RENG4 |  | Solar PV |  | MIS_MNWI | Minnesota | 27 | Nicollet | 103 | 27103 | 1 | 0 | 2017 | 9999 |  |  | N | Solar | [13 empty] | 0 | 0 | 0 | 0 | [11 empty] | SunE Rengstorf 1 LLC | 100 | SunEdison | 100
Rengstorf Solar CSG | 61383_G_RENG5 | 61383 | G | RENG5 |  | Solar PV |  | MIS_MNWI | Minnesota | 27 | Nicollet | 103 | 27103 | 1 | 0 | 2017 | 9999 |  |  | N | Solar | [13 empty] | 0 | 0 | 0 | 0 | [11 empty] | SunE Rengstorf 1 LLC | 100 | SunEdison | 100
St. Cloud Solar CSG | 61384_G_STCL1 | 61384 | G | STCL1 |  | Solar PV |  | MIS_MNWI | Minnesota | 27 | Stearns | 145 | 27145 | 1 | 0 | 2018 | 9999 |  |  | N | Solar | [13 empty] | 0 | 0 | 0 | 0 | [11 empty] | SunE St Cloud 1 LLC | 100 | SunEdison | 100
St. Cloud Solar CSG | 61384_G_STCL2 | 61384 | G | STCL2 |  | Solar PV |  | MIS_MNWI | Minnesota | 27 | Stearns | 145 | 27145 | 1 | 0 | 2018 | 9999 |  |  | N | Solar | [13 empty] | 0 | 0 | 0 | 0 | [11 empty] | SunE St Cloud 1 LLC | 100 | SunEdison | 100
St. Cloud Solar CSG | 61384_G_STCL3 | 61384 | G | STCL3 |  | Solar PV |  | MIS_MNWI | Minnesota | 27 | Stearns | 145 | 27145 | 1 | 0 | 2018 | 9999 |  |  | N | Solar | [13 empty] | 0 | 0 | 0 | 0 | [11 empty] | SunE St Cloud 1 LLC | 100 | SunEdison | 100
St. Cloud Solar CSG | 61384_G_STCL4 | 61384 | G | STCL4 |  | Solar PV |  | MIS_MNWI | Minnesota | 27 | Stearns | 145 | 27145 | 1 | 0 | 2018 | 9999 |  |  | N | Solar | [13 empty] | 0 | 0 | 0 | 0 | [11 empty] | SunE St Cloud 1 LLC | 100 | SunEdison | 100
St. Cloud Solar CSG | 61384_G_STCL5 | 61384 | G | STCL5 |  | Solar PV |  | MIS_MNWI | Minnesota | 27 | Stearns | 145 | 27145 | 1 | 0 | 2018 | 9999 |  |  | N | Solar | [13 empty] | 0 | 0 | 0 | 0 | [11 empty] | SunE St Cloud 1 LLC | 100 | SunEdison | 100
Georgia LFG Oak Grove Plant | 61385_G_GM01 | 61385 | G | GM01 |  | Landfill Gas |  | S_SOU | Georgia | 13 | Barrow | 13 | 13013 | 2.1 | 13500 | 2016 | 9999 |  |  | N | Landfill Gas | [13 empty] | 0.22117 | 0.22117 | 0.22117 | 0.22117 | [11 empty] | Mas Georgia LFG LLC | 100 | Mas Energy | 100
Georgia LFG Oak Grove Plant | 61385_G_GM02 | 61385 | G | GM02 |  | Landfill Gas |  | S_SOU | Georgia | 13 | Barrow | 13 | 13013 | 2.1 | 13500 | 2016 | 9999 |  |  | N | Landfill Gas | [13 empty] | 0.22117 | 0.22117 | 0.22117 | 0.22117 | [11 empty] | Mas Georgia LFG LLC | 100 | Mas Energy | 100
Georgia LFG Oak Grove Plant | 61385_G_GM03 | 61385 | G | GM03 |  | Landfill Gas |  | S_SOU | Georgia | 13 | Barrow | 13 | 13013 | 2.1 | 13500 | 2016 | 9999 |  |  | N | Landfill Gas | [13 empty] | 0.22117 | 0.22117 | 0.22117 | 0.22117 | [11 empty] | Mas Georgia LFG LLC | 100 | Mas Energy | 100
Georgia LFG Pine Ridge Plant | 61386_G_GM01 | 61386 | G | GM01 |  | Landfill Gas |  | S_SOU | Georgia | 13 | Spalding | 255 | 13255 | 2.1 | 13500 | 2016 | 9999 |  |  | N | Landfill Gas | [13 empty] | 0.22117 | 0.22117 | 0.22117 | 0.22117 | [11 empty] | Mas Georgia LFG LLC | 100 | Mas Energy | 100
Georgia LFG Pine Ridge Plant | 61386_G_GM02 | 61386 | G | GM02 |  | Landfill Gas |  | S_SOU | Georgia | 13 | Spalding | 255 | 13255 | 2.1 | 13500 | 2016 | 9999 |  |  | N | Landfill Gas | [13 empty] | 0.22117 | 0.22117 | 0.22117 | 0.22117 | [11 empty] | Mas Georgia LFG LLC | 100 | Mas Energy | 100
Georgia LFG Pine Ridge Plant | 61386_G_GM03 | 61386 | G | GM03 |  | Landfill Gas |  | S_SOU | Georgia | 13 | Spalding | 255 | 13255 | 2.1 | 13500 | 2016 | 9999 |  |  | N | Landfill Gas | [13 empty] | 0.22117 | 0.22117 | 0.22117 | 0.22117 | [11 empty] | Mas Georgia LFG LLC | 100 | Mas Energy | 100
Georgia LFG Richland Creek Plant | 61387_G_GM01 | 61387 | G | GM01 |  | Landfill Gas |  | S_SOU | Georgia | 13 | Gwinnett | 135 | 13135 | 2.1 | 13500 | 2016 | 9999 |  |  | N | Landfill Gas | [13 empty] | 0.22117 | 0.22117 | 0.22117 | 0.22117 | [11 empty] | Energy Development Group | 100 | Energy Development Group | 100
Georgia LFG Richland Creek Plant | 61387_G_GM02 | 61387 | G | GM02 |  | Landfill Gas |  | S_SOU | Georgia | 13 | Gwinnett | 135 | 13135 | 2.1 | 13500 | 2016 | 9999 |  |  | N | Landfill Gas | [13 empty] | 0.22117 | 0.22117 | 0.22117 | 0.22117 | [11 empty] | Energy Development Group | 100 | Energy Development Group | 100
Georgia LFG Richland Creek Plant | 61387_G_GM03 | 61387 | G | GM03 |  | Landfill Gas |  | S_SOU | Georgia | 13 | Gwinnett | 135 | 13135 | 2.1 | 13500 | 2016 | 9999 |  |  | N | Landfill Gas | [13 empty] | 0.22117 | 0.22117 | 0.22117 | 0.22117 | [11 empty] | Energy Development Group | 100 | Energy Development Group | 100
Georgia LFG Richland Creek Plant | 61387_G_GM04 | 61387 | G | GM04 |  | Landfill Gas |  | S_SOU | Georgia | 13 | Gwinnett | 135 | 13135 | 2.1 | 13500 | 2016 | 9999 |  |  | N | Landfill Gas | [13 empty] | 0.22117 | 0.22117 | 0.22117 | 0.22117 | [11 empty] | Energy Development Group | 100 | Energy Development Group | 100
Georgia LFG Richland Creek Plant | 61387_G_GM05 | 61387 | G | GM05 |  | Landfill Gas |  | S_SOU | Georgia | 13 | Gwinnett | 135 | 13135 | 2.1 | 13500 | 2016 | 9999 |  |  | N | Landfill Gas | [13 empty] | 0.22117 | 0.22117 | 0.22117 | 0.22117 | [11 empty] | Energy Development Group | 100 | Energy Development Group | 100
AEP Jacksonville Solar Project | 61388_G_PV1 | 61388 | G | PV1 |  | Solar PV |  | FRCC | Florida | 12 | Duval | 31 | 12031 | 7.1 | 0 | 2017 | 9999 |  |  | N | Solar | [13 empty] | 0 | 0 | 0 | 0 | [11 empty] | AEP OnSite Partners LLC | 100 | American Electric Power Co Inc | 100
Letchworth Solar Project | 61389_G_PV1 | 61389 | G | PV1 |  | Solar PV |  | NY_Z_A | New York | 36 | Wyoming | 121 | 36121 | 1.2 | 0 | 2017 | 9999 |  |  | N | Solar | [13 empty] | 0 | 0 | 0 | 0 | [11 empty] | AEP OnSite Partners LLC | 100 | American Electric Power Co Inc | 100
A.J. Mihm Generating Station | 61391_G_M1 | 61391 | G | M1 |  | Combustion Turbine | IC Engine | MIS_WUMS | Michigan | 26 | Baraga | 13 | 26013 | 18.3 | 10745 | 2019 | 9999 |  |  | N | Natural Gas | [13 empty] | 1.061 | 1.061 | 1.061 | 1.061 | [11 empty] | Upper Michigan Energy Resources Corp | 100 | WEC Energy Group Inc | 100
A.J. Mihm Generating Station | 61391_G_M2 | 61391 | G | M2 |  | Combustion Turbine | IC Engine | MIS_WUMS | Michigan | 26 | Baraga | 13 | 26013 | 18.3 | 10745 | 2019 | 9999 |  |  | N | Natural Gas | [13 empty] | 1.061 | 1.061 | 1.061 | 1.061 | [11 empty] | Upper Michigan Energy Resources Corp | 100 | WEC Energy Group Inc | 100
A.J. Mihm Generating Station | 61391_G_M3 | 61391 | G | M3 |  | Combustion Turbine | IC Engine | MIS_WUMS | Michigan | 26 | Baraga | 13 | 26013 | 18.3 | 10745 | 2019 | 9999 |  |  | N | Natural Gas | [13 empty] | 1.061 | 1.061 | 1.061 | 1.061 | [11 empty] | Upper Michigan Energy Resources Corp | 100 | WEC Energy Group Inc | 100
F.D. Kuester Generating Station | 61392_G_K1 | 61392 | G | K1 |  | Combustion Turbine | IC Engine | MIS_WUMS | Michigan | 26 | Marquette | 103 | 26103 | 18.3 | 10745 | 2019 | 9999 |  |  | N | Natural Gas | [13 empty] | 1.061 | 1.061 | 1.061 | 1.061 | [11 empty] | Upper Michigan Energy Resources Corp | 100 | WEC Energy Group Inc | 100
F.D. Kuester Generating Station | 61392_G_K2 | 61392 | G | K2 |  | Combustion Turbine | IC Engine | MIS_WUMS | Michigan | 26 | Marquette | 103 | 26103 | 18.3 | 10745 | 2019 | 9999 |  |  | N | Natural Gas | [13 empty] | 1.061 | 1.061 | 1.061 | 1.061 | [11 empty] | Upper Michigan Energy Resources Corp | 100 | WEC Energy Group Inc | 100
F.D. Kuester Generating Station | 61392_G_K3 | 61392 | G | K3 |  | Combustion Turbine | IC Engine | MIS_WUMS | Michigan | 26 | Marquette | 103 | 26103 | 18.3 | 10745 | 2019 | 9999 |  |  | N | Natural Gas | [13 empty] | 1.061 | 1.061 | 1.061 | 1.061 | [11 empty] | Upper Michigan Energy Resources Corp | 100 | WEC Energy Group Inc | 100
F.D. Kuester Generating Station | 61392_G_K4 | 61392 | G | K4 |  | Combustion Turbine | IC Engine | MIS_WUMS | Michigan | 26 | Marquette | 103 | 26103 | 18.3 | 10745 | 2019 | 9999 |  |  | N | Natural Gas | [13 empty] | 1.061 | 1.061 | 1.061 | 1.061 | [11 empty] | Upper Michigan Energy Resources Corp | 100 | WEC Energy Group Inc | 100
F.D. Kuester Generating Station | 61392_G_K5 | 61392 | G | K5 |  | Combustion Turbine | IC Engine | MIS_WUMS | Michigan | 26 | Marquette | 103 | 26103 | 18.3 | 10745 | 2019 | 9999 |  |  | N | Natural Gas | [13 empty] | 1.061 | 1.061 | 1.061 | 1.061 | [11 empty] | Upper Michigan Energy Resources Corp | 100 | WEC Energy Group Inc | 100
F.D. Kuester Generating Station | 61392_G_K6 | 61392 | G | K6 |  | Combustion Turbine | IC Engine | MIS_WUMS | Michigan | 26 | Marquette | 103 | 26103 | 18.3 | 10745 | 2019 | 9999 |  |  | N | Natural Gas | [13 empty] | 1.061 | 1.061 | 1.061 | 1.061 | [11 empty] | Upper Michigan Energy Resources Corp | 100 | WEC Energy Group Inc | 100
F.D. Kuester Generating Station | 61392_G_K7 | 61392 | G | K7 |  | Combustion Turbine | IC Engine | MIS_WUMS | Michigan | 26 | Marquette | 103 | 26103 | 18.3 | 10745 | 2019 | 9999 |  |  | N | Natural Gas | [13 empty] | 1.061 | 1.061 | 1.061 | 1.061 | [11 empty] | Upper Michigan Energy Resources Corp | 100 | WEC Energy Group Inc | 100
Georgia Power at Jakin GA PV | 61397_G_PV1 | 61397 | G | PV1 |  | Solar PV |  | S_SOU | Georgia | 13 | Early | 99 | 13099 | 1.5 | 0 | 2017 | 9999 |  |  | N | Solar | [13 empty] | 0 | 0 | 0 | 0 | [11 empty] | Constellation Solar Georgia 2 LLC | 100 | Exelon Corp | 100
Canis Major Solar Farm | 61398_G_S1980 | 61398 | G | S1980 |  | Solar PV |  | NENG_CT | Connecticut | 9 | Hartford | 3 | 09003 | 2 | 0 | 2016 | 9999 |  |  | N | Solar | [13 empty] | 0 | 0 | 0 | 0 | [11 empty] | LSE Canis Major LLC | 100 | Lodestar Energy LLC | 100
Ashby Duffy CSG Solar Farm | 61399_G_DU183 | 61399 | G | DU183 |  | Solar PV |  | NENGREST | Massachusetts | 25 | Middlesex | 17 | 25017 | 1.8 | 0 | 2017 | 9999 |  |  | N | Solar | [13 empty] | 0 | 0 | 0 | 0 | [11 empty] | LSE Cassiopeia LLC | 100 | Lodestar Energy LLC | 100
Clarence Cannon | 6140_G_1 | 6140 | G | 1 |  | Hydro |  | S_D_AECI | Missouri | 29 | Ralls | 173 | 29173 | 27 | 0 | 1984 | 9999 |  |  | N | Hydro | [13 empty] | 0 | 0 | 0 | 0 | [11 empty] | USACE St Louis District | 100 | U S Army Corps of Engineers | 100
Clarence Cannon | 6140_G_2 | 6140 | G | 2 |  | Pumped Storage |  | S_D_AECI | Missouri | 29 | Ralls | 173 | 29173 | 31 | 0 | 1984 | 9999 |  |  | N | Pumped Storage | [13 empty] | 0 | 0 | 0 | 0 | [11 empty] | USACE St Louis District | 100 | U S Army Corps of Engineers | 100
Foard City Wind | 61402_G_FOARD | 61402 | G | FOARD |  | Onshore Wind |  | ERC_WEST | Texas | 48 | Foard | 155 | 48155 | 352.8 | 0 | 2019 | 9999 |  |  | N | Wind | [13 empty] | 0 | 0 | 0 | 0 | [11 empty] | Foard City Wind LLC | 100 | Innergex Renewable Energy Inc | 100
Deep Branch Farm | 61403_G_1 | 61403 | G | 1 |  | Solar PV |  | S_VACA | North Carolina | 37 | Robeson | 155 | 37155 | 5 | 0 | 2017 | 9999 |  |  | N | Solar | [13 empty] | 0 | 0 | 0 | 0 | [11 empty] | Deep Branch Farm LLC | 100 | Strata Solar LLC | 100
Pikeville Farm | 61404_G_1 | 61404 | G | 1 |  | Solar PV |  | S_VACA | North Carolina | 37 | Wayne | 191 | 37191 | 5 | 0 | 2017 | 9999 |  |  | N | Solar | [13 empty] | 0 | 0 | 0 | 0 | [11 empty] | Pikeville Farm LLC | 100 | Strata Solar LLC | 100
Moorings Farm 2 | 61405_G_1 | 61405 | G | 1 |  | Solar PV |  | S_VACA | North Carolina | 37 | Lenoir | 107 | 37107 | 5 | 0 | 2017 | 9999 |  |  | N | Solar | [13 empty] | 0 | 0 | 0 | 0 | [11 empty] | Moorings Farm 2 LLC | 100 | Dominion Energy Inc | 100
Essex Solar Center | 61406_G_ESSEX | 61406 | G | ESSEX |  | Solar PV |  | PJM_Dom | Virginia | 51 | Essex | 57 | 51057 | 20 | 0 | 2017 | 9999 |  |  | N | Solar | [13 empty] | 0 | 0 | 0 | 0 | [11 empty] | Coronal Development Services LLC | 100 | Coronal Group LLC | 100
Cottonwood Wind Energy Center | 61407_G_CTNWD | 61407 | G | CTNWD |  | Onshore Wind |  | SPP_NEBR | Nebraska | 31 | Webster | 181 | 31181 | 89.7 | 0 | 2017 | 9999 |  |  | N | Wind | [13 empty] | 0 | 0 | 0 | 0 | [11 empty] | Cottonwood Wind Project LLC | 100 | NextEra Energy Inc | 100
Canis Minor Solar Farm | 61408_G_B1000 | 61408 | G | B1000 |  | Solar PV |  | NENG_CT | Connecticut | 9 | Litchfield | 5 | 09005 | 1 | 0 | 2016 | 9999 |  |  | N | Solar | [13 empty] | 0 | 0 | 0 | 0 | [11 empty] | LSE Canis Minor LLC | 100 | Lse Canis Minor LLC | 100
Highway 56 Solar | 61409_G_GEN1 | 61409 | G | GEN1 |  | Solar PV |  | ERC_REST | Texas | 48 | Grayson | 181 | 48181 | 5.3 | 0 | 2017 | 9999 |  |  | N | Solar | [13 empty] | 0 | 0 | 0 | 0 | [11 empty] | Cypress Creek Renewables LLC | 100 | Cypress Creek Holdings LLC | 100
Harry Truman | 6141_G_1 | 6141 | G | 1 |  | Pumped Storage |  | SPP_WEST | Missouri | 29 | Benton | 15 | 29015 | 31 | 0 | 1982 | 9999 |  |  | N | Pumped Storage | [13 empty] | 0 | 0 | 0 | 0 | [11 empty] | USACE Kansas City District | 100 | U S Army Corps of Engineers | 100
Harry Truman | 6141_G_2 | 6141 | G | 2 |  | Pumped Storage |  | SPP_WEST | Missouri | 29 | Benton | 15 | 29015 | 31 | 0 | 1982 | 9999 |  |  | N | Pumped Storage | [13 empty] | 0 | 0 | 0 | 0 | [11 empty] | USACE Kansas City District | 100 | U S Army Corps of Engineers | 100
Harry Truman | 6141_G_3 | 6141 | G | 3 |  | Pumped Storage |  | SPP_WEST | Missouri | 29 | Benton | 15 | 29015 | 31 | 0 | 1982 | 9999 |  |  | N | Pumped Storage | [13 empty] | 0 | 0 | 0 | 0 | [11 empty] | USACE Kansas City District | 100 | U S Army Corps of Engineers | 100
Harry Truman | 6141_G_4 | 6141 | G | 4 |  | Pumped Storage |  | SPP_WEST | Missouri | 29 | Benton | 15 | 29015 | 31 | 0 | 1982 | 9999 |  |  | N | Pumped Storage | [13 empty] | 0 | 0 | 0 | 0 | [11 empty] | USACE Kansas City District | 100 | U S Army Corps of Engineers | 100
Harry Truman | 6141_G_5 | 6141 | G | 5 |  | Pumped Storage |  | SPP_WEST | Missouri | 29 | Benton | 15 | 29015 | 31 | 0 | 1981 | 9999 |  |  | N | Pumped Storage | [13 empty] | 0 | 0 | 0 | 0 | [11 empty] | USACE Kansas City District | 100 | U S Army Corps of Engineers | 100
Harry Truman | 6141_G_6 | 6141 | G | 6 |  | Pumped Storage |  | SPP_WEST | Missouri | 29 | Benton | 15 | 29015 | 31 | 0 | 1979 | 9999 |  |  | N | Pumped Storage | [13 empty] | 0 | 0 | 0 | 0 | [11 empty] | USACE Kansas City District | 100 | U S Army Corps of Engineers | 100
Whitesboro Solar | 61410_G_GEN1 | 61410 | G | GEN1 |  | Solar PV |  | ERC_REST | Texas | 48 | Grayson | 181 | 48181 | 5 | 0 | 2017 | 9999 |  |  | N | Solar | [13 empty] | 0 | 0 | 0 | 0 | [11 empty] | Whitesboro Solar LLC | 100 | Cypress Creek Holdings LLC | 100
Whitesboro Solar II | 61411_G_GEN1 | 61411 | G | GEN1 |  | Solar PV |  | ERC_REST | Texas | 48 | Grayson | 181 | 48181 | 5 | 0 | 2017 | 9999 |  |  | N | Solar | [13 empty] | 0 | 0 | 0 | 0 | [11 empty] | Whitesboro Solar II LLC | 100 | Cypress Creek Holdings LLC | 100
Latitude Solar Center | 61412_G_LATSC | 61412 | G | LATSC |  | Solar PV |  | S_C_TVA | Tennessee | 47 | Hardeman | 69 | 47069 | 15 | 0 | 2018 | 9999 |  |  | N | Solar | [13 empty] | 0 | 0 | 0 | 0 | [11 empty] | Latitude Solar Center LLC | 100 | Coronal Development Services LLC | 100
NYC-HH - CONEY ISLAND HOSPITAL | 61413_G_GEN1 | 61413 | G | GEN1 |  | Combustion Turbine | IC Engine | NY_Z_J | New York | 36 | Kings | 47 | 36047 | 1.2 | 13469 | 1993 | 9999 |  |  | N | Distillate Fuel Oil | [13 empty] | 1.6498 | 1.6498 | 1.6498 | 1.6498 | [11 empty] | NYC-HH Coney Island Hospital | 100 | Nyc HH Coney Island Hospital | 100
NYC-HH - CONEY ISLAND HOSPITAL | 61413_G_GEN2 | 61413 | G | GEN2 |  | Combustion Turbine | IC Engine | NY_Z_J | New York | 36 | Kings | 47 | 36047 | 1.3 | 13469 | 2005 | 9999 |  |  | N | Distillate Fuel Oil | [13 empty] | 1.6498 | 1.6498 | 1.6498 | 1.6498 | [11 empty] | NYC-HH Coney Island Hospital | 100 | Nyc HH Coney Island Hospital | 100
NYC-HH - CONEY ISLAND HOSPITAL | 61413_G_GEN3 | 61413 | G | GEN3 |  | Combustion Turbine | IC Engine | NY_Z_J | New York | 36 | Kings | 47 | 36047 | 0.3 | 13469 | 2014 | 9999 |  |  | N | Distillate Fuel Oil | [13 empty] | 1.6498 | 1.6498 | 1.6498 | 1.6498 | [11 empty] | NYC-HH Coney Island Hospital | 100 | Nyc HH Coney Island Hospital | 100
West Boylston Community Shared Solar | 61415_G_CS1 | 61415 | G | CS1 |  | Solar PV |  | NENGREST | Massachusetts | 25 | Worcester | 27 | 25027 | 1.5 | 0 | 2016 | 9999 |  |  | N | Solar | [13 empty] | 0 | 0 | 0 | 0 | [11 empty] | West Boylston MA (Town of) | 100 | West Boylston MA (Town of) | 100
Gopher Creek Wind Farm | 61417_G_GCWF | 61417 | G | GCWF |  | Onshore Wind |  | ERC_WEST | Texas | 48 | Borden | 33 | 48033 | 158 | 0 | 2019 | 9999 |  |  | N | Wind | [13 empty] | 0 | 0 | 0 | 0 | [11 empty] | Fluvanna Wind Energy 2 LLC | 100 | Terna SpA | 100
Valencia 1 Solar CA | 61418_G_VAL1 | 61418 | G | VAL1 |  | Solar PV |  | WECC_IID | California | 6 | Imperial | 25 | 06025 | 3 | 0 | 2017 | 9999 |  |  | N | Solar | [13 empty] | 0 | 0 | 0 | 0 | [11 empty] | Green Light FIT 2 LLC | 100 | Alaywan Trust | 100
One Ten Partners PV | 61419_G_OTP | 61419 | G | OTP |  | Solar PV |  | WEC_LADW | California | 6 | Los Angeles | 37 | 06037 | 2 | 0 | 2017 | 9999 |  |  | N | Solar | [13 empty] | 0 | 0 | 0 | 0 | [11 empty] | One Ten Partners LLC | 100 | One Ten Partners LLC | 100
Ozark | 6142_G_1 | 6142 | G | 1 |  | Hydro |  | SPP_WEST | Arkansas | 5 | Franklin | 47 | 05047 | 23 | 0 | 1972 | 9999 |  |  | N | Hydro | [13 empty] | 0 | 0 | 0 | 0 | [11 empty] | USACE Little Rock District | 100 | U S Army Corps of Engineers | 100
Ozark | 6142_G_2 | 6142 | G | 2 |  | Hydro |  | SPP_WEST | Arkansas | 5 | Franklin | 47 | 05047 | 23 | 0 | 1973 | 9999 |  |  | N | Hydro | [13 empty] | 0 | 0 | 0 | 0 | [11 empty] | USACE Little Rock District | 100 | U S Army Corps of Engineers | 100
Ozark | 6142_G_3 | 6142 | G | 3 |  | Hydro |  | SPP_WEST | Arkansas | 5 | Franklin | 47 | 05047 | 23 | 0 | 1973 | 9999 |  |  | N | Hydro | [13 empty] | 0 | 0 | 0 | 0 | [11 empty] | USACE Little Rock District | 100 | U S Army Corps of Engineers | 100
Ozark | 6142_G_4 | 6142 | G | 4 |  | Hydro |  | SPP_WEST | Arkansas | 5 | Franklin | 47 | 05047 | 23 | 0 | 1973 | 9999 |  |  | N | Hydro | [13 empty] | 0 | 0 | 0 | 0 | [11 empty] | USACE Little Rock District | 100 | U S Army Corps of Engineers | 100
Ozark | 6142_G_5 | 6142 | G | 5 |  | Hydro |  | SPP_WEST | Arkansas | 5 | Franklin | 47 | 05047 | 23 | 0 | 1974 | 9999 |  |  | N | Hydro | [13 empty] | 0 | 0 | 0 | 0 | [11 empty] | USACE Little Rock District | 100 | U S Army Corps of Engineers | 100
Merced 1 PV | 61420_G_MRCD1 | 61420 | G | MRCD1 |  | Solar PV |  | WEC_CALN | California | 6 | Merced | 47 | 06047 | 3 | 0 | 2018 | 9999 |  |  | N | Solar | [13 empty] | 0 | 0 | 0 | 0 | [11 empty] | ZGlobal Inc | 100 | Alaywan Trust | 100
Madera 1 PV | 61421_G_MDRA1 | 61421 | G | MDRA1 |  | Solar PV |  | WEC_CALN | California | 6 | Madera | 39 | 06039 | 1.5 | 0 | 2017 | 9999 |  |  | N | Solar | [13 empty] | 0 | 0 | 0 | 0 | [11 empty] | ZGlobal Inc | 100 | Alaywan Trust | 100
Southampton Solar, LLC | 61422_G_PV1 | 61422 | G | PV1 |  | Solar PV |  | PJM_Dom | Virginia | 51 | Southampton | 175 | 51175 | 100 | 0 | 2017 | 9999 |  |  | N | Solar | [13 empty] | 0 | 0 | 0 | 0 | [11 empty] | Southampton Solar LLC | 100 | Southampton Solar LLC | 100
OR Solar 5, LLC | 61423_G_PV1 | 61423 | G | PV1 |  | Solar PV |  | WECC_PNW | Oregon | 41 | Klamath | 35 | 41035 | 8 | 0 | 2018 | 9999 |  |  | N | Solar | [13 empty] | 0 | 0 | 0 | 0 | [11 empty] | Merrill Solar LLC | 100 | Cypress Creek Holdings LLC | 100
OR Solar 8, LLC | 61424_G_PV1 | 61424 | G | PV1 |  | Solar PV |  | WECC_PNW | Oregon | 41 | Klamath | 35 | 41035 | 10 | 0 | 2018 | 9999 |  |  | N | Solar | [13 empty] | 0 | 0 | 0 | 0 | [11 empty] | OR Holdings LLC | 100 | Origis Energy | 100
Coyote Ridge Community Solar | 61425_G_COYCS | 61425 | G | COYCS |  | Solar PV |  | WECC_CO | Colorado | 8 | Larimer | 69 | 08069 | 1.5 | 0 | 2017 | 9999 |  |  | N | Solar | [13 empty] | 0 | 0 | 0 | 0 | [11 empty] | Poudre Valley Rural Electric Association Inc | 100 | Poudre Valley Rural Electric Association Inc | 100
Gopher CSG | 61426_G_PV1 | 61426 | G | PV1 |  | Solar PV |  | MIS_MNWI | Minnesota | 27 | Chisago | 25 | 27025 | 5 | 0 | 2018 | 9999 |  |  | N | Solar | [13 empty] | 0 | 0 | 0 | 0 | [11 empty] | Gopher CSG 1 LLC | 100 | SoCore Energy | 100
Richmond CSG | 61427_G_PV1 | 61427 | G | PV1 |  | Solar PV |  | MIS_MNWI | Minnesota | 27 | Stearns | 145 | 27145 | 5 | 0 | 2017 | 9999 |  |  | N | Solar | [13 empty] | 0 | 0 | 0 | 0 | [11 empty] | SoCore Energy LLC | 100 | SoCore Energy | 100
Taylors Falls CSG | 61428_G_PV1 | 61428 | G | PV1 |  | Solar PV |  | MIS_MNWI | Minnesota | 27 | Chisago | 25 | 27025 | 5 | 0 | 2018 | 9999 |  |  | N | Solar | [13 empty] | 0 | 0 | 0 | 0 | [11 empty] | Taylor Falls 1 CSG 1 LLC | 100 | SoCore Energy | 100
Big George PV CSG | 61429_G_12344 | 61429 | G | 12344 |  | Solar PV |  | NENGREST | Massachusetts | 25 | Plymouth | 23 | 25023 | 1 | 0 | 2018 | 9999 |  |  | N | Solar | [13 empty] | 0 | 0 | 0 | 0 | [11 empty] | Altus Power America Management LLC | 100 | Altus Power America Management LLC | 100
OR Solar 6, LLC | 61430_G_PV6 | 61430 | G | PV6 |  | Solar PV |  | WECC_PNW | Oregon | 41 | Lake | 37 | 41037 | 10 | 0 | 2017 | 9999 |  |  | N | Solar | [13 empty] | 0 | 0 | 0 | 0 | [11 empty] | et Capital Inc | 100 | et Solar Group | 100
Beacon BESS 1 | 61431_G_BCNB1 | 61431 | G | BCNB1 |  | Energy Storage |  | WEC_LADW | California | 6 | Kern | 29 | 06029 | 20 | 0 | 2018 | 9999 |  |  | N | Energy Storage | [13 empty] | 0 | 0 | 0 | 0 | [11 empty] | Los Angeles Dept of Water & Power | 100 | Los Angeles Dept of Water & Power | 100
SCE&G Curie CSG | 61432_G_SCCU1 | 61432 | G | SCCU1 |  | Solar PV |  | S_VACA | South Carolina | 45 | Hampton | 49 | 45049 | 2 | 0 | 2019 | 9999 |  |  | N | Solar | [13 empty] | 0 | 0 | 0 | 0 | [11 empty] | Clean Energy Collective LLC | 100 | Clean Energy Collective LLC | 100
SCE&G Nimitz CSG | 61433_G_SCNM1 | 61433 | G | SCNM1 |  | Solar PV |  | S_VACA | South Carolina | 45 | Jasper | 53 | 45053 | 8 | 0 | 2018 | 9999 |  |  | N | Solar | [13 empty] | 0 | 0 | 0 | 0 | [11 empty] | Southern Current LLC | 100 | Southern Current LLC | 100
SCE&G Springfield CSG | 61434_G_SCSP1 | 61434 | G | SCSP1 |  | Solar PV |  | S_VACA | South Carolina | 45 | Orangeburg | 75 | 45075 | 6.1 | 0 | 2018 | 9999 |  |  | N | Solar | [13 empty] | 0 | 0 | 0 | 0 | [11 empty] | Springfield Solar LLC | 100 | Tangent Energy Solutions Inc | 100
DG AMP Solar Coldwater | 61435_G_AMPCW | 61435 | G | AMPCW |  | Solar PV |  | MIS_LMI | Michigan | 26 | Branch | 23 | 26023 | 1.3 | 0 | 2018 | 9999 |  |  | N | Solar | [13 empty] | 0 | 0 | 0 | 0 | [11 empty] | DG AMP Solar LLC | 100 | NextEra Energy Inc | 100
DG AMP Solar Orrville 3 | 61436_G_AMPO3 | 61436 | G | AMPO3 |  | Solar PV |  | PJM_ATSI | Ohio | 39 | Wayne | 169 | 39169 | 2.3 | 0 | 2018 | 9999 |  |  | N | Solar | [13 empty] | 0 | 0 | 0 | 0 | [11 empty] | DG AMP Solar LLC | 100 | NextEra Energy Inc | 100
DG AMP Solar Versailles | 61437_G_AMPVS | 61437 | G | AMPVS |  | Solar PV |  | PJM_West | Ohio | 39 | Darke | 37 | 39037 | 1.8 | 0 | 2018 | 9999 |  |  | N | Solar | [13 empty] | 0 | 0 | 0 | 0 | [11 empty] | DG AMP Solar LLC | 100 | NextEra Energy Inc | 100
DG AMP Solar Jackson Center | 61438_G_AMPJC | 61438 | G | AMPJC |  | Solar PV |  | PJM_West | Ohio | 39 | Shelby | 149 | 39149 | 1.6 | 0 | 2018 | 9999 |  |  | N | Solar | [13 empty] | 0 | 0 | 0 | 0 | [11 empty] | DG AMP Solar LLC | 100 | NextEra Energy Inc | 100
Panasonic Carport Solar Hybrid | 61439_G_PANBS | 61439 | G | PANBS |  | Energy Storage |  | WECC_CO | Colorado | 8 | Adams | 1 | 08001 | 1 | 0 | 2017 | 9999 |  |  | N | Energy Storage | [13 empty] | 0 | 0 | 0 | 0 | [11 empty] | Xcel Energy Inc | 100 | Xcel Energy Inc | 100
Panasonic Carport Solar Hybrid | 61439_G_PANPV | 61439 | G | PANPV |  | Solar PV |  | WECC_CO | Colorado | 8 | Adams | 1 | 08001 | 1.3 | 0 | 2017 | 9999 |  |  | N | Solar | [13 empty] | 0 | 0 | 0 | 0 | [11 empty] | Panasonic Battery Project | 100 | Xcel Energy Inc | 100
Denver Braswell PV | 61441_G_GPDB1 | 61441 | G | GPDB1 |  | Solar PV |  | S_SOU | Georgia | 13 | Colquitt | 71 | 13071 | 1.6 | 0 | 2017 | 9999 |  |  | N | Solar | [13 empty] | 0 | 0 | 0 | 0 | [11 empty] | IGS ORIX Solar I LLC | 100 | ORIX Corp | 100
Foundation California Training Facility | 61442_G_WTG1 | 61442 | G | WTG1 |  | Onshore Wind |  | WEC_CALN | California | 6 | Monterey | 53 | 06053 | 1.8 | 0 | 2018 | 9999 |  |  | N | Wind | [13 empty] | 0 | 0 | 0 | 0 | [11 empty] | Foundation CA Fund IX Owner LLC | 100 | Foundation Windpower | 100
Foundation Mann Packing | 61443_G_WTG1 | 61443 | G | WTG1 |  | Onshore Wind |  | WEC_CALN | California | 6 | Monterey | 53 | 06053 | 1.8 | 0 | 2019 | 9999 |  |  | N | Wind | [13 empty] | 0 | 0 | 0 | 0 | [11 empty] | Foundation CA Fund IX Owner LLC | 100 | Foundation Windpower | 100
Foundation SaIinas Valley State Prison | 61444_G_WTG1 | 61444 | G | WTG1 |  | Onshore Wind |  | WEC_CALN | California | 6 | Monterey | 53 | 06053 | 1.8 | 0 | 2018 | 9999 |  |  | N | Wind | [13 empty] | 0 | 0 | 0 | 0 | [11 empty] | Foundation CA Fund IX Owner LLC | 100 | Foundation Windpower | 100
RE Gaskell West 1 LLC | 61445_G_PV1 | 61445 | G | PV1 |  | Solar PV |  | WECC_SCE | California | 6 | Kern | 29 | 06029 | 20 | 0 | 2018 | 9999 |  |  | N | Solar | [13 empty] | 0 | 0 | 0 | 0 | [11 empty] | RE Gaskell West 1 LLC | 100 | Canadian Solar Inc | 100
Comanche Peak | 6145_G_1 | 6145 | G | 1 |  | Nuclear |  | ERC_REST | Texas | 48 | Somervell | 425 | 48425 | 1205 | 10456 | 1990 | 9999 |  |  | N | Nuclear Fuel | [13 empty] | 0 | 0 | 0 | 0 | [11 empty] | Luminant | 100 | Vistra Energy | 100
Comanche Peak | 6145_G_2 | 6145 | G | 2 |  | Nuclear |  | ERC_REST | Texas | 48 | Somervell | 425 | 48425 | 1195 | 10456 | 1993 | 9999 |  |  | N | Nuclear Fuel | [13 empty] | 0 | 0 | 0 | 0 | [11 empty] | Luminant | 100 | Vistra Energy | 100
Farmington Solar Farm | 61450_G_FSF1 | 61450 | G | FSF1 |  | Solar PV |  | MIS_MO | Missouri | 29 | St Francois | 187 | 29187 | 2.5 | 0 | 2018 | 9999 |  |  | N | Solar | [13 empty] | 0 | 0 | 0 | 0 | [11 empty] | MC Power Companies Inc | 100 | MC Power Companies | 100
Northfield Holdco CSG | 61451_G_NORTH | 61451 | G | NORTH |  | Solar PV |  | MIS_MNWI | Minnesota | 27 | Rice | 131 | 27131 | 5 | 0 | 2017 | 9999 |  |  | N | Solar | [13 empty] | 0 | 0 | 0 | 0 | [11 empty] | Northfield Holdco | 100 | Global Infrastructure Partners | 100
Waterford Holdco CSG | 61452_G_WATER | 61452 | G | WATER |  | Solar PV |  | MIS_MNWI | Minnesota | 27 | Rice | 131 | 27131 | 2.7 | 0 | 2017 | 9999 |  |  | N | Solar | [13 empty] | 0 | 0 | 0 | 0 | [11 empty] | Waterford Holdco LLC | 100 | Waterford Holdco LLC | 100
B.R. Corcoran CSG | 61453_G_42278 | 61453 | G | 42278 |  | Solar PV |  | MIS_MNWI | Minnesota | 27 | Hennepin | 53 | 27053 | 1 | 0 | 2017 | 9999 |  |  | N | Solar | [13 empty] | 0 | 0 | 0 | 0 | [11 empty] | Minnesota Solar CSG 19 LLC | 100 | Minnesota Solar LLC | 100
B.R. Corcoran CSG | 61453_G_42279 | 61453 | G | 42279 |  | Solar PV |  | MIS_MNWI | Minnesota | 27 | Hennepin | 53 | 27053 | 1 | 0 | 2017 | 9999 |  |  | N | Solar | [13 empty] | 0 | 0 | 0 | 0 | [11 empty] | Minnesota Solar CSG 19 LLC | 100 | Minnesota Solar LLC | 100
B.R. Corcoran CSG | 61453_G_42280 | 61453 | G | 42280 |  | Solar PV |  | MIS_MNWI | Minnesota | 27 | Hennepin | 53 | 27053 | 1 | 0 | 2017 | 9999 |  |  | N | Solar | [13 empty] | 0 | 0 | 0 | 0 | [11 empty] | Minnesota Solar CSG 19 LLC | 100 | Minnesota Solar LLC | 100
B.R. Corcoran CSG | 61453_G_42281 | 61453 | G | 42281 |  | Solar PV |  | MIS_MNWI | Minnesota | 27 | Hennepin | 53 | 27053 | 1 | 0 | 2017 | 9999 |  |  | N | Solar | [13 empty] | 0 | 0 | 0 | 0 | [11 empty] | Minnesota Solar CSG 19 LLC | 100 | Minnesota Solar LLC | 100
B.R. Corcoran CSG | 61453_G_42282 | 61453 | G | 42282 |  | Solar PV |  | MIS_MNWI | Minnesota | 27 | Hennepin | 53 | 27053 | 1 | 0 | 2017 | 9999 |  |  | N | Solar | [13 empty] | 0 | 0 | 0 | 0 | [11 empty] | Minnesota Solar CSG 19 LLC | 100 | Minnesota Solar LLC | 100
B.R. Sartell CSG | 61454_G_42286 | 61454 | G | 42286 |  | Solar PV |  | MIS_MNWI | Minnesota | 27 | Stearns | 145 | 27145 | 1 | 0 | 2017 | 9999 |  |  | N | Solar | [13 empty] | 0 | 0 | 0 | 0 | [11 empty] | Minnesota Solar LLC | 100 | Minnesota Solar LLC | 100
B.R. Sartell CSG | 61454_G_42287 | 61454 | G | 42287 |  | Solar PV |  | MIS_MNWI | Minnesota | 27 | Stearns | 145 | 27145 | 1 | 0 | 2017 | 9999 |  |  | N | Solar | [13 empty] | 0 | 0 | 0 | 0 | [11 empty] | Minnesota Solar LLC | 100 | Minnesota Solar LLC | 100
B.R. Sartell CSG | 61454_G_42288 | 61454 | G | 42288 |  | Solar PV |  | MIS_MNWI | Minnesota | 27 | Stearns | 145 | 27145 | 1 | 0 | 2017 | 9999 |  |  | N | Solar | [13 empty] | 0 | 0 | 0 | 0 | [11 empty] | Minnesota Solar LLC | 100 | Minnesota Solar LLC | 100
B.R. Sauk Rapids CSG | 61455_G_42292 | 61455 | G | 42292 |  | Solar PV |  | MIS_MNWI | Minnesota | 27 | Benton | 9 | 27009 | 1 | 0 | 2017 | 9999 |  |  | N | Solar | [13 empty] | 0 | 0 | 0 | 0 | [11 empty] | Minnesota Solar CSG 9 LLC | 100 | Minnesota Solar LLC | 100
B.R. Sauk Rapids CSG | 61455_G_42294 | 61455 | G | 42294 |  | Solar PV |  | MIS_MNWI | Minnesota | 27 | Benton | 9 | 27009 | 1 | 0 | 2017 | 9999 |  |  | N | Solar | [13 empty] | 0 | 0 | 0 | 0 | [11 empty] | Minnesota Solar CSG 9 LLC | 100 | Minnesota Solar LLC | 100
B.R. Sauk Rapids CSG | 61455_G_42295 | 61455 | G | 42295 |  | Solar PV |  | MIS_MNWI | Minnesota | 27 | Benton | 9 | 27009 | 1 | 0 | 2017 | 9999 |  |  | N | Solar | [13 empty] | 0 | 0 | 0 | 0 | [11 empty] | Minnesota Solar CSG 9 LLC | 100 | Minnesota Solar LLC | 100
B.R. Sauk Rapids CSG | 61455_G_42296 | 61455 | G | 42296 |  | Solar PV |  | MIS_MNWI | Minnesota | 27 | Benton | 9 | 27009 | 1 | 0 | 2017 | 9999 |  |  | N | Solar | [13 empty] | 0 | 0 | 0 | 0 | [11 empty] | Minnesota Solar CSG 9 LLC | 100 | Minnesota Solar LLC | 100
B.R. Sauk Rapids CSG | 61455_G_42297 | 61455 | G | 42297 |  | Solar PV |  | MIS_MNWI | Minnesota | 27 | Benton | 9 | 27009 | 1 | 0 | 2017 | 9999 |  |  | N | Solar | [13 empty] | 0 | 0 | 0 | 0 | [11 empty] | Minnesota Solar CSG 9 LLC | 100 | Minnesota Solar LLC | 100
Montgomery Winsted CSG | 61456_G_41620 | 61456 | G | 41620 |  | Solar PV |  | MIS_MNWI | Minnesota | 27 | McLeod | 85 | 27085 | 1 | 0 | 2017 | 9999 |  |  | N | Solar | [13 empty] | 0 | 0 | 0 | 0 | [11 empty] | Minnesota Solar CSG 4 LLC | 100 | Minnesota Solar LLC | 100
Montgomery Winsted CSG | 61456_G_41621 | 61456 | G | 41621 |  | Solar PV |  | MIS_MNWI | Minnesota | 27 | McLeod | 85 | 27085 | 1 | 0 | 2017 | 9999 |  |  | N | Solar | [13 empty] | 0 | 0 | 0 | 0 | [11 empty] | Minnesota Solar CSG 4 LLC | 100 | Minnesota Solar LLC | 100
Montgomery Winsted CSG | 61456_G_41622 | 61456 | G | 41622 |  | Solar PV |  | MIS_MNWI | Minnesota | 27 | McLeod | 85 | 27085 | 1 | 0 | 2017 | 9999 |  |  | N | Solar | [13 empty] | 0 | 0 | 0 | 0 | [11 empty] | Minnesota Solar CSG 4 LLC | 100 | Minnesota Solar LLC | 100
Palmer Solar Center | 61457_G_PALM | 61457 | G | PALM |  | Solar PV |  | PJM_Dom | Virginia | 51 | Fluvanna | 65 | 51065 | 5 | 0 | 2017 | 9999 |  |  | N | Solar | [13 empty] | 0 | 0 | 0 | 0 | [11 empty] | Coronal Development Services LLC | 100 | Coronal Group LLC | 100
Martin Solar Center | 61458_G_MARTN | 61458 | G | MARTN |  | Solar PV |  | PJM_Dom | Virginia | 51 | Goochland | 75 | 51075 | 5 | 0 | 2017 | 9999 |  |  | N | Solar | [13 empty] | 0 | 0 | 0 | 0 | [11 empty] | Coronal Development Services LLC | 100 | Coronal Group LLC | 100
Georgia Power at Swainsboro | 61459_G_PV1 | 61459 | G | PV1 |  | Solar PV |  | S_SOU | Georgia | 13 | Emanuel | 107 | 13107 | 2.9 | 0 | 2017 | 9999 |  |  | N | Solar | [13 empty] | 0 | 0 | 0 | 0 | [11 empty] | Constellation Solar Georgia 2 LLC | 100 | Exelon Corp | 100
IOS - MEW Phase 1 | 61460_G_MEW1 | 61460 | G | MEW1 |  | Solar PV |  | NENG_ME | Maine | 23 | Somerset | 25 | 23025 | 4.1 | 0 | 2017 | 9999 |  |  | N | Solar | [13 empty] | 0 | 0 | 0 | 0 | [11 empty] | IGS ORIX Solar I LLC | 100 | ORIX Corp | 100
North Smithfield Solar Power 1 | 61461_G_NSS01 | 61461 | G | NSS01 |  | Solar PV |  | NENGREST | Rhode Island | 44 | Providence | 7 | 44007 | 2 | 0 | 2018 | 9999 |  |  | N | Solar | [13 empty] | 0 | 0 | 0 | 0 | [11 empty] | North Smithfield Solar Power I LLC | 100 | Half Moon Ventures LLC | 100
SR Platte Solar Farm | 61462_G_PV1 | 61462 | G | PV1 |  | Solar PV |  | WECC_CO | Colorado | 8 | Weld | 123 | 08123 | 16 | 0 | 2017 | 9999 |  |  | N | Solar | [13 empty] | 0 | 0 | 0 | 0 | [11 empty] | SR Platte LLC | 100 | Silicon Ranch Corp | 100
Vandenberg Solar Project | 61463_G_VBERG | 61463 | G | VBERG |  | Solar PV |  | WECC_SCE | California | 6 | Santa Barbara | 83 | 06083 | 20.6 | 0 | 2017 | 9999 |  |  | N | Solar | [13 empty] | 0 | 0 | 0 | 0 | [11 empty] | Vandenberg Solar I LLC | 100 | Vandenberg Solar I LLC | 100
CoreSite Real Estate 2972 Stender, L.P. | 61464_G_G-1 | 61464 | G | G-1 |  | Combustion Turbine | IC Engine | WEC_CALN | California | 6 | Santa Clara | 85 | 06085 | 2 | 12283 | 2011 | 9999 |  |  | N | Distillate Fuel Oil | [13 empty] | 1.6498 | 1.6498 | 1.6498 | 1.6498 | [11 empty] | Coresite Real Estate 2972 Stender LP | 100 | Coresite | 100
CoreSite Real Estate 2972 Stender, L.P. | 61464_G_G-2 | 61464 | G | G-2 |  | Combustion Turbine | IC Engine | WEC_CALN | California | 6 | Santa Clara | 85 | 06085 | 2 | 12283 | 2011 | 9999 |  |  | N | Distillate Fuel Oil | [13 empty] | 1.6498 | 1.6498 | 1.6498 | 1.6498 | [11 empty] | Coresite Real Estate 2972 Stender LP | 100 | Coresite | 100
CoreSite Real Estate 2972 Stender, L.P. | 61464_G_G-3 | 61464 | G | G-3 |  | Combustion Turbine | IC Engine | WEC_CALN | California | 6 | Santa Clara | 85 | 06085 | 2 | 12283 | 2011 | 9999 |  |  | N | Distillate Fuel Oil | [13 empty] | 1.6498 | 1.6498 | 1.6498 | 1.6498 | [11 empty] | Coresite Real Estate 2972 Stender LP | 100 | Coresite | 100
CoreSite Real Estate 2972 Stender, L.P. | 61464_G_G-4 | 61464 | G | G-4 |  | Combustion Turbine | IC Engine | WEC_CALN | California | 6 | Santa Clara | 85 | 06085 | 2 | 12283 | 2011 | 9999 |  |  | N | Distillate Fuel Oil | [13 empty] | 1.6498 | 1.6498 | 1.6498 | 1.6498 | [11 empty] | Coresite Real Estate 2972 Stender LP | 100 | Coresite | 100
CoreSite Real Estate 2972 Stender, L.P. | 61464_G_G-5 | 61464 | G | G-5 |  | Combustion Turbine | IC Engine | WEC_CALN | California | 6 | Santa Clara | 85 | 06085 | 2 | 12283 | 2011 | 9999 |  |  | N | Distillate Fuel Oil | [13 empty] | 1.6498 | 1.6498 | 1.6498 | 1.6498 | [11 empty] | Coresite Real Estate 2972 Stender LP | 100 | Coresite | 100
CoreSite Real Estate 2972 Stender, L.P. | 61464_G_G-6 | 61464 | G | G-6 |  | Combustion Turbine | IC Engine | WEC_CALN | California | 6 | Santa Clara | 85 | 06085 | 2 | 12283 | 2011 | 9999 |  |  | N | Distillate Fuel Oil | [13 empty] | 1.6498 | 1.6498 | 1.6498 | 1.6498 | [11 empty] | Coresite Real Estate 2972 Stender LP | 100 | Coresite | 100
IGS Solar I - BWI2 | 61465_G_BWI2 | 61465 | G | BWI2 |  | Solar PV |  | PJM_SMAC | Maryland | 24 | Baltimore | 5 | 24005 | 1.4 | 0 | 2017 | 9999 |  |  | N | Solar | [13 empty] | 0 | 0 | 0 | 0 | [11 empty] | IGS ORIX Solar I LLC | 100 | ORIX Corp | 100
IOS - ERW9 | 61466_G_EWR9 | 61466 | G | EWR9 |  | Solar PV |  | PJM_EMAC | New Jersey | 34 | Middlesex | 23 | 34023 | 5 | 0 | 2017 | 9999 |  |  | N | Solar | [13 empty] | 0 | 0 | 0 | 0 | [11 empty] | IGS ORIX Solar I LLC | 100 | ORIX Corp | 100
City of Lexington | 61467_G_LXNE1 | 61467 | G | LXNE1 |  | Solar PV |  | SPP_NEBR | Nebraska | 31 | Dawson | 47 | 31047 | 3.6 | 0 | 2017 | 9999 |  |  | N | Solar | [13 empty] | 0 | 0 | 0 | 0 | [11 empty] | IGS ORIX Solar I LLC | 100 | ORIX Corp | 100
Valdosta Prison | 61468_G_GPVP1 | 61468 | G | GPVP1 |  | Solar PV |  | S_SOU | Georgia | 13 | Lowndes | 185 | 13185 | 1.2 | 0 | 2017 | 9999 |  |  | N | Solar | [13 empty] | 0 | 0 | 0 | 0 | [11 empty] | IGS ORIX Solar I LLC | 100 | ORIX Corp | 100
Lichtenthal | 61469_G_LIC01 | 61469 | G | LIC01 |  | Solar PV |  | NY_Z_B | New York | 36 | Genesee | 37 | 36037 | 2 | 0 | 2018 | 9999 |  |  | N | Solar | [13 empty] | 0 | 0 | 0 | 0 | [11 empty] | AES Distributed Energy Inc | 100 | AES Corp (The) | 100
Call Farms 1 | 61470_G_CFM11 | 61470 | G | CFM11 |  | Solar PV |  | NY_Z_B | New York | 36 | Genesee | 37 | 36037 | 2 | 0 | 2018 | 9999 |  |  | N | Solar | [13 empty] | 0 | 0 | 0 | 0 | [11 empty] | AES Distributed Energy Inc | 100 | AES Corp (The) | 100
Call Farms 3 | 61471_G_CFM31 | 61471 | G | CFM31 |  | Solar PV |  | NY_Z_B | New York | 36 | Genesee | 37 | 36037 | 2 | 0 | 2018 | 9999 |  |  | N | Solar | [13 empty] | 0 | 0 | 0 | 0 | [11 empty] | AES Distributed Energy Inc | 100 | AES Corp (The) | 100
San Luis Solar Garden | 61472_G_ANTO2 | 61472 | G | ANTO2 |  | Solar PV |  | WECC_CO | Colorado | 8 | Conejos | 21 | 08021 | 1.2 | 0 | 2017 | 9999 |  |  | N | Solar | [13 empty] | 0 | 0 | 0 | 0 | [11 empty] | San Luis Solar Garden LLC | 100 | San Luis Solar Garden LLC | 100
Hopewell Valley High School Hybrid | 61473_G_BA1 | 61473 | G | BA1 |  | Energy Storage |  | PJM_EMAC | New Jersey | 34 | Mercer | 21 | 34021 | 1 | 0 | 2015 | 9999 |  |  | N | Energy Storage | [13 empty] | 0 | 0 | 0 | 0 | [11 empty] | Public Service Electric & Gas Co | 100 | Public Service Enterprise Group Inc | 100
Hopewell Valley High School Hybrid | 61473_G_HWVHS | 61473 | G | HWVHS |  | Solar PV |  | PJM_EMAC | New Jersey | 34 | Mercer | 21 | 34021 | 0.9 | 0 | 2015 | 9999 |  |  | N | Solar | [13 empty] | 0 | 0 | 0 | 0 | [11 empty] | Public Service Electric & Gas Co | 100 | Public Service Enterprise Group Inc | 100
SunE Feely 1 CSG, LLC | 61478_G_FELY1 | 61478 | G | FELY1 |  | Solar PV |  | MIS_MNWI | Minnesota | 27 | Dakota | 37 | 27037 | 1 | 0 | 2018 | 9999 |  |  | N | Solar | [13 empty] | 0 | 0 | 0 | 0 | [11 empty] | Ecoplexus Inc | 100 | Ecoplexus Inc | 100
SunE Feely 1 CSG, LLC | 61478_G_FELY2 | 61478 | G | FELY2 |  | Solar PV |  | MIS_MNWI | Minnesota | 27 | Dakota | 37 | 27037 | 1 | 0 | 2018 | 9999 |  |  | N | Solar | [13 empty] | 0 | 0 | 0 | 0 | [11 empty] | Ecoplexus Inc | 100 | Ecoplexus Inc | 100
SunE Feely 1 CSG, LLC | 61478_G_FELY3 | 61478 | G | FELY3 |  | Solar PV |  | MIS_MNWI | Minnesota | 27 | Dakota | 37 | 27037 | 1 | 0 | 2018 | 9999 |  |  | N | Solar | [13 empty] | 0 | 0 | 0 | 0 | [11 empty] | Ecoplexus Inc | 100 | Ecoplexus Inc | 100
SunE Feely 1 CSG, LLC | 61478_G_FELY4 | 61478 | G | FELY4 |  | Solar PV |  | MIS_MNWI | Minnesota | 27 | Dakota | 37 | 27037 | 1 | 0 | 2018 | 9999 |  |  | N | Solar | [13 empty] | 0 | 0 | 0 | 0 | [11 empty] | Ecoplexus Inc | 100 | Ecoplexus Inc | 100
SunE Feely 1 CSG, LLC | 61478_G_FELY5 | 61478 | G | FELY5 |  | Solar PV |  | MIS_MNWI | Minnesota | 27 | Dakota | 37 | 27037 | 1 | 0 | 2018 | 9999 |  |  | N | Solar | [13 empty] | 0 | 0 | 0 | 0 | [11 empty] | Ecoplexus Inc | 100 | Ecoplexus Inc | 100
Cottage Grove CSG, LLC | 61483_G_CTGR1 | 61483 | G | CTGR1 |  | Solar PV |  | MIS_MNWI | Minnesota | 27 | Washington | 163 | 27163 | 1 | 0 | 2018 | 9999 |  |  | N | Solar | [13 empty] | 0 | 0 | 0 | 0 | [11 empty] | Cottage Grove CSG 1 LLC | 100 | Cottage Grove CSG 1 LLC | 100
Cottage Grove CSG, LLC | 61483_G_CTGR2 | 61483 | G | CTGR2 |  | Solar PV |  | MIS_MNWI | Minnesota | 27 | Washington | 163 | 27163 | 1 | 0 | 2018 | 9999 |  |  | N | Solar | [13 empty] | 0 | 0 | 0 | 0 | [11 empty] | Cottage Grove CSG 1 LLC | 100 | Cottage Grove CSG 1 LLC | 100
Cottage Grove CSG, LLC | 61483_G_CTGR3 | 61483 | G | CTGR3 |  | Solar PV |  | MIS_MNWI | Minnesota | 27 | Washington | 163 | 27163 | 1 | 0 | 2018 | 9999 |  |  | N | Solar | [13 empty] | 0 | 0 | 0 | 0 | [11 empty] | Cottage Grove CSG 1 LLC | 100 | Cottage Grove CSG 1 LLC | 100
Cottage Grove CSG, LLC | 61483_G_CTGR4 | 61483 | G | CTGR4 |  | Solar PV |  | MIS_MNWI | Minnesota | 27 | Washington | 163 | 27163 | 1 | 0 | 2018 | 9999 |  |  | N | Solar | [13 empty] | 0 | 0 | 0 | 0 | [11 empty] | Cottage Grove CSG 1 LLC | 100 | Cottage Grove CSG 1 LLC | 100
Cottage Grove CSG, LLC | 61483_G_CTGR5 | 61483 | G | CTGR5 |  | Solar PV |  | MIS_MNWI | Minnesota | 27 | Washington | 163 | 27163 | 1 | 0 | 2018 | 9999 |  |  | N | Solar | [13 empty] | 0 | 0 | 0 | 0 | [11 empty] | Cottage Grove CSG 1 LLC | 100 | Cottage Grove CSG 1 LLC | 100
Fox CSG, LLC | 61484_G_FOX1 | 61484 | G | FOX1 |  | Solar PV |  | MIS_MNWI | Minnesota | 27 | Chisago | 25 | 27025 | 1 | 0 | 2018 | 9999 |  |  | N | Solar | [13 empty] | 0 | 0 | 0 | 0 | [11 empty] | Fox CSG 1 LLC | 100 | Fox CSG 1 LLC | 100
Fox CSG, LLC | 61484_G_FOX2 | 61484 | G | FOX2 |  | Solar PV |  | MIS_MNWI | Minnesota | 27 | Chisago | 25 | 27025 | 1 | 0 | 2018 | 9999 |  |  | N | Solar | [13 empty] | 0 | 0 | 0 | 0 | [11 empty] | Fox CSG 1 LLC | 100 | Fox CSG 1 LLC | 100
Fox CSG, LLC | 61484_G_FOX3 | 61484 | G | FOX3 |  | Solar PV |  | MIS_MNWI | Minnesota | 27 | Chisago | 25 | 27025 | 1 | 0 | 2018 | 9999 |  |  | N | Solar | [13 empty] | 0 | 0 | 0 | 0 | [11 empty] | Fox CSG 1 LLC | 100 | Fox CSG 1 LLC | 100
Fox CSG, LLC | 61484_G_FOX4 | 61484 | G | FOX4 |  | Solar PV |  | MIS_MNWI | Minnesota | 27 | Chisago | 25 | 27025 | 1 | 0 | 2018 | 9999 |  |  | N | Solar | [13 empty] | 0 | 0 | 0 | 0 | [11 empty] | Fox CSG 1 LLC | 100 | Fox CSG 1 LLC | 100
Fox CSG, LLC | 61484_G_FOX5 | 61484 | G | FOX5 |  | Solar PV |  | MIS_MNWI | Minnesota | 27 | Chisago | 25 | 27025 | 1 | 0 | 2018 | 9999 |  |  | N | Solar | [13 empty] | 0 | 0 | 0 | 0 | [11 empty] | Fox CSG 1 LLC | 100 | Fox CSG 1 LLC | 100
SunE Stolee CSG, LLC | 61485_G_STOL1 | 61485 | G | STOL1 |  | Solar PV |  | MIS_MNWI | Minnesota | 27 | Rice | 131 | 27131 | 1 | 0 | 2018 | 9999 |  |  | N | Solar | [13 empty] | 0 | 0 | 0 | 0 | [11 empty] | Ecoplexus Inc | 100 | Ecoplexus Inc | 100
SunE Stolee CSG, LLC | 61485_G_STOL2 | 61485 | G | STOL2 |  | Solar PV |  | MIS_MNWI | Minnesota | 27 | Rice | 131 | 27131 | 1 | 0 | 2018 | 9999 |  |  | N | Solar | [13 empty] | 0 | 0 | 0 | 0 | [11 empty] | Ecoplexus Inc | 100 | Ecoplexus Inc | 100
SunE Stolee CSG, LLC | 61485_G_STOL3 | 61485 | G | STOL3 |  | Solar PV |  | MIS_MNWI | Minnesota | 27 | Rice | 131 | 27131 | 1 | 0 | 2018 | 9999 |  |  | N | Solar | [13 empty] | 0 | 0 | 0 | 0 | [11 empty] | Ecoplexus Inc | 100 | Ecoplexus Inc | 100
Wyoming 2 CSG, LLC | 61486_G_WY01 | 61486 | G | WY01 |  | Solar PV |  | MIS_MNWI | Minnesota | 27 | Chisago | 25 | 27025 | 1 | 0 | 2018 | 9999 |  |  | N | Solar | [13 empty] | 0 | 0 | 0 | 0 | [11 empty] | Ecoplexus Inc | 100 | Ecoplexus Inc | 100
Wyoming 2 CSG, LLC | 61486_G_WY02 | 61486 | G | WY02 |  | Solar PV |  | MIS_MNWI | Minnesota | 27 | Chisago | 25 | 27025 | 1 | 0 | 2018 | 9999 |  |  | N | Solar | [13 empty] | 0 | 0 | 0 | 0 | [11 empty] | Ecoplexus Inc | 100 | Ecoplexus Inc | 100
Wyoming 2 CSG, LLC | 61486_G_WY03 | 61486 | G | WY03 |  | Solar PV |  | MIS_MNWI | Minnesota | 27 | Chisago | 25 | 27025 | 1 | 0 | 2018 | 9999 |  |  | N | Solar | [13 empty] | 0 | 0 | 0 | 0 | [11 empty] | Ecoplexus Inc | 100 | Ecoplexus Inc | 100
Wyoming 2 CSG, LLC | 61486_G_WY04 | 61486 | G | WY04 |  | Solar PV |  | MIS_MNWI | Minnesota | 27 | Chisago | 25 | 27025 | 1 | 0 | 2018 | 9999 |  |  | N | Solar | [13 empty] | 0 | 0 | 0 | 0 | [11 empty] | Ecoplexus Inc | 100 | Ecoplexus Inc | 100
Wyoming 2 CSG, LLC | 61486_G_WY05 | 61486 | G | WY05 |  | Solar PV |  | MIS_MNWI | Minnesota | 27 | Chisago | 25 | 27025 | 1 | 0 | 2018 | 9999 |  |  | N | Solar | [13 empty] | 0 | 0 | 0 | 0 | [11 empty] | Ecoplexus Inc | 100 | Ecoplexus Inc | 100
SL Babylon | 61487_G_SLBAB | 61487 | G | SLBAB |  | Solar PV |  | NY_Z_K | New York | 36 | Suffolk | 103 | 36103 | 9 | 0 | 2017 | 9999 |  |  | N | Solar | [13 empty] | 0 | 0 | 0 | 0 | [11 empty] | PSEG Solar Source LLC | 100 | LS Power Group | 100
Cameron Solar | 61489_G_CAM | 61489 | G | CAM |  | Solar PV |  | S_VACA | South Carolina | 45 | Calhoun | 17 | 45017 | 20 | 0 | 2017 | 9999 |  |  | N | Solar | [13 empty] | 0 | 0 | 0 | 0 | [11 empty] | Cameron Solar LLC | 100 | Energias de Portugal SA | 100
Davis Besse | 6149_G_1 | 6149 | G | 1 |  | Nuclear |  | PJM_ATSI | Ohio | 39 | Ottawa | 123 | 39123 | 894 | 10456 | 1977 | 9999 |  |  | N | Nuclear Fuel | [13 empty] | 0 | 0 | 0 | 0 | [11 empty] | Energy Harbor Nuclear Generation LLC | 100 | FirstEnergy Corp | 100
Estill Solar | 61490_G_EST1 | 61490 | G | EST1 |  | Solar PV |  | S_VACA | South Carolina | 45 | Hampton | 49 | 45049 | 20 | 0 | 2017 | 9999 |  |  | N | Solar | [13 empty] | 0 | 0 | 0 | 0 | [11 empty] | Estill Solar I LLC | 100 | Energias de Portugal SA | 100
Harvest Moon Renewable Energy Company | 61493_G_SEALY | 61493 | G | SEALY |  | Solar PV |  | ERC_REST | Texas | 48 | Austin | 15 | 48015 | 1.6 | 0 | 2015 | 9999 |  |  | N | Solar | [13 empty] | 0 | 0 | 0 | 0 | [11 empty] | Harvest Moon Renewable Energy Co | 100 | Harvest Moon Renewable Energy Co | 100
Wright Cuddyer CSG | 61494_G_41327 | 61494 | G | 41327 |  | Solar PV |  | MIS_MNWI | Minnesota | 27 | Wright | 171 | 27171 | 1 | 0 | 2018 | 9999 |  |  | N | Solar | [13 empty] | 0 | 0 | 0 | 0 | [11 empty] | Minnesota Solar CSG 1 LLC | 100 | Minnesota Solar LLC | 100
Wright Cuddyer CSG | 61494_G_41328 | 61494 | G | 41328 |  | Solar PV |  | MIS_MNWI | Minnesota | 27 | Wright | 171 | 27171 | 1 | 0 | 2018 | 9999 |  |  | N | Solar | [13 empty] | 0 | 0 | 0 | 0 | [11 empty] | Minnesota Solar CSG 1 LLC | 100 | Minnesota Solar LLC | 100
Wright Cuddyer CSG | 61494_G_41329 | 61494 | G | 41329 |  | Solar PV |  | MIS_MNWI | Minnesota | 27 | Wright | 171 | 27171 | 1 | 0 | 2018 | 9999 |  |  | N | Solar | [13 empty] | 0 | 0 | 0 | 0 | [11 empty] | Minnesota Solar CSG 1 LLC | 100 | Minnesota Solar LLC | 100
Wright Cuddyer CSG | 61494_G_41330 | 61494 | G | 41330 |  | Solar PV |  | MIS_MNWI | Minnesota | 27 | Wright | 171 | 27171 | 1 | 0 | 2018 | 9999 |  |  | N | Solar | [13 empty] | 0 | 0 | 0 | 0 | [11 empty] | Minnesota Solar CSG 1 LLC | 100 | Minnesota Solar LLC | 100
Carver Gladden CSG | 61495_G_42254 | 61495 | G | 42254 |  | Solar PV |  | MIS_MNWI | Minnesota | 27 | Carver | 19 | 27019 | 1 | 0 | 2018 | 9999 |  |  | N | Solar | [13 empty] | 0 | 0 | 0 | 0 | [11 empty] | Minnesota Solar CSG 8 LLC | 100 | Minnesota Solar LLC | 100
Carver Gladden CSG | 61495_G_42255 | 61495 | G | 42255 |  | Solar PV |  | MIS_MNWI | Minnesota | 27 | Carver | 19 | 27019 | 1 | 0 | 2018 | 9999 |  |  | N | Solar | [13 empty] | 0 | 0 | 0 | 0 | [11 empty] | Minnesota Solar CSG 8 LLC | 100 | Minnesota Solar LLC | 100
Carver Gladden CSG | 61495_G_42256 | 61495 | G | 42256 |  | Solar PV |  | MIS_MNWI | Minnesota | 27 | Carver | 19 | 27019 | 1 | 0 | 2018 | 9999 |  |  | N | Solar | [13 empty] | 0 | 0 | 0 | 0 | [11 empty] | Minnesota Solar CSG 8 LLC | 100 | Minnesota Solar LLC | 100
Adams Solar Center | 61496_G_ADAMS | 61496 | G | ADAMS |  | Solar PV |  | WECC_PNW | Oregon | 41 | Jefferson | 31 | 41031 | 10 | 0 | 2018 | 9999 |  |  | N | Solar | [13 empty] | 0 | 0 | 0 | 0 | [11 empty] | Adams Solar Center LLC | 100 | Heliosage Energy LLC | 100
Elbe Solar Center | 61497_G_ELBE | 61497 | G | ELBE |  | Solar PV |  | WECC_PNW | Oregon | 41 | Jefferson | 31 | 41031 | 10 | 0 | 2018 | 9999 |  |  | N | Solar | [13 empty] | 0 | 0 | 0 | 0 | [11 empty] | Elbe Solar Center LLC | 100 | GCL New Energy Holdings Limited | 100
Hampton Solar 2 | 61498_G_HAM2 | 61498 | G | HAM2 |  | Solar PV |  | S_VACA | South Carolina | 45 | Hampton | 49 | 45049 | 20 | 0 | 2017 | 9999 |  |  | N | Solar | [13 empty] | 0 | 0 | 0 | 0 | [11 empty] | Hampton Solar II LLC | 100 | Energias de Portugal SA | 100
CED Foster | 61499_G_FORI | 61499 | G | FORI |  | Solar PV |  | NENGREST | Rhode Island | 44 | Providence | 7 | 44007 | 2 | 0 | 2017 | 9999 |  |  | N | Solar | [13 empty] | 0 | 0 | 0 | 0 | [11 empty] | CED Foster Solar LLC | 100 | Consolidated Edison Inc | 100
Porter Way Community Solar Garden | 61500_G_PV1 | 61500 | G | PV1 |  | Solar PV |  | MIS_MNWI | Minnesota | 27 | Carver | 19 | 27019 | 3 | 0 | 2018 | 9999 |  |  | N | Solar | [13 empty] | 0 | 0 | 0 | 0 | [11 empty] | AEP OnSite Partners LLC | 100 | American Electric Power Co Inc | 100
ABEC #2 dba West-Star Dairy | 61501_G_GEN1 | 61501 | G | GEN1 |  | Non-Fossil Waste |  | WECC_SCE | California | 6 | Kern | 29 | 06029 | 1 | 13500 | 2018 | 9999 |  |  | N | Non-Fossil Waste | [13 empty] | 0 | 0 | 0 | 0 | [11 empty] | ABEC No 2 LLC | 100 | Es Alternatives LP | 100
ABEC #3 dba Lakeview Dairy | 61502_G_GEN1 | 61502 | G | GEN1 |  | Non-Fossil Waste |  | WECC_SCE | California | 6 | Kern | 29 | 06029 | 1 | 13500 | 2018 | 9999 |  |  | N | Non-Fossil Waste | [13 empty] | 0 | 0 | 0 | 0 | [11 empty] | ABEC No 3 LLC | 100 | Es Alternatives LP | 100
ABEC #4 dba CE&S Dairy | 61503_G_GEN1 | 61503 | G | GEN1 |  | Non-Fossil Waste |  | WECC_SCE | California | 6 | Kern | 29 | 06029 | 1 | 13500 | 2018 | 9999 |  |  | N | Non-Fossil Waste | [13 empty] | 0 | 0 | 0 | 0 | [11 empty] | ABEC No 4 LLC | 100 | Es Alternatives LP | 100
RJC I CSG | 61504_G_RCJ1 | 61504 | G | RCJ1 |  | Solar PV |  | MIS_MNWI | Minnesota | 27 | Steele | 147 | 27147 | 1 | 0 | 2018 | 9999 |  |  | N | Solar | [13 empty] | 0 | 0 | 0 | 0 | [11 empty] | RJC I CSG LLC | 100 | RJC I CSG LLC | 100
Huneke I CSG | 61505_G_HUNE1 | 61505 | G | HUNE1 |  | Solar PV |  | MIS_MNWI | Minnesota | 27 | Goodhue | 49 | 27049 | 1 | 0 | 2018 | 9999 |  |  | N | Solar | [13 empty] | 0 | 0 | 0 | 0 | [11 empty] | Huneke I CSG LLC | 100 | Huneke I CSG LLC | 100
Krause CSG | 61506_G_KRAUS | 61506 | G | KRAUS |  | Solar PV |  | MIS_MNWI | Minnesota | 27 | Renville | 129 | 27129 | 1 | 0 | 2018 | 9999 |  |  | N | Solar | [13 empty] | 0 | 0 | 0 | 0 | [11 empty] | Krause CSG LLC | 100 | Krause CSG LLC | 100
DG New Jersey Solar RLS Logistics | 61507_G_RLSNJ | 61507 | G | RLSNJ |  | Solar PV |  | PJM_EMAC | New Jersey | 34 | Gloucester | 15 | 34015 | 4 | 0 | 2018 | 9999 |  |  | N | Solar | [13 empty] | 0 | 0 | 0 | 0 | [11 empty] | DG New Jersey Solar LLC | 100 | DG Power LLC | 100
Provo Power Plant | 61508_G_1 | 61508 | G | 1 |  | Combustion Turbine | IC Engine | WECC_UT | Utah | 49 | Utah | 49 | 49049 | 2.4 | 10745 | 2018 | 9999 |  |  | N | Natural Gas | [13 empty] | 1.061 | 1.061 | 1.061 | 1.061 | [11 empty] | Utah Municipal Power Agency | 100 | Utah Municipal Power Agency | 100
Provo Power Plant | 61508_G_2 | 61508 | G | 2 |  | Combustion Turbine | IC Engine | WECC_UT | Utah | 49 | Utah | 49 | 49049 | 2.4 | 10745 | 2018 | 9999 |  |  | N | Natural Gas | [13 empty] | 1.061 | 1.061 | 1.061 | 1.061 | [11 empty] | Utah Municipal Power Agency | 100 | Utah Municipal Power Agency | 100
Provo Power Plant | 61508_G_3 | 61508 | G | 3 |  | Combustion Turbine | IC Engine | WECC_UT | Utah | 49 | Utah | 49 | 49049 | 2.4 | 10745 | 2018 | 9999 |  |  | N | Natural Gas | [13 empty] | 1.061 | 1.061 | 1.061 | 1.061 | [11 empty] | Utah Municipal Power Agency | 100 | Utah Municipal Power Agency | 100
Provo Power Plant | 61508_G_4 | 61508 | G | 4 |  | Combustion Turbine | IC Engine | WECC_UT | Utah | 49 | Utah | 49 | 49049 | 2.4 | 10745 | 2018 | 9999 |  |  | N | Natural Gas | [13 empty] | 1.061 | 1.061 | 1.061 | 1.061 | [11 empty] | Utah Municipal Power Agency | 100 | Utah Municipal Power Agency | 100
Provo Power Plant | 61508_G_5 | 61508 | G | 5 |  | Combustion Turbine | IC Engine | WECC_UT | Utah | 49 | Utah | 49 | 49049 | 2.4 | 10745 | 2018 | 9999 |  |  | N | Natural Gas | [13 empty] | 1.061 | 1.061 | 1.061 | 1.061 | [11 empty] | Utah Municipal Power Agency | 100 | Utah Municipal Power Agency | 100
Monroe County Sites A & B | 61509_G_MONA | 61509 | G | MONA |  | Solar PV |  | NY_Z_B | New York | 36 | Monroe | 55 | 36055 | 1.7 | 0 | 2017 | 9999 |  |  | N | Solar | [13 empty] | 0 | 0 | 0 | 0 | [11 empty] | AES DE DevCo NC LLC | 100 | AES Corp (The) | 100
Monroe County Sites A & B | 61509_G_MONB | 61509 | G | MONB |  | Solar PV |  | NY_Z_B | New York | 36 | Monroe | 55 | 36055 | 1.7 | 0 | 2017 | 9999 |  |  | N | Solar | [13 empty] | 0 | 0 | 0 | 0 | [11 empty] | AES DE DevCo NC LLC | 100 | AES Corp (The) | 100
Raccoon Mountain | 6151_G_1 | 6151 | G | 1 |  | Pumped Storage |  | S_C_TVA | Tennessee | 47 | Hamilton | 65 | 47065 | 404.7 | 0 | 1979 | 9999 |  |  | N | Pumped Storage | [13 empty] | 0 | 0 | 0 | 0 | [11 empty] | Tennessee Valley Authority | 100 | Tennessee Valley Authority | 100
Raccoon Mountain | 6151_G_2 | 6151 | G | 2 |  | Pumped Storage |  | S_C_TVA | Tennessee | 47 | Hamilton | 65 | 47065 | 404.1 | 0 | 1978 | 9999 |  |  | N | Pumped Storage | [13 empty] | 0 | 0 | 0 | 0 | [11 empty] | Tennessee Valley Authority | 100 | Tennessee Valley Authority | 100
Raccoon Mountain | 6151_G_3 | 6151 | G | 3 |  | Pumped Storage |  | S_C_TVA | Tennessee | 47 | Hamilton | 65 | 47065 | 403.5 | 0 | 1979 | 9999 |  |  | N | Pumped Storage | [13 empty] | 0 | 0 | 0 | 0 | [11 empty] | Tennessee Valley Authority | 100 | Tennessee Valley Authority | 100
Raccoon Mountain | 6151_G_4 | 6151 | G | 4 |  | Pumped Storage |  | S_C_TVA | Tennessee | 47 | Hamilton | 65 | 47065 | 404 | 0 | 1979 | 9999 |  |  | N | Pumped Storage | [13 empty] | 0 | 0 | 0 | 0 | [11 empty] | Tennessee Valley Authority | 100 | Tennessee Valley Authority | 100
Monroe County Sites C, D, & E | 61510_G_MONC | 61510 | G | MONC |  | Solar PV |  | NY_Z_B | New York | 36 | Monroe | 55 | 36055 | 2 | 0 | 2017 | 9999 |  |  | N | Solar | [13 empty] | 0 | 0 | 0 | 0 | [11 empty] | AES Distributed Energy Inc | 100 | AES Corp (The) | 100
Monroe County Sites C, D, & E | 61510_G_MOND | 61510 | G | MOND |  | Solar PV |  | NY_Z_B | New York | 36 | Monroe | 55 | 36055 | 2 | 0 | 2017 | 9999 |  |  | N | Solar | [13 empty] | 0 | 0 | 0 | 0 | [11 empty] | AES Distributed Energy Inc | 100 | AES Corp (The) | 100
Monroe County Sites C, D, & E | 61510_G_MONE | 61510 | G | MONE |  | Solar PV |  | NY_Z_B | New York | 36 | Monroe | 55 | 36055 | 2 | 0 | 2017 | 9999 |  |  | N | Solar | [13 empty] | 0 | 0 | 0 | 0 | [11 empty] | AES Distributed Energy Inc | 100 | AES Corp (The) | 100
Bullock Solar, LLC | 61512_G_GEN1 | 61512 | G | GEN1 |  | Solar PV |  | S_VACA | North Carolina | 37 | Vance | 181 | 37181 | 50 | 0 | 2017 | 9999 |  |  | N | Solar | [13 empty] | 0 | 0 | 0 | 0 | [11 empty] | Bullock Solar LLC | 100 | Cypress Creek Holdings LLC | 100
Marlin Solar | 61513_G_GEN1 | 61513 | G | GEN1 |  | Solar PV |  | ERC_REST | Texas | 48 | Limestone | 293 | 48293 | 5.3 | 0 | 2017 | 9999 |  |  | N | Solar | [13 empty] | 0 | 0 | 0 | 0 | [11 empty] | Marlin Solar LLC | 100 | Cypress Creek Holdings LLC | 100
North Gainesville Solar | 61514_G_GEN1 | 61514 | G | GEN1 |  | Solar PV |  | ERC_REST | Texas | 48 | Cooke | 97 | 48097 | 5.2 | 0 | 2017 | 9999 |  |  | N | Solar | [13 empty] | 0 | 0 | 0 | 0 | [11 empty] | North Gainesville Solar LLC | 100 | Cypress Creek Holdings LLC | 100
DG Camden LLC Holtec | 61515_G_HOLTC | 61515 | G | HOLTC |  | Solar PV |  | PJM_EMAC | New Jersey | 34 | Camden | 7 | 34007 | 2.2 | 0 | 2017 | 9999 |  |  | N | Solar | [13 empty] | 0 | 0 | 0 | 0 | [11 empty] | DG Camden LLC | 100 | NextEra Energy Inc | 100
School Sisters CSG | 61516_G_SCHOO | 61516 | G | SCHOO |  | Solar PV |  | MIS_MNWI | Minnesota | 27 | Blue Earth | 13 | 27013 | 1 | 0 | 2018 | 9999 |  |  | N | Solar | [13 empty] | 0 | 0 | 0 | 0 | [11 empty] | School Sisters CSG LLC | 100 | School Sisters CSG LLC | 100
301 Chestnut Solar NG | 61518_G_3010 | 61518 | G | 3010 |  | Solar PV |  | NENGREST | Massachusetts | 25 | Hampden | 13 | 25013 | 4.3 | 0 | 2017 | 9999 |  |  | N | Solar | [13 empty] | 0 | 0 | 0 | 0 | [11 empty] | Mass Solar 1 LLC | 100 | Brookfield Asset Management Inc | 100
Baker Point | 61519_G_GEN1 | 61519 | G | GEN1 |  | Solar PV |  | PJM_AP | Maryland | 24 | Frederick | 21 | 24021 | 9 | 0 | 2016 | 9999 |  |  | N | Solar | [13 empty] | 0 | 0 | 0 | 0 | [11 empty] | OneEnergy Baker Point Solar LLC | 100 | OneEnergy Inc | 100
Sequoyah | 6152_G_1 | 6152 | G | 1 |  | Nuclear |  | S_C_TVA | Tennessee | 47 | Hamilton | 65 | 47065 | 1152 | 10456 | 1981 | 9999 |  |  | N | Nuclear Fuel | [13 empty] | 0 | 0 | 0 | 0 | [11 empty] | Tennessee Valley Authority | 100 | Tennessee Valley Authority | 100
Sequoyah | 6152_G_2 | 6152 | G | 2 |  | Nuclear |  | S_C_TVA | Tennessee | 47 | Hamilton | 65 | 47065 | 1125.7 | 10456 | 1982 | 9999 |  |  | N | Nuclear Fuel | [13 empty] | 0 | 0 | 0 | 0 | [11 empty] | Tennessee Valley Authority | 100 | Tennessee Valley Authority | 100
Rosewood Solar | 61520_G_GEN1 | 61520 | G | GEN1 |  | Solar PV |  | S_VACA | North Carolina | 37 | Wayne | 191 | 37191 | 2 | 0 | 2016 | 9999 |  |  | N | Solar | [13 empty] | 0 | 0 | 0 | 0 | [11 empty] | Rosewood Solar LLC | 100 | Cypress Creek Holdings LLC | 100
Swamp Fox Solar | 61521_G_PGRD2 | 61521 | G | PGRD2 |  | Solar PV |  | S_VACA | South Carolina | 45 | Lexington | 63 | 45063 | 10.8 | 0 | 2017 | 9999 |  |  | N | Solar | [13 empty] | 0 | 0 | 0 | 0 | [11 empty] | Swamp Fox Solar LLC | 100 | Cypress Creek Holdings LLC | 100
Champion Solar | 61522_G_PGRD3 | 61522 | G | PGRD3 |  | Solar PV |  | S_VACA | South Carolina | 45 | Lexington | 63 | 45063 | 10.8 | 0 | 2017 | 9999 |  |  | N | Solar | [13 empty] | 0 | 0 | 0 | 0 | [11 empty] | Champion Solar LLC | 100 | Pine Gate Renewables LLC | 100
Haley Solar | 61523_G_PGRD1 | 61523 | G | PGRD1 |  | Solar PV |  | S_VACA | South Carolina | 45 | Allendale | 5 | 45005 | 8.2 | 0 | 2017 | 9999 |  |  | N | Solar | [13 empty] | 0 | 0 | 0 | 0 | [11 empty] | Haley Solar LLC | 100 | Cypress Creek Holdings LLC | 100
Whitewright Solar | 61524_G_GEN1 | 61524 | G | GEN1 |  | Solar PV |  | ERC_REST | Texas | 48 | Fannin | 147 | 48147 | 10 | 0 | 2017 | 9999 |  |  | N | Solar | [13 empty] | 0 | 0 | 0 | 0 | [11 empty] | Whitewright Solar LLC | 100 | Cypress Creek Holdings LLC | 100
ABD Farms | 61525_G_GEN1 | 61525 | G | GEN1 |  | Solar PV |  | S_VACA | North Carolina | 37 | Randolph | 151 | 37151 | 5 | 0 | 2017 | 9999 |  |  | N | Solar | [13 empty] | 0 | 0 | 0 | 0 | [11 empty] | Carolina Solar Energy II LLC | 100 | Carolina Solar Energy | 100
Antanavica Solar | 61526_G_GEN1 | 61526 | G | GEN1 |  | Solar PV |  | NENGREST | Massachusetts | 25 | Worcester | 27 | 25027 | 1 | 0 | 2018 | 9999 |  |  | N | Solar | [13 empty] | 0 | 0 | 0 | 0 | [11 empty] | Cypress Creek Renewables LLC | 100 | Cypress Creek Holdings LLC | 100
Bakatsias Solar | 61527_G_GEN1 | 61527 | G | GEN1 |  | Solar PV |  | S_VACA | North Carolina | 37 | Alamance | 1 | 37001 | 5 | 0 | 2017 | 9999 |  |  | N | Solar | [13 empty] | 0 | 0 | 0 | 0 | [11 empty] | Bakatsias Solar Farm LLC | 100 | ESA Renewables LLC | 100
Bayboro Solar Farm | 61528_G_GEN1 | 61528 | G | GEN1 |  | Solar PV |  | S_VACA | North Carolina | 37 | Pamlico | 137 | 37137 | 5 | 0 | 2017 | 9999 |  |  | N | Solar | [13 empty] | 0 | 0 | 0 | 0 | [11 empty] | Bayboro Solar Farm LLC | 100 | ESA Renewables LLC | 100
Estill Solar II | 61529_G_GEN1 | 61529 | G | GEN1 |  | Solar PV |  | S_VACA | South Carolina | 45 | Allendale | 5 | 45005 | 10.2 | 0 | 2017 | 9999 |  |  | N | Solar | [13 empty] | 0 | 0 | 0 | 0 | [11 empty] | Cypress Creek Renewables LLC | 100 | Cypress Creek Holdings LLC | 100
Callaway | 6153_G_1 | 6153 | G | 1 |  | Nuclear |  | MIS_MO | Missouri | 29 | Callaway | 27 | 29027 | 1190 | 10456 | 1984 | 9999 |  |  | N | Nuclear Fuel | [13 empty] | 0 | 0 | 0 | 0 | [11 empty] | Ameren Missouri | 100 | Ameren Corp | 100
Gaston Solar I - SC | 61530_G_GEN1 | 61530 | G | GEN1 |  | Solar PV |  | S_VACA | South Carolina | 45 | Lexington | 63 | 45063 | 10.2 | 0 | 2018 | 9999 |  |  | N | Solar | [13 empty] | 0 | 0 | 0 | 0 | [11 empty] | Cypress Creek Renewables LLC | 100 | Cypress Creek Holdings LLC | 100
Leon Solar | 61532_G_GEN1 | 61532 | G | GEN1 |  | Solar PV |  | ERC_REST | Texas | 48 | Hunt | 231 | 48231 | 10 | 0 | 2017 | 9999 |  |  | N | Solar | [13 empty] | 0 | 0 | 0 | 0 | [11 empty] | Leon Solar LLC | 100 | Cypress Creek Holdings LLC | 100
Mustang Solar | 61533_G_GEN1 | 61533 | G | GEN1 |  | Solar PV |  | S_VACA | North Carolina | 37 | Moore | 125 | 37125 | 5 | 0 | 2018 | 9999 |  |  | N | Solar | [13 empty] | 0 | 0 | 0 | 0 | [11 empty] | Mustang Solar LLC | 100 | Cypress Creek Holdings LLC | 100
Old Caroleen Solar Farm | 61534_G_GEN1 | 61534 | G | GEN1 |  | Solar PV |  | S_VACA | North Carolina | 37 | Rutherford | 161 | 37161 | 2 | 0 | 2018 | 9999 |  |  | N | Solar | [13 empty] | 0 | 0 | 0 | 0 | [11 empty] | Old Caroleen Solar Farm LLC | 100 | ESA Renewables LLC | 100
Statesville Solar | 61535_G_GEN1 | 61535 | G | GEN1 |  | Solar PV |  | S_VACA | North Carolina | 37 | Rowan | 159 | 37159 | 5 | 0 | 2017 | 9999 |  |  | N | Solar | [13 empty] | 0 | 0 | 0 | 0 | [11 empty] | Statesville Solar LLC | 100 | Cypress Creek Holdings LLC | 100
Wakefield Solar | 61536_G_GEN1 | 61536 | G | GEN1 |  | Solar PV |  | S_VACA | North Carolina | 37 | Wake | 183 | 37183 | 5 | 0 | 2017 | 9999 |  |  | N | Solar | [13 empty] | 0 | 0 | 0 | 0 | [11 empty] | Wakefield Solar LLC | 100 | Cypress Creek Holdings LLC | 100
Weston Landfill Solar | 61537_G_WESTO | 61537 | G | WESTO |  | Solar PV |  | NENGREST | Massachusetts | 25 | Middlesex | 17 | 25017 | 1.8 | 0 | 2016 | 9999 |  |  | N | Solar | [13 empty] | 0 | 0 | 0 | 0 | [11 empty] | Ameresco Inc Weston | 100 | Ameresco Inc | 100
Braintree Landfill Solar | 61538_G_BRAIN | 61538 | G | BRAIN |  | Solar PV |  | NENGREST | Massachusetts | 25 | Norfolk | 21 | 25021 | 1 | 0 | 2014 | 9999 |  |  | N | Solar | [13 empty] | 0 | 0 | 0 | 0 | [11 empty] | Ameresco Inc Braintree | 100 | Ameresco Inc | 100
GELD Solar Farm | 61539_G_GELD | 61539 | G | GELD |  | Solar PV |  | NENGREST | Massachusetts | 25 | Middlesex | 17 | 25017 | 2.3 | 0 | 2016 | 9999 |  |  | N | Solar | [13 empty] | 0 | 0 | 0 | 0 | [11 empty] | Ameresco Inc Geld | 100 | Ameresco Inc | 100
Town of Rocky Hill | 61541_G_PV1 | 61541 | G | PV1 |  | Solar PV |  | NENG_CT | Connecticut | 9 | Hartford | 3 | 09003 | 1 | 0 | 2018 | 9999 |  |  | N | Solar | [13 empty] | 0 | 0 | 0 | 0 | [11 empty] | Tesla Inc | 100 | Tesla Inc | 100
Town of Rocky Hill | 61541_G_PV2 | 61541 | G | PV2 |  | Solar PV |  | NENG_CT | Connecticut | 9 | Hartford | 3 | 09003 | 1 | 0 | 2018 | 9999 |  |  | N | Solar | [13 empty] | 0 | 0 | 0 | 0 | [11 empty] | Tesla Inc | 100 | Tesla Inc | 100
Town of Rocky Hill | 61541_G_PV3 | 61541 | G | PV3 |  | Solar PV |  | NENG_CT | Connecticut | 9 | Hartford | 3 | 09003 | 1 | 0 | 2018 | 9999 |  |  | N | Solar | [13 empty] | 0 | 0 | 0 | 0 | [11 empty] | Tesla Inc | 100 | Tesla Inc | 100
PopeSun CSG, LLC | 61542_G_GEN1 | 61542 | G | GEN1 |  | Solar PV |  | MIS_MNWI | Minnesota | 27 | Pope | 121 | 27121 | 5 | 0 | 2017 | 9999 |  |  | N | Solar | [13 empty] | 0 | 0 | 0 | 0 | [11 empty] | PopeSun LLC | 100 | Cypress Creek Holdings LLC | 100
CF Novel Solar CSG Gardens Five, LLC | 61543_G_GEN1 | 61543 | G | GEN1 |  | Solar PV |  | MIS_MNWI | Minnesota | 27 | Steele | 147 | 27147 | 3.4 | 0 | 2017 | 9999 |  |  | N | Solar | [13 empty] | 0 | 0 | 0 | 0 | [11 empty] | CCP EC Tenant LLC | 100 | Cypress Creek Holdings LLC | 100
LeSun CSG, LLC | 61544_G_GEN1 | 61544 | G | GEN1 |  | Solar PV |  | MIS_MNWI | Minnesota | 27 | Le Sueur | 79 | 27079 | 5 | 0 | 2018 | 9999 |  |  | N | Solar | [13 empty] | 0 | 0 | 0 | 0 | [11 empty] | LeSun LLC | 100 | Cypress Creek Holdings LLC | 100
CGSun, LLC Community Solar | 61545_G_GEN1 | 61545 | G | GEN1 |  | Solar PV |  | MIS_MNWI | Minnesota | 27 | Washington | 163 | 27163 | 4 | 0 | 2017 | 9999 |  |  | N | Solar | [13 empty] | 0 | 0 | 0 | 0 | [11 empty] | CGSun LLC | 100 | Cypress Creek Holdings LLC | 100
WrightSun CSG, LLC | 61547_G_GEN1 | 61547 | G | GEN1 |  | Solar PV |  | MIS_MNWI | Minnesota | 27 | Wright | 171 | 27171 | 5 | 0 | 2018 | 9999 |  |  | N | Solar | [13 empty] | 0 | 0 | 0 | 0 | [11 empty] | WrightSun LLC | 100 | Cypress Creek Holdings LLC | 100
CF Novel Solar CSG Gardens Seven, LLC | 61548_G_GEN1 | 61548 | G | GEN1 |  | Solar PV |  | MIS_MNWI | Minnesota | 27 | Sherburne | 141 | 27141 | 3.3 | 0 | 2017 | 9999 |  |  | N | Solar | [13 empty] | 0 | 0 | 0 | 0 | [11 empty] | CF Novel Solar Gardens Seven LLC | 100 | Cypress Creek Holdings LLC | 100
NRG DG Haverhill CSG | 61550_G_HAVER | 61550 | G | HAVER |  | Solar PV |  | NENGREST | Massachusetts | 25 | Essex | 9 | 25009 | 4.2 | 0 | 2017 | 9999 |  |  | N | Solar | [13 empty] | 0 | 0 | 0 | 0 | [11 empty] | DG Haverhill LLC | 100 | Global Infrastructure Partners | 100
Fort Detrick Solar PV | 61552_G_FDSPV | 61552 | G | FDSPV |  | Solar PV |  | PJM_AP | Maryland | 24 | Frederick | 21 | 24021 | 15.7 | 0 | 2016 | 9999 |  |  | N | Solar | [13 empty] | 0 | 0 | 0 | 0 | [11 empty] | Ameresco Inc | 100 | Ameresco Inc | 100
Klamath Falls Solar 2 CSG | 61553_G_1 | 61553 | G | 1 |  | Solar PV |  | WECC_PNW | Oregon | 41 | Klamath | 35 | 41035 | 2.9 | 0 | 2017 | 9999 |  |  | N | Solar | [13 empty] | 0 | 0 | 0 | 0 | [11 empty] | Klamath Falls Solar 2 LLC | 100 | Klamath Falls Solar 2 LLC | 100
Comer Solar | 61554_G_1 | 61554 | G | 1 |  | Solar PV |  | S_SOU | Georgia | 13 | Madison | 195 | 13195 | 2.2 | 0 | 2018 | 9999 |  |  | N | Solar | [13 empty] | 0 | 0 | 0 | 0 | [11 empty] | Georgia Power Co | 100 | Southern Co | 100
NRG DG Crystal Spring CSG | 61555_G_SPRIN | 61555 | G | SPRIN |  | Solar PV |  | NENGREST | Massachusetts | 25 | Plymouth | 23 | 25023 | 4.2 | 0 | 2017 | 9999 |  |  | N | Solar | [13 empty] | 0 | 0 | 0 | 0 | [11 empty] | DG Crystal Spring LLC | 100 | Global Infrastructure Partners | 100
Facebook 1 Solar Energy Center | 61556_G_FB1 | 61556 | G | FB1 |  | Solar PV |  | WECC_NM | New Mexico | 35 | Valencia | 61 | 35061 | 10 | 0 | 2017 | 9999 |  |  | N | Solar | [13 empty] | 0 | 0 | 0 | 0 | [11 empty] | PNMR Development & Management Co | 100 | PNM Resources Inc | 100
Facebook 2 Solar Energy Center | 61557_G_FB2 | 61557 | G | FB2 |  | Solar PV |  | WECC_NM | New Mexico | 35 | Bernalillo | 1 | 35001 | 10 | 0 | 2018 | 9999 |  |  | N | Solar | [13 empty] | 0 | 0 | 0 | 0 | [11 empty] | PNMR Development & Management Co | 100 | PNM Resources Inc | 100
Facebook 3 Solar Energy Center | 61558_G_FB3 | 61558 | G | FB3 |  | Solar PV |  | WECC_NM | New Mexico | 35 | Bernalillo | 1 | 35001 | 10 | 0 | 2018 | 9999 |  |  | N | Solar | [13 empty] | 0 | 0 | 0 | 0 | [11 empty] | PNMR Development & Management Co | 100 | PNM Resources Inc | 100
Woodline Solar | 61559_G_PGRD5 | 61559 | G | PGRD5 |  | Solar PV |  | WECC_PNW | Oregon | 41 | Klamath | 35 | 41035 | 8 | 0 | 2017 | 9999 |  |  | N | Solar | [13 empty] | 0 | 0 | 0 | 0 | [11 empty] | Woodline LLC | 100 | OneEnergy Renewables | 100
New Haven Harbor | 6156_G_2 | 6156 | G | 2 | 90569 | Combustion Turbine |  | NENG_CT | Connecticut | 9 | New Haven | 9 | 09009 | 42.9 | 13513 | 2012 | 9999 |  |  | N | Natural Gas, Distillate Fuel Oil |  |  |  | H2O | SCR | [7 empty] | 0.002 | 0.05681 | 0.05681 | 0.05681 | 0.05681 | [11 empty] | PSEG New Haven LLC | 100 | Public Service Enterprise Group Inc | 100
New Haven Harbor | 6156_G_3 | 6156 | G | 3 | 90570 | Combustion Turbine |  | NENG_CT | Connecticut | 9 | New Haven | 9 | 09009 | 42.9 | 13512 | 2012 | 9999 |  |  | N | Natural Gas, Distillate Fuel Oil |  |  |  | H2O | SCR | [7 empty] | 0.002 | 0.03754 | 0.03754 | 0.03754 | 0.03754 | [11 empty] | PSEG New Haven LLC | 100 | Public Service Enterprise Group Inc | 100
New Haven Harbor | 6156_G_4 | 6156 | G | 4 | 90571 | Combustion Turbine |  | NENG_CT | Connecticut | 9 | New Haven | 9 | 09009 | 42.9 | 13512 | 2012 | 9999 |  |  | N | Natural Gas, Distillate Fuel Oil |  |  |  | H2O | SCR | [7 empty] | 0.002 | 0.02806 | 0.02806 | 0.02806 | 0.02806 | [11 empty] | PSEG New Haven LLC | 100 | Public Service Enterprise Group Inc | 100
Eagle Point Solar | 61560_G_PGRD4 | 61560 | G | PGRD4 |  | Solar PV |  | WECC_PNW | Oregon | 41 | Jackson | 29 | 41029 | 9.9 | 0 | 2017 | 9999 |  |  | N | Solar | [13 empty] | 0 | 0 | 0 | 0 | [11 empty] | NorWest Energy 7 LLC | 100 | Cypress Creek Holdings LLC | 100
Bladen Solar | 61561_G_GEN1 | 61561 | G | GEN1 |  | Solar PV |  | S_VACA | North Carolina | 37 | Bladen | 17 | 37017 | 50 | 0 | 2017 | 9999 |  |  | N | Solar | [13 empty] | 0 | 0 | 0 | 0 | [11 empty] | Bladen Solar Farm LLC | 100 | Bladen Solar Farm LLC | 100
Falmouth Landfill Solar | 61562_G_FAL1 | 61562 | G | FAL1 |  | Solar PV |  | NENGREST | Massachusetts | 25 | Barnstable | 1 | 25001 | 3 | 0 | 2017 | 9999 |  |  | N | Solar | [13 empty] | 0 | 0 | 0 | 0 | [11 empty] | Citizens Enterprises Corp | 100 | Citizens Enterprises Corp | 100
Denver Metro Solar | 61563_G_53962 | 61563 | G | 53962 |  | Solar PV |  | WECC_CO | Colorado | 8 | Adams | 1 | 08001 | 1.6 | 0 | 2017 | 9999 |  |  | N | Solar | [13 empty] | 0 | 0 | 0 | 0 | [11 empty] | DHA Metro Solar LLC | 100 | DHA Metro Solar LLC | 100
Upland Prairie | 61564_G_1 | 61564 | G | 1 |  | Onshore Wind |  | MIS_MIDA | Iowa | 19 | Clay | 41 | 19041 | 299.3 | 0 | 2019 | 9999 |  |  | N | Wind | [13 empty] | 0 | 0 | 0 | 0 | [11 empty] | Upland Prairie LLC | 100 | Alliant Energy Corp | 100
English Farms | 61565_G_1 | 61565 | G | 1 |  | Onshore Wind |  | MIS_IA | Iowa | 19 | Poweshiek | 157 | 19157 | 169.9 | 0 | 2019 | 9999 |  |  | N | Wind | [13 empty] | 0 | 0 | 0 | 0 | [11 empty] | English Farms Wind Project LLC | 100 | Enel SpA | 100
El Dorado Springs Solar Farm | 61566_G_EDSF1 | 61566 | G | EDSF1 |  | Solar PV |  | SPP_N | Missouri | 29 | Cedar | 39 | 29039 | 2.5 | 0 | 2018 | 9999 |  |  | N | Solar | [13 empty] | 0 | 0 | 0 | 0 | [11 empty] | MCP El Dorado Springs LLC | 100 | MC Power Companies | 100
Mount Sinai Beth Israel | 61569_G_EGEN1 | 61569 | G | EGEN1 |  | Combustion Turbine | IC Engine | NY_Z_J | New York | 36 | New York | 61 | 36061 | 0.2 | 14775 | 1988 | 9999 |  |  | N | Distillate Fuel Oil | [13 empty] | 1.6498 | 1.6498 | 1.6498 | 1.6498 | [11 empty] | Mount Sinai Beth Israel | 100 | Mount Sinai Beth Israel | 100
Mount Sinai Beth Israel | 61569_G_EGEN2 | 61569 | G | EGEN2 |  | Combustion Turbine | IC Engine | NY_Z_J | New York | 36 | New York | 61 | 36061 | 0.3 | 14775 | 1988 | 9999 |  |  | N | Distillate Fuel Oil | [13 empty] | 1.6498 | 1.6498 | 1.6498 | 1.6498 | [11 empty] | Mount Sinai Beth Israel | 100 | Mount Sinai Beth Israel | 100
Mount Sinai Beth Israel | 61569_G_EGEN4 | 61569 | G | EGEN4 |  | Combustion Turbine | IC Engine | NY_Z_J | New York | 36 | New York | 61 | 36061 | 0.3 | 14775 | 1988 | 9999 |  |  | N | Distillate Fuel Oil | [13 empty] | 1.6498 | 1.6498 | 1.6498 | 1.6498 | [11 empty] | Mount Sinai Beth Israel | 100 | Mount Sinai Beth Israel | 100
Mount Sinai Beth Israel | 61569_G_EGEN5 | 61569 | G | EGEN5 |  | Combustion Turbine | IC Engine | NY_Z_J | New York | 36 | New York | 61 | 36061 | 0.2 | 14775 | 1988 | 9999 |  |  | N | Distillate Fuel Oil | [13 empty] | 1.6498 | 1.6498 | 1.6498 | 1.6498 | [11 empty] | Mount Sinai Beth Israel | 100 | Mount Sinai Beth Israel | 100
Mount Sinai Beth Israel | 61569_G_EGEN6 | 61569 | G | EGEN6 |  | Combustion Turbine | IC Engine | NY_Z_J | New York | 36 | New York | 61 | 36061 | 0.3 | 14775 | 1988 | 9999 |  |  | N | Distillate Fuel Oil | [13 empty] | 1.6498 | 1.6498 | 1.6498 | 1.6498 | [11 empty] | Mount Sinai Beth Israel | 100 | Mount Sinai Beth Israel | 100
Mount Sinai Beth Israel | 61569_G_EGEN7 | 61569 | G | EGEN7 |  | Combustion Turbine | IC Engine | NY_Z_J | New York | 36 | New York | 61 | 36061 | 0.8 | 14775 | 1988 | 9999 |  |  | N | Distillate Fuel Oil | [13 empty] | 1.6498 | 1.6498 | 1.6498 | 1.6498 | [11 empty] | Mount Sinai Beth Israel | 100 | Mount Sinai Beth Israel | 100
Mount Sinai Beth Israel | 61569_G_EGEN8 | 61569 | G | EGEN8 |  | Combustion Turbine | IC Engine | NY_Z_J | New York | 36 | New York | 61 | 36061 | 0.8 | 14775 | 1988 | 9999 |  |  | N | Distillate Fuel Oil | [13 empty] | 1.6498 | 1.6498 | 1.6498 | 1.6498 | [11 empty] | Mount Sinai Beth Israel | 100 | Mount Sinai Beth Israel | 100
Mount Sinai Beth Israel | 61569_G_EGEN9 | 61569 | G | EGEN9 |  | Combustion Turbine | IC Engine | NY_Z_J | New York | 36 | New York | 61 | 36061 | 0.9 | 14775 | 1988 | 9999 |  |  | N | Distillate Fuel Oil | [13 empty] | 1.6498 | 1.6498 | 1.6498 | 1.6498 | [11 empty] | Mount Sinai Beth Israel | 100 | Mount Sinai Beth Israel | 100
Veseli Community Solar Garden | 61570_G_40921 | 61570 | G | 40921 |  | Solar PV |  | MIS_MNWI | Minnesota | 27 | Rice | 131 | 27131 | 1 | 0 | 2018 | 9999 |  |  | N | Solar | [13 empty] | 0 | 0 | 0 | 0 | [11 empty] | Veseli Solar I LLC | 100 | Veseli Solar I LLC | 100
New Germany Community Solar Garden | 61571_G_39062 | 61571 | G | 39062 |  | Solar PV |  | MIS_MNWI | Minnesota | 27 | Carver | 19 | 27019 | 1 | 0 | 2018 | 9999 |  |  | N | Solar | [13 empty] | 0 | 0 | 0 | 0 | [11 empty] | New Germany Solar I LLC | 100 | New Germany Solar I LLC | 100
Lake Waconia Community Solar Garden | 61572_G_38610 | 61572 | G | 38610 |  | Solar PV |  | MIS_MNWI | Minnesota | 27 | Carver | 19 | 27019 | 1 | 0 | 2018 | 9999 |  |  | N | Solar | [13 empty] | 0 | 0 | 0 | 0 | [11 empty] | Lake Waconia Solar LLC | 100 | Lake Waconia Solar LLC | 100
Lake Waconia IV Community Solar Garden | 61573_G_40926 | 61573 | G | 40926 |  | Solar PV |  | MIS_MNWI | Minnesota | 27 | Carver | 19 | 27019 | 1 | 0 | 2018 | 9999 |  |  | N | Solar | [13 empty] | 0 | 0 | 0 | 0 | [11 empty] | Lake Waconia Solar IV LLC | 100 | Lake Waconia Solar IV LLC | 100
Zumbro Community Solar Garden | 61574_G_38674 | 61574 | G | 38674 |  | Solar PV |  | MIS_MNWI | Minnesota | 27 | Goodhue | 49 | 27049 | 1 | 0 | 2018 | 9999 |  |  | N | Solar | [13 empty] | 0 | 0 | 0 | 0 | [11 empty] | Zumbro Solar LLC | 100 | Zumbro Solar LLC | 100
Anheuser-Busch Baldwinsville | 61575_G_BAL01 | 61575 | G | BAL01 |  | Solar PV |  | NY_Z_C&E | New York | 36 | Onondaga | 67 | 36067 | 2 | 0 | 2018 | 9999 |  |  | N | Solar | [13 empty] | 0 | 0 | 0 | 0 | [11 empty] | AES Distributed Energy Inc | 100 | AES Corp (The) | 100
Columbia University - Johnson Farms | 61576_G_JF01 | 61576 | G | JF01 |  | Solar PV |  | NY_Z_G-I | New York | 36 | Orange | 71 | 36071 | 2 | 0 | 2018 | 9999 |  |  | N | Solar | [13 empty] | 0 | 0 | 0 | 0 | [11 empty] | AES Distributed Energy Inc | 100 | AES Corp (The) | 100
Time Warner Cable Enterprises - Martino | 61577_G_MRT01 | 61577 | G | MRT01 |  | Solar PV |  | NY_Z_C&E | New York | 36 | Oneida | 65 | 36065 | 2 | 0 | 2018 | 9999 |  |  | N | Solar | [13 empty] | 0 | 0 | 0 | 0 | [11 empty] | AES Distributed Energy Inc | 100 | AES Corp (The) | 100
Columbia University - Minisink | 61578_G_MIN01 | 61578 | G | MIN01 |  | Solar PV |  | NY_Z_G-I | New York | 36 | Orange | 71 | 36071 | 2 | 0 | 2018 | 9999 |  |  | N | Solar | [13 empty] | 0 | 0 | 0 | 0 | [11 empty] | AES Distributed Energy Inc | 100 | AES Corp (The) | 100
St. Lawerence University - Sutton | 61579_G_SUT01 | 61579 | G | SUT01 |  | Solar PV |  | NY_Z_C&E | New York | 36 | Jefferson | 45 | 36045 | 2 | 0 | 2018 | 9999 |  |  | N | Solar | [13 empty] | 0 | 0 | 0 | 0 | [11 empty] | AES Distributed Energy Inc | 100 | AES Corp (The) | 100
New Melones | 6158_G_1 | 6158 | G | 1 |  | Hydro |  | WEC_CALN | California | 6 | Tuolumne | 109 | 06109 | 191 | 0 | 1979 | 9999 |  |  | N | Hydro | [13 empty] | 0 | 0 | 0 | 0 | [11 empty] | U S Bureau of Reclamation | 100 | U S Bureau of Reclamation | 100
New Melones | 6158_G_2 | 6158 | G | 2 |  | Hydro |  | WEC_CALN | California | 6 | Tuolumne | 109 | 06109 | 191 | 0 | 1979 | 9999 |  |  | N | Hydro | [13 empty] | 0 | 0 | 0 | 0 | [11 empty] | U S Bureau of Reclamation | 100 | U S Bureau of Reclamation | 100
Tumbleweed Solar, LLC | 61580_G_TUMBL | 61580 | G | TUMBL |  | Solar PV |  | WECC_PNW | Oregon | 41 | Deschutes | 17 | 41017 | 9.9 | 0 | 2017 | 9999 |  |  | N | Solar | [13 empty] | 0 | 0 | 0 | 0 | [11 empty] | Tumbleweed Solar LLC (OR) | 100 | Saturn Power Corp | 100
Davis Lane Solar, LLC | 61581_G_DAVIS | 61581 | G | DAVIS |  | Solar PV |  | PJM_Dom | North Carolina | 37 | Perquimans | 143 | 37143 | 5 | 0 | 2017 | 9999 |  |  | N | Solar | [13 empty] | 0 | 0 | 0 | 0 | [11 empty] | Davis Lane Solar LLC | 100 | Davis Lane Solar LLC | 100
Voyager Wind II | 61582_G_VYGR2 | 61582 | G | VYGR2 |  | Onshore Wind |  | WECC_SCE | California | 6 | Kern | 29 | 06029 | 128.7 | 0 | 2018 | 9999 |  |  | N | Wind | [13 empty] | 0 | 0 | 0 | 0 | [11 empty] | Voyager Wind II LLC | 100 | ArcLight Capital Partners LLC | 100
Voyager Wind III | 61583_G_VYGR3 | 61583 | G | VYGR3 |  | Onshore Wind |  | WECC_SCE | California | 6 | Kern | 29 | 06029 | 43.2 | 0 | 2018 | 9999 |  |  | N | Wind | [13 empty] | 0 | 0 | 0 | 0 | [11 empty] | Terra Gen Power LLC | 100 | Energy Capital Partners | 100
Voyager Wind IV | 61584_G_VYGR4 | 61584 | G | VYGR4 |  | Onshore Wind |  | WECC_SCE | California | 6 | Kern | 29 | 06029 | 21.6 | 0 | 2018 | 9999 |  |  | N | Wind | [13 empty] | 0 | 0 | 0 | 0 | [11 empty] | Voyager Wind IV Expansion LLC | 100 | Energy Capital Partners | 100
Scandia CSG | 61585_G_40802 | 61585 | G | 40802 |  | Solar PV |  | MIS_MNWI | Minnesota | 27 | Washington | 163 | 27163 | 1 | 0 | 2018 | 9999 |  |  | N | Solar | [13 empty] | 0 | 0 | 0 | 0 | [11 empty] | DG Minnesota CSG LLC | 100 | NextEra Energy Inc | 100
Scandia CSG | 61585_G_40803 | 61585 | G | 40803 |  | Solar PV |  | MIS_MNWI | Minnesota | 27 | Washington | 163 | 27163 | 1 | 0 | 2018 | 9999 |  |  | N | Solar | [13 empty] | 0 | 0 | 0 | 0 | [11 empty] | DG Minnesota CSG LLC | 100 | NextEra Energy Inc | 100
Scandia CSG | 61585_G_40804 | 61585 | G | 40804 |  | Solar PV |  | MIS_MNWI | Minnesota | 27 | Washington | 163 | 27163 | 1 | 0 | 2018 | 9999 |  |  | N | Solar | [13 empty] | 0 | 0 | 0 | 0 | [11 empty] | DG Minnesota CSG LLC | 100 | NextEra Energy Inc | 100
Scandia CSG | 61585_G_40805 | 61585 | G | 40805 |  | Solar PV |  | MIS_MNWI | Minnesota | 27 | Washington | 163 | 27163 | 1 | 0 | 2018 | 9999 |  |  | N | Solar | [13 empty] | 0 | 0 | 0 | 0 | [11 empty] | DG Minnesota CSG LLC | 100 | NextEra Energy Inc | 100
Scandia CSG | 61585_G_40806 | 61585 | G | 40806 |  | Solar PV |  | MIS_MNWI | Minnesota | 27 | Washington | 163 | 27163 | 1 | 0 | 2018 | 9999 |  |  | N | Solar | [13 empty] | 0 | 0 | 0 | 0 | [11 empty] | DG Minnesota CSG LLC | 100 | NextEra Energy Inc | 100
MontSun Community Solar | 61586_G_1 | 61586 | G | 1 |  | Solar PV |  | MIS_MNWI | Minnesota | 27 | Wright | 171 | 27171 | 4.5 | 0 | 2017 | 9999 |  |  | N | Solar | [13 empty] | 0 | 0 | 0 | 0 | [11 empty] | Generate Capital | 100 | Generate Capital | 100
WaveSun Community Solar | 61587_G_1 | 61587 | G | 1 |  | Solar PV |  | MIS_MNWI | Minnesota | 27 | Wright | 171 | 27171 | 4.5 | 0 | 2017 | 9999 |  |  | N | Solar | [13 empty] | 0 | 0 | 0 | 0 | [11 empty] | Generate Capital | 100 | Generate Capital | 100
Independence II Solar Farm | 61588_G_1 | 61588 | G | 1 |  | Solar PV |  | SPP_N | Missouri | 29 | Jackson | 95 | 29095 | 4.1 | 0 | 2018 | 9999 |  |  | N | Solar | [13 empty] | 0 | 0 | 0 | 0 | [11 empty] | MCP Independence II LLC | 100 | MC Power Companies | 100
Independence II Solar Farm | 61588_G_2 | 61588 | G | 2 |  | Solar PV |  | SPP_N | Missouri | 29 | Jackson | 95 | 29095 | 4.4 | 0 | 2018 | 9999 |  |  | N | Solar | [13 empty] | 0 | 0 | 0 | 0 | [11 empty] | MCP Independence II LLC | 100 | MC Power Companies | 100
UL Advanced Wind Turbine Test Facility | 61589_G_MT-1 | 61589 | G | MT-1 |  | Onshore Wind |  | ERC_PHDL | Texas | 48 | Randall | 381 | 48381 | 0.1 | 0 | 2016 | 9999 |  |  | N | Wind | [13 empty] | 0 | 0 | 0 | 0 | [11 empty] | West Texas A & M University | 100 | West Texas A & M University | 100
UL Advanced Wind Turbine Test Facility | 61589_G_UT-1 | 61589 | G | UT-1 |  | Onshore Wind |  | ERC_PHDL | Texas | 48 | Randall | 381 | 48381 | 3.4 | 0 | 2018 | 9999 |  |  | N | Wind | [13 empty] | 0 | 0 | 0 | 0 | [11 empty] | West Texas A & M University | 100 | West Texas A & M University | 100
Crystal | 6159_G_1 | 6159 | G | 1 |  | Hydro |  | WECC_CO | Colorado | 8 | Montrose | 85 | 08085 | 35 | 0 | 1978 | 9999 |  |  | N | Hydro | [13 empty] | 0 | 0 | 0 | 0 | [11 empty] | U S Bureau of Reclamation | 100 | U S Bureau of Reclamation | 100
NRG DG Foxborough Elm CSG | 61590_G_FOXEL | 61590 | G | FOXEL |  | Solar PV |  | NENGREST | Massachusetts | 25 | Norfolk | 21 | 25021 | 2 | 0 | 2017 | 9999 |  |  | N | Solar | [13 empty] | 0 | 0 | 0 | 0 | [11 empty] | NRG DG Foxborough Elm LLC | 100 | NRG Energy Inc | 100
Town of Foxborough - Landfill (SREC II) CSG | 61591_G_FOXLA | 61591 | G | FOXLA |  | Solar PV |  | NENGREST | Massachusetts | 25 | Norfolk | 21 | 25021 | 1.2 | 0 | 2017 | 9999 |  |  | N | Solar | [13 empty] | 0 | 0 | 0 | 0 | [11 empty] | NRG DG Foxborough Landfill LLC | 100 | NRG Energy Inc | 100
Cody Road Wind Farm | 61592_G_WT1 | 61592 | G | WT1 |  | Onshore Wind |  | NY_Z_C&E | New York | 36 | Madison | 53 | 36053 | 2.4 | 0 | 2020 | 9999 |  |  | N | Wind | [13 empty] | 0 | 0 | 0 | 0 | [11 empty] | Green Power LLC | 100 | Green Power LLC | 100
Cody Road Wind Farm | 61592_G_WT2 | 61592 | G | WT2 |  | Onshore Wind |  | NY_Z_C&E | New York | 36 | Madison | 53 | 36053 | 2.4 | 0 | 2020 | 9999 |  |  | N | Wind | [13 empty] | 0 | 0 | 0 | 0 | [11 empty] | Green Power LLC | 100 | Green Power LLC | 100
Cody Road Wind Farm | 61592_G_WT3 | 61592 | G | WT3 |  | Onshore Wind |  | NY_Z_C&E | New York | 36 | Madison | 53 | 36053 | 2.4 | 0 | 2020 | 9999 |  |  | N | Wind | [13 empty] | 0 | 0 | 0 | 0 | [11 empty] | Green Power LLC | 100 | Green Power LLC | 100
Cody Road Wind Farm | 61592_G_WT4 | 61592 | G | WT4 |  | Onshore Wind |  | NY_Z_C&E | New York | 36 | Madison | 53 | 36053 | 2.4 | 0 | 2020 | 9999 |  |  | N | Wind | [13 empty] | 0 | 0 | 0 | 0 | [11 empty] | Green Power LLC | 100 | Green Power LLC | 100
Cody Road Wind Farm | 61592_G_WT5 | 61592 | G | WT5 |  | Onshore Wind |  | NY_Z_C&E | New York | 36 | Madison | 53 | 36053 | 2.4 | 0 | 2020 | 9999 |  |  | N | Wind | [13 empty] | 0 | 0 | 0 | 0 | [11 empty] | Green Power LLC | 100 | Green Power LLC | 100
Westmont 301 | 61593_G_W5791 | 61593 | G | W5791 |  | Solar PV |  | WEC_LADW | California | 6 | Los Angeles | 37 | 06037 | 1.8 | 0 | 2017 | 9999 |  |  | N | Solar | [13 empty] | 0 | 0 | 0 | 0 | [11 empty] | TGC Westmont Holdings LLC | 100 | True Green Capital Management LLC | 100
Westmont 401 | 61594_G_W5792 | 61594 | G | W5792 |  | Solar PV |  | WEC_LADW | California | 6 | Los Angeles | 37 | 06037 | 2 | 0 | 2017 | 9999 |  |  | N | Solar | [13 empty] | 0 | 0 | 0 | 0 | [11 empty] | TGC Westmont Holdings LLC | 100 | True Green Capital Management LLC | 100
Flambeau Solar Partners | 61595_G_FLAMB | 61595 | G | FLAMB |  | Solar PV |  | MIS_MNWI | Wisconsin | 55 | Price | 99 | 55099 | 2.5 | 0 | 2017 | 9999 |  |  | N | Solar | [13 empty] | 0 | 0 | 0 | 0 | [11 empty] | Flambeau Solar Partners LLC | 100 | CMS Energy Corp | 100
Citizens Agawam Landfill Solar | 61596_G_PV1 | 61596 | G | PV1 |  | Solar PV |  | NENGREST | Massachusetts | 25 | Hampden | 13 | 25013 | 1.8 | 0 | 2017 | 9999 |  |  | N | Solar | [13 empty] | 0 | 0 | 0 | 0 | [11 empty] | Citizens Enterprises Corp | 100 | Citizens Enterprises Corp | 100
Norton Landfill Solar | 61597_G_PV1 | 61597 | G | PV1 |  | Solar PV |  | NENGREST | Massachusetts | 25 | Bristol | 5 | 25005 | 1.5 | 0 | 2017 | 9999 |  |  | N | Solar | [13 empty] | 0 | 0 | 0 | 0 | [11 empty] | Citizens Enterprises Corp | 100 | Citizens Enterprises Corp | 100
Tyngsborough Solar | 61598_G_PV1 | 61598 | G | PV1 |  | Solar PV |  | NENGREST | Massachusetts | 25 | Middlesex | 17 | 25017 | 2.6 | 0 | 2017 | 9999 |  |  | N | Solar | [13 empty] | 0 | 0 | 0 | 0 | [11 empty] | Citizens Enterprises Corp | 100 | Citizens Enterprises Corp | 100
New Road Solar, LLC | 61599_G_NEWRD | 61599 | G | NEWRD |  | Solar PV |  | PJM_EMAC | New Jersey | 34 | Monmouth | 25 | 34025 | 10 | 0 | 2018 | 9999 |  |  | N | Solar | [13 empty] | 0 | 0 | 0 | 0 | [11 empty] | New Road Solar LLC | 100 | New Road Solar LLC | 100
Old Bridge Solar Farm | 61600_G_OLDBR | 61600 | G | OLDBR |  | Solar PV |  | PJM_EMAC | New Jersey | 34 | Monmouth | 25 | 34025 | 8.8 | 0 | 2018 | 9999 |  |  | N | Solar | [13 empty] | 0 | 0 | 0 | 0 | [11 empty] | NJR Clean Energy Ventures Corp | 100 | New Jersey Resources Corp | 100
Raritan Solar - 53 Highway | 61601_G_RARIT | 61601 | G | RARIT |  | Solar PV |  | PJM_EMAC | New Jersey | 34 | Hunterdon | 19 | 34019 | 8.4 | 0 | 2018 | 9999 |  |  | N | Solar | [13 empty] | 0 | 0 | 0 | 0 | [11 empty] | GSRP Project Holdings II LLC | 100 | Goldman Sachs Group Inc (The) | 100
CED Chicopee Solar | 61602_G_CSMA | 61602 | G | CSMA |  | Solar PV |  | NENGREST | Massachusetts | 25 | Hampden | 13 | 25013 | 3 | 0 | 2017 | 9999 |  |  | N | Solar | [13 empty] | 0 | 0 | 0 | 0 | [11 empty] | CED Chicopee Solar LLC | 100 | Consolidated Edison Inc | 100
UMASS | 61603_G_UMASS | 61603 | G | UMASS |  | Solar PV |  | NENGREST | Massachusetts | 25 | Hampshire | 15 | 25015 | 4 | 0 | 2016 | 9999 |  |  | N | Solar | [13 empty] | 0 | 0 | 0 | 0 | [11 empty] | University of Massachusetts | 100 | University of Massachusetts | 100
Camden CSD Solar Array | 61604_G_1 | 61604 | G | 1 |  | Solar PV |  | NY_Z_C&E | New York | 36 | Oneida | 65 | 36065 | 1.8 | 0 | 2017 | 9999 |  |  | N | Solar | [13 empty] | 0 | 0 | 0 | 0 | [11 empty] | AEP OnSite Partners LLC | 100 | American Electric Power Co Inc | 100
San Luis Valley Solar Array | 61605_G_1 | 61605 | G | 1 |  | Solar PV |  | WECC_CO | Colorado | 8 | Saguache | 109 | 08109 | 2.7 | 0 | 2017 | 9999 |  |  | N | Solar | [13 empty] | 0 | 0 | 0 | 0 | [11 empty] | AEP OnSite Partners LLC | 100 | American Electric Power Co Inc | 100
Vilas Solar Array | 61606_G_1 | 61606 | G | 1 |  | Solar PV |  | WECC_CO | Colorado | 8 | Baca | 9 | 08009 | 4 | 0 | 2017 | 9999 |  |  | N | Solar | [13 empty] | 0 | 0 | 0 | 0 | [11 empty] | AEP OnSite Partners LLC | 100 | American Electric Power Co Inc | 100
Stenner Creek Solar | 61607_G_CPOLY | 61607 | G | CPOLY |  | Solar PV |  | WEC_CALN | California | 6 | San Luis Obispo | 79 | 06079 | 4.5 | 0 | 2018 | 9999 |  |  | N | Solar | [13 empty] | 0 | 0 | 0 | 0 | [11 empty] | Stenner Creek Solar LLC | 100 | Duke Energy Corp | 100
Montgomery County Solar | 61608_G_1 | 61608 | G | 1 |  | Solar PV |  | PJM_SMAC | Maryland | 24 | Montgomery | 31 | 24031 | 1.9 | 0 | 2018 | 9999 |  |  | N | Solar | [13 empty] | 0 | 0 | 0 | 0 | [11 empty] | Duke Energy Renewables Commercial LLC | 100 | Duke Energy Corp | 100
Heartland Divide Wind Project, LLC | 61609_G_1 | 61609 | G | 1 |  | Onshore Wind |  | MIS_MIDA | Iowa | 19 | Audubon | 9 | 19009 | 103.5 | 0 | 2018 | 9999 |  |  | N | Wind | [13 empty] | 0 | 0 | 0 | 0 | [11 empty] | Heartland Divide Wind Project LLC | 100 | NextEra Energy Inc | 100
NC 102 Project LLC | 61610_G_NC102 | 61610 | G | NC102 |  | Solar PV |  | S_VACA | North Carolina | 37 | Cabarrus | 25 | 37025 | 74.8 | 0 | 2018 | 9999 |  |  | N | Solar | [13 empty] | 0 | 0 | 0 | 0 | [11 empty] | NC 102 Project LLC | 100 | Canadian Solar Inc | 100
Techren | 61611_G_TECH1 | 61611 | G | TECH1 |  | Solar PV |  | WECC_SNV | Nevada | 32 | Clark | 3 | 32003 | 100 | 0 | 2019 | 9999 |  |  | N | Solar | [13 empty] | 0 | 0 | 0 | 0 | [11 empty] | Techren Solar I LLC | 100 | Hanwha Group | 100
WED Kingstown Solar I, LLC - West | 61612_G_KTNEA | 61612 | G | KTNEA |  | Solar PV |  | NENGREST | Rhode Island | 44 | Washington | 9 | 44009 | 1.5 | 0 | 2017 | 9999 |  |  | N | Solar | [13 empty] | 0 | 0 | 0 | 0 | [11 empty] | Wed Kingstown Solar I LLC | 100 | Wind Energy Development | 100
WED Stilson Solar | 61613_G_STILS | 61613 | G | STILS |  | Solar PV |  | NENGREST | Rhode Island | 44 | Washington | 9 | 44009 | 2 | 0 | 2017 | 9999 |  |  | N | Solar | [13 empty] | 0 | 0 | 0 | 0 | [11 empty] | Wed Stilson Solar LLC | 100 | Wind Energy Development | 100
Cyril | 61614_G_1 | 61614 | G | 1 |  | Solar PV |  | SPP_WEST | Oklahoma | 40 | Caddo | 15 | 40015 | 5 | 0 | 2017 | 9999 |  |  | N | Solar | [13 empty] | 0 | 0 | 0 | 0 | [11 empty] | Western Farmers Electric Coop | 100 | Western Farmers Electric Coop | 100
Hinton | 61615_G_1 | 61615 | G | 1 |  | Solar PV |  | SPP_WEST | Oklahoma | 40 | Caddo | 15 | 40015 | 3 | 0 | 2017 | 9999 |  |  | N | Solar | [13 empty] | 0 | 0 | 0 | 0 | [11 empty] | Western Farmers Electric Coop | 100 | Western Farmers Electric Coop | 100
Marietta | 61616_G_1 | 61616 | G | 1 |  | Solar PV |  | SPP_WEST | Oklahoma | 40 | Love | 85 | 40085 | 3 | 0 | 2017 | 9999 |  |  | N | Solar | [13 empty] | 0 | 0 | 0 | 0 | [11 empty] | Western Farmers Electric Coop | 100 | Western Farmers Electric Coop | 100
Pine Ridge | 61617_G_1 | 61617 | G | 1 |  | Solar PV |  | SPP_WEST | Oklahoma | 40 | Caddo | 15 | 40015 | 3 | 0 | 2017 | 9999 |  |  | N | Solar | [13 empty] | 0 | 0 | 0 | 0 | [11 empty] | Western Farmers Electric Coop | 100 | Western Farmers Electric Coop | 100
Tuttle | 61618_G_1 | 61618 | G | 1 |  | Solar PV |  | SPP_WEST | Oklahoma | 40 | Grady | 51 | 40051 | 4 | 0 | 2017 | 9999 |  |  | N | Solar | [13 empty] | 0 | 0 | 0 | 0 | [11 empty] | Western Farmers Electric Coop | 100 | Western Farmers Electric Coop | 100
CDCR (CA) - Solano State Prison | 61619_G_SOLSP | 61619 | G | SOLSP |  | Solar PV |  | WEC_CALN | California | 6 | Solano | 95 | 06095 | 1.1 | 0 | 2013 | 9999 |  |  | N | Solar | [13 empty] | 0 | 0 | 0 | 0 | [11 empty] | SunE Solano SP Owner LLC | 100 | SunEdison | 100
CDCR (CA) - Corcoran State Prison | 61620_G_CORSP | 61620 | G | CORSP |  | Solar PV |  | WEC_CALN | California | 6 | Kings | 31 | 06031 | 5 | 0 | 2013 | 9999 |  |  | N | Solar | [13 empty] | 0 | 0 | 0 | 0 | [11 empty] | SunE Corcoran SP Owner LLC | 100 | SunEdison | 100
CDCR (CA) - Wasco State Prison | 61621_G_WASCO | 61621 | G | WASCO |  | Solar PV |  | WECC_SCE | California | 6 | Kern | 29 | 06029 | 1.5 | 0 | 2013 | 9999 |  |  | N | Solar | [13 empty] | 0 | 0 | 0 | 0 | [11 empty] | SunE Wasco SP Ower LLC | 100 | SunEdison | 100
WED Kingstown Solar I - East Array | 61622_G_KTNWA | 61622 | G | KTNWA |  | Solar PV |  | NENGREST | Rhode Island | 44 | Washington | 9 | 44009 | 3 | 0 | 2017 | 9999 |  |  | N | Solar | [13 empty] | 0 | 0 | 0 | 0 | [11 empty] | Wed Kingstown Solar I LLC | 100 | Wind Energy Development | 100
West Moore Solar II | 61625_G_GEN1 | 61625 | G | GEN1 |  | Solar PV |  | ERC_REST | Texas | 48 | Grayson | 181 | 48181 | 5 | 0 | 2018 | 9999 |  |  | N | Solar | [13 empty] | 0 | 0 | 0 | 0 | [11 empty] | Cypress Creek Renewables LLC | 100 | Cypress Creek Holdings LLC | 100
Dundas Solar Holdings LLC CSG | 61626_G_DU | 61626 | G | DU |  | Solar PV |  | MIS_MNWI | Minnesota | 27 | Rice | 131 | 27131 | 5 | 0 | 2018 | 9999 |  |  | N | Solar | [13 empty] | 0 | 0 | 0 | 0 | [11 empty] | Dundas Solar Holdings LLC | 100 | Nautilus Energy LLC | 100
Waterville Solar Holdings LLC | 61627_G_WA | 61627 | G | WA |  | Solar PV |  | MIS_MNWI | Minnesota | 27 | Le Sueur | 79 | 27079 | 5 | 0 | 2018 | 9999 |  |  | N | Solar | [13 empty] | 0 | 0 | 0 | 0 | [11 empty] | Waterville Solar Holdings LLC | 100 | Nautilus Energy LLC | 100
Kilroy Solar | 61628_G_KILRO | 61628 | G | KILRO |  | Solar PV |  | WEC_SDGE | California | 6 | San Diego | 73 | 06073 | 1.1 | 0 | 2018 | 9999 |  |  | N | Solar | [13 empty] | 0 | 0 | 0 | 0 | [11 empty] | Nautilus Solar Solutions LLC | 100 | Nautilus Energy LLC | 100
West Brookfield Solar - Gilbertsville Rd CSG | 61629_G_WB | 61629 | G | WB |  | Solar PV |  | NENGREST | Massachusetts | 25 | Worcester | 27 | 25027 | 4 | 0 | 2017 | 9999 |  |  | N | Solar | [13 empty] | 0 | 0 | 0 | 0 | [11 empty] | VH West Brookfield LLC | 100 | Virgo Helios LLC | 100
Grand Coulee | 6163_G_1 | 6163 | G | 1 |  | Hydro |  | WECC_PNW | Washington | 53 | Grant | 25 | 53025 | 125 | 0 | 1942 | 9999 |  |  | N | Hydro | [13 empty] | 0 | 0 | 0 | 0 | [11 empty] | U S Bureau of Reclamation | 100 | U S Bureau of Reclamation | 100
Grand Coulee | 6163_G_10 | 6163 | G | 10 |  | Hydro |  | WECC_PNW | Washington | 53 | Grant | 25 | 53025 | 125 | 0 | 1951 | 9999 |  |  | N | Hydro | [13 empty] | 0 | 0 | 0 | 0 | [11 empty] | U S Bureau of Reclamation | 100 | U S Bureau of Reclamation | 100
Grand Coulee | 6163_G_11 | 6163 | G | 11 |  | Hydro |  | WECC_PNW | Washington | 53 | Grant | 25 | 53025 | 125 | 0 | 1951 | 9999 |  |  | N | Hydro | [13 empty] | 0 | 0 | 0 | 0 | [11 empty] | U S Bureau of Reclamation | 100 | U S Bureau of Reclamation | 100
Grand Coulee | 6163_G_12 | 6163 | G | 12 |  | Hydro |  | WECC_PNW | Washington | 53 | Grant | 25 | 53025 | 125 | 0 | 1951 | 9999 |  |  | N | Hydro | [13 empty] | 0 | 0 | 0 | 0 | [11 empty] | U S Bureau of Reclamation | 100 | U S Bureau of Reclamation | 100
Grand Coulee | 6163_G_13 | 6163 | G | 13 |  | Hydro |  | WECC_PNW | Washington | 53 | Grant | 25 | 53025 | 125 | 0 | 1950 | 9999 |  |  | N | Hydro | [13 empty] | 0 | 0 | 0 | 0 | [11 empty] | U S Bureau of Reclamation | 100 | U S Bureau of Reclamation | 100
Grand Coulee | 6163_G_14 | 6163 | G | 14 |  | Hydro |  | WECC_PNW | Washington | 53 | Grant | 25 | 53025 | 125 | 0 | 1950 | 9999 |  |  | N | Hydro | [13 empty] | 0 | 0 | 0 | 0 | [11 empty] | U S Bureau of Reclamation | 100 | U S Bureau of Reclamation | 100
Grand Coulee | 6163_G_15 | 6163 | G | 15 |  | Hydro |  | WECC_PNW | Washington | 53 | Grant | 25 | 53025 | 125 | 0 | 1950 | 9999 |  |  | N | Hydro | [13 empty] | 0 | 0 | 0 | 0 | [11 empty] | U S Bureau of Reclamation | 100 | U S Bureau of Reclamation | 100
Grand Coulee | 6163_G_16 | 6163 | G | 16 |  | Hydro |  | WECC_PNW | Washington | 53 | Grant | 25 | 53025 | 125 | 0 | 1949 | 9999 |  |  | N | Hydro | [13 empty] | 0 | 0 | 0 | 0 | [11 empty] | U S Bureau of Reclamation | 100 | U S Bureau of Reclamation | 100
Grand Coulee | 6163_G_17 | 6163 | G | 17 |  | Hydro |  | WECC_PNW | Washington | 53 | Grant | 25 | 53025 | 125 | 0 | 1949 | 9999 |  |  | N | Hydro | [13 empty] | 0 | 0 | 0 | 0 | [11 empty] | U S Bureau of Reclamation | 100 | U S Bureau of Reclamation | 100
Grand Coulee | 6163_G_18 | 6163 | G | 18 |  | Hydro |  | WECC_PNW | Washington | 53 | Grant | 25 | 53025 | 125 | 0 | 1949 | 9999 |  |  | N | Hydro | [13 empty] | 0 | 0 | 0 | 0 | [11 empty] | U S Bureau of Reclamation | 100 | U S Bureau of Reclamation | 100
Grand Coulee | 6163_G_19 | 6163 | G | 19 |  | Hydro |  | WECC_PNW | Washington | 53 | Grant | 25 | 53025 | 690 | 0 | 1975 | 9999 |  |  | N | Hydro | [13 empty] | 0 | 0 | 0 | 0 | [11 empty] | U S Bureau of Reclamation | 100 | U S Bureau of Reclamation | 100
Grand Coulee | 6163_G_2 | 6163 | G | 2 |  | Hydro |  | WECC_PNW | Washington | 53 | Grant | 25 | 53025 | 125 | 0 | 1942 | 9999 |  |  | N | Hydro | [13 empty] | 0 | 0 | 0 | 0 | [11 empty] | U S Bureau of Reclamation | 100 | U S Bureau of Reclamation | 100
Grand Coulee | 6163_G_20 | 6163 | G | 20 |  | Hydro |  | WECC_PNW | Washington | 53 | Grant | 25 | 53025 | 690 | 0 | 1976 | 9999 |  |  | N | Hydro | [13 empty] | 0 | 0 | 0 | 0 | [11 empty] | U S Bureau of Reclamation | 100 | U S Bureau of Reclamation | 100
Grand Coulee | 6163_G_21 | 6163 | G | 21 |  | Hydro |  | WECC_PNW | Washington | 53 | Grant | 25 | 53025 | 690 | 0 | 1976 | 9999 |  |  | N | Hydro | [13 empty] | 0 | 0 | 0 | 0 | [11 empty] | U S Bureau of Reclamation | 100 | U S Bureau of Reclamation | 100
Grand Coulee | 6163_G_22 | 6163 | G | 22 |  | Hydro |  | WECC_PNW | Washington | 53 | Grant | 25 | 53025 | 805 | 0 | 1978 | 9999 |  |  | N | Hydro | [13 empty] | 0 | 0 | 0 | 0 | [11 empty] | U S Bureau of Reclamation | 100 | U S Bureau of Reclamation | 100
Grand Coulee | 6163_G_23 | 6163 | G | 23 |  | Hydro |  | WECC_PNW | Washington | 53 | Grant | 25 | 53025 | 805 | 0 | 1979 | 9999 |  |  | N | Hydro | [13 empty] | 0 | 0 | 0 | 0 | [11 empty] | U S Bureau of Reclamation | 100 | U S Bureau of Reclamation | 100
Grand Coulee | 6163_G_24 | 6163 | G | 24 |  | Hydro |  | WECC_PNW | Washington | 53 | Grant | 25 | 53025 | 805 | 0 | 1980 | 9999 |  |  | N | Hydro | [13 empty] | 0 | 0 | 0 | 0 | [11 empty] | U S Bureau of Reclamation | 100 | U S Bureau of Reclamation | 100
Grand Coulee | 6163_G_3 | 6163 | G | 3 |  | Hydro |  | WECC_PNW | Washington | 53 | Grant | 25 | 53025 | 125 | 0 | 1941 | 9999 |  |  | N | Hydro | [13 empty] | 0 | 0 | 0 | 0 | [11 empty] | U S Bureau of Reclamation | 100 | U S Bureau of Reclamation | 100
Grand Coulee | 6163_G_4 | 6163 | G | 4 |  | Hydro |  | WECC_PNW | Washington | 53 | Grant | 25 | 53025 | 125 | 0 | 1944 | 9999 |  |  | N | Hydro | [13 empty] | 0 | 0 | 0 | 0 | [11 empty] | U S Bureau of Reclamation | 100 | U S Bureau of Reclamation | 100
Grand Coulee | 6163_G_5 | 6163 | G | 5 |  | Hydro |  | WECC_PNW | Washington | 53 | Grant | 25 | 53025 | 125 | 0 | 1943 | 9999 |  |  | N | Hydro | [13 empty] | 0 | 0 | 0 | 0 | [11 empty] | U S Bureau of Reclamation | 100 | U S Bureau of Reclamation | 100
Grand Coulee | 6163_G_6 | 6163 | G | 6 |  | Hydro |  | WECC_PNW | Washington | 53 | Grant | 25 | 53025 | 125 | 0 | 1943 | 9999 |  |  | N | Hydro | [13 empty] | 0 | 0 | 0 | 0 | [11 empty] | U S Bureau of Reclamation | 100 | U S Bureau of Reclamation | 100
Grand Coulee | 6163_G_7 | 6163 | G | 7 |  | Hydro |  | WECC_PNW | Washington | 53 | Grant | 25 | 53025 | 125 | 0 | 1947 | 9999 |  |  | N | Hydro | [13 empty] | 0 | 0 | 0 | 0 | [11 empty] | U S Bureau of Reclamation | 100 | U S Bureau of Reclamation | 100
Grand Coulee | 6163_G_8 | 6163 | G | 8 |  | Hydro |  | WECC_PNW | Washington | 53 | Grant | 25 | 53025 | 125 | 0 | 1943 | 9999 |  |  | N | Hydro | [13 empty] | 0 | 0 | 0 | 0 | [11 empty] | U S Bureau of Reclamation | 100 | U S Bureau of Reclamation | 100
Grand Coulee | 6163_G_9 | 6163 | G | 9 |  | Hydro |  | WECC_PNW | Washington | 53 | Grant | 25 | 53025 | 125 | 0 | 1948 | 9999 |  |  | N | Hydro | [13 empty] | 0 | 0 | 0 | 0 | [11 empty] | U S Bureau of Reclamation | 100 | U S Bureau of Reclamation | 100
Grand Coulee | 6163_G_LS1 | 6163 | G | LS1 |  | Hydro |  | WECC_PNW | Washington | 53 | Grant | 25 | 53025 | 10 | 0 | 1941 | 9999 |  |  | N | Hydro | [13 empty] | 0 | 0 | 0 | 0 | [11 empty] | U S Bureau of Reclamation | 100 | U S Bureau of Reclamation | 100
Grand Coulee | 6163_G_LS2 | 6163 | G | LS2 |  | Hydro |  | WECC_PNW | Washington | 53 | Grant | 25 | 53025 | 10 | 0 | 1941 | 9999 |  |  | N | Hydro | [13 empty] | 0 | 0 | 0 | 0 | [11 empty] | U S Bureau of Reclamation | 100 | U S Bureau of Reclamation | 100
Grand Coulee | 6163_G_LS3 | 6163 | G | LS3 |  | Hydro |  | WECC_PNW | Washington | 53 | Grant | 25 | 53025 | 10 | 0 | 1951 | 9999 |  |  | N | Hydro | [13 empty] | 0 | 0 | 0 | 0 | [11 empty] | U S Bureau of Reclamation | 100 | U S Bureau of Reclamation | 100
Grand Coulee | 6163_G_PG10 | 6163 | G | PG10 |  | Pumped Storage |  | WECC_PNW | Washington | 53 | Grant | 25 | 53025 | 53.5 | 0 | 1983 | 9999 |  |  | N | Pumped Storage | [13 empty] | 0 | 0 | 0 | 0 | [11 empty] | U S Bureau of Reclamation | 100 | U S Bureau of Reclamation | 100
Grand Coulee | 6163_G_PG11 | 6163 | G | PG11 |  | Pumped Storage |  | WECC_PNW | Washington | 53 | Grant | 25 | 53025 | 53.5 | 0 | 1983 | 9999 |  |  | N | Pumped Storage | [13 empty] | 0 | 0 | 0 | 0 | [11 empty] | U S Bureau of Reclamation | 100 | U S Bureau of Reclamation | 100
Grand Coulee | 6163_G_PG12 | 6163 | G | PG12 |  | Pumped Storage |  | WECC_PNW | Washington | 53 | Grant | 25 | 53025 | 53.5 | 0 | 1984 | 9999 |  |  | N | Pumped Storage | [13 empty] | 0 | 0 | 0 | 0 | [11 empty] | U S Bureau of Reclamation | 100 | U S Bureau of Reclamation | 100
Grand Coulee | 6163_G_PG7 | 6163 | G | PG7 |  | Pumped Storage |  | WECC_PNW | Washington | 53 | Grant | 25 | 53025 | 50 | 0 | 1973 | 9999 |  |  | N | Pumped Storage | [13 empty] | 0 | 0 | 0 | 0 | [11 empty] | U S Bureau of Reclamation | 100 | U S Bureau of Reclamation | 100
Grand Coulee | 6163_G_PG8 | 6163 | G | PG8 |  | Pumped Storage |  | WECC_PNW | Washington | 53 | Grant | 25 | 53025 | 50 | 0 | 1973 | 9999 |  |  | N | Pumped Storage | [13 empty] | 0 | 0 | 0 | 0 | [11 empty] | U S Bureau of Reclamation | 100 | U S Bureau of Reclamation | 100
Grand Coulee | 6163_G_PG9 | 6163 | G | PG9 |  | Pumped Storage |  | WECC_PNW | Washington | 53 | Grant | 25 | 53025 | 53.5 | 0 | 1983 | 9999 |  |  | N | Pumped Storage | [13 empty] | 0 | 0 | 0 | 0 | [11 empty] | U S Bureau of Reclamation | 100 | U S Bureau of Reclamation | 100
William G Mennen Sports Solar | 61630_G_MENN | 61630 | G | MENN |  | Solar PV |  | PJM_EMAC | New Jersey | 34 | Morris | 27 | 34027 | 1.3 | 0 | 2011 | 9999 |  |  | N | Solar | [13 empty] | 0 | 0 | 0 | 0 | [11 empty] | Nautilus Solar Solutions LLC | 100 | Nautilus Energy LLC | 100
Chiloquin Solar, LLC | 61631_G_CHILO | 61631 | G | CHILO |  | Solar PV |  | WECC_PNW | Oregon | 41 | Klamath | 35 | 41035 | 9.9 | 0 | 2018 | 9999 |  |  | N | Solar | [13 empty] | 0 | 0 | 0 | 0 | [11 empty] | Saturn Power Corp | 100 | Saturn Power Corp | 100
NRG DG Tufts Science LLC CSG | 61633_G_SCIEN | 61633 | G | SCIEN |  | Solar PV |  | NENGREST | Massachusetts | 25 | Worcester | 27 | 25027 | 1 | 0 | 2017 | 9999 |  |  | N | Solar | [13 empty] | 0 | 0 | 0 | 0 | [11 empty] | DG Tufts Science LLC | 100 | Global Infrastructure Partners | 100
NRG DG Dighton LLC CSG | 61634_G_DIGHT | 61634 | G | DIGHT |  | Solar PV |  | NENGREST | Massachusetts | 25 | Bristol | 5 | 25005 | 3.1 | 0 | 2017 | 9999 |  |  | N | Solar | [13 empty] | 0 | 0 | 0 | 0 | [11 empty] | DG Dighton LLC | 100 | Global Infrastructure Partners | 100
NRG DG Tufts Knoll LLC CSG | 61635_G_KNOLL | 61635 | G | KNOLL |  | Solar PV |  | NENGREST | Massachusetts | 25 | Worcester | 27 | 25027 | 2 | 0 | 2017 | 9999 |  |  | N | Solar | [13 empty] | 0 | 0 | 0 | 0 | [11 empty] | SunE DB38 LLC | 100 | SunEdison | 100
NRG DG Webster LLC CSG | 61636_G_WEBST | 61636 | G | WEBST |  | Solar PV |  | NENGREST | Massachusetts | 25 | Worcester | 27 | 25027 | 1.3 | 0 | 2017 | 9999 |  |  | N | Solar | [13 empty] | 0 | 0 | 0 | 0 | [11 empty] | BWC Origination 17 LLC | 100 | SunEdison | 100
Denison Solar Array | 61637_G_PV1 | 61637 | G | PV1 |  | Solar PV |  | PJM_West | Ohio | 39 | Licking | 89 | 39089 | 1.9 | 0 | 2017 | 9999 |  |  | N | Solar | [13 empty] | 0 | 0 | 0 | 0 | [11 empty] | Denison University | 100 | Denison University | 100
Turtle Creek Wind Farm LLC | 61638_G_TC1 | 61638 | G | TC1 |  | Onshore Wind |  | MIS_IA | Iowa | 19 | Mitchell | 131 | 19131 | 200.1 | 0 | 2018 | 9999 |  |  | N | Wind | [13 empty] | 0 | 0 | 0 | 0 | [11 empty] | Turtle Creek Wind Farm LLC | 100 | Energias de Portugal SA | 100
Texon Hydroelectric Project | 61640_G_1 | 61640 | G | 1 |  | Hydro |  | NENGREST | Massachusetts | 25 | Hampden | 13 | 25013 | 1.5 | 0 | 1982 | 9999 |  |  | N | Hydro | [13 empty] | 0 | 0 | 0 | 0 | [11 empty] | Gravity Renewables Inc | 100 | Gravity Renewables Inc | 100
Seneca Falls Hydroelectric Project | 61641_G_23 | 61641 | G | 23 |  | Hydro |  | NY_Z_C&E | New York | 36 | Seneca | 99 | 36099 | 1.7 | 0 | 1917 | 9999 |  |  | N | Hydro | [13 empty] | 0 | 0 | 0 | 0 | [11 empty] | Gravity Renewables Inc | 100 | Gravity Renewables Inc | 100
Seneca Falls Hydroelectric Project | 61641_G_24 | 61641 | G | 24 |  | Hydro |  | NY_Z_C&E | New York | 36 | Seneca | 99 | 36099 | 1.7 | 0 | 1917 | 9999 |  |  | N | Hydro | [13 empty] | 0 | 0 | 0 | 0 | [11 empty] | Gravity Renewables Inc | 100 | Gravity Renewables Inc | 100
Seneca Falls Hydroelectric Project | 61641_G_25 | 61641 | G | 25 |  | Hydro |  | NY_Z_C&E | New York | 36 | Seneca | 99 | 36099 | 1.7 | 0 | 1917 | 9999 |  |  | N | Hydro | [13 empty] | 0 | 0 | 0 | 0 | [11 empty] | Gravity Renewables Inc | 100 | Gravity Renewables Inc | 100
Waterloo Hydroelectric Project | 61642_G_10 | 61642 | G | 10 |  | Hydro |  | NY_Z_C&E | New York | 36 | Seneca | 99 | 36099 | 0.5 | 0 | 1915 | 9999 |  |  | N | Hydro | [13 empty] | 0 | 0 | 0 | 0 | [11 empty] | Gravity Renewables Inc | 100 | Gravity Renewables Inc | 100
Waterloo Hydroelectric Project | 61642_G_11 | 61642 | G | 11 |  | Hydro |  | NY_Z_C&E | New York | 36 | Seneca | 99 | 36099 | 0.5 | 0 | 1915 | 9999 |  |  | N | Hydro | [13 empty] | 0 | 0 | 0 | 0 | [11 empty] | Gravity Renewables Inc | 100 | Gravity Renewables Inc | 100
Waterloo Hydroelectric Project | 61642_G_12 | 61642 | G | 12 |  | Hydro |  | NY_Z_C&E | New York | 36 | Seneca | 99 | 36099 | 0.5 | 0 | 1915 | 9999 |  |  | N | Hydro | [13 empty] | 0 | 0 | 0 | 0 | [11 empty] | Gravity Renewables Inc | 100 | Gravity Renewables Inc | 100
Denton Energy Center | 61643_G_DEC1 | 61643 | G | DEC1 |  | Combustion Turbine | IC Engine | ERC_REST | Texas | 48 | Denton | 121 | 48121 | 18.8 | 10745 | 2018 | 9999 |  |  | N | Natural Gas | [13 empty] | 0.01771 | 0.01771 | 0.01771 | 0.01771 | [11 empty] | Denton Municipal Electric | 100 | Denton Municipal Electric | 100
Denton Energy Center | 61643_G_DEC10 | 61643 | G | DEC10 |  | Combustion Turbine | IC Engine | ERC_REST | Texas | 48 | Denton | 121 | 48121 | 18.8 | 10745 | 2018 | 9999 |  |  | N | Natural Gas | [13 empty] | 0.01459 | 0.01459 | 0.01459 | 0.01459 | [11 empty] | Denton Municipal Electric | 100 | Denton Municipal Electric | 100
Denton Energy Center | 61643_G_DEC11 | 61643 | G | DEC11 |  | Combustion Turbine | IC Engine | ERC_REST | Texas | 48 | Denton | 121 | 48121 | 18.8 | 10745 | 2018 | 9999 |  |  | N | Natural Gas | [13 empty] | 0.01397 | 0.01397 | 0.01397 | 0.01397 | [11 empty] | Denton Municipal Electric | 100 | Denton Municipal Electric | 100
Denton Energy Center | 61643_G_DEC12 | 61643 | G | DEC12 |  | Combustion Turbine | IC Engine | ERC_REST | Texas | 48 | Denton | 121 | 48121 | 18.8 | 10745 | 2018 | 9999 |  |  | N | Natural Gas | [13 empty] | 0.019 | 0.019 | 0.019 | 0.019 | [11 empty] | Denton Municipal Electric | 100 | Denton Municipal Electric | 100
Denton Energy Center | 61643_G_DEC2 | 61643 | G | DEC2 |  | Combustion Turbine | IC Engine | ERC_REST | Texas | 48 | Denton | 121 | 48121 | 18.8 | 10745 | 2018 | 9999 |  |  | N | Natural Gas | [13 empty] | 0.01747 | 0.01747 | 0.01747 | 0.01747 | [11 empty] | Denton Municipal Electric | 100 | Denton Municipal Electric | 100
Denton Energy Center | 61643_G_DEC3 | 61643 | G | DEC3 |  | Combustion Turbine | IC Engine | ERC_REST | Texas | 48 | Denton | 121 | 48121 | 18.8 | 10745 | 2018 | 9999 |  |  | N | Natural Gas | [13 empty] | 0.01589 | 0.01589 | 0.01589 | 0.01589 | [11 empty] | Denton Municipal Electric | 100 | Denton Municipal Electric | 100
Denton Energy Center | 61643_G_DEC4 | 61643 | G | DEC4 |  | Combustion Turbine | IC Engine | ERC_REST | Texas | 48 | Denton | 121 | 48121 | 18.8 | 10745 | 2018 | 9999 |  |  | N | Natural Gas | [13 empty] | 0.01442 | 0.01442 | 0.01442 | 0.01442 | [11 empty] | Denton Municipal Electric | 100 | Denton Municipal Electric | 100
Denton Energy Center | 61643_G_DEC5 | 61643 | G | DEC5 |  | Combustion Turbine | IC Engine | ERC_REST | Texas | 48 | Denton | 121 | 48121 | 18.8 | 10745 | 2018 | 9999 |  |  | N | Natural Gas | [13 empty] | 0.01639 | 0.01639 | 0.01639 | 0.01639 | [11 empty] | Denton Municipal Electric | 100 | Denton Municipal Electric | 100
Denton Energy Center | 61643_G_DEC6 | 61643 | G | DEC6 |  | Combustion Turbine | IC Engine | ERC_REST | Texas | 48 | Denton | 121 | 48121 | 18.8 | 10745 | 2018 | 9999 |  |  | N | Natural Gas | [13 empty] | 0.01773 | 0.01773 | 0.01773 | 0.01773 | [11 empty] | Denton Municipal Electric | 100 | Denton Municipal Electric | 100
Denton Energy Center | 61643_G_DEC7 | 61643 | G | DEC7 |  | Combustion Turbine | IC Engine | ERC_REST | Texas | 48 | Denton | 121 | 48121 | 18.8 | 10745 | 2018 | 9999 |  |  | N | Natural Gas | [13 empty] | 0.01607 | 0.01607 | 0.01607 | 0.01607 | [11 empty] | Denton Municipal Electric | 100 | Denton Municipal Electric | 100
Denton Energy Center | 61643_G_DEC8 | 61643 | G | DEC8 |  | Combustion Turbine | IC Engine | ERC_REST | Texas | 48 | Denton | 121 | 48121 | 18.8 | 10745 | 2018 | 9999 |  |  | N | Natural Gas | [13 empty] | 0.01892 | 0.01892 | 0.01892 | 0.01892 | [11 empty] | Denton Municipal Electric | 100 | Denton Municipal Electric | 100
Denton Energy Center | 61643_G_DEC9 | 61643 | G | DEC9 |  | Combustion Turbine | IC Engine | ERC_REST | Texas | 48 | Denton | 121 | 48121 | 18.8 | 10745 | 2018 | 9999 |  |  | N | Natural Gas | [13 empty] | 0.01706 | 0.01706 | 0.01706 | 0.01706 | [11 empty] | Denton Municipal Electric | 100 | Denton Municipal Electric | 100
August Wind Farm | 61644_G_AUG | 61644 | G | AUG |  | Onshore Wind |  | MIS_IA | Iowa | 19 | Taylor | 173 | 19173 | 1.8 | 0 | 2017 | 9999 |  |  | N | Wind | [13 empty] | 0 | 0 | 0 | 0 | [11 empty] | August Wind Energy LLC | 100 | August Wind Energy LLC | 100
Altair Community Solar Garden | 61645_G_ALTA | 61645 | G | ALTA |  | Solar PV |  | MIS_MNWI | Minnesota | 27 | Waseca | 161 | 27161 | 1 | 0 | 2019 | 9999 |  |  | N | Solar | [13 empty] | 0 | 0 | 0 | 0 | [11 empty] | Altair Community Solar Garden LLC | 100 | Altair Energy Trading Inc | 100
New Orleans Solar Power Plant | 61647_G_NOSPB | 61647 | G | NOSPB |  | Energy Storage |  | MIS_AMSO | Louisiana | 22 | Orleans | 71 | 22071 | 0.5 | 0 | 2016 | 9999 |  |  | N | Energy Storage | [13 empty] | 0 | 0 | 0 | 0 | [11 empty] | Entergy New Orleans Inc | 100 | Entergy Corp | 100
New Orleans Solar Power Plant | 61647_G_NOSPS | 61647 | G | NOSPS |  | Solar PV |  | MIS_AMSO | Louisiana | 22 | Orleans | 71 | 22071 | 1.1 | 0 | 2016 | 9999 |  |  | N | Solar | [13 empty] | 0 | 0 | 0 | 0 | [11 empty] | Entergy New Orleans Inc | 100 | Entergy Corp | 100
Robins Air Force Base Solar | 61648_G_1 | 61648 | G | 1 |  | Solar PV |  | S_SOU | Georgia | 13 | Houston | 153 | 13153 | 139 | 0 | 2019 | 9999 |  |  | N | Solar | [13 empty] | 0 | 0 | 0 | 0 | [11 empty] | Georgia Power Co | 100 | Southern Co | 100
Capricornus Community Solar Garden | 61651_G_CAPR | 61651 | G | CAPR |  | Solar PV |  | MIS_MNWI | Minnesota | 27 | Stearns | 145 | 27145 | 1 | 0 | 2019 | 9999 |  |  | N | Solar | [13 empty] | 0 | 0 | 0 | 0 | [11 empty] | Capricornus Community Solar Garden LLC | 100 | Capricornus Community Solar Garden LLC | 100
Fiber Recovery, Inc. | 61652_G_ENG1 | 61652 | G | ENG1 |  | Landfill Gas |  | MIS_WUMS | Wisconsin | 55 | Marathon | 73 | 55073 | 0.8 | 10488 | 2008 | 9999 |  |  | Y | Landfill Gas | [13 empty] | 0.22117 | 0.22117 | 0.22117 | 0.22117 | [11 empty] | Fiber Recovery Inc | 100 | Fiber Recovery Inc | 100
Fiber Recovery, Inc. | 61652_G_ENG2 | 61652 | G | ENG2 |  | Landfill Gas |  | MIS_WUMS | Wisconsin | 55 | Marathon | 73 | 55073 | 0.8 | 10488 | 2008 | 9999 |  |  | Y | Landfill Gas | [13 empty] | 0.22117 | 0.22117 | 0.22117 | 0.22117 | [11 empty] | Fiber Recovery Inc | 100 | Fiber Recovery Inc | 100
Fiber Recovery, Inc. | 61652_G_ENG3 | 61652 | G | ENG3 |  | Landfill Gas |  | MIS_WUMS | Wisconsin | 55 | Marathon | 73 | 55073 | 0.8 | 10488 | 2008 | 9999 |  |  | Y | Landfill Gas | [13 empty] | 0.22117 | 0.22117 | 0.22117 | 0.22117 | [11 empty] | Fiber Recovery Inc | 100 | Fiber Recovery Inc | 100
Balm Solar | 61654_G_PV1 | 61654 | G | PV1 |  | Solar PV |  | FRCC | Florida | 12 | Hillsborough | 57 | 12057 | 72.9 | 0 | 2018 | 9999 |  |  | N | Solar | [13 empty] | 0 | 0 | 0 | 0 | [11 empty] | Tampa Electric Co | 100 | TECO Energy Inc | 100
Bonnie Mine Solar | 61655_G_PV1 | 61655 | G | PV1 |  | Solar PV |  | FRCC | Florida | 12 | Polk | 105 | 12105 | 35 | 0 | 2019 | 9999 |  |  | N | Solar | [13 empty] | 0 | 0 | 0 | 0 | [11 empty] | Tampa Electric Co | 100 | TECO Energy Inc | 100
Grange Hall Solar | 61656_G_PV1 | 61656 | G | PV1 |  | Solar PV |  | FRCC | Florida | 12 | Hillsborough | 57 | 12057 | 61 | 0 | 2019 | 9999 |  |  | N | Solar | [13 empty] | 0 | 0 | 0 | 0 | [11 empty] | Tampa Electric Co | 100 | TECO Energy Inc | 100
Lake Hancock Solar | 61657_G_PV1 | 61657 | G | PV1 |  | Solar PV |  | FRCC | Florida | 12 | Polk | 105 | 12105 | 49.6 | 0 | 2019 | 9999 |  |  | N | Solar | [13 empty] | 0 | 0 | 0 | 0 | [11 empty] | Tampa Electric Co | 100 | TECO Energy Inc | 100
Cougar Solar, LLC | 61658_G_COUGR | 61658 | G | COUGR |  | Solar PV |  | S_VACA | North Carolina | 37 | Lee | 105 | 37105 | 1.9 | 0 | 2017 | 9999 |  |  | N | Solar | [13 empty] | 0 | 0 | 0 | 0 | [11 empty] | Cougar Solar LLC | 100 | Cate Street Capital LLC | 100
Whirlpool Corp-Greenville Wind Farm | 61660_G_WTG1 | 61660 | G | WTG1 |  | Onshore Wind |  | PJM_West | Ohio | 39 | Darke | 37 | 39037 | 1.5 | 0 | 2018 | 9999 |  |  | N | Wind | [13 empty] | 0 | 0 | 0 | 0 | [11 empty] | OEE XXVI LLC | 100 | One Energy Capital Corp | 100
Whirlpool Corp-Greenville Wind Farm | 61660_G_WTG2 | 61660 | G | WTG2 |  | Onshore Wind |  | PJM_West | Ohio | 39 | Darke | 37 | 39037 | 1.5 | 0 | 2018 | 9999 |  |  | N | Wind | [13 empty] | 0 | 0 | 0 | 0 | [11 empty] | OEE XXVI LLC | 100 | One Energy Capital Corp | 100
Whirlpool Corp-Greenville Wind Farm | 61660_G_WTG3 | 61660 | G | WTG3 |  | Onshore Wind |  | PJM_West | Ohio | 39 | Darke | 37 | 39037 | 1.5 | 0 | 2018 | 9999 |  |  | N | Wind | [13 empty] | 0 | 0 | 0 | 0 | [11 empty] | OEE XXVI LLC | 100 | One Energy Capital Corp | 100
Vista Energy Storage System | 61661_G_VISTA | 61661 | G | VISTA |  | Energy Storage |  | WEC_SDGE | California | 6 | San Diego | 73 | 06073 | 40 | 0 | 2018 | 9999 |  |  | N | Energy Storage | [13 empty] | 0 | 0 | 0 | 0 | [11 empty] | Vista Energy Storage LLC | 100 | LS Power Group | 100
Carrizozo Solar | 61662_G_PV1 | 61662 | G | PV1 |  | Solar PV |  | WECC_NM | New Mexico | 35 | Lincoln | 27 | 35027 | 3 | 0 | 2018 | 9999 |  |  | N | Solar | [13 empty] | 0 | 0 | 0 | 0 | [11 empty] | SoCore Energy LLC | 100 | SoCore Energy | 100
Lithia Solar | 61663_G_GEN1 | 61663 | G | GEN1 |  | Solar PV |  | FRCC | Florida | 12 | Hillsborough | 57 | 12057 | 74.5 | 0 | 2019 | 9999 |  |  | N | Solar | [13 empty] | 0 | 0 | 0 | 0 | [11 empty] | Tampa Electric Co | 100 | TECO Energy Inc | 100
Payne Creek Solar | 61665_G_GEN1 | 61665 | G | GEN1 |  | Solar PV |  | FRCC | Florida | 12 | Polk | 105 | 12105 | 68.9 | 0 | 2018 | 9999 |  |  | N | Solar | [13 empty] | 0 | 0 | 0 | 0 | [11 empty] | Tampa Electric Co | 100 | TECO Energy Inc | 100
Peace Creek Solar | 61666_G_GEN | 61666 | G | GEN |  | Solar PV |  | FRCC | Florida | 12 | Polk | 105 | 12105 | 55.4 | 0 | 2019 | 9999 |  |  | N | Solar | [13 empty] | 0 | 0 | 0 | 0 | [11 empty] | Tampa Electric Co | 100 | TECO Energy Inc | 100
Wimauma Solar | 61667_G_1 | 61667 | G | 1 |  | Solar PV |  | FRCC | Florida | 12 | Hillsborough | 57 | 12057 | 74.5 | 0 | 2020 | 9999 |  |  | N | Solar | [13 empty] | 0 | 0 | 0 | 0 | [11 empty] | Tampa Electric Co | 100 | TECO Energy Inc | 100
Creston Ridge II, LLC | 61668_G_CR2-1 | 61668 | G | CR2-1 |  | Onshore Wind |  | SPP_NEBR | Nebraska | 31 | Platte | 141 | 31141 | 2.3 | 0 | 2017 | 9999 |  |  | N | Wind | [13 empty] | 0 | 0 | 0 | 0 | [11 empty] | Creston Ridge II LLC | 100 | Bluestem LLC | 100
Creston Ridge II, LLC | 61668_G_CR2-2 | 61668 | G | CR2-2 |  | Onshore Wind |  | SPP_NEBR | Nebraska | 31 | Platte | 141 | 31141 | 2.3 | 0 | 2017 | 9999 |  |  | N | Wind | [13 empty] | 0 | 0 | 0 | 0 | [11 empty] | Creston Ridge II LLC | 100 | Bluestem LLC | 100
Creston Ridge II, LLC | 61668_G_CR2-3 | 61668 | G | CR2-3 |  | Onshore Wind |  | SPP_NEBR | Nebraska | 31 | Platte | 141 | 31141 | 2.3 | 0 | 2017 | 9999 |  |  | N | Wind | [13 empty] | 0 | 0 | 0 | 0 | [11 empty] | Creston Ridge II LLC | 100 | Bluestem LLC | 100
Scandia Community Solar Garden | 61669_G_SCAND | 61669 | G | SCAND |  | Solar PV |  | MIS_MNWI | Minnesota | 27 | Washington | 163 | 27163 | 2.5 | 0 | 2018 | 9999 |  |  | N | Solar | [13 empty] | 0 | 0 | 0 | 0 | [11 empty] | DG Minnesota CSG LLC | 100 | NextEra Energy Inc | 100
Bath County | 6167_G_1 | 6167 | G | 1 |  | Pumped Storage |  | PJM_Dom | Virginia | 51 | Bath | 17 | 51017 | 500 | 0 | 1985 | 9999 |  |  | N | Pumped Storage | [13 empty] | 0 | 0 | 0 | 0 | [11 empty] | Virginia Electric & Power Co | 60 | Dominion Energy Inc | 60
Bath County | 6167_G_2 | 6167 | G | 2 |  | Pumped Storage |  | PJM_Dom | Virginia | 51 | Bath | 17 | 51017 | 500 | 0 | 1985 | 9999 |  |  | N | Pumped Storage | [13 empty] | 0 | 0 | 0 | 0 | [11 empty] | Virginia Electric & Power Co | 60 | Dominion Energy Inc | 60
Bath County | 6167_G_3 | 6167 | G | 3 |  | Pumped Storage |  | PJM_Dom | Virginia | 51 | Bath | 17 | 51017 | 502 | 0 | 1985 | 9999 |  |  | N | Pumped Storage | [13 empty] | 0 | 0 | 0 | 0 | [11 empty] | Virginia Electric & Power Co | 60 | Dominion Energy Inc | 60
Bath County | 6167_G_4 | 6167 | G | 4 |  | Pumped Storage |  | PJM_Dom | Virginia | 51 | Bath | 17 | 51017 | 500 | 0 | 1985 | 9999 |  |  | N | Pumped Storage | [13 empty] | 0 | 0 | 0 | 0 | [11 empty] | Virginia Electric & Power Co | 60 | Dominion Energy Inc | 60
Bath County | 6167_G_5 | 6167 | G | 5 |  | Pumped Storage |  | PJM_Dom | Virginia | 51 | Bath | 17 | 51017 | 501 | 0 | 1985 | 9999 |  |  | N | Pumped Storage | [13 empty] | 0 | 0 | 0 | 0 | [11 empty] | Virginia Electric & Power Co | 60 | Dominion Energy Inc | 60
Bath County | 6167_G_6 | 6167 | G | 6 |  | Pumped Storage |  | PJM_Dom | Virginia | 51 | Bath | 17 | 51017 | 500 | 0 | 1985 | 9999 |  |  | N | Pumped Storage | [13 empty] | 0 | 0 | 0 | 0 | [11 empty] | Virginia Electric & Power Co | 60 | Dominion Energy Inc | 60
RJC II Community Solar Garden | 61670_G_RJCII | 61670 | G | RJCII |  | Solar PV |  | MIS_MNWI | Minnesota | 27 | Steele | 147 | 27147 | 1 | 0 | 2018 | 9999 |  |  | N | Solar | [13 empty] | 0 | 0 | 0 | 0 | [11 empty] | RJC II CSG LLC | 100 | RJC II CSG LLC | 100
Betcher Community Solar Garden | 61671_G_BETCH | 61671 | G | BETCH |  | Solar PV |  | MIS_MNWI | Minnesota | 27 | Goodhue | 49 | 27049 | 1 | 0 | 2018 | 9999 |  |  | N | Solar | [13 empty] | 0 | 0 | 0 | 0 | [11 empty] | Betcher CSG LLC | 100 | Betcher CSG LLC | 100
Sherburne Community Solar | 61672_G_PV1 | 61672 | G | PV1 |  | Solar PV |  | MIS_MNWI | Minnesota | 27 | Sherburne | 141 | 27141 | 5 | 0 | 2018 | 9999 |  |  | N | Solar | [13 empty] | 0 | 0 | 0 | 0 | [11 empty] | AEP OnSite Partners LLC | 100 | American Electric Power Co Inc | 100
Arkwright Summit Wind Farm LLC | 61673_G_WT | 61673 | G | WT |  | Onshore Wind |  | NY_Z_A | New York | 36 | Chautauqua | 13 | 36013 | 78.4 | 0 | 2018 | 9999 |  |  | N | Wind | [13 empty] | 0 | 0 | 0 | 0 | [11 empty] | Arkwright Summit Wind Farm LLC | 100 | Energias de Portugal SA | 100
Wildcat Ranch Wind Project | 61674_G_WT | 61674 | G | WT |  | Onshore Wind |  | SPP_SPS | Texas | 48 | Cochran | 79 | 48079 | 150 | 0 | 2018 | 9999 |  |  | N | Wind | [13 empty] | 0 | 0 | 0 | 0 | [11 empty] | Wildcat Ranch Wind Project LLC | 100 | NextEra Energy Inc | 100
NCSU CCUP Cogeneration Plant | 61675_G_CTG1 | 61675 | G | CTG1 |  | Combustion Turbine |  | S_VACA | North Carolina | 37 | Wake | 183 | 37183 | 5.6 | 8700 | 2019 | 9999 |  |  | Y | Natural Gas, Distillate Fuel Oil | [13 empty] | 0.011 | 0.011 | 0.011 | 0.011 | [11 empty] | North Carolina State University | 100 | North Carolina State University | 100
NCSU CCUP Cogeneration Plant | 61675_G_STG | 61675 | G | STG |  | O/G Steam |  | S_VACA | North Carolina | 37 | Wake | 183 | 37183 | 1 | 8300 | 2019 | 9999 |  |  | Y | Natural Gas | [13 empty] | 0.23063 | 0.23063 | 0.23063 | 0.23063 | [11 empty] | North Carolina State University | 100 | North Carolina State University | 100
NCSU Cates Cogeneration Plant | 61676_G_CTG1 | 61676 | G | CTG1 |  | Combustion Turbine |  | S_VACA | North Carolina | 37 | Wake | 183 | 37183 | 4.7 | 11605 | 2012 | 9999 |  |  | Y | Natural Gas, Distillate Fuel Oil | [13 empty] | 0.23894 | 0.23894 | 0.23894 | 0.23894 | [11 empty] | North Carolina State University | 100 | North Carolina State University | 100
NCSU Cates Cogeneration Plant | 61676_G_CTG2 | 61676 | G | CTG2 |  | Combustion Turbine |  | S_VACA | North Carolina | 37 | Wake | 183 | 37183 | 4.7 | 11605 | 2012 | 9999 |  |  | Y | Natural Gas, Distillate Fuel Oil | [13 empty] | 0.23894 | 0.23894 | 0.23894 | 0.23894 | [11 empty] | North Carolina State University | 100 | North Carolina State University | 100
Perennial Windfarm | 61677_G_T-1 | 61677 | G | T-1 |  | Onshore Wind |  | SPP_NEBR | Nebraska | 31 | Fillmore | 59 | 31059 | 2.3 | 0 | 2018 | 9999 |  |  | N | Wind | [13 empty] | 0 | 0 | 0 | 0 | [11 empty] | Perennial Wind LLC | 100 | Perennial Wind LLC | 100
Perennial Windfarm | 61677_G_T-2 | 61677 | G | T-2 |  | Onshore Wind |  | SPP_NEBR | Nebraska | 31 | Fillmore | 59 | 31059 | 2.3 | 0 | 2018 | 9999 |  |  | N | Wind | [13 empty] | 0 | 0 | 0 | 0 | [11 empty] | Perennial Wind LLC | 100 | Perennial Wind LLC | 100
Perennial Windfarm | 61677_G_T-3 | 61677 | G | T-3 |  | Onshore Wind |  | SPP_NEBR | Nebraska | 31 | Fillmore | 59 | 31059 | 2.3 | 0 | 2018 | 9999 |  |  | N | Wind | [13 empty] | 0 | 0 | 0 | 0 | [11 empty] | Perennial Wind LLC | 100 | Perennial Wind LLC | 100
Pinal Central Energy Center | 61678_G_BA1 | 61678 | G | BA1 |  | Energy Storage |  | WECC_AZ | Arizona | 4 | Pinal | 21 | 04021 | 10 | 0 | 2018 | 9999 |  |  | N | Energy Storage | [13 empty] | 0 | 0 | 0 | 0 | [11 empty] | Pinal Central Energy Center LLC | 100 | NextEra Energy Inc | 100
Pinal Central Energy Center | 61678_G_PCEC | 61678 | G | PCEC |  | Solar PV |  | WECC_AZ | Arizona | 4 | Pinal | 21 | 04021 | 20 | 0 | 2018 | 9999 |  |  | N | Solar | [13 empty] | 0 | 0 | 0 | 0 | [11 empty] | Pinal Central Energy Center LLC | 100 | NextEra Energy Inc | 100
Cox Battery Energy Storage | 61679_G_1 | 61679 | G | 1 |  | Energy Storage |  | SPP_N | Missouri | 29 | Greene | 77 | 29077 | 1.2 | 0 | 2017 | 9999 |  |  | N | Energy Storage | [13 empty] | 0 | 0 | 0 | 0 | [11 empty] | Springfield MO (City of) | 100 | Springfield MO (City of) | 100
North Anna | 6168_G_1 | 6168 | G | 1 |  | Nuclear |  | PJM_Dom | Virginia | 51 | Louisa | 109 | 51109 | 948 | 10456 | 1978 | 9999 |  |  | N | Nuclear Fuel | [13 empty] | 0 | 0 | 0 | 0 | [11 empty] | Virginia Electric & Power Co | 88.4 | Dominion Energy Inc | 88.4
North Anna | 6168_G_2 | 6168 | G | 2 |  | Nuclear |  | PJM_Dom | Virginia | 51 | Louisa | 109 | 51109 | 944 | 10456 | 1980 | 9999 |  |  | N | Nuclear Fuel | [13 empty] | 0 | 0 | 0 | 0 | [11 empty] | Virginia Electric & Power Co | 88.4 | Dominion Energy Inc | 88.4
North Anna | 6168_G_HC1 | 6168 | G | HC1 |  | Hydro |  | PJM_Dom | Virginia | 51 | Louisa | 109 | 51109 | 1 | 0 | 1987 | 9999 |  |  | N | Hydro | [13 empty] | 0 | 0 | 0 | 0 | [11 empty] | Virginia Electric & Power Co | 100 | Dominion Energy Inc | 100
Tatanka Wi | 61680_G_MMPA | 61680 | G | MMPA |  | Solar PV |  | MIS_MNWI | Minnesota | 27 | Wright | 171 | 27171 | 7.1 | 0 | 2017 | 9999 |  |  | N | Solar | [13 empty] | 0 | 0 | 0 | 0 | [11 empty] | HQC Tatanka WI Solar Power Generation Station LLC | 100 | Hanwha Group | 100
Middle Daisy | 61681_G_10257 | 61681 | G | 10257 |  | Solar PV |  | SPP_SPS | New Mexico | 35 | Lea | 25 | 35025 | 5 | 0 | 2017 | 9999 |  |  | N | Solar | [13 empty] | 0 | 0 | 0 | 0 | [11 empty] | Middle Daisy LLC | 100 | Onyx Renewable Partners LP | 100
USG 1 | 61682_G_USG1 | 61682 | G | USG1 |  | Solar PV |  | WECC_IID | California | 6 | Imperial | 25 | 06025 | 1 | 0 | 2014 | 9999 |  |  | N | Solar | [13 empty] | 0 | 0 | 0 | 0 | [11 empty] | USG Corp | 100 | USG Corp | 100
USG 2 | 61683_G_USG2 | 61683 | G | USG2 |  | Solar PV |  | WECC_IID | California | 6 | Imperial | 25 | 06025 | 1 | 0 | 2015 | 9999 |  |  | N | Solar | [13 empty] | 0 | 0 | 0 | 0 | [11 empty] | ZGlobal Inc | 100 | Alaywan Trust | 100
Johnson 1 Community Solar | 61686_G_PV1 | 61686 | G | PV1 |  | Solar PV |  | MIS_MNWI | Minnesota | 27 | Chisago | 25 | 27025 | 1 | 0 | 2018 | 9999 |  |  | N | Solar | [13 empty] | 0 | 0 | 0 | 0 | [11 empty] | Johnson I CSG LLC | 100 | Johnson I CSG LLC | 100
North Gooding Main Hydro | 61688_G_NGM1 | 61688 | G | NGM1 |  | Hydro |  | WECC_ID | Idaho | 16 | Gooding | 47 | 16047 | 1.3 | 0 | 2016 | 9999 |  |  | N | Hydro | [13 empty] | 0 | 0 | 0 | 0 | [11 empty] | North Gooding Main Hydro LLC | 100 | Ted Sorenson | 100
Grimm Community Solar | 61689_G_PV1 | 61689 | G | PV1 |  | Solar PV |  | MIS_MNWI | Minnesota | 27 | Renville | 129 | 27129 | 1 | 0 | 2018 | 9999 |  |  | N | Solar | [13 empty] | 0 | 0 | 0 | 0 | [11 empty] | Grimm CSG LLC | 100 | Grimm CSG LLC | 100
Foreman's Hill Community Solar | 61690_G_FOREM | 61690 | G | FOREM |  | Solar PV |  | MIS_MNWI | Minnesota | 27 | Goodhue | 49 | 27049 | 5 | 0 | 2018 | 9999 |  |  | N | Solar | [13 empty] | 0 | 0 | 0 | 0 | [11 empty] | Foremans Hill CSG LLC | 100 | Foremans Hill CSG LLC | 100
IVC Solar | 61692_G_IVCS | 61692 | G | IVCS |  | Solar PV |  | WECC_IID | California | 6 | Imperial | 25 | 06025 | 3 | 0 | 2016 | 9999 |  |  | N | Solar | [13 empty] | 0 | 0 | 0 | 0 | [11 empty] | Apex Ivc Holdings LLC | 100 | Alaywan Trust | 100
Buckleberry Solar | 61693_G_GEN | 61693 | G | GEN |  | Solar PV |  | S_VACA | North Carolina | 37 | Lenoir | 107 | 37107 | 52.1 | 0 | 2018 | 9999 |  |  | N | Solar | [13 empty] | 0 | 0 | 0 | 0 | [11 empty] | Buckleberry Solar LLC | 100 | John Laing Group PLC | 100
Johnson II Community Solar | 61695_G_PV1 | 61695 | G | PV1 |  | Solar PV |  | MIS_MNWI | Minnesota | 27 | Chisago | 25 | 27025 | 1 | 0 | 2018 | 9999 |  |  | N | Solar | [13 empty] | 0 | 0 | 0 | 0 | [11 empty] | Johnson II CSG LLC | 100 | Johnson II CSG LLC | 100
Twiggs Solar | 61696_G_TWIGG | 61696 | G | TWIGG |  | Solar PV |  | S_SOU | Georgia | 13 | Twiggs | 289 | 13289 | 200 | 0 | 2020 | 9999 |  |  | N | Solar | [13 empty] | 0 | 0 | 0 | 0 | [11 empty] | Twiggs County Solar LLC | 100 | Origis Energy | 100
Ivory Solar | 61697_G_IVORY | 61697 | G | IVORY |  | Solar PV |  | ERC_WEST | Texas | 48 | Dawson | 115 | 48115 | 50 | 0 | 2018 | 9999 |  |  | N | Solar | [13 empty] | 0 | 0 | 0 | 0 | [11 empty] | OCI Lamesa Solar II LLC | 100 | OCI Company Ltd | 100
Folsom SP and CSP Sacramento | 61698_G_FOLSM | 61698 | G | FOLSM |  | Solar PV |  | WEC_BANC | California | 6 | Sacramento | 67 | 06067 | 1.3 | 0 | 2019 | 9999 |  |  | N | Solar | [13 empty] | 0 | 0 | 0 | 0 | [11 empty] | Ecoplexus Inc | 100 | Ecoplexus Inc | 100
Otarre Solar Park | 61699_G_OTRRE | 61699 | G | OTRRE |  | Solar PV |  | S_VACA | South Carolina | 45 | Lexington | 63 | 45063 | 1.6 | 0 | 2017 | 9999 |  |  | N | Solar | [13 empty] | 0 | 0 | 0 | 0 | [11 empty] | Tig Sun Energy IV LLC | 100 | Intertech Group (The) | 100
Port Everglades | 617_G_5A | 617 | G | 5A | 91022 | Combined Cycle |  | FRCC | Florida | 12 | Broward | 11 | 12011 | 271.9 | 7050 | 2016 | 9999 |  |  | N | Natural Gas, Distillate Fuel Oil |  |  |  | DLNB + H2O | SCR | [8 empty] | 0.0073304 | 0.0073304 | 0.0073304 | 0.0073304 | [11 empty] | Florida Power & Light Co | 100 | NextEra Energy Inc | 100
Port Everglades | 617_G_5B | 617 | G | 5B | 91023 | Combined Cycle |  | FRCC | Florida | 12 | Broward | 11 | 12011 | 271.9 | 7050 | 2016 | 9999 |  |  | N | Natural Gas, Distillate Fuel Oil |  |  |  | DLNB + H2O | SCR | [8 empty] | 0.0073304 | 0.0073304 | 0.0073304 | 0.0073304 | [11 empty] | Florida Power & Light Co | 100 | NextEra Energy Inc | 100
Port Everglades | 617_G_5C | 617 | G | 5C | 91021 | Combined Cycle |  | FRCC | Florida | 12 | Broward | 11 | 12011 | 271.9 | 7050 | 2016 | 9999 |  |  | N | Natural Gas, Distillate Fuel Oil |  |  |  | DLNB + H2O | SCR | [8 empty] | 0.0073304 | 0.0073304 | 0.0073304 | 0.0073304 | [11 empty] | Florida Power & Light Co | 100 | NextEra Energy Inc | 100
Port Everglades | 617_G_5ST | 617 | G | 5ST |  | Combined Cycle |  | FRCC | Florida | 12 | Broward | 11 | 12011 | 421.3 | 7050 | 2016 | 9999 |  |  | N | Natural Gas, Distillate Fuel Oil |  |  |  |  | SCR | [8 empty] | 0.0073304 | 0.0073304 | 0.0073304 | 0.0073304 | [11 empty] | Florida Power & Light Co | 100 | NextEra Energy Inc | 100
PowerFin Kingsbery | 61700_G_PFPKB | 61700 | G | PFPKB |  | Solar PV |  | ERC_REST | Texas | 48 | Travis | 453 | 48453 | 2.6 | 0 | 2018 | 9999 |  |  | N | Solar | [13 empty] | 0 | 0 | 0 | 0 | [11 empty] | PowerFin ASL 1 LLC | 100 | Powerfin Asl 1 LLC | 100
Seabrook Solar | 61701_G_GEN1 | 61701 | G | GEN1 |  | Solar PV |  | S_VACA | South Carolina | 45 | Beaufort | 13 | 45013 | 70.5 | 0 | 2019 | 9999 |  |  | N | Solar | [13 empty] | 0 | 0 | 0 | 0 | [11 empty] | Seabrook Solar LLC | 100 | Adger Solar LLC | 100
Greater New Bedford LFG Utiliz. Facility | 61702_G_11052 | 61702 | G | 11052 |  | Landfill Gas |  | NENGREST | Massachusetts | 25 | Bristol | 5 | 25005 | 3.2 | 13500 | 2005 | 9999 |  |  | N | Landfill Gas | [13 empty] | 0.22117 | 0.22117 | 0.22117 | 0.22117 | [11 empty] | Commonwealth New Bedford Energy LLC | 100 | Commonwealth Resource Management Corp | 100
Aquila Community Solar | 61704_G_AQUI | 61704 | G | AQUI |  | Solar PV |  | MIS_MNWI | Minnesota | 27 | Pope | 121 | 27121 | 1 | 0 | 2019 | 9999 |  |  | N | Solar | [13 empty] | 0 | 0 | 0 | 0 | [11 empty] | Aquila Community Solar Gardens LLC | 100 | Evergy Inc | 100
Arcturus Community Solar | 61705_G_ARCT | 61705 | G | ARCT |  | Solar PV |  | MIS_MNWI | Minnesota | 27 | Le Sueur | 79 | 27079 | 1 | 0 | 2018 | 9999 |  |  | N | Solar | [13 empty] | 0 | 0 | 0 | 0 | [11 empty] | Arcturus Community Solar Garden LLC | 100 | Arcturus Power Trading LLC | 100
Auriga Community Solar | 61706_G_AURI | 61706 | G | AURI |  | Solar PV |  | MIS_MNWI | Minnesota | 27 | Murray | 101 | 27101 | 1 | 0 | 2018 | 9999 |  |  | N | Solar | [13 empty] | 0 | 0 | 0 | 0 | [11 empty] | Auriga Community Solar Garden LLC | 100 | Auriga Capital Management | 100
Canopus Community Solar | 61707_G_CANO | 61707 | G | CANO |  | Solar PV |  | MIS_MNWI | Minnesota | 27 | Stearns | 145 | 27145 | 1 | 0 | 2019 | 9999 |  |  | N | Solar | [13 empty] | 0 | 0 | 0 | 0 | [11 empty] | Canopus Community Solar Garden LLC | 100 | Canopus Power Trading LLC | 100
Sagitta Community Solar | 61708_G_SAGI | 61708 | G | SAGI |  | Solar PV |  | MIS_MNWI | Minnesota | 27 | Chippewa | 23 | 27023 | 1 | 0 | 2018 | 9999 |  |  | N | Solar | [13 empty] | 0 | 0 | 0 | 0 | [11 empty] | Sagitta Community Solar Garden LLC | 100 | Sagitta Community Solar Garden LLC | 100
Libra Community Solar | 61709_G_LIBR | 61709 | G | LIBR |  | Solar PV |  | MIS_MNWI | Minnesota | 27 | Pope | 121 | 27121 | 1 | 0 | 2018 | 9999 |  |  | N | Solar | [13 empty] | 0 | 0 | 0 | 0 | [11 empty] | Libra Community Solar Garden LLC | 100 | Libra Group (The) | 100
Laurel Dam | 6171_G_1 | 6171 | G | 1 |  | Hydro |  | PJM_West | Kentucky | 21 | Laurel | 125 | 21125 | 61 | 0 | 1977 | 9999 |  |  | N | Hydro | [13 empty] | 0 | 0 | 0 | 0 | [11 empty] | East Kentucky Power Coop | 100 | East Kentucky Power Coop | 100
Aquarius Community Solar | 61710_G_AQUA | 61710 | G | AQUA |  | Solar PV |  | MIS_MNWI | Minnesota | 27 | Lyon | 83 | 27083 | 1 | 0 | 2019 | 9999 |  |  | N | Solar | [13 empty] | 0 | 0 | 0 | 0 | [11 empty] | Aquarius Community Solar Gardens LLC | 100 | General Electric Co | 100
Cassiopeia Community Solar | 61711_G_CASS | 61711 | G | CASS |  | Solar PV |  | MIS_MNWI | Minnesota | 27 | Pope | 121 | 27121 | 1 | 0 | 2019 | 9999 |  |  | N | Solar | [13 empty] | 0 | 0 | 0 | 0 | [11 empty] | Cassiopeia Community Solar Garden LLC | 100 | Cassiopeia Community Solar Garden LLC | 100
Crux Community Solar | 61712_G_CRUX | 61712 | G | CRUX |  | Solar PV |  | MIS_MNWI | Minnesota | 27 | Dodge | 39 | 27039 | 1 | 0 | 2019 | 9999 |  |  | N | Solar | [13 empty] | 0 | 0 | 0 | 0 | [11 empty] | Crux Community Solar Gardens LLC | 100 | Crux Community Solar Gardens LLC | 100
Leo Community Solar | 61713_G_LEO | 61713 | G | LEO |  | Solar PV |  | MIS_MNWI | Minnesota | 27 | Murray | 101 | 27101 | 1 | 0 | 2018 | 9999 |  |  | N | Solar | [13 empty] | 0 | 0 | 0 | 0 | [11 empty] | Advanced Microgrid Solutions Inc | 100 | Advanced Microgrid Solutions Inc | 100
Deneb Community Solar | 61715_G_DENE | 61715 | G | DENE |  | Solar PV |  | MIS_MNWI | Minnesota | 27 | Kandiyohi | 67 | 27067 | 1 | 0 | 2019 | 9999 |  |  | N | Solar | [13 empty] | 0 | 0 | 0 | 0 | [11 empty] | Deneb Community Solar Garden LLC | 100 | Deneb Community Solar Garden LLC | 100
Kaus Community Solar | 61716_G_KAUS | 61716 | G | KAUS |  | Solar PV |  | MIS_MNWI | Minnesota | 27 | Dodge | 39 | 27039 | 1 | 0 | 2019 | 9999 |  |  | N | Solar | [13 empty] | 0 | 0 | 0 | 0 | [11 empty] | Kaus Community Solar Garden LLC | 100 | Kaus Community Solar Garden LLC | 100
IRE Solar I, LLC | 61717_G_SSIRE | 61717 | G | SSIRE |  | Solar PV |  | NY_Z_D | New York | 36 | St Lawrence | 89 | 36089 | 1 | 0 | 2017 | 9999 |  |  | N | Solar | [13 empty] | 0 | 0 | 0 | 0 | [11 empty] | IRE Solar 1 LLC | 100 | Greenwood Energy | 100
Aerolease | 61718_G_APLEX | 61718 | G | APLEX |  | Solar PV |  | WEC_LADW | California | 6 | Los Angeles | 37 | 06037 | 1.1 | 0 | 2018 | 9999 |  |  | N | Solar | [13 empty] | 0 | 0 | 0 | 0 | [11 empty] | PCS Energy LLC | 100 | PCS Energy LLC | 100
CJ Solar I, LLC | 61719_G_LWCJ1 | 61719 | G | LWCJ1 |  | Solar PV |  | NY_Z_D | New York | 36 | St Lawrence | 89 | 36089 | 2 | 0 | 2018 | 9999 |  |  | N | Solar | [13 empty] | 0 | 0 | 0 | 0 | [11 empty] | CJ Solar 1 LLC | 100 | Greenwood Energy | 100
Libby | 6172_G_1 | 6172 | G | 1 |  | Hydro |  | WECC_MT | Montana | 30 | Lincoln | 53 | 30053 | 105 | 0 | 1975 | 9999 |  |  | N | Hydro | [13 empty] | 0 | 0 | 0 | 0 | [11 empty] | USACE Northwestern Division | 100 | U S Army Corps of Engineers | 100
Libby | 6172_G_2 | 6172 | G | 2 |  | Hydro |  | WECC_MT | Montana | 30 | Lincoln | 53 | 30053 | 105 | 0 | 1975 | 9999 |  |  | N | Hydro | [13 empty] | 0 | 0 | 0 | 0 | [11 empty] | USACE Northwestern Division | 100 | U S Army Corps of Engineers | 100
Libby | 6172_G_3 | 6172 | G | 3 |  | Hydro |  | WECC_MT | Montana | 30 | Lincoln | 53 | 30053 | 105 | 0 | 1976 | 9999 |  |  | N | Hydro | [13 empty] | 0 | 0 | 0 | 0 | [11 empty] | USACE Northwestern Division | 100 | U S Army Corps of Engineers | 100
Libby | 6172_G_4 | 6172 | G | 4 |  | Hydro |  | WECC_MT | Montana | 30 | Lincoln | 53 | 30053 | 105 | 0 | 1976 | 9999 |  |  | N | Hydro | [13 empty] | 0 | 0 | 0 | 0 | [11 empty] | USACE Northwestern Division | 100 | U S Army Corps of Engineers | 100
Libby | 6172_G_5 | 6172 | G | 5 |  | Hydro |  | WECC_MT | Montana | 30 | Lincoln | 53 | 30053 | 105 | 0 | 1984 | 9999 |  |  | N | Hydro | [13 empty] | 0 | 0 | 0 | 0 | [11 empty] | USACE Northwestern Division | 100 | U S Army Corps of Engineers | 100
COU Solar I, LLC | 61720_G_LECOU | 61720 | G | LECOU |  | Solar PV |  | NY_Z_D | New York | 36 | St Lawrence | 89 | 36089 | 1.5 | 0 | 2018 | 9999 |  |  | N | Solar | [13 empty] | 0 | 0 | 0 | 0 | [11 empty] | COU Solar 1 LLC | 100 | Greenwood Energy | 100
HEBT WLA 1 | 61721_G_WLA01 | 61721 | G | WLA01 |  | Energy Storage |  | WECC_SCE | California | 6 | Orange | 59 | 06059 | 1 | 0 | 2019 | 9999 |  |  | N | Energy Storage | [13 empty] | 0 | 0 | 0 | 0 | [11 empty] | Advanced Microgrid Solutions Inc | 100 | Advanced Microgrid Solutions Inc | 100
HEBT WLA 1 | 61721_G_WLA02 | 61721 | G | WLA02 |  | Energy Storage |  | WECC_SCE | California | 6 | Orange | 59 | 06059 | 1 | 0 | 2019 | 9999 |  |  | N | Energy Storage | [13 empty] | 0 | 0 | 0 | 0 | [11 empty] | Advanced Microgrid Solutions Inc | 100 | Advanced Microgrid Solutions Inc | 100
HEBT WLA 1 | 61721_G_WLA03 | 61721 | G | WLA03 |  | Energy Storage |  | WECC_SCE | California | 6 | Orange | 59 | 06059 | 1 | 0 | 2019 | 9999 |  |  | N | Energy Storage | [13 empty] | 0 | 0 | 0 | 0 | [11 empty] | Advanced Microgrid Solutions Inc | 100 | Advanced Microgrid Solutions Inc | 100
HEBT WLA 1 | 61721_G_WLA04 | 61721 | G | WLA04 |  | Energy Storage |  | WECC_SCE | California | 6 | Orange | 59 | 06059 | 1.5 | 0 | 2019 | 9999 |  |  | N | Energy Storage | [13 empty] | 0 | 0 | 0 | 0 | [11 empty] | Advanced Microgrid Solutions Inc | 100 | Advanced Microgrid Solutions Inc | 100
HEBT WLA 1 | 61721_G_WLA05 | 61721 | G | WLA05 |  | Energy Storage |  | WECC_SCE | California | 6 | Orange | 59 | 06059 | 1.3 | 0 | 2019 | 9999 |  |  | N | Energy Storage | [13 empty] | 0 | 0 | 0 | 0 | [11 empty] | Advanced Microgrid Solutions Inc | 100 | Advanced Microgrid Solutions Inc | 100
HEBT WLA 1 | 61721_G_WLA06 | 61721 | G | WLA06 |  | Energy Storage |  | WECC_SCE | California | 6 | Orange | 59 | 06059 | 1.2 | 0 | 2019 | 9999 |  |  | N | Energy Storage | [13 empty] | 0 | 0 | 0 | 0 | [11 empty] | Advanced Microgrid Solutions Inc | 100 | Advanced Microgrid Solutions Inc | 100
HEBT WLA 1 | 61721_G_WLA07 | 61721 | G | WLA07 |  | Energy Storage |  | WECC_SCE | California | 6 | Orange | 59 | 06059 | 1 | 0 | 2019 | 9999 |  |  | N | Energy Storage | [13 empty] | 0 | 0 | 0 | 0 | [11 empty] | Advanced Microgrid Solutions Inc | 100 | Advanced Microgrid Solutions Inc | 100
HEBT WLA 1 | 61721_G_WLA08 | 61721 | G | WLA08 |  | Energy Storage |  | WECC_SCE | California | 6 | Orange | 59 | 06059 | 1.9 | 0 | 2019 | 9999 |  |  | N | Energy Storage | [13 empty] | 0 | 0 | 0 | 0 | [11 empty] | Advanced Microgrid Solutions Inc | 100 | Advanced Microgrid Solutions Inc | 100
HEBT WLA 1 | 61721_G_WLA09 | 61721 | G | WLA09 |  | Energy Storage |  | WECC_SCE | California | 6 | Orange | 59 | 06059 | 4.5 | 0 | 2019 | 9999 |  |  | N | Energy Storage | [13 empty] | 0 | 0 | 0 | 0 | [11 empty] | Advanced Microgrid Solutions Inc | 100 | Advanced Microgrid Solutions Inc | 100
HEBT WLA 1 | 61721_G_WLA10 | 61721 | G | WLA10 |  | Energy Storage |  | WECC_SCE | California | 6 | Orange | 59 | 06059 | 1.3 | 0 | 2019 | 9999 |  |  | N | Energy Storage | [13 empty] | 0 | 0 | 0 | 0 | [11 empty] | Advanced Microgrid Solutions Inc | 100 | Advanced Microgrid Solutions Inc | 100
HEBT WLA 1 | 61721_G_WLA1C | 61721 | G | WLA1C |  | Energy Storage |  | WECC_SCE | California | 6 | Orange | 59 | 06059 | 11.8 | 0 | 2019 | 9999 |  |  | N | Energy Storage | [13 empty] | 0 | 0 | 0 | 0 | [11 empty] | Advanced Microgrid Solutions Inc | 100 | Advanced Microgrid Solutions Inc | 100
HEBT Irvine 1 | 61722_G_IRV01 | 61722 | G | IRV01 |  | Energy Storage |  | WECC_SCE | California | 6 | Orange | 59 | 06059 | 1 | 0 | 2018 | 9999 |  |  | N | Energy Storage | [13 empty] | 0 | 0 | 0 | 0 | [11 empty] | Advanced Microgrid Solutions Inc | 100 | Advanced Microgrid Solutions Inc | 100
HEBT Irvine 1 | 61722_G_IRV1W | 61722 | G | IRV1W |  | Energy Storage |  | WECC_SCE | California | 6 | Orange | 59 | 06059 | 4.5 | 0 | 2018 | 9999 |  |  | N | Energy Storage | [13 empty] | 0 | 0 | 0 | 0 | [11 empty] | Advanced Microgrid Solutions Inc | 100 | Advanced Microgrid Solutions Inc | 100
HEBT Irvine 2 | 61723_G_IRV06 | 61723 | G | IRV06 |  | Energy Storage |  | WECC_SCE | California | 6 | Orange | 59 | 06059 | 2.5 | 0 | 2018 | 9999 |  |  | N | Energy Storage | [13 empty] | 0 | 0 | 0 | 0 | [11 empty] | Advanced Microgrid Solutions Inc | 100 | Advanced Microgrid Solutions Inc | 100
HEBT Irvine 2 | 61723_G_IRV2W | 61723 | G | IRV2W |  | Energy Storage |  | WECC_SCE | California | 6 | Orange | 59 | 06059 | 3.3 | 0 | 2018 | 9999 |  |  | N | Energy Storage | [13 empty] | 0 | 0 | 0 | 0 | [11 empty] | Advanced Microgrid Solutions Inc | 100 | Advanced Microgrid Solutions Inc | 100
Onyx - Saratoga Springs Landfill Solar CSG | 61724_G_10254 | 61724 | G | 10254 |  | Solar PV |  | NY_Z_F | New York | 36 | Saratoga | 91 | 36091 | 2 | 0 | 2017 | 9999 |  |  | N | Solar | [13 empty] | 0 | 0 | 0 | 0 | [11 empty] | Solar Mission SunE LLC | 100 | Onyx Renewable Partners LP | 100
Madison County | 61725_G_PV1 | 61725 | G | PV1 |  | Solar PV |  | NY_Z_C&E | New York | 36 | Madison | 53 | 36053 | 1.8 | 0 | 2017 | 9999 |  |  | N | Solar | [13 empty] | 0 | 0 | 0 | 0 | [11 empty] | AEP OnSite Partners LLC | 100 | American Electric Power Co Inc | 100
Onyx - Pembroke Landfill Solar | 61726_G_10244 | 61726 | G | 10244 |  | Solar PV |  | NENGREST | Massachusetts | 25 | Plymouth | 23 | 25023 | 2.4 | 0 | 2017 | 9999 |  |  | N | Solar | [13 empty] | 0 | 0 | 0 | 0 | [11 empty] | Onyx Asset Services Group LLC | 100 | Onyx Renewable Partners LP | 100
Onyx - Brockton Thatcher Landfill Solar CSG | 61727_G_10238 | 61727 | G | 10238 |  | Solar PV |  | NENGREST | Massachusetts | 25 | Plymouth | 23 | 25023 | 3.7 | 0 | 2017 | 9999 |  |  | N | Solar | [13 empty] | 0 | 0 | 0 | 0 | [11 empty] | Solar Mission SunE LLC | 100 | Onyx Renewable Partners LP | 100
Barrett Farm Solar - Phase I | 61728_G_10263 | 61728 | G | 10263 |  | Solar PV |  | NENG_CT | Connecticut | 9 | Windham | 15 | 09015 | 2.4 | 0 | 2017 | 9999 |  |  | N | Solar | [13 empty] | 0 | 0 | 0 | 0 | [11 empty] | Onyx Asset Services Group LLC | 100 | Onyx Renewable Partners LP | 100
Richmond Solar Site 2 | 61729_G_SRIC2 | 61729 | G | SRIC2 |  | Solar PV |  | PJM_West | Indiana | 18 | Wayne | 177 | 18177 | 7.5 | 0 | 2018 | 9999 |  |  | N | Solar | [13 empty] | 0 | 0 | 0 | 0 | [11 empty] | Indiana Municipal Power Agency | 100 | Indiana Municipal Power Agency | 100
MA Solar Storage 1 Hybrid | 61730_G_61730 | 61730 | G | 61730 |  | Energy Storage |  | NENGREST | Massachusetts | 25 | Worcester | 27 | 25027 | 1 | 0 | 2018 | 9999 |  |  | N | Energy Storage | [13 empty] | 0 | 0 | 0 | 0 | [11 empty] | Origis Energy USA Inc | 100 | Origis Energy | 100
MA Solar Storage 1 Hybrid | 61730_G_SCSS1 | 61730 | G | SCSS1 |  | Solar PV |  | NENGREST | Massachusetts | 25 | Worcester | 27 | 25027 | 1.1 | 0 | 2018 | 9999 |  |  | N | Solar | [13 empty] | 0 | 0 | 0 | 0 | [11 empty] | Origis Energy USA Inc | 100 | Origis Energy | 100
Solten Plainville 6000, LLC | 61731_G_PLAIN | 61731 | G | PLAIN |  | Solar PV |  | NENGREST | Massachusetts | 25 | Norfolk | 21 | 25021 | 4.9 | 0 | 2017 | 9999 |  |  | N | Solar | [13 empty] | 0 | 0 | 0 | 0 | [11 empty] | Solar Projectco 6 LLC | 100 | Soltage LLC | 100
Randolph | 61732_G_RAND | 61732 | G | RAND |  | Solar PV |  | NENGREST | Massachusetts | 25 | Norfolk | 21 | 25021 | 3.8 | 0 | 2017 | 9999 |  |  | N | Solar | [13 empty] | 0 | 0 | 0 | 0 | [11 empty] | Solar Projectco 6 LLC | 100 | Soltage LLC | 100
Haywood Solar | 61733_G_HWOOD | 61733 | G | HWOOD |  | Solar PV |  | S_C_TVA | Tennessee | 47 | Haywood | 75 | 47075 | 3 | 0 | 2017 | 9999 |  |  | N | Solar | [13 empty] | 0 | 0 | 0 | 0 | [11 empty] | Haywood Solar LLC | 100 | Silicon Ranch Corp | 100
Seneca Nation Cattaraugus Wind Turbine | 61734_G_1 | 61734 | G | 1 |  | Onshore Wind |  | NY_Z_A | New York | 36 | Erie | 29 | 36029 | 1.5 | 0 | 2017 | 9999 |  |  | N | Wind | [13 empty] | 0 | 0 | 0 | 0 | [11 empty] | Seneca Nation of Indians | 100 | Seneca Nation of Indians | 100
Hilltopper Wind Project | 61735_G_WT1 | 61735 | G | WT1 |  | Onshore Wind |  | MIS_IL | Illinois | 17 | Logan | 107 | 17107 | 185 | 0 | 2019 | 9999 |  |  | N | Wind | [13 empty] | 0 | 0 | 0 | 0 | [11 empty] | Enel Green Power Hilltopper Wind LLC | 100 | Enel SpA | 100
Woods Hill Solar | 61736_G_PV1 | 61736 | G | PV1 |  | Solar PV |  | NENG_CT | Connecticut | 9 | Windham | 15 | 09015 | 20 | 0 | 2018 | 9999 |  |  | N | Solar | [13 empty] | 0 | 0 | 0 | 0 | [11 empty] | Woods Hill Solar LLC | 100 | Enel SpA | 100
Navy Yard Peaker Station | 61737_G_GEN1 | 61737 | G | GEN1 |  | Combustion Turbine | IC Engine | PJM_EMAC | Pennsylvania | 42 | Philadelphia | 101 | 42101 | 2 | 12807 | 2017 | 9999 |  |  | N | Natural Gas | [13 empty] | 1.061 | 1.061 | 1.061 | 1.061 | [11 empty] | Philadelphia Industrial Development Corp | 100 | Philadelphia Industrial Development Corp | 100
Navy Yard Peaker Station | 61737_G_GEN2 | 61737 | G | GEN2 |  | Combustion Turbine | IC Engine | PJM_EMAC | Pennsylvania | 42 | Philadelphia | 101 | 42101 | 2 | 12807 | 2017 | 9999 |  |  | N | Natural Gas | [13 empty] | 1.061 | 1.061 | 1.061 | 1.061 | [11 empty] | Philadelphia Industrial Development Corp | 100 | Philadelphia Industrial Development Corp | 100
Navy Yard Peaker Station | 61737_G_GEN3 | 61737 | G | GEN3 |  | Combustion Turbine | IC Engine | PJM_EMAC | Pennsylvania | 42 | Philadelphia | 101 | 42101 | 2 | 12807 | 2017 | 9999 |  |  | N | Natural Gas | [13 empty] | 1.061 | 1.061 | 1.061 | 1.061 | [11 empty] | Philadelphia Industrial Development Corp | 100 | Philadelphia Industrial Development Corp | 100
Navy Yard Peaker Station | 61737_G_GEN4 | 61737 | G | GEN4 |  | Combustion Turbine | IC Engine | PJM_EMAC | Pennsylvania | 42 | Philadelphia | 101 | 42101 | 2 | 10745 | 2018 | 9999 |  |  | N | Natural Gas | [13 empty] | 1.061 | 1.061 | 1.061 | 1.061 | [11 empty] | Philadelphia Industrial Development Corp | 100 | Philadelphia Industrial Development Corp | 100
GWCC PV Solar Farm | 61738_G_SOLAR | 61738 | G | SOLAR |  | Solar PV |  | PJM_SMAC | Maryland | 24 | Prince Georges | 33 | 24033 | 1.6 | 0 | 2015 | 9999 |  |  | N | Solar | [13 empty] | 0 | 0 | 0 | 0 | [11 empty] | US Dept of Agriculture | 100 | US Dept of Agriculture | 100
Lockheed Martin RMS Syracuse | 61739_G_SYR1 | 61739 | G | SYR1 |  | Energy Storage |  | NY_Z_C&E | New York | 36 | Onondaga | 67 | 36067 | 1 | 0 | 2017 | 9999 |  |  | N | Energy Storage | [13 empty] | 0 | 0 | 0 | 0 | [11 empty] | Lockheed Martin RMS Syracuse | 100 | Lockheed Martin Corp | 100
Lost Creek | 6174_G_1 | 6174 | G | 1 |  | Hydro |  | WECC_PNW | Oregon | 41 | Jackson | 29 | 41029 | 24.5 | 0 | 1977 | 9999 |  |  | N | Hydro | [13 empty] | 0 | 0 | 0 | 0 | [11 empty] | USACE Northwestern Division | 100 | U S Army Corps of Engineers | 100
Lost Creek | 6174_G_2 | 6174 | G | 2 |  | Hydro |  | WECC_PNW | Oregon | 41 | Jackson | 29 | 41029 | 24.5 | 0 | 1977 | 9999 |  |  | N | Hydro | [13 empty] | 0 | 0 | 0 | 0 | [11 empty] | USACE Northwestern Division | 100 | U S Army Corps of Engineers | 100
Gratis Road Solar Facility | 61740_G_GR01 | 61740 | G | GR01 |  | Solar PV |  | S_SOU | Georgia | 13 | Walton | 297 | 13297 | 3 | 0 | 2018 | 9999 |  |  | N | Solar | [13 empty] | 0 | 0 | 0 | 0 | [11 empty] | Walton Solar LLC | 100 | Walton Solar LLC | 100
Kingsberry Energy Storage System | 61741_G_KBESS | 61741 | G | KBESS |  | Energy Storage |  | ERC_REST | Texas | 48 | Travis | 453 | 48453 | 1.5 | 0 | 2018 | 9999 |  |  | N | Energy Storage | [13 empty] | 0 | 0 | 0 | 0 | [11 empty] | Austin Energy | 100 | Austin Energy | 100
System Control Center | 61742_G_GEN1 | 61742 | G | GEN1 |  | Energy Storage |  | ERC_REST | Texas | 48 | Travis | 453 | 48453 | 2.5 | 0 | 2012 | 9999 |  |  | N | Energy Storage | [13 empty] | 0 | 0 | 0 | 0 | [11 empty] | Austin Energy | 100 | Austin Energy | 100
System Control Center | 61742_G_GEN2 | 61742 | G | GEN2 |  | Energy Storage |  | ERC_REST | Texas | 48 | Travis | 453 | 48453 | 2.5 | 0 | 2012 | 9999 |  |  | N | Energy Storage | [13 empty] | 0 | 0 | 0 | 0 | [11 empty] | Austin Energy | 100 | Austin Energy | 100
Naval Sub Base New London Fuel Cell | 61743_G_MMH2 | 61743 | G | MMH2 |  | Fuel Cell |  | NENG_CT | Connecticut | 9 | New London | 11 | 09011 | 3.7 | 9500 | 2020 | 9999 |  |  | N | Natural Gas | [13 empty] | 0 | 0 | 0 | 0 | [11 empty] | Groton Fuel Cell I LLC | 100 | FuelCell Energy Inc | 100
Naval Sub Base New London Fuel Cell | 61743_G_MMH3 | 61743 | G | MMH3 |  | Fuel Cell |  | NENG_CT | Connecticut | 9 | New London | 11 | 09011 | 3.7 | 9500 | 2021 | 9999 |  |  | N | Natural Gas | [13 empty] | 0 | 0 | 0 | 0 | [11 empty] | Groton Fuel Cell I LLC | 100 | FuelCell Energy Inc | 100
L'Oreal Solar - Florence | 61744_G_1 | 61744 | G | 1 |  | Solar PV |  | PJM_West | Kentucky | 21 | Boone | 15 | 21015 | 1.1 | 0 | 2017 | 9999 |  |  | N | Solar | [13 empty] | 0 | 0 | 0 | 0 | [11 empty] | Loreal USA Inc | 100 | Loréal SA | 100
Aurora County Wind | 61745_G_ACSD | 61745 | G | ACSD |  | Onshore Wind |  | SPP_WAUE | South Dakota | 46 | Aurora | 3 | 46003 | 20 | 0 | 2018 | 9999 |  |  | N | Wind | [13 empty] | 0 | 0 | 0 | 0 | [11 empty] | Aurora County Wind LLC | 100 | Consolidated Edison Inc | 100
Brule County Wind | 61746_G_BCSD | 61746 | G | BCSD |  | Onshore Wind |  | SPP_WAUE | South Dakota | 46 | Brule | 15 | 46015 | 20 | 0 | 2018 | 9999 |  |  | N | Wind | [13 empty] | 0 | 0 | 0 | 0 | [11 empty] | Brule County Wind LLC | 100 | Consolidated Edison Inc | 100
Foxtail Wind, LLC | 61747_G_1 | 61747 | G | 1 |  | Onshore Wind |  | MIS_MAPP | North Dakota | 38 | Dickey | 21 | 38021 | 150 | 0 | 2019 | 9999 |  |  | N | Wind | [13 empty] | 0 | 0 | 0 | 0 | [11 empty] | Xcel Energy Inc | 100 | Xcel Energy Inc | 100
Southern Current One, LLC | 61748_G_PRGE1 | 61748 | G | PRGE1 |  | Solar PV |  | S_VACA | South Carolina | 45 | Allendale | 5 | 45005 | 10.2 | 0 | 2017 | 9999 |  |  | N | Solar | [13 empty] | 0 | 0 | 0 | 0 | [11 empty] | Southern Current One LLC | 100 | Cypress Creek Holdings LLC | 100
Lower Granite | 6175_G_1 | 6175 | G | 1 |  | Hydro |  | WECC_PNW | Washington | 53 | Whitman | 75 | 53075 | 135 | 0 | 1975 | 9999 |  |  | N | Hydro | [13 empty] | 0 | 0 | 0 | 0 | [11 empty] | USACE Northwestern Division | 100 | U S Army Corps of Engineers | 100
Lower Granite | 6175_G_2 | 6175 | G | 2 |  | Hydro |  | WECC_PNW | Washington | 53 | Whitman | 75 | 53075 | 127 | 0 | 1975 | 9999 |  |  | N | Hydro | [13 empty] | 0 | 0 | 0 | 0 | [11 empty] | USACE Northwestern Division | 100 | U S Army Corps of Engineers | 100
Lower Granite | 6175_G_3 | 6175 | G | 3 |  | Hydro |  | WECC_PNW | Washington | 53 | Whitman | 75 | 53075 | 135 | 0 | 1975 | 9999 |  |  | N | Hydro | [13 empty] | 0 | 0 | 0 | 0 | [11 empty] | USACE Northwestern Division | 100 | U S Army Corps of Engineers | 100
Lower Granite | 6175_G_4 | 6175 | G | 4 |  | Hydro |  | WECC_PNW | Washington | 53 | Whitman | 75 | 53075 | 135 | 0 | 1978 | 9999 |  |  | N | Hydro | [13 empty] | 0 | 0 | 0 | 0 | [11 empty] | USACE Northwestern Division | 100 | U S Army Corps of Engineers | 100
Lower Granite | 6175_G_5 | 6175 | G | 5 |  | Hydro |  | WECC_PNW | Washington | 53 | Whitman | 75 | 53075 | 135 | 0 | 1978 | 9999 |  |  | N | Hydro | [13 empty] | 0 | 0 | 0 | 0 | [11 empty] | USACE Northwestern Division | 100 | U S Army Corps of Engineers | 100
Lower Granite | 6175_G_6 | 6175 | G | 6 |  | Hydro |  | WECC_PNW | Washington | 53 | Whitman | 75 | 53075 | 135 | 0 | 1978 | 9999 |  |  | N | Hydro | [13 empty] | 0 | 0 | 0 | 0 | [11 empty] | USACE Northwestern Division | 100 | U S Army Corps of Engineers | 100
Wistaria Ranch Solar | 61750_G_WICA | 61750 | G | WICA |  | Solar PV |  | WECC_IID | California | 6 | Imperial | 25 | 06025 | 100 | 0 | 2018 | 9999 |  |  | N | Solar | [13 empty] | 0 | 0 | 0 | 0 | [11 empty] | CED Wistaria Solar LLC | 100 | Consolidated Edison Inc | 100
Rotor Clip | 61751_G_RCLIP | 61751 | G | RCLIP |  | Solar PV |  | PJM_EMAC | New Jersey | 34 | Somerset | 35 | 34035 | 2.7 | 0 | 2018 | 9999 |  |  | N | Solar | [13 empty] | 0 | 0 | 0 | 0 | [11 empty] | Merit Sustainable Infrastructure | 100 | Merit Sustainable Infrastructure | 100
Quincy II Solar Garden | 61752_G_PV1 | 61752 | G | PV1 |  | Solar PV |  | WECC_CO | Colorado | 8 | Arapahoe | 5 | 08005 | 1.5 | 0 | 2018 | 9999 |  |  | N | Solar | [13 empty] | 0 | 0 | 0 | 0 | [11 empty] | AEP OnSite Partners LLC | 100 | American Electric Power Co Inc | 100
Imboden Solar Garden | 61753_G_PV1 | 61753 | G | PV1 |  | Solar PV |  | WECC_CO | Colorado | 8 | Adams | 1 | 08001 | 1.5 | 0 | 2018 | 9999 |  |  | N | Solar | [13 empty] | 0 | 0 | 0 | 0 | [11 empty] | AEP OnSite Partners LLC | 100 | American Electric Power Co Inc | 100
Imboden Solar Garden | 61753_G_PV2 | 61753 | G | PV2 |  | Solar PV |  | WECC_CO | Colorado | 8 | Adams | 1 | 08001 | 1.5 | 0 | 2018 | 9999 |  |  | N | Solar | [13 empty] | 0 | 0 | 0 | 0 | [11 empty] | AEP OnSite Partners LLC | 100 | American Electric Power Co Inc | 100
SunSelect1 | 61754_G_1 | 61754 | G | 1 |  | Combustion Turbine | IC Engine | WECC_SCE | California | 6 | Kern | 29 | 06029 | 3.3 | 9240 | 2018 | 9999 |  |  | Y | Natural Gas | [13 empty] | 1.061 | 1.061 | 1.061 | 1.061 | [11 empty] | Sunselect Produce (California) Inc | 100 | Sunselect Produce (California) Inc | 100
SunSelect1 | 61754_G_2 | 61754 | G | 2 |  | Combustion Turbine | IC Engine | WECC_SCE | California | 6 | Kern | 29 | 06029 | 3.3 | 9240 | 2018 | 9999 |  |  | Y | Natural Gas | [13 empty] | 1.061 | 1.061 | 1.061 | 1.061 | [11 empty] | Sunselect Produce (California) Inc | 100 | Sunselect Produce (California) Inc | 100
East Acres Solar NG, LLC | 61755_G_EA | 61755 | G | EA |  | Solar PV |  | NENGREST | Massachusetts | 25 | Berkshire | 3 | 25003 | 5.8 | 0 | 2017 | 9999 |  |  | N | Solar | [13 empty] | 0 | 0 | 0 | 0 | [11 empty] | Nugen Capital Management | 100 | Nugen Capital Management LLC | 100
Meadow Lake Wind Farm VI LLC | 61756_G_MWLVI | 61756 | G | MWLVI |  | Onshore Wind |  | MIS_INKY | Indiana | 18 | Benton | 7 | 18007 | 200.4 | 0 | 2018 | 9999 |  |  | N | Wind | [13 empty] | 0 | 0 | 0 | 0 | [11 empty] | Meadow Lake Wind Farm VI LLC | 100 | Energias de Portugal SA | 100
Gaston County Renewable Energy Center | 61758_G_GEN1 | 61758 | G | GEN1 |  | Landfill Gas |  | S_VACA | North Carolina | 37 | Gaston | 71 | 37071 | 1.4 | 13500 | 2011 | 9999 |  |  | N | Landfill Gas | [13 empty] | 0.22117 | 0.22117 | 0.22117 | 0.22117 | [11 empty] | Gaston County Solid Waste & Recycling Division | 100 | Gaston County NC | 100
Gaston County Renewable Energy Center | 61758_G_GEN2 | 61758 | G | GEN2 |  | Landfill Gas |  | S_VACA | North Carolina | 37 | Gaston | 71 | 37071 | 1.4 | 13500 | 2011 | 9999 |  |  | N | Landfill Gas | [13 empty] | 0.22117 | 0.22117 | 0.22117 | 0.22117 | [11 empty] | Gaston County Solid Waste & Recycling Division | 100 | Gaston County NC | 100
Gaston County Renewable Energy Center | 61758_G_GEN3 | 61758 | G | GEN3 |  | Landfill Gas |  | S_VACA | North Carolina | 37 | Gaston | 71 | 37071 | 1.4 | 13500 | 2011 | 9999 |  |  | N | Landfill Gas | [13 empty] | 0.22117 | 0.22117 | 0.22117 | 0.22117 | [11 empty] | Gaston County Solid Waste & Recycling Division | 100 | Gaston County NC | 100
Covington Solar Farm | 61759_G_CVS1 | 61759 | G | CVS1 |  | Solar PV |  | SPP_WEST | Oklahoma | 40 | Garfield | 47 | 40047 | 10 | 0 | 2018 | 9999 |  |  | N | Solar | [13 empty] | 0 | 0 | 0 | 0 | [11 empty] | OGE Energy Corp | 100 | OGE Energy Corp | 100
Douglas County Forest Products | 61761_G_GEN-1 | 61761 | G | GEN-1 |  | Biomass |  | WECC_PNW | Oregon | 41 | Douglas | 19 | 41019 | 6.3 | 11373 | 2006 | 9999 |  |  | Y | Biomass | [13 empty] | 0.22033 | 0.22033 | 0.22033 | 0.22033 | [11 empty] | Douglas County Forest Products | 100 | Douglas County Forest Products | 100
Sherburne North Project CSG | 61762_G_SHERB | 61762 | G | SHERB |  | Solar PV |  | MIS_MNWI | Minnesota | 27 | Sherburne | 141 | 27141 | 5 | 0 | 2018 | 9999 |  |  | N | Solar | [13 empty] | 0 | 0 | 0 | 0 | [11 empty] | DG Minnesota CSG LLC | 100 | NextEra Energy Inc | 100
Sunshine Gateway Solar Energy Center | 61763_G_1 | 61763 | G | 1 |  | Solar PV |  | FRCC | Florida | 12 | Columbia | 23 | 12023 | 74.5 | 0 | 2019 | 9999 |  |  | N | Solar | [13 empty] | 0 | 0 | 0 | 0 | [11 empty] | Florida Power & Light Co | 100 | NextEra Energy Inc | 100
Gore Mountain Solar II | 61764_G_SNWH2 | 61764 | G | SNWH2 |  | Solar PV |  | NY_Z_F | New York | 36 | Washington | 115 | 36115 | 2 | 0 | 2016 | 9999 |  |  | N | Solar | [13 empty] | 0 | 0 | 0 | 0 | [11 empty] | Gore Mountain | 100 | Gore Mountain | 100
HGS Solar I | 61765_G_SNWH1 | 61765 | G | SNWH1 |  | Solar PV |  | NY_Z_F | New York | 36 | Washington | 115 | 36115 | 2 | 0 | 2016 | 9999 |  |  | N | Solar | [13 empty] | 0 | 0 | 0 | 0 | [11 empty] | HGS Solar I LLC | 100 | HGS Solar I LLC | 100
Miami Dade Solar Energy Center | 61766_G_1 | 61766 | G | 1 |  | Solar PV |  | FRCC | Florida | 12 | Miami Dade | 86 | 12086 | 74.5 | 0 | 2019 | 9999 |  |  | N | Solar | [13 empty] | 0 | 0 | 0 | 0 | [11 empty] | Florida Power & Light Co | 100 | NextEra Energy Inc | 100
Pioneer Trail Solar Energy Center | 61767_G_1 | 61767 | G | 1 |  | Solar PV |  | FRCC | Florida | 12 | Volusia | 127 | 12127 | 74.5 | 0 | 2019 | 9999 |  |  | N | Solar | [13 empty] | 0 | 0 | 0 | 0 | [11 empty] | Florida Power & Light Co | 100 | NextEra Energy Inc | 100
Interstate Solar Energy Center | 61768_G_1 | 61768 | G | 1 |  | Solar PV |  | FRCC | Florida | 12 | St Lucie | 111 | 12111 | 74.5 | 0 | 2019 | 9999 |  |  | N | Solar | [13 empty] | 0 | 0 | 0 | 0 | [11 empty] | Florida Power & Light Co | 100 | NextEra Energy Inc | 100
Syncarpha Hancock I CSG | 61769_G_SYNH1 | 61769 | G | SYNH1 |  | Solar PV |  | NENGREST | Massachusetts | 25 | Berkshire | 3 | 25003 | 2 | 0 | 2017 | 9999 |  |  | N | Solar | [13 empty] | 0 | 0 | 0 | 0 | [11 empty] | Syncarpha Hancock I LLC | 100 | Syncarpha Capital | 100
Syncarpha Hancock II CSG | 61770_G_SYNH2 | 61770 | G | SYNH2 |  | Solar PV |  | NENGREST | Massachusetts | 25 | Berkshire | 3 | 25003 | 2 | 0 | 2017 | 9999 |  |  | N | Solar | [13 empty] | 0 | 0 | 0 | 0 | [11 empty] | Syncarpha Hancock II LLC | 100 | Syncarpha Capital | 100
Syncarpha Hancock III CSG | 61771_G_SYNH3 | 61771 | G | SYNH3 |  | Solar PV |  | NENGREST | Massachusetts | 25 | Berkshire | 3 | 25003 | 1 | 0 | 2017 | 9999 |  |  | N | Solar | [13 empty] | 0 | 0 | 0 | 0 | [11 empty] | Syncarpha Hancock III LLC | 100 | Syncarpha Capital | 100
Palmas Wind, LLC | 61773_G_PW | 61773 | G | PW |  | Onshore Wind |  | ERC_REST | Texas | 48 | Cameron | 61 | 48061 | 142.6 | 0 | 2020 | 9999 |  |  | N | Wind | [13 empty] | 0 | 0 | 0 | 0 | [11 empty] | Palmas Wind LLC | 100 | Acciona Energia | 100
Syncarpha Still River, LLC CSG | 61774_G_SYNBO | 61774 | G | SYNBO |  | Solar PV |  | NENGREST | Massachusetts | 25 | Worcester | 27 | 25027 | 2 | 0 | 2016 | 9999 |  |  | N | Solar | [13 empty] | 0 | 0 | 0 | 0 | [11 empty] | Syncarpha Still River LLC | 100 | Syncarpha Capital | 100
Town of Otis Wind Energy Project | 61775_G_OT196 | 61775 | G | OT196 |  | Onshore Wind |  | NENGREST | Massachusetts | 25 | Berkshire | 3 | 25003 | 1.5 | 0 | 2018 | 9999 |  |  | N | Wind | [13 empty] | 0 | 0 | 0 | 0 | [11 empty] | Otis MA (Town of) | 100 | Otis MA (Town of) | 100
Midway Wind, LLC | 61776_G_MIDWY | 61776 | G | MIDWY |  | Onshore Wind |  | ERC_REST | Texas | 48 | San Patricio | 409 | 48409 | 162.9 | 0 | 2019 | 9999 |  |  | N | Wind | [13 empty] | 0 | 0 | 0 | 0 | [11 empty] | Midway Wind LLC | 100 | Sammons Enterprises Inc | 100
Brevard | 61777_G_ENG1 | 61777 | G | ENG1 |  | Landfill Gas |  | FRCC | Florida | 12 | Brevard | 9 | 12009 | 1.6 | 13500 | 2008 | 9999 |  |  | N | Landfill Gas | [13 empty] | 0.14031 | 0.14031 | 0.14031 | 0.14031 | [11 empty] | Brevard Energy LLC | 100 | Brevard Energy LLC | 100
Brevard | 61777_G_ENG2 | 61777 | G | ENG2 |  | Landfill Gas |  | FRCC | Florida | 12 | Brevard | 9 | 12009 | 1.6 | 13500 | 2008 | 9999 |  |  | N | Landfill Gas | [13 empty] | 0.14031 | 0.14031 | 0.14031 | 0.14031 | [11 empty] | Brevard Energy LLC | 100 | Brevard Energy LLC | 100
Brevard | 61777_G_ENG3 | 61777 | G | ENG3 |  | Landfill Gas |  | FRCC | Florida | 12 | Brevard | 9 | 12009 | 1.6 | 13500 | 2008 | 9999 |  |  | N | Landfill Gas | [13 empty] | 0.14031 | 0.14031 | 0.14031 | 0.14031 | [11 empty] | Brevard Energy LLC | 100 | Brevard Energy LLC | 100
Brevard | 61777_G_ENG4 | 61777 | G | ENG4 |  | Landfill Gas |  | FRCC | Florida | 12 | Brevard | 9 | 12009 | 1.6 | 13500 | 2008 | 9999 |  |  | N | Landfill Gas | [13 empty] | 0.14031 | 0.14031 | 0.14031 | 0.14031 | [11 empty] | Brevard Energy LLC | 100 | Brevard Energy LLC | 100
Brevard | 61777_G_ENG5 | 61777 | G | ENG5 |  | Landfill Gas |  | FRCC | Florida | 12 | Brevard | 9 | 12009 | 1.6 | 13500 | 2008 | 9999 |  |  | N | Landfill Gas | [13 empty] | 0.14031 | 0.14031 | 0.14031 | 0.14031 | [11 empty] | Brevard Energy LLC | 100 | Brevard Energy LLC | 100
Brevard | 61777_G_ENG6 | 61777 | G | ENG6 |  | Landfill Gas |  | FRCC | Florida | 12 | Brevard | 9 | 12009 | 1.6 | 13500 | 2008 | 9999 |  |  | N | Landfill Gas | [13 empty] | 0.14031 | 0.14031 | 0.14031 | 0.14031 | [11 empty] | Brevard Energy LLC | 100 | Brevard Energy LLC | 100
North 301 Solar | 61778_G_N301 | 61778 | G | N301 |  | Solar PV |  | PJM_Dom | North Carolina | 37 | Halifax | 83 | 37083 | 26.9 | 0 | 2019 | 9999 |  |  | N | Solar | [13 empty] | 0 | 0 | 0 | 0 | [11 empty] | North 301 Solar | 100 | North 301 Solar | 100
Hernando | 61779_G_ENG1 | 61779 | G | ENG1 |  | Landfill Gas |  | FRCC | Florida | 12 | Hernando | 53 | 12053 | 1.6 | 13500 | 2010 | 9999 |  |  | N | Landfill Gas | [13 empty] | 0.2265 | 0.2265 | 0.2265 | 0.2265 | [11 empty] | Timberline Energy LLC | 100 | Archaea Energy Inc | 100
Seminole Energy | 61780_G_ENG1 | 61780 | G | ENG1 |  | Landfill Gas |  | FRCC | Florida | 12 | Seminole | 117 | 12117 | 1.6 | 13500 | 2007 | 9999 |  |  | N | Landfill Gas | [13 empty] | 0.24661 | 0.24661 | 0.24661 | 0.24661 | [11 empty] | Seminole Energy LLC | 100 | Continuum Energy | 100
Seminole Energy | 61780_G_ENG2 | 61780 | G | ENG2 |  | Landfill Gas |  | FRCC | Florida | 12 | Seminole | 117 | 12117 | 1.6 | 13500 | 2007 | 9999 |  |  | N | Landfill Gas | [13 empty] | 0.24661 | 0.24661 | 0.24661 | 0.24661 | [11 empty] | Seminole Energy LLC | 100 | Continuum Energy | 100
Seminole Energy | 61780_G_ENG3 | 61780 | G | ENG3 |  | Landfill Gas |  | FRCC | Florida | 12 | Seminole | 117 | 12117 | 1.6 | 13500 | 2007 | 9999 |  |  | N | Landfill Gas | [13 empty] | 0.24661 | 0.24661 | 0.24661 | 0.24661 | [11 empty] | Seminole Energy LLC | 100 | Continuum Energy | 100
Edenton Solar | 61781_G_EDE | 61781 | G | EDE |  | Solar PV |  | PJM_Dom | North Carolina | 37 | Chowan | 41 | 37041 | 5 | 0 | 2019 | 9999 |  |  | N | Solar | [13 empty] | 0 | 0 | 0 | 0 | [11 empty] | Edenton Solar LLC | 100 | Edenton Solar LLC | 100
Live Oak Wind Project | 61782_G_WTGS | 61782 | G | WTGS |  | Onshore Wind |  | ERC_WEST | Texas | 48 | Schleicher | 413 | 48413 | 199.5 | 0 | 2019 | 9999 |  |  | N | Wind | [13 empty] | 0 | 0 | 0 | 0 | [11 empty] | Live Oak Wind Project LLC | 100 | ENGIE SA | 100
Upstream Wind Energy LLC | 61784_G_UWE | 61784 | G | UWE |  | Onshore Wind |  | SPP_NEBR | Nebraska | 31 | Antelope | 3 | 31003 | 202.5 | 0 | 2018 | 9999 |  |  | N | Wind | [13 empty] | 0 | 0 | 0 | 0 | [11 empty] | Upstream Wind Energy LLC | 100 | WEC Energy Group Inc | 100
Camilla Solar Energy Project | 61785_G_CAMSR | 61785 | G | CAMSR |  | Solar PV |  | S_SOU | Georgia | 13 | Mitchell | 205 | 13205 | 160 | 0 | 2019 | 9999 |  |  | N | Solar | [13 empty] | 0 | 0 | 0 | 0 | [11 empty] | Camilla Solar Energy LLC | 100 | Invenergy LLC | 100
Trinity College Fuel Cell | 61786_G_MB-22 | 61786 | G | MB-22 |  | Fuel Cell |  | NENG_CT | Connecticut | 9 | Hartford | 3 | 09003 | 1.4 | 9500 | 2018 | 9999 |  |  | N | Natural Gas | [13 empty] | 0 | 0 | 0 | 0 | [11 empty] | AEP OnSite Partners LLC | 100 | American Electric Power Co Inc | 100
Bishop Hill III | 61787_G_BHIII | 61787 | G | BHIII |  | Onshore Wind |  | PJM_COMD | Illinois | 17 | Henry | 73 | 17073 | 119 | 0 | 2018 | 9999 |  |  | N | Wind | [13 empty] | 0 | 0 | 0 | 0 | [11 empty] | Bishop Hill Energy III LLC | 100 | WEC Energy Group Inc | 100
Hilltop Power | 61788_G_WT | 61788 | G | WT |  | Onshore Wind |  | MIS_MNWI | Minnesota | 27 | Pipestone | 117 | 27117 | 2 | 0 | 2008 | 9999 |  |  | N | Wind | [13 empty] | 0 | 0 | 0 | 0 | [11 empty] | Hilltop Power LLC | 100 | Hilltop Power LLC | 100
Diamond Vista Wind Project, LLC | 61789_G_DV | 61789 | G | DV |  | Onshore Wind |  | SPP_N | Kansas | 20 | Marion | 115 | 20115 | 299.3 | 0 | 2019 | 9999 |  |  | N | Wind | [13 empty] | 0 | 0 | 0 | 0 | [11 empty] | Enel Green Power Diamond Vista Wind Project LLC | 100 | Enel SpA | 100
Shaw Creek Solar, LLC | 61790_G_SHAWC | 61790 | G | SHAWC |  | Solar PV |  | S_VACA | South Carolina | 45 | Aiken | 3 | 45003 | 74.9 | 0 | 2019 | 9999 |  |  | N | Solar | [13 empty] | 0 | 0 | 0 | 0 | [11 empty] | Shaw Creek Solar LLC | 100 | NextEra Energy Inc | 100
Stage Gulch Solar | 61791_G_5001 | 61791 | G | 5001 |  | Solar PV |  | WEC_CALN | California | 6 | Sonoma | 97 | 06097 | 0.8 | 0 | 2018 | 9999 |  |  | N | Solar | [13 empty] | 0 | 0 | 0 | 0 | [11 empty] | Stage Gulch Solar LLC | 100 | Petaluma Solar Millennium Fund LLC | 100
Lavio Solar | 61792_G_5002 | 61792 | G | 5002 |  | Solar PV |  | WEC_CALN | California | 6 | Sonoma | 97 | 06097 | 1 | 0 | 2018 | 9999 |  |  | N | Solar | [13 empty] | 0 | 0 | 0 | 0 | [11 empty] | Lavio Solar LLC | 100 | Petaluma Solar Millennium Fund LLC | 100
Heyer CSG | 61793_G_HEYER | 61793 | G | HEYER |  | Solar PV |  | MIS_MNWI | Minnesota | 27 | Rice | 131 | 27131 | 1 | 0 | 2018 | 9999 |  |  | N | Solar | [13 empty] | 0 | 0 | 0 | 0 | [11 empty] | Heyer CSG LLC | 100 | Heyer CSG LLC | 100
Gateway Solar | 61794_G_GTWYN | 61794 | G | GTWYN |  | Solar PV |  | PJM_EMAC | Maryland | 24 | Worcester | 47 | 24047 | 5 | 0 | 2019 | 9999 |  |  | N | Solar | [13 empty] | 0 | 0 | 0 | 0 | [11 empty] | Gateway Solar LLC | 100 | Community Energy Inc (Cei) | 100
Gateway Solar | 61794_G_GTWYS | 61794 | G | GTWYS |  | Solar PV |  | PJM_EMAC | Maryland | 24 | Worcester | 47 | 24047 | 2.6 | 0 | 2019 | 9999 |  |  | N | Solar | [13 empty] | 0 | 0 | 0 | 0 | [11 empty] | Gateway Solar LLC | 100 | Community Energy Inc (Cei) | 100
Pacific Union College BESS | 61795_G_12649 | 61795 | G | 12649 |  | Energy Storage |  | WEC_CALN | California | 6 | Napa | 55 | 06055 | 1 | 0 | 2019 | 9999 |  |  | N | Energy Storage | [13 empty] | 0 | 0 | 0 | 0 | [11 empty] | ENGIE Storage Services NA LLC | 100 | ENGIE SA | 100
Prairie Sky Solar Farm | 61798_G_1 | 61798 | G | 1 |  | Solar PV |  | SPP_N | Kansas | 20 | Butler | 15 | 20015 | 1 | 0 | 2017 | 9999 |  |  | N | Solar | [13 empty] | 0 | 0 | 0 | 0 | [11 empty] | Kansas Electric Power Coop Inc | 100 | Kansas Electric Power Coop Inc | 100
Rensselaer Solar Site 2 | 61799_G_SREN2 | 61799 | G | SREN2 |  | Solar PV |  | MIS_INKY | Indiana | 18 | Jasper | 73 | 18073 | 4 | 0 | 2018 | 9999 |  |  | N | Solar | [13 empty] | 0 | 0 | 0 | 0 | [11 empty] | Indiana Municipal Power Agency | 100 | Indiana Municipal Power Agency | 100
DG AMP Solar Smyrna | 61800_G_AMPSM | 61800 | G | AMPSM |  | Solar PV |  | PJM_EMAC | Delaware | 10 | Kent | 1 | 10001 | 1.2 | 0 | 2018 | 9999 |  |  | N | Solar | [13 empty] | 0 | 0 | 0 | 0 | [11 empty] | DG AMP Solar LLC | 100 | NextEra Energy Inc | 100
City of Rochester Solar | 61804_G_ROC01 | 61804 | G | ROC01 |  | Solar PV |  | NY_Z_B | New York | 36 | Monroe | 55 | 36055 | 1.8 | 0 | 2017 | 9999 |  |  | N | Solar | [13 empty] | 0 | 0 | 0 | 0 | [11 empty] | AES Distributed Energy Inc | 100 | AES Corp (The) | 100
DG AMP Solar Piqua Staunton | 61805_G_AMPPS | 61805 | G | AMPPS |  | Solar PV |  | PJM_West | Ohio | 39 | Miami | 109 | 39109 | 1.8 | 0 | 2018 | 9999 |  |  | N | Solar | [13 empty] | 0 | 0 | 0 | 0 | [11 empty] | DG AMP Solar LLC | 100 | NextEra Energy Inc | 100
Hamilton Solar Power Plant | 61807_G_PV1 | 61807 | G | PV1 |  | Solar PV |  | FRCC | Florida | 12 | Hamilton | 47 | 12047 | 74.9 | 0 | 2018 | 9999 |  |  | N | Solar | [13 empty] | 0 | 0 | 0 | 0 | [11 empty] | Duke Energy Florida | 100 | Duke Energy Corp | 100
EGP Stillwater Solar PV II, LLC | 61809_G_STWII | 61809 | G | STWII |  | Solar PV |  | WECC_NNV | Nevada | 32 | Churchill | 1 | 32001 | 20 | 0 | 2018 | 9999 |  |  | N | Solar | [13 empty] | 0 | 0 | 0 | 0 | [11 empty] | EGP Stillwater Solar PV II LLC | 100 | Enel SpA | 100
Chisum | 61810_G_GEN1 | 61810 | G | GEN1 |  | Solar PV |  | ERC_REST | Texas | 48 | Lamar | 277 | 48277 | 10 | 0 | 2018 | 9999 |  |  | N | Solar | [13 empty] | 0 | 0 | 0 | 0 | [11 empty] | Chisum Solar LLC | 100 | Cypress Creek Holdings LLC | 100
Titan Solar | 61811_G_PCEC | 61811 | G | PCEC |  | Solar PV |  | WECC_CO | Colorado | 8 | Arapahoe | 5 | 08005 | 50 | 0 | 2018 | 9999 |  |  | N | Solar | [13 empty] | 0 | 0 | 0 | 0 | [11 empty] | Titan Solar LLC | 100 | NextEra Energy Inc | 100
Ranchland Solar, LLC | 61813_G_RCHLD | 61813 | G | RCHLD |  | Solar PV |  | PJM_Dom | North Carolina | 37 | Currituck | 53 | 37053 | 60 | 0 | 2017 | 9999 |  |  | N | Solar | [13 empty] | 0 | 0 | 0 | 0 | [11 empty] | Ranchland Solar LLC | 100 | SunEnergy 1 LLC | 100
Kearsarge Concord II | 61814_G_CII | 61814 | G | CII |  | Solar PV |  | NENGREST | Massachusetts | 25 | Middlesex | 17 | 25017 | 4.5 | 0 | 2017 | 9999 |  |  | N | Solar | [13 empty] | 0 | 0 | 0 | 0 | [11 empty] | KS Master Landlord I LLC | 100 | Kearsarge Energy LP | 100
Kearsarge Granby | 61815_G_KSG1 | 61815 | G | KSG1 |  | Solar PV |  | NENGREST | Massachusetts | 25 | Hampshire | 15 | 25015 | 0.5 | 0 | 2017 | 9999 |  |  | N | Solar | [13 empty] | 0 | 0 | 0 | 0 | [11 empty] | Kearsarge Granby LLC | 100 | Kearsarge Energy LP | 100
Kearsarge Granby | 61815_G_KSG2 | 61815 | G | KSG2 |  | Solar PV |  | NENGREST | Massachusetts | 25 | Hampshire | 15 | 25015 | 0.5 | 0 | 2017 | 9999 |  |  | N | Solar | [13 empty] | 0 | 0 | 0 | 0 | [11 empty] | Kearsarge Granby LLC | 100 | Kearsarge Energy LP | 100
Kearsarge Granby | 61815_G_KSG5 | 61815 | G | KSG5 |  | Solar PV |  | NENGREST | Massachusetts | 25 | Hampshire | 15 | 25015 | 0.5 | 0 | 2017 | 9999 |  |  | N | Solar | [13 empty] | 0 | 0 | 0 | 0 | [11 empty] | Kearsarge Granby LLC | 100 | Kearsarge Energy LP | 100
Kearsarge Granby | 61815_G_KSG6 | 61815 | G | KSG6 |  | Solar PV |  | NENGREST | Massachusetts | 25 | Hampshire | 15 | 25015 | 0.5 | 0 | 2017 | 9999 |  |  | N | Solar | [13 empty] | 0 | 0 | 0 | 0 | [11 empty] | Kearsarge Granby LLC | 100 | Kearsarge Energy LP | 100
Kearsarge Granby | 61815_G_KSG7 | 61815 | G | KSG7 |  | Solar PV |  | NENGREST | Massachusetts | 25 | Hampshire | 15 | 25015 | 0.5 | 0 | 2017 | 9999 |  |  | N | Solar | [13 empty] | 0 | 0 | 0 | 0 | [11 empty] | Kearsarge Granby LLC | 100 | Kearsarge Energy LP | 100
Big Lake Project CSG | 61817_G_BIGLA | 61817 | G | BIGLA |  | Solar PV |  | MIS_MNWI | Minnesota | 27 | Sherburne | 141 | 27141 | 5 | 0 | 2018 | 9999 |  |  | N | Solar | [13 empty] | 0 | 0 | 0 | 0 | [11 empty] | DG Minnesota CSG LLC | 100 | NextEra Energy Inc | 100
DG AMP Solar Brewster | 61818_G_AMPBR | 61818 | G | AMPBR |  | Solar PV |  | PJM_ATSI | Ohio | 39 | Stark | 151 | 39151 | 1.9 | 0 | 2018 | 9999 |  |  | N | Solar | [13 empty] | 0 | 0 | 0 | 0 | [11 empty] | DG AMP Solar LLC | 100 | NextEra Energy Inc | 100
Target Shafter | 61824_G_RPU2 | 61824 | G | RPU2 |  | Solar PV |  | WECC_SCE | California | 6 | San Bernardino | 71 | 06071 | 3 | 0 | 2018 | 9999 |  |  | N | Solar | [13 empty] | 0 | 0 | 0 | 0 | [11 empty] | Solar Star California XXXIX LLC | 100 | SunPower Corp | 100
Dignity - Siena Campus | 61825_G_PV1 | 61825 | G | PV1 |  | Solar PV |  | WECC_SNV | Nevada | 32 | Clark | 3 | 32003 | 1.4 | 0 | 2018 | 9999 |  |  | N | Solar | [13 empty] | 0 | 0 | 0 | 0 | [11 empty] | Dignity Siena Campus | 100 | Dignity Siena Campus | 100
O'Fallon Renewable Energy Center | 61826_G_OREC | 61826 | G | OREC |  | Solar PV |  | MIS_MO | Missouri | 29 | St Charles | 183 | 29183 | 4.5 | 0 | 2014 | 9999 |  |  | N | Solar | [13 empty] | 0 | 0 | 0 | 0 | [11 empty] | Ameren Missouri | 100 | Ameren Corp | 100
Dayton Cutoff Solar | 61827_G_PGRC3 | 61827 | G | PGRC3 |  | Solar PV |  | WECC_PNW | Oregon | 41 | Yamhill | 71 | 41071 | 2.2 | 0 | 2017 | 9999 |  |  | N | Solar | [13 empty] | 0 | 0 | 0 | 0 | [11 empty] | SP Solar VII LLC | 100 | SP Solar VII LLC | 100
Valley Creek Solar | 61828_G_PGRC6 | 61828 | G | PGRC6 |  | Solar PV |  | WECC_PNW | Oregon | 41 | Polk | 53 | 41053 | 2.2 | 0 | 2017 | 9999 |  |  | N | Solar | [13 empty] | 0 | 0 | 0 | 0 | [11 empty] | SP Solar VIII LLC | 100 | SP Solar VIII LLC | 100
Silverton Solar | 61829_G_PGRC7 | 61829 | G | PGRC7 |  | Solar PV |  | WECC_PNW | Oregon | 41 | Marion | 47 | 41047 | 2.2 | 0 | 2017 | 9999 |  |  | N | Solar | [13 empty] | 0 | 0 | 0 | 0 | [11 empty] | Silverton Solar LLC | 100 | Cypress Creek Holdings LLC | 100
Sheep Solar | 61830_G_PGRC8 | 61830 | G | PGRC8 |  | Solar PV |  | WECC_PNW | Oregon | 41 | Marion | 47 | 41047 | 2.2 | 0 | 2017 | 9999 |  |  | N | Solar | [13 empty] | 0 | 0 | 0 | 0 | [11 empty] | Sheep Solar LLC | 100 | Cypress Creek Holdings LLC | 100
Colton Solar | 61831_G_PGRC2 | 61831 | G | PGRC2 |  | Solar PV |  | WECC_PNW | Oregon | 41 | Clackamas | 5 | 41005 | 2.2 | 0 | 2017 | 9999 |  |  | N | Solar | [13 empty] | 0 | 0 | 0 | 0 | [11 empty] | SP Solar VI LLC | 100 | SP Solar VI LLC | 100
Interstate Solar | 61832_G_PGRC5 | 61832 | G | PGRC5 |  | Solar PV |  | WECC_PNW | Oregon | 41 | Marion | 47 | 41047 | 2.2 | 0 | 2017 | 9999 |  |  | N | Solar | [13 empty] | 0 | 0 | 0 | 0 | [11 empty] | SP Solar I LLC | 100 | SP Solar I LLC | 100
Freedom Solar | 61833_G_PGRC9 | 61833 | G | PGRC9 |  | Solar PV |  | S_VACA | South Carolina | 45 | Dillon | 33 | 45033 | 5 | 0 | 2017 | 9999 |  |  | N | Solar | [13 empty] | 0 | 0 | 0 | 0 | [11 empty] | Freedom Solar LLC | 100 | Cypress Creek Holdings LLC | 100
Soboba Community Solar Project | 61834_G_SCSP1 | 61834 | G | SCSP1 |  | Solar PV |  | WECC_SCE | California | 6 | Riverside | 65 | 06065 | 0.9 | 0 | 2016 | 9999 |  |  | N | Solar | [13 empty] | 0 | 0 | 0 | 0 | [11 empty] | Soboba Band of Luiseno Indians | 100 | Soboba Band of Luiseno Indians | 100
Grand Ronde Solar | 61835_G_PGRC4 | 61835 | G | PGRC4 |  | Solar PV |  | WECC_PNW | Oregon | 41 | Polk | 53 | 41053 | 2.2 | 0 | 2017 | 9999 |  |  | N | Solar | [13 empty] | 0 | 0 | 0 | 0 | [11 empty] | NorWest Energy 14 LLC | 100 | Cypress Creek Holdings LLC | 100
Minco Wind IV, LLC | 61836_G_MIV | 61836 | G | MIV |  | Onshore Wind |  | SPP_WEST | Oklahoma | 40 | Canadian | 17 | 40017 | 130 | 0 | 2018 | 9999 |  |  | N | Wind | [13 empty] | 0 | 0 | 0 | 0 | [11 empty] | Minco Wind IV LLC | 100 | NextEra Energy Inc | 100
FECC Solar Benton | 61839_G_FECC1 | 61839 | G | FECC1 |  | Solar PV |  | MIS_AR | Arkansas | 5 | Saline | 125 | 05125 | 1 | 0 | 2017 | 9999 |  |  | N | Solar | [13 empty] | 0 | 0 | 0 | 0 | [11 empty] | Todays Power Inc | 100 | Todays Power Inc | 100
Hope Farm Solar, LLC | 61840_G_HOPE | 61840 | G | HOPE |  | Solar PV |  | NENGREST | Rhode Island | 44 | Providence | 7 | 44007 | 10 | 0 | 2019 | 9999 |  |  | N | Solar | [13 empty] | 0 | 0 | 0 | 0 | [11 empty] | Hope Farm Solar LLC | 100 | Hope Farm Solar LLC | 100
Sun Farm VI, LLC | 61842_G_PV1 | 61842 | G | PV1 |  | Solar PV |  | PJM_Dom | North Carolina | 37 | Perquimans | 143 | 37143 | 4.8 | 0 | 2018 | 9999 |  |  | N | Solar | [13 empty] | 0 | 0 | 0 | 0 | [11 empty] | Sun Farm VI LLC | 100 | Greenbacker Renewable Energy Corp | 100
SeaWorld Aquatica | 61843_G_10276 | 61843 | G | 10276 |  | Solar PV |  | WEC_SDGE | California | 6 | San Diego | 73 | 06073 | 1 | 0 | 2018 | 9999 |  |  | N | Solar | [13 empty] | 0 | 0 | 0 | 0 | [11 empty] | SW Solar Mission III LLC | 100 | Onyx Renewable Partners LP | 100
Brush Solar Center | 61844_G_BRUSH | 61844 | G | BRUSH |  | Solar PV |  | WECC_PNW | Oregon | 41 | Baker | 1 | 41001 | 2.8 | 0 | 2019 | 9999 |  |  | N | Solar | [13 empty] | 0 | 0 | 0 | 0 | [11 empty] | Enerparc Solar Investments LLC | 100 | Enerparc AG | 100
Tulare WWTP BioMat Fuel Cell | 61846_G_MM27 | 61846 | G | MM27 |  | Fuel Cell |  | WECC_SCE | California | 6 | Tulare | 107 | 06107 | 2.8 | 7648 | 2019 | 9999 |  |  | Y | Natural Gas | [13 empty] | 0 | 0 | 0 | 0 | [11 empty] | Central CA Fuel Cell 2 LLC | 100 | FuelCell Energy Inc | 100
Broadalbin | 61847_G_10046 | 61847 | G | 10046 |  | Solar PV |  | NY_Z_F | New York | 36 | Fulton | 35 | 36035 | 2 | 0 | 2018 | 9999 |  |  | N | Solar | [13 empty] | 0 | 0 | 0 | 0 | [11 empty] | AES Broadalbin Solar LLC | 100 | AES Corp (The) | 100
PYCO Industries, Inc. Wind Farm | 61848_G_WT1 | 61848 | G | WT1 |  | Onshore Wind |  | SPP_SPS | Texas | 48 | Lubbock | 303 | 48303 | 3 | 0 | 2008 | 9999 |  |  | N | Wind | [13 empty] | 0 | 0 | 0 | 0 | [11 empty] | PYCO Industries Inc | 100 | Pyco Industries Inc | 100
Danville | 61849_G_SO291 | 61849 | G | SO291 |  | Solar PV |  | PJM_Dom | Virginia | 51 | Pittsylvania | 143 | 51143 | 6 | 0 | 2018 | 9999 |  |  | N | Solar | [13 empty] | 0 | 0 | 0 | 0 | [11 empty] | Terraform Power Inc | 100 | Brookfield Asset Management Inc | 100
Amana Society Service Company | 61850_G_IC1 | 61850 | G | IC1 |  | Combustion Turbine | IC Engine | MIS_IA | Iowa | 19 | Iowa | 95 | 19095 | 1.8 | 10904 | 2001 | 9999 |  |  | N | Distillate Fuel Oil | [13 empty] | 1.6498 | 1.6498 | 1.6498 | 1.6498 | [11 empty] | Amana Society Service Co | 100 | Amana Society Service Co | 100
Amana Society Service Company | 61850_G_IC10 | 61850 | G | IC10 |  | Combustion Turbine | IC Engine | MIS_IA | Iowa | 19 | Iowa | 95 | 19095 | 1.8 | 11011 | 2001 | 9999 |  |  | N | Distillate Fuel Oil | [13 empty] | 1.6498 | 1.6498 | 1.6498 | 1.6498 | [11 empty] | Amana Society Service Co | 100 | Amana Society Service Co | 100
Amana Society Service Company | 61850_G_IC11 | 61850 | G | IC11 |  | Combustion Turbine | IC Engine | MIS_IA | Iowa | 19 | Iowa | 95 | 19095 | 1.8 | 11011 | 2001 | 9999 |  |  | N | Distillate Fuel Oil | [13 empty] | 1.6498 | 1.6498 | 1.6498 | 1.6498 | [11 empty] | Amana Society Service Co | 100 | Amana Society Service Co | 100
Amana Society Service Company | 61850_G_IC12 | 61850 | G | IC12 |  | Combustion Turbine | IC Engine | MIS_IA | Iowa | 19 | Iowa | 95 | 19095 | 1.8 | 11011 | 2001 | 9999 |  |  | N | Distillate Fuel Oil | [13 empty] | 1.6498 | 1.6498 | 1.6498 | 1.6498 | [11 empty] | Amana Society Service Co | 100 | Amana Society Service Co | 100
Amana Society Service Company | 61850_G_IC2 | 61850 | G | IC2 |  | Combustion Turbine | IC Engine | MIS_IA | Iowa | 19 | Iowa | 95 | 19095 | 1.8 | 11011 | 2001 | 9999 |  |  | N | Distillate Fuel Oil | [13 empty] | 1.6498 | 1.6498 | 1.6498 | 1.6498 | [11 empty] | Amana Society Service Co | 100 | Amana Society Service Co | 100
Amana Society Service Company | 61850_G_IC3 | 61850 | G | IC3 |  | Combustion Turbine | IC Engine | MIS_IA | Iowa | 19 | Iowa | 95 | 19095 | 1.8 | 11011 | 2001 | 9999 |  |  | N | Distillate Fuel Oil | [13 empty] | 1.6498 | 1.6498 | 1.6498 | 1.6498 | [11 empty] | Amana Society Service Co | 100 | Amana Society Service Co | 100
Amana Society Service Company | 61850_G_IC4 | 61850 | G | IC4 |  | Combustion Turbine | IC Engine | MIS_IA | Iowa | 19 | Iowa | 95 | 19095 | 1.8 | 11011 | 2001 | 9999 |  |  | N | Distillate Fuel Oil | [13 empty] | 1.6498 | 1.6498 | 1.6498 | 1.6498 | [11 empty] | Amana Society Service Co | 100 | Amana Society Service Co | 100
Amana Society Service Company | 61850_G_IC5 | 61850 | G | IC5 |  | Combustion Turbine | IC Engine | MIS_IA | Iowa | 19 | Iowa | 95 | 19095 | 1.8 | 11011 | 2001 | 9999 |  |  | N | Distillate Fuel Oil | [13 empty] | 1.6498 | 1.6498 | 1.6498 | 1.6498 | [11 empty] | Amana Society Service Co | 100 | Amana Society Service Co | 100
Amana Society Service Company | 61850_G_IC6 | 61850 | G | IC6 |  | Combustion Turbine | IC Engine | MIS_IA | Iowa | 19 | Iowa | 95 | 19095 | 1.8 | 11011 | 2001 | 9999 |  |  | N | Distillate Fuel Oil | [13 empty] | 1.6498 | 1.6498 | 1.6498 | 1.6498 | [11 empty] | Amana Society Service Co | 100 | Amana Society Service Co | 100
Amana Society Service Company | 61850_G_IC7 | 61850 | G | IC7 |  | Combustion Turbine | IC Engine | MIS_IA | Iowa | 19 | Iowa | 95 | 19095 | 1.8 | 11011 | 2001 | 9999 |  |  | N | Distillate Fuel Oil | [13 empty] | 1.6498 | 1.6498 | 1.6498 | 1.6498 | [11 empty] | Amana Society Service Co | 100 | Amana Society Service Co | 100
Amana Society Service Company | 61850_G_IC8 | 61850 | G | IC8 |  | Combustion Turbine | IC Engine | MIS_IA | Iowa | 19 | Iowa | 95 | 19095 | 1.8 | 11011 | 2001 | 9999 |  |  | N | Distillate Fuel Oil | [13 empty] | 1.6498 | 1.6498 | 1.6498 | 1.6498 | [11 empty] | Amana Society Service Co | 100 | Amana Society Service Co | 100
Amana Society Service Company | 61850_G_IC9 | 61850 | G | IC9 |  | Combustion Turbine | IC Engine | MIS_IA | Iowa | 19 | Iowa | 95 | 19095 | 1.8 | 11011 | 2001 | 9999 |  |  | N | Distillate Fuel Oil | [13 empty] | 1.6498 | 1.6498 | 1.6498 | 1.6498 | [11 empty] | Amana Society Service Co | 100 | Amana Society Service Co | 100
Jordanelle Dam Hydroelectric Project | 61853_G_GEN 1 | 61853 | G | GEN 1 |  | Hydro |  | WECC_UT | Utah | 49 | Wasatch | 51 | 49051 | 6.5 | 0 | 2008 | 9999 |  |  | N | Hydro | [13 empty] | 0 | 0 | 0 | 0 | [11 empty] | Central Utah Water Conservancy District | 100 | Central Utah Water Conservancy District | 100
Jordanelle Dam Hydroelectric Project | 61853_G_GEN 2 | 61853 | G | GEN 2 |  | Hydro |  | WECC_UT | Utah | 49 | Wasatch | 51 | 49051 | 6.5 | 0 | 2008 | 9999 |  |  | N | Hydro | [13 empty] | 0 | 0 | 0 | 0 | [11 empty] | Central Utah Water Conservancy District | 100 | Central Utah Water Conservancy District | 100
Baker City Solar | 61854_G_BAKER | 61854 | G | BAKER |  | Solar PV |  | WECC_PNW | Oregon | 41 | Baker | 1 | 41001 | 15 | 0 | 2019 | 9999 |  |  | N | Solar | [13 empty] | 0 | 0 | 0 | 0 | [11 empty] | Enerparc Solar Development LLC | 100 | Enerparc AG | 100
Morgan Solar Center | 61855_G_MORGN | 61855 | G | MORGN |  | Solar PV |  | WECC_PNW | Oregon | 41 | Malheur | 45 | 41045 | 3 | 0 | 2019 | 9999 |  |  | N | Solar | [13 empty] | 0 | 0 | 0 | 0 | [11 empty] | Enerparc Solar Development LLC | 100 | Enerparc AG | 100
Vale Solar Center | 61856_G_VALE | 61856 | G | VALE |  | Solar PV |  | WECC_PNW | Oregon | 41 | Malheur | 45 | 41045 | 3 | 0 | 2019 | 9999 |  |  | N | Solar | [13 empty] | 0 | 0 | 0 | 0 | [11 empty] | Vale Solar Center | 100 | Vale Solar Center | 100
Stillwater Wind, LLC | 61858_G_WT | 61858 | G | WT |  | Onshore Wind |  | WECC_MT | Montana | 30 | Stillwater | 95 | 30095 | 80 | 0 | 2018 | 9999 |  |  | N | Wind | [13 empty] | 0 | 0 | 0 | 0 | [11 empty] | Stillwater Wind LLC | 100 | Riverstone Holdings LLC | 100
Ontario Solar Center | 61860_G_ONTRO | 61860 | G | ONTRO |  | Solar PV |  | WECC_PNW | Oregon | 41 | Malheur | 45 | 41045 | 3 | 0 | 2019 | 9999 |  |  | N | Solar | [13 empty] | 0 | 0 | 0 | 0 | [11 empty] | Enerparc Solar Investments LLC | 100 | Enerparc AG | 100
AES ES GILBERT | 61861_G_SRP | 61861 | G | SRP |  | Energy Storage |  | WECC_AZ | Arizona | 4 | Maricopa | 13 | 04013 | 10 | 0 | 2019 | 9999 |  |  | N | Energy Storage | [13 empty] | 0 | 0 | 0 | 0 | [11 empty] | AES ES Gilbert LLC | 100 | AES Corp (The) | 100
Dignity - San Martin | 61862_G_PV1 | 61862 | G | PV1 |  | Solar PV |  | WECC_SNV | Nevada | 32 | Clark | 3 | 32003 | 1.7 | 0 | 2018 | 9999 |  |  | N | Solar | [13 empty] | 0 | 0 | 0 | 0 | [11 empty] | Dignity San Martin | 100 | Dignity San Martin | 100
Duanesburg | 61863_G_10048 | 61863 | G | 10048 |  | Solar PV |  | NY_Z_F | New York | 36 | Montgomery | 57 | 36057 | 2 | 0 | 2018 | 9999 |  |  | N | Solar | [13 empty] | 0 | 0 | 0 | 0 | [11 empty] | North Park Solar LLC | 100 | North Park Solar LLC | 100
Dix Solar, L.L.C | 61864_G_DIXSL | 61864 | G | DIXSL |  | Solar PV |  | PJM_EMAC | New Jersey | 34 | Burlington | 5 | 34005 | 13 | 0 | 2017 | 9999 |  |  | N | Solar | [13 empty] | 0 | 0 | 0 | 0 | [11 empty] | TGC NJ Holdings III LLC | 100 | True Green Capital Management LLC | 100
Rio Bravo Windpower, LLC | 61865_G_1 | 61865 | G | 1 |  | Onshore Wind |  | ERC_REST | Texas | 48 | Starr | 427 | 48427 | 237.6 | 0 | 2019 | 9999 |  |  | N | Wind | [13 empty] | 0 | 0 | 0 | 0 | [11 empty] | Sammons Renewable Energy | 100 | Sammons Enterprises Inc | 100
Wildhorse Mountain Wind Facility | 61866_G_1 | 61866 | G | 1 |  | Onshore Wind |  | SPP_WEST | Oklahoma | 40 | Pushmataha | 127 | 40127 | 100 | 0 | 2019 | 9999 |  |  | N | Wind | [13 empty] | 0 | 0 | 0 | 0 | [11 empty] | Wildhorse Wind Energy LLC | 100 | Southern Co | 100
Bovine | 61867_G_GEN1 | 61867 | G | GEN1 |  | Solar PV |  | ERC_REST | Texas | 48 | Austin | 15 | 48015 | 10 | 0 | 2018 | 9999 |  |  | N | Solar | [13 empty] | 0 | 0 | 0 | 0 | [11 empty] | Bovine Solar LLC | 100 | Cypress Creek Holdings LLC | 100
Bronson | 61868_G_GEN1 | 61868 | G | GEN1 |  | Solar PV |  | ERC_REST | Texas | 48 | Fort Bend | 157 | 48157 | 10 | 0 | 2018 | 9999 |  |  | N | Solar | [13 empty] | 0 | 0 | 0 | 0 | [11 empty] | Bronson Solar LLC | 100 | Cypress Creek Holdings LLC | 100
Scenic Hill Solar III | 61869_G_SHS3 | 61869 | G | SHS3 |  | Solar PV |  | SPP_WEST | Arkansas | 5 | Johnson | 71 | 05071 | 5 | 0 | 2017 | 9999 |  |  | N | Solar | [13 empty] | 0 | 0 | 0 | 0 | [11 empty] | Scenic Hill Solar III LLC | 100 | Scenic Hill Solar III LLC | 100
Montevideo Solar LLC, CSG | 61870_G_MONTE | 61870 | G | MONTE |  | Solar PV |  | MIS_MNWI | Minnesota | 27 | Yellow Medicine | 173 | 27173 | 5 | 0 | 2019 | 9999 |  |  | N | Solar | [13 empty] | 0 | 0 | 0 | 0 | [11 empty] | Montevideo Solar LLC | 100 | Montevideo Solar LLC | 100
Sterling Solar (TX) | 61871_G_GEN1 | 61871 | G | GEN1 |  | Solar PV |  | ERC_REST | Texas | 48 | Hunt | 231 | 48231 | 10 | 0 | 2018 | 9999 |  |  | N | Solar | [13 empty] | 0 | 0 | 0 | 0 | [11 empty] | CCR Sterling Solar LLC | 100 | Cypress Creek Holdings LLC | 100
Lampwick | 61872_G_GEN1 | 61872 | G | GEN1 |  | Solar PV |  | ERC_REST | Texas | 48 | Menard | 327 | 48327 | 7.5 | 0 | 2019 | 9999 |  |  | N | Solar | [13 empty] | 0 | 0 | 0 | 0 | [11 empty] | Cypress Creek Renewables LLC | 100 | Cypress Creek Holdings LLC | 100
Yellow Jacket | 61873_G_GEN1 | 61873 | G | GEN1 |  | Solar PV |  | ERC_REST | Texas | 48 | Bosque | 35 | 48035 | 5 | 0 | 2018 | 9999 |  |  | N | Solar | [13 empty] | 0 | 0 | 0 | 0 | [11 empty] | Yellow Jacket Solar LLC | 100 | Cypress Creek Holdings LLC | 100
Eddy II | 61874_G_GEN1 | 61874 | G | GEN1 |  | Solar PV |  | ERC_REST | Texas | 48 | McLennan | 309 | 48309 | 10 | 0 | 2018 | 9999 |  |  | N | Solar | [13 empty] | 0 | 0 | 0 | 0 | [11 empty] | Eddy Solar II LLC | 100 | Cypress Creek Holdings LLC | 100
Cascade Solar (TX) | 61875_G_GEN1 | 61875 | G | GEN1 |  | Solar PV |  | ERC_REST | Texas | 48 | Wharton | 481 | 48481 | 10 | 0 | 2019 | 9999 |  |  | N | Solar | [13 empty] | 0 | 0 | 0 | 0 | [11 empty] | Cascade Solar LLC | 100 | SunEdison | 100
Persimmon Creek Wind Farm 1, LLC | 61876_G_PCWF1 | 61876 | G | PCWF1 |  | Onshore Wind |  | SPP_WEST | Oklahoma | 40 | Woodward | 153 | 40153 | 198.6 | 0 | 2018 | 9999 |  |  | N | Wind | [13 empty] | 0 | 0 | 0 | 0 | [11 empty] | Persimmon Creek Wind Farm 1 LLC | 100 | Quinbrook Infrastructure Partners | 100
Hanover Solar, LLC | 61877_G_HAN01 | 61877 | G | HAN01 |  | Solar PV |  | S_VACA | North Carolina | 37 | Jones | 103 | 37103 | 5 | 0 | 2018 | 9999 |  |  | N | Solar | [13 empty] | 0 | 0 | 0 | 0 | [11 empty] | New Energy Solar Ltd | 100 | New Energy Solar Ltd | 100
John A Logan College Solar | 61878_G_JALC | 61878 | G | JALC |  | Solar PV |  | MIS_IL | Illinois | 17 | Williamson | 199 | 17199 | 1.6 | 0 | 2019 | 9999 |  |  | N | Solar | [13 empty] | 0 | 0 | 0 | 0 | [11 empty] | StraightUp Solar | 100 | Straightup Solar | 100
Bartow Solar Energy LLC | 61879_G_PV | 61879 | G | PV |  | Solar PV |  | FRCC | Florida | 12 | Polk | 105 | 12105 | 7.3 | 0 | 2018 | 9999 |  |  | N | Solar | [13 empty] | 0 | 0 | 0 | 0 | [11 empty] | Bartow Solar Energy LLC | 100 | Monarch Private Capital LLC | 100
Harris Dam | 6188_G_1 | 6188 | G | 1 |  | Hydro |  | S_SOU | Alabama | 1 | Randolph | 111 | 01111 | 66.5 | 0 | 1983 | 9999 |  |  | N | Hydro | [13 empty] | 0 | 0 | 0 | 0 | [11 empty] | Alabama Power Co | 100 | Southern Co | 100
Harris Dam | 6188_G_2 | 6188 | G | 2 |  | Hydro |  | S_SOU | Alabama | 1 | Randolph | 111 | 01111 | 66.5 | 0 | 1983 | 9999 |  |  | N | Hydro | [13 empty] | 0 | 0 | 0 | 0 | [11 empty] | Alabama Power Co | 100 | Southern Co | 100
Morning View | 61881_G_GEN1 | 61881 | G | GEN1 |  | Solar PV |  | S_VACA | North Carolina | 37 | Randolph | 151 | 37151 | 2 | 0 | 2018 | 9999 |  |  | N | Solar | [13 empty] | 0 | 0 | 0 | 0 | [11 empty] | Morning View Solar LLC | 100 | Morning View Solar LLC | 100
Copperfield | 61882_G_GEN1 | 61882 | G | GEN1 |  | Solar PV |  | S_VACA | North Carolina | 37 | Montgomery | 123 | 37123 | 2 | 0 | 2018 | 9999 |  |  | N | Solar | [13 empty] | 0 | 0 | 0 | 0 | [11 empty] | Copperfield Solar LLC | 100 | Cypress Creek Holdings LLC | 100
Hopewell Friends | 61883_G_GEN1 | 61883 | G | GEN1 |  | Solar PV |  | S_VACA | North Carolina | 37 | Randolph | 151 | 37151 | 1.3 | 0 | 2018 | 9999 |  |  | N | Solar | [13 empty] | 0 | 0 | 0 | 0 | [11 empty] | Hopewell Friends Solar LLC | 100 | Hopewell Friends Solar LLC | 100
Kearney NPPD Solar Project | 61884_G_PV1 | 61884 | G | PV1 |  | Solar PV |  | SPP_NEBR | Nebraska | 31 | Buffalo | 19 | 31019 | 5.8 | 0 | 2017 | 9999 |  |  | N | Solar | [13 empty] | 0 | 0 | 0 | 0 | [11 empty] | SoCore 2016 ProjectCo 2 LLC | 100 | SoCore Energy | 100
Staunton | 61885_G_GEN1 | 61885 | G | GEN1 |  | Solar PV |  | MIS_INKY | Indiana | 18 | Clay | 21 | 18021 | 4 | 0 | 2018 | 9999 |  |  | N | Solar | [13 empty] | 0 | 0 | 0 | 0 | [11 empty] | Staunton Solar LLC | 100 | Cypress Creek Holdings LLC | 100
Bar D | 61886_G_GEN1 | 61886 | G | GEN1 |  | Solar PV |  | WECC_CO | Colorado | 8 | Rio Blanco | 103 | 08103 | 4 | 0 | 2018 | 9999 |  |  | N | Solar | [13 empty] | 0 | 0 | 0 | 0 | [11 empty] | Cypress Creek Renewables LLC | 100 | Cypress Creek Holdings LLC | 100
Fort Bliss (DEA EPIC) | 61887_G_DEPIC | 61887 | G | DEPIC |  | Solar PV |  | WECC_NM | Texas | 48 | El Paso | 141 | 48141 | 2 | 0 | 2018 | 9999 |  |  | N | Solar | [13 empty] | 0 | 0 | 0 | 0 | [11 empty] | Hannon Armstrong (FB) Solar LLC | 100 | Hannon Armstrong | 100
Johnstown | 61888_G_10049 | 61888 | G | 10049 |  | Solar PV |  | NY_Z_F | New York | 36 | Fulton | 35 | 36035 | 2 | 0 | 2018 | 9999 |  |  | N | Solar | [13 empty] | 0 | 0 | 0 | 0 | [11 empty] | Onyx Asset Services Group LLC | 100 | Onyx Renewable Partners LP | 100
Sholes Wind Energy Center | 61889_G_WSN1 | 61889 | G | WSN1 |  | Onshore Wind |  | SPP_NEBR | Nebraska | 31 | Wayne | 179 | 31179 | 160 | 0 | 2019 | 9999 |  |  | N | Wind | [13 empty] | 0 | 0 | 0 | 0 | [11 empty] | Sholes Wind Energy LLC | 100 | NextEra Energy Inc | 100
Rocky Mountain Hydroelectric Plant | 6189_G_1 | 6189 | G | 1 |  | Pumped Storage |  | S_SOU | Georgia | 13 | Floyd | 115 | 13115 | 345 | 0 | 1995 | 9999 |  |  | N | Pumped Storage | [13 empty] | 0 | 0 | 0 | 0 | [11 empty] | Oglethorpe Power Corp | 74.61 | Oglethorpe Power Corp | 74.61
Rocky Mountain Hydroelectric Plant | 6189_G_2 | 6189 | G | 2 |  | Pumped Storage |  | S_SOU | Georgia | 13 | Floyd | 115 | 13115 | 345 | 0 | 1995 | 9999 |  |  | N | Pumped Storage | [13 empty] | 0 | 0 | 0 | 0 | [11 empty] | Oglethorpe Power Corp | 74.61 | Oglethorpe Power Corp | 74.61
Rocky Mountain Hydroelectric Plant | 6189_G_3 | 6189 | G | 3 |  | Pumped Storage |  | S_SOU | Georgia | 13 | Floyd | 115 | 13115 | 345 | 0 | 1995 | 9999 |  |  | N | Pumped Storage | [13 empty] | 0 | 0 | 0 | 0 | [11 empty] | Oglethorpe Power Corp | 74.61 | Oglethorpe Power Corp | 74.61
NRG Chalk Point CT | 61890_G_SGT1 | 61890 | G | SGT1 |  | Combustion Turbine |  | PJM_SMAC | Maryland | 24 | Prince Georges | 33 | 24033 | 71 | 14753 | 1990 | 9999 |  |  | N | Natural Gas, Distillate Fuel Oil | [13 empty] | 1.0529 | 1.0529 | 1.0529 | 1.0529 | [11 empty] | GenOn Chalk Point LLC | 100 | GenOn Energy Inc | 100
Stryker 22, L.L.C. | 61891_G_EDGRD | 61891 | G | EDGRD |  | Energy Storage |  | PJM_EMAC | New Jersey | 34 | Warren | 41 | 34041 | 19.8 | 0 | 2018 | 9999 |  |  | N | Energy Storage | [13 empty] | 0 | 0 | 0 | 0 | [11 empty] | Stryker 22 LLC | 100 | Ormat Technologies Inc | 100
Plumsted 537 LLC | 61892_G_PLMST | 61892 | G | PLMST |  | Energy Storage |  | PJM_EMAC | New Jersey | 34 | Ocean | 29 | 34029 | 19.8 | 0 | 2019 | 9999 |  |  | N | Energy Storage | [13 empty] | 0 | 0 | 0 | 0 | [11 empty] | Plumstead 537 LLC | 100 | Ormat Technologies Inc | 100
BNB Camden Solar | 61893_G_BNBHQ | 61893 | G | BNBHQ |  | Solar PV |  | PJM_EMAC | New Jersey | 34 | Camden | 7 | 34007 | 2.1 | 0 | 2017 | 9999 |  |  | N | Solar | [13 empty] | 0 | 0 | 0 | 0 | [11 empty] | BNB Camden Solar LLC | 100 | ORIX Corp | 100
BNB Camden Solar | 61893_G_BNBSO | 61893 | G | BNBSO |  | Solar PV |  | PJM_EMAC | New Jersey | 34 | Camden | 7 | 34007 | 1.4 | 0 | 2017 | 9999 |  |  | N | Solar | [13 empty] | 0 | 0 | 0 | 0 | [11 empty] | BNB Camden Solar LLC | 100 | ORIX Corp | 100
Toyota HQ Plan | 61895_G_TOYHQ | 61895 | G | TOYHQ |  | Solar PV |  | ERC_REST | Texas | 48 | Collin | 85 | 48085 | 5.9 | 0 | 2017 | 9999 |  |  | N | Solar | [13 empty] | 0 | 0 | 0 | 0 | [11 empty] | PGC Plano I LLC | 100 | SunPower Corp | 100
Solean Solar Project | 61898_G_SOLEA | 61898 | G | SOLEA |  | Solar PV |  | NY_Z_A | New York | 36 | Cattaraugus | 9 | 36009 | 4 | 0 | 2016 | 9999 |  |  | N | Solar | [13 empty] | 0 | 0 | 0 | 0 | [11 empty] | Solean LLC | 100 | BQ Energy LLC | 100
Lincoln Ave Solar Project | 61899_G_LINC | 61899 | G | LINC |  | Solar PV |  | NY_Z_K | New York | 36 | Suffolk | 103 | 36103 | 2 | 0 | 2018 | 9999 |  |  | N | Solar | [13 empty] | 0 | 0 | 0 | 0 | [11 empty] | Agilitas Energy LLC | 100 | Agilitas Capital | 100
Riviera | 619_G_5A | 619 | G | 5A | 90798 | Combined Cycle |  | FRCC | Florida | 12 | Palm Beach | 99 | 12099 | 270.5 | 7050 | 2014 | 9999 |  |  | N | Natural Gas, Distillate Fuel Oil |  |  |  | DLNB + H2O | SCR | [8 empty] | 0.0081353 | 0.0081353 | 0.0081353 | 0.0081353 | [11 empty] | Florida Power & Light Co | 100 | NextEra Energy Inc | 100
Riviera | 619_G_5B | 619 | G | 5B | 90799 | Combined Cycle |  | FRCC | Florida | 12 | Palm Beach | 99 | 12099 | 270.5 | 7050 | 2014 | 9999 |  |  | N | Natural Gas, Distillate Fuel Oil |  |  |  | DLNB + H2O | SCR | [8 empty] | 0.0081353 | 0.0081353 | 0.0081353 | 0.0081353 | [11 empty] | Florida Power & Light Co | 100 | NextEra Energy Inc | 100
Riviera | 619_G_5C | 619 | G | 5C | 90800 | Combined Cycle |  | FRCC | Florida | 12 | Palm Beach | 99 | 12099 | 270.5 | 7050 | 2014 | 9999 |  |  | N | Natural Gas, Distillate Fuel Oil |  |  |  | DLNB + H2O | SCR | [8 empty] | 0.0081353 | 0.0081353 | 0.0081353 | 0.0081353 | [11 empty] | Florida Power & Light Co | 100 | NextEra Energy Inc | 100
Riviera | 619_G_5ST | 619 | G | 5ST | 90798 | Combined Cycle |  | FRCC | Florida | 12 | Palm Beach | 99 | 12099 | 478.5 | 7050 | 2014 | 9999 |  |  | N | Natural Gas, Distillate Fuel Oil |  |  |  | DLNB + H2O | SCR | [8 empty] | 0.0081353 | 0.0081353 | 0.0081353 | 0.0081353 | [11 empty] | Florida Power & Light Co | 100 | NextEra Energy Inc | 100
Blydenburgh Solar Project | 61900_G_BLYD | 61900 | G | BLYD |  | Solar PV |  | NY_Z_K | New York | 36 | Suffolk | 103 | 36103 | 1.5 | 0 | 2018 | 9999 |  |  | N | Solar | [13 empty] | 0 | 0 | 0 | 0 | [11 empty] | Agilitas Energy LLC | 100 | Agilitas Capital | 100
Redstone Arsenal Hybrid | 61901_G_BA | 61901 | G | BA |  | Energy Storage |  | S_C_TVA | Alabama | 1 | Madison | 89 | 01089 | 1 | 0 | 2017 | 9999 |  |  | N | Energy Storage | [13 empty] | 0 | 0 | 0 | 0 | [11 empty] | SunPower Corp | 100 | TOTAL SA | 100
Redstone Arsenal Hybrid | 61901_G_REDST | 61901 | G | REDST |  | Solar PV |  | S_C_TVA | Alabama | 1 | Madison | 89 | 01089 | 7.2 | 0 | 2017 | 9999 |  |  | N | Solar | [13 empty] | 0 | 0 | 0 | 0 | [11 empty] | SunPower Corp | 100 | TOTAL SA | 100
Holtsville Solar Project | 61902_G_HOLTS | 61902 | G | HOLTS |  | Solar PV |  | NY_Z_K | New York | 36 | Suffolk | 103 | 36103 | 1.2 | 0 | 2017 | 9999 |  |  | N | Solar | [13 empty] | 0 | 0 | 0 | 0 | [11 empty] | Agilitas Energy LLC | 100 | Agilitas Capital | 100
Sharon Springs | 61903_G_10116 | 61903 | G | 10116 |  | Solar PV |  | NY_Z_F | New York | 36 | Schoharie | 95 | 36095 | 2 | 0 | 2018 | 9999 |  |  | N | Solar | [13 empty] | 0 | 0 | 0 | 0 | [11 empty] | Onyx Asset Services Group LLC | 100 | Onyx Renewable Partners LP | 100
Amsterdam North | 61904_G_10044 | 61904 | G | 10044 |  | Solar PV |  | NY_Z_F | New York | 36 | Montgomery | 57 | 36057 | 2 | 0 | 2018 | 9999 |  |  | N | Solar | [13 empty] | 0 | 0 | 0 | 0 | [11 empty] | Onyx Asset Services Group LLC | 100 | Onyx Renewable Partners LP | 100
Amsterdam South | 61905_G_10045 | 61905 | G | 10045 |  | Solar PV |  | NY_Z_F | New York | 36 | Montgomery | 57 | 36057 | 2 | 0 | 2018 | 9999 |  |  | N | Solar | [13 empty] | 0 | 0 | 0 | 0 | [11 empty] | Onyx Asset Services Group LLC | 100 | Onyx Renewable Partners LP | 100
Phoebe Solar | 61906_G_PHOEB | 61906 | G | PHOEB |  | Solar PV |  | ERC_WEST | Texas | 48 | Winkler | 495 | 48495 | 250 | 0 | 2019 | 9999 |  |  | N | Solar | [13 empty] | 0 | 0 | 0 | 0 | [11 empty] | Phoebe Energy Project LLC | 100 | Innergex Renewable Energy Inc | 100
Springfield Solar Project | 61907_G_NJLND | 61907 | G | NJLND |  | Solar PV |  | PJM_EMAC | New Jersey | 34 | Burlington | 5 | 34005 | 7.5 | 0 | 2018 | 9999 |  |  | N | Solar | [13 empty] | 0 | 0 | 0 | 0 | [11 empty] | NJR Clean Energy Ventures III Corp | 100 | New Jersey Resources Corp | 100
Parkview Battery | 61909_G_PKVWB | 61909 | G | PKVWB |  | Energy Storage |  | MIS_LMI | Michigan | 26 | Kalamazoo | 77 | 26077 | 1 | 0 | 2018 | 9999 |  |  | N | Energy Storage | [13 empty] | 0 | 0 | 0 | 0 | [11 empty] | Western Michigan University | 100 | Western Michigan University | 100
Ivester Wind Farm | 61911_G_WT1 | 61911 | G | WT1 |  | Onshore Wind |  | MIS_IA | Iowa | 19 | Grundy | 75 | 19075 | 90.8 | 0 | 2018 | 9999 |  |  | N | Wind | [13 empty] | 0 | 0 | 0 | 0 | [11 empty] | MidAmerican Energy Co | 100 | Berkshire Hathaway Inc | 100
McGinness Hills 3 | 61912_G_OEC31 | 61912 | G | OEC31 |  | Geothermal |  | WECC_NNV | Nevada | 32 | Lander | 15 | 32015 | 24.7 | 9770 | 2018 | 9999 |  |  | N | Geothermal | [13 empty] | 0 | 0 | 0 | 0 | 0.4563 | 0.4563 | 0.4563 | [8 empty] | ORNI 41 LLC | 100 | Ormat Technologies Inc | 100
McGinness Hills 3 | 61912_G_OEC32 | 61912 | G | OEC32 |  | Geothermal |  | WECC_NNV | Nevada | 32 | Lander | 15 | 32015 | 24.7 | 9770 | 2018 | 9999 |  |  | N | Geothermal | [13 empty] | 0 | 0 | 0 | 0 | 0.4563 | 0.4563 | 0.4563 | [8 empty] | ORNI 41 LLC | 100 | Ormat Technologies Inc | 100
Punkin Center Battery Storage | 61913_G_B1 | 61913 | G | B1 |  | Energy Storage |  | WECC_AZ | Arizona | 4 | Gila | 7 | 04007 | 2 | 0 | 2018 | 9999 |  |  | N | Energy Storage | [13 empty] | 0 | 0 | 0 | 0 | [11 empty] | Arizona Public Service Co | 100 | Pinnacle West Capital Corp | 100
Susquehanna University Solar | 61914_G_SO829 | 61914 | G | SO829 |  | Solar PV |  | PJM_WMAC | Pennsylvania | 42 | Snyder | 109 | 42109 | 3 | 0 | 2018 | 9999 |  |  | N | Solar | [13 empty] | 0 | 0 | 0 | 0 | [11 empty] | WGL Susquehanna Project LLC | 100 | AltaGas Ltd | 100
Bowie State Solar | 61915_G_SO285 | 61915 | G | SO285 |  | Solar PV |  | PJM_SMAC | Maryland | 24 | Prince Georges | 33 | 24033 | 1.3 | 0 | 2018 | 9999 |  |  | N | Solar | [13 empty] | 0 | 0 | 0 | 0 | [11 empty] | Terraform Power Inc | 100 | Brookfield Asset Management Inc | 100
Pegasus Wind | 61916_G_PWEC | 61916 | G | PWEC |  | Onshore Wind |  | MIS_LMI | Michigan | 26 | Tuscola | 157 | 26157 | 150 | 0 | 2020 | 9999 |  |  | N | Wind | [13 empty] | 0 | 0 | 0 | 0 | [11 empty] | Pegasus Wind A LLC | 100 | NextEra Energy Inc | 100
Kearsarge Oppenheim CSG | 61917_G_OPPEN | 61917 | G | OPPEN |  | Solar PV |  | NY_Z_F | New York | 36 | Fulton | 35 | 36035 | 1.4 | 0 | 2018 | 9999 |  |  | N | Solar | [13 empty] | 0 | 0 | 0 | 0 | [11 empty] | Kearsarge Oppenheim LLC | 100 | Kearsarge Energy LP | 100
Blackville Solar Farm, LLC | 61918_G_1 | 61918 | G | 1 |  | Solar PV |  | S_VACA | South Carolina | 45 | Barnwell | 11 | 45011 | 7.2 | 0 | 2020 | 9999 |  |  | N | Solar | [13 empty] | 0 | 0 | 0 | 0 | [11 empty] | Southern Current LLC | 100 | Southern Current LLC | 100
Frontenac Holdco LLC, CSG | 61919_G_FRONT | 61919 | G | FRONT |  | Solar PV |  | MIS_MNWI | Minnesota | 27 | Goodhue | 49 | 27049 | 5 | 0 | 2019 | 9999 |  |  | N | Solar | [13 empty] | 0 | 0 | 0 | 0 | [11 empty] | Frontenac Holdco LLC | 100 | Frontenac Holdco LLC | 100
Tahoka Wind | 61921_G_TAH | 61921 | G | TAH |  | Onshore Wind |  | SPP_SPS | Texas | 48 | Lynn | 305 | 48305 | 300 | 0 | 2018 | 9999 |  |  | N | Wind | [13 empty] | 0 | 0 | 0 | 0 | [11 empty] | Tahoka Wind LLC | 100 | Lincoln Clean Energy LLC | 100
Sunlight Beacon | 61922_G_BEACO | 61922 | G | BEACO |  | Solar PV |  | NY_Z_G-I | New York | 36 | Dutchess | 27 | 36027 | 2 | 0 | 2018 | 9999 |  |  | N | Solar | [13 empty] | 0 | 0 | 0 | 0 | [11 empty] | Renewable Strategies LLC | 33.4 | Renewable Strategies LLC | 33.4
Viridity Energy Solutions ACUA | 61923_G_VACUA | 61923 | G | VACUA |  | Energy Storage |  | PJM_EMAC | New Jersey | 34 | Atlantic | 1 | 34001 | 1 | 0 | 2018 | 9999 |  |  | N | Energy Storage | [13 empty] | 0 | 0 | 0 | 0 | [11 empty] | Viridity Energy Inc | 100 | Ormat Technologies Inc | 100
Cumblerland Land Holdings, LLC | 61924_G_CUMB | 61924 | G | CUMB |  | Solar PV |  | S_C_TVA | Alabama | 1 | Limestone | 83 | 01083 | 14.7 | 0 | 2018 | 9999 |  |  | N | Solar | [13 empty] | 0 | 0 | 0 | 0 | [11 empty] | Cumblerland Land Holdings LLC | 100 | Cumblerland Land Holdings LLC | 100
Casa Mesa Wind Energy Center | 61925_G_CMNM | 61925 | G | CMNM |  | Onshore Wind |  | SPP_SPS | New Mexico | 35 | Quay | 37 | 35037 | 50.9 | 0 | 2018 | 9999 |  |  | N | Wind | [13 empty] | 0 | 0 | 0 | 0 | [11 empty] | Casa Mesa Wind LLC | 100 | NextEra Energy Inc | 100
Casa Mesa Wind Energy Center | 61925_G_CMNMB | 61925 | G | CMNMB |  | Energy Storage |  | SPP_SPS | New Mexico | 35 | Quay | 37 | 35037 | 1 | 0 | 2018 | 9999 |  |  | N | Energy Storage | [13 empty] | 0 | 0 | 0 | 0 | [11 empty] | Casa Mesa Wind LLC | 100 | NextEra Energy Inc | 100
Armadillo Flats Wind Project, LLC | 61926_G_ARM | 61926 | G | ARM |  | Onshore Wind |  | SPP_WEST | Oklahoma | 40 | Garfield | 47 | 40047 | 247.3 | 0 | 2018 | 9999 |  |  | N | Wind | [13 empty] | 0 | 0 | 0 | 0 | [11 empty] | Armadillo Flats Wind Project LLC | 100 | NextEra Energy Inc | 100
Saint Albans Solar | 61928_G_GEN1 | 61928 | G | GEN1 |  | Solar PV |  | NENGREST | Vermont | 50 | Franklin | 11 | 50011 | 4.9 | 0 | 2018 | 9999 |  |  | N | Solar | [13 empty] | 0 | 0 | 0 | 0 | [11 empty] | Saint Albans Solar LLC | 100 | Cypress Creek Holdings LLC | 100
Techren Solar II LLC | 61930_G_TECH2 | 61930 | G | TECH2 |  | Solar PV |  | WECC_SNV | Nevada | 32 | Clark | 3 | 32003 | 200 | 0 | 2019 | 9999 |  |  | N | Solar | [13 empty] | 0 | 0 | 0 | 0 | [11 empty] | Techren Solar II LLC | 100 | Hanwha Group | 100
Adams Nielson Solar | 61933_G_ADAMS | 61933 | G | ADAMS |  | Solar PV |  | WECC_PNW | Washington | 53 | Adams | 1 | 53001 | 19.2 | 0 | 2018 | 9999 |  |  | N | Solar | [13 empty] | 0 | 0 | 0 | 0 | [11 empty] | Adams Nielson Solar LLC | 100 | Strata Solar LLC | 100
WHA Southbridge Solar Park | 61934_G_2 | 61934 | G | 2 |  | Solar PV |  | PJM_EMAC | Delaware | 10 | New Castle | 3 | 10003 | 1.5 | 0 | 2018 | 9999 |  |  | N | Solar | [13 empty] | 0 | 0 | 0 | 0 | [11 empty] | Ecogy Delaware II LLC | 100 | Ecogy Energy LLC | 100
Abbot Solar | 61936_G_2 | 61936 | G | 2 |  | Solar PV |  | S_VACA | South Carolina | 45 | Clarendon | 27 | 45027 | 2 | 0 | 2018 | 9999 |  |  | N | Solar | [13 empty] | 0 | 0 | 0 | 0 | [11 empty] | Southern Current Development I LLC | 100 | Southern Current LLC | 100
Ace Solar | 61937_G_18 | 61937 | G | 18 |  | Solar PV |  | S_VACA | South Carolina | 45 | Anderson | 7 | 45007 | 1 | 0 | 2020 | 9999 |  |  | N | Solar | [13 empty] | 0 | 0 | 0 | 0 | [11 empty] | Southern Current LLC | 100 | Southern Current LLC | 100
Blacktip Solar | 61939_G_5 | 61939 | G | 5 |  | Solar PV |  | S_VACA | South Carolina | 45 | Florence | 41 | 45041 | 2 | 0 | 2018 | 9999 |  |  | N | Solar | [13 empty] | 0 | 0 | 0 | 0 | [11 empty] | Southern Current LLC | 100 | Southern Current LLC | 100
Bloom Solar | 61940_G_6 | 61940 | G | 6 |  | Solar PV |  | S_VACA | South Carolina | 45 | Clarendon | 27 | 45027 | 2 | 0 | 2019 | 9999 |  |  | N | Solar | [13 empty] | 0 | 0 | 0 | 0 | [11 empty] | Southern Current Development I LLC | 100 | Southern Current LLC | 100
Bond Solar | 61941_G_7 | 61941 | G | 7 |  | Solar PV |  | S_VACA | South Carolina | 45 | Clarendon | 27 | 45027 | 2 | 0 | 2018 | 9999 |  |  | N | Solar | [13 empty] | 0 | 0 | 0 | 0 | [11 empty] | Sustainable Energy Solutions LLC | 100 | Sustainable Energy Solutions LLC | 100
Gary Solar | 61942_G_8 | 61942 | G | 8 |  | Solar PV |  | S_VACA | South Carolina | 45 | Lee | 61 | 45061 | 2 | 0 | 2018 | 9999 |  |  | N | Solar | [13 empty] | 0 | 0 | 0 | 0 | [11 empty] | Sustainable Energy Solutions LLC | 100 | Sustainable Energy Solutions LLC | 100
Goldenrod Solar | 61943_G_9 | 61943 | G | 9 |  | Solar PV |  | S_VACA | South Carolina | 45 | Florence | 41 | 45041 | 2 | 0 | 2019 | 9999 |  |  | N | Solar | [13 empty] | 0 | 0 | 0 | 0 | [11 empty] | Southern Current LLC | 100 | Southern Current LLC | 100
Jessamine Solar | 61944_G_10 | 61944 | G | 10 |  | Solar PV |  | S_VACA | South Carolina | 45 | Marion | 67 | 45067 | 1.9 | 0 | 2019 | 9999 |  |  | N | Solar | [13 empty] | 0 | 0 | 0 | 0 | [11 empty] | Southern Current Development I LLC | 100 | Southern Current LLC | 100
Pelzer Solar I | 61945_G_19 | 61945 | G | 19 |  | Solar PV |  | S_VACA | South Carolina | 45 | Anderson | 7 | 45007 | 1 | 0 | 2019 | 9999 |  |  | N | Solar | [13 empty] | 0 | 0 | 0 | 0 | [11 empty] | Sustainable Energy Solutions LLC | 100 | Sustainable Energy Solutions LLC | 100
Redwing Solar | 61946_G_11 | 61946 | G | 11 |  | Solar PV |  | S_VACA | South Carolina | 45 | Darlington | 31 | 45031 | 2 | 0 | 2019 | 9999 |  |  | N | Solar | [13 empty] | 0 | 0 | 0 | 0 | [11 empty] | Southern Current LLC | 100 | Southern Current LLC | 100
River Solar | 61947_G_12 | 61947 | G | 12 |  | Solar PV |  | S_VACA | South Carolina | 45 | Lee | 61 | 45061 | 2 | 0 | 2018 | 9999 |  |  | N | Solar | [13 empty] | 0 | 0 | 0 | 0 | [11 empty] | Southern Current Development I LLC | 100 | Southern Current LLC | 100
Sapphire Solar | 61948_G_17 | 61948 | G | 17 |  | Solar PV |  | S_VACA | South Carolina | 45 | Florence | 41 | 45041 | 2 | 0 | 2018 | 9999 |  |  | N | Solar | [13 empty] | 0 | 0 | 0 | 0 | [11 empty] | Southern Current LLC | 100 | Southern Current LLC | 100
South Solar | 61949_G_13 | 61949 | G | 13 |  | Solar PV |  | S_VACA | South Carolina | 45 | Florence | 41 | 45041 | 2 | 0 | 2018 | 9999 |  |  | N | Solar | [13 empty] | 0 | 0 | 0 | 0 | [11 empty] | Southern Current LLC | 100 | Southern Current LLC | 100
John Twitty Energy Center | 6195_G_GT1 | 6195 | G | GT1 | 89861 | Combustion Turbine |  | SPP_N | Missouri | 29 | Greene | 77 | 29077 | 52 | 15558 | 1983 | 9999 |  |  | N | Natural Gas |  |  |  | H2O | [8 empty] | 2.3 | 0.12941 | 0.12941 | 0.12941 | 0.12941 | [11 empty] | Springfield MO (City of) | 100 | Springfield MO (City of) | 100
John Twitty Energy Center | 6195_G_GT2 | 6195 | G | GT2 | 89863 | Combustion Turbine |  | SPP_N | Missouri | 29 | Greene | 77 | 29077 | 52 | 15558 | 1983 | 9999 |  |  | N | Natural Gas |  |  |  | H2O | [8 empty] | 2.3 | 0.11342 | 0.11342 | 0.11342 | 0.11342 | [11 empty] | Springfield MO (City of) | 100 | Springfield MO (City of) | 100
Vincent Solar | 61950_G_14 | 61950 | G | 14 |  | Solar PV |  | S_VACA | South Carolina | 45 | Lee | 61 | 45061 | 2 | 0 | 2019 | 9999 |  |  | N | Solar | [13 empty] | 0 | 0 | 0 | 0 | [11 empty] | Southern Current LLC | 100 | Southern Current LLC | 100
Watauga Solar | 61951_G_15 | 61951 | G | 15 |  | Solar PV |  | S_VACA | South Carolina | 45 | Darlington | 31 | 45031 | 2 | 0 | 2019 | 9999 |  |  | N | Solar | [13 empty] | 0 | 0 | 0 | 0 | [11 empty] | Sustainable Energy Solutions LLC | 100 | Sustainable Energy Solutions LLC | 100
Whitt Solar | 61952_G_20 | 61952 | G | 20 |  | Solar PV |  | S_VACA | South Carolina | 45 | Anderson | 7 | 45007 | 2 | 0 | 2019 | 9999 |  |  | N | Solar | [13 empty] | 0 | 0 | 0 | 0 | [11 empty] | Southern Current LLC | 100 | Southern Current LLC | 100
Willis Solar | 61953_G_16 | 61953 | G | 16 |  | Solar PV |  | S_VACA | South Carolina | 45 | Florence | 41 | 45041 | 2 | 0 | 2018 | 9999 |  |  | N | Solar | [13 empty] | 0 | 0 | 0 | 0 | [11 empty] | Sustainable Energy Solutions LLC | 100 | Sustainable Energy Solutions LLC | 100
Delta Solar Power I | 61954_G_DSPI | 61954 | G | DSPI |  | Solar PV |  | MIS_LMI | Michigan | 26 | Eaton | 45 | 26045 | 7.7 | 0 | 2018 | 9999 |  |  | N | Solar | [13 empty] | 0 | 0 | 0 | 0 | [11 empty] | Delta Solar Power I LLC | 100 | CMS Energy Corp | 100
Delta Solar Power II | 61955_G_DSPII | 61955 | G | DSPII |  | Solar PV |  | MIS_LMI | Michigan | 26 | Eaton | 45 | 26045 | 15.2 | 0 | 2018 | 9999 |  |  | N | Solar | [13 empty] | 0 | 0 | 0 | 0 | [11 empty] | Delta Solar Power II LLC | 100 | CMS Energy Corp | 100
MCRD Parris Island PV Hybrid | 61956_G_BAKUP | 61956 | G | BAKUP |  | Combustion Turbine | IC Engine | S_VACA | South Carolina | 45 | Beaufort | 13 | 45013 | 2.5 | 10745 | 2019 | 9999 |  |  | N | Distillate Fuel Oil | [13 empty] | 1.6498 | 1.6498 | 1.6498 | 1.6498 | [11 empty] | Ameresco Federal Solutions Inc | 100 | Ameresco Inc | 100
MCRD Parris Island PV Hybrid | 61956_G_BLKST | 61956 | G | BLKST |  | Combustion Turbine | IC Engine | S_VACA | South Carolina | 45 | Beaufort | 13 | 45013 | 1 | 10745 | 2019 | 9999 |  |  | N | Distillate Fuel Oil | [13 empty] | 1.6498 | 1.6498 | 1.6498 | 1.6498 | [11 empty] | Ameresco Federal Solutions Inc | 100 | Ameresco Inc | 100
MCRD Parris Island PV Hybrid | 61956_G_CARPT | 61956 | G | CARPT |  | Solar PV |  | S_VACA | South Carolina | 45 | Beaufort | 13 | 45013 | 1.6 | 0 | 2018 | 9999 |  |  | N | Solar | [13 empty] | 0 | 0 | 0 | 0 | [11 empty] | Ameresco Federal Solutions Inc | 100 | Ameresco Inc | 100
MCRD Parris Island PV Hybrid | 61956_G_CHPP | 61956 | G | CHPP |  | Combustion Turbine |  | S_VACA | South Carolina | 45 | Beaufort | 13 | 45013 | 3.5 | 10745 | 2019 | 9999 |  |  | N | Natural Gas | [13 empty] | 0.011 | 0.011 | 0.011 | 0.011 | [11 empty] | Ameresco Federal Solutions Inc | 100 | Ameresco Inc | 100
MCRD Parris Island PV Hybrid | 61956_G_GRDMT | 61956 | G | GRDMT |  | Solar PV |  | S_VACA | South Carolina | 45 | Beaufort | 13 | 45013 | 4.4 | 0 | 2018 | 9999 |  |  | N | Solar | [13 empty] | 0 | 0 | 0 | 0 | [11 empty] | Ameresco Federal Solutions Inc | 100 | Ameresco Inc | 100
MCRD Parris Island PV Hybrid | 61956_G_TBESS | 61956 | G | TBESS |  | Energy Storage |  | S_VACA | South Carolina | 45 | Beaufort | 13 | 45013 | 4 | 0 | 2018 | 9999 |  |  | N | Energy Storage | [13 empty] | 0 | 0 | 0 | 0 | [11 empty] | Ameresco Federal Solutions Inc | 100 | Ameresco Inc | 100
Pratt Wind, LLC | 61957_G_PW | 61957 | G | PW |  | Onshore Wind |  | SPP_N | Kansas | 20 | Pratt | 151 | 20151 | 243.5 | 0 | 2018 | 9999 |  |  | N | Wind | [13 empty] | 0 | 0 | 0 | 0 | [11 empty] | Pratt Wind LLC | 100 | NextEra Energy Inc | 100
Broadalbin-Perth Solar | 61958_G_BAP1 | 61958 | G | BAP1 |  | Solar PV |  | NY_Z_F | New York | 36 | Montgomery | 57 | 36057 | 1.5 | 0 | 2018 | 9999 |  |  | N | Solar | [13 empty] | 0 | 0 | 0 | 0 | [11 empty] | AES Broadalbin Solar LLC | 100 | AES Corp (The) | 100
Coolidge Solar 1, LLC | 61959_G_COLS | 61959 | G | COLS |  | Solar PV |  | NENGREST | Vermont | 50 | Windsor | 27 | 50027 | 19.6 | 0 | 2018 | 9999 |  |  | N | Solar | [13 empty] | 0 | 0 | 0 | 0 | [11 empty] | Coolidge Solar I LLC | 100 | Coolidge Solar I LLC | 100
W E Warne | 6196_G_1 | 6196 | G | 1 |  | Hydro |  | WECC_SCE | California | 6 | Los Angeles | 37 | 06037 | 38 | 0 | 1982 | 9999 |  |  | N | Hydro | [13 empty] | 0 | 0 | 0 | 0 | [11 empty] | California Dept Water Resources | 100 | California Dept Water Resources | 100
W E Warne | 6196_G_2 | 6196 | G | 2 |  | Hydro |  | WECC_SCE | California | 6 | Los Angeles | 37 | 06037 | 38 | 0 | 1983 | 9999 |  |  | N | Hydro | [13 empty] | 0 | 0 | 0 | 0 | [11 empty] | California Dept Water Resources | 100 | California Dept Water Resources | 100
Atood II | 61960_G_GEN1 | 61960 | G | GEN1 |  | Solar PV |  | S_VACA | South Carolina | 45 | Spartanburg | 83 | 45083 | 2 | 0 | 2018 | 9999 |  |  | N | Solar | [13 empty] | 0 | 0 | 0 | 0 | [11 empty] | Ollo LLC | 100 | Ollo LLC | 100
Gaston II | 61961_G_GEN1 | 61961 | G | GEN1 |  | Solar PV |  | S_VACA | South Carolina | 45 | Lexington | 63 | 45063 | 7.5 | 0 | 2018 | 9999 |  |  | N | Solar | [13 empty] | 0 | 0 | 0 | 0 | [11 empty] | Gaston Solar II LLC | 100 | Cypress Creek Holdings LLC | 100
Holstein 1 Solar Farm | 61962_G_HSF01 | 61962 | G | HSF01 |  | Solar PV |  | ERC_WEST | Texas | 48 | Nolan | 353 | 48353 | 200 | 0 | 2020 | 9999 |  |  | N | Solar | [13 empty] | 0 | 0 | 0 | 0 | [11 empty] | 226HC 8ME LLC | 100 | 8 Minute Solar Energy | 100
Quakertown Solar Farm, LLC | 61965_G_QKRTN | 61965 | G | QKRTN |  | Solar PV |  | PJM_EMAC | New Jersey | 34 | Hunterdon | 19 | 34019 | 8.8 | 0 | 2018 | 9999 |  |  | N | Solar | [13 empty] | 0 | 0 | 0 | 0 | [11 empty] | Quakertown Farms LLC | 100 | Quakertown Farms LLC | 100
Chisago Holdco LLC, CSG | 61968_G_CHIS | 61968 | G | CHIS |  | Solar PV |  | MIS_MNWI | Minnesota | 27 | Chisago | 25 | 27025 | 3 | 0 | 2019 | 9999 |  |  | N | Solar | [13 empty] | 0 | 0 | 0 | 0 | [11 empty] | Chisago Holdco LLC | 100 | Chisago Holdco LLC | 100
Torrecillas Wind Energy, LLC | 61969_G_TWE | 61969 | G | TWE |  | Onshore Wind |  | ERC_REST | Texas | 48 | Webb | 479 | 48479 | 300 | 0 | 2019 | 9999 |  |  | N | Wind | [13 empty] | 0 | 0 | 0 | 0 | [11 empty] | Torrecillas Wind Energy LLC | 100 | NextEra Energy Inc | 100
Blue Summit II Wind, LLC | 61970_G_BSII | 61970 | G | BSII |  | Onshore Wind |  | ERC_WEST | Texas | 48 | Wilbarger | 487 | 48487 | 99.4 | 0 | 2019 | 9999 |  |  | N | Wind | [13 empty] | 0 | 0 | 0 | 0 | [11 empty] | Blue Summit II Wind LLC | 100 | NextEra Energy Inc | 100
Corcoran CSG | 61971_G_201 | 61971 | G | 201 |  | Solar PV |  | MIS_MNWI | Minnesota | 27 | Hennepin | 53 | 27053 | 1 | 0 | 2019 | 9999 |  |  | N | Solar | [13 empty] | 0 | 0 | 0 | 0 | [11 empty] | SEV MN 2 LLC | 100 | Altus Power America Management LLC | 100
Corcoran CSG | 61971_G_202 | 61971 | G | 202 |  | Solar PV |  | MIS_MNWI | Minnesota | 27 | Hennepin | 53 | 27053 | 1 | 0 | 2019 | 9999 |  |  | N | Solar | [13 empty] | 0 | 0 | 0 | 0 | [11 empty] | SEV MN 2 LLC | 100 | Altus Power America Management LLC | 100
Corcoran CSG | 61971_G_203 | 61971 | G | 203 |  | Solar PV |  | MIS_MNWI | Minnesota | 27 | Hennepin | 53 | 27053 | 1 | 0 | 2019 | 9999 |  |  | N | Solar | [13 empty] | 0 | 0 | 0 | 0 | [11 empty] | SEV MN 2 LLC | 100 | Altus Power America Management LLC | 100
Corcoran CSG | 61971_G_204 | 61971 | G | 204 |  | Solar PV |  | MIS_MNWI | Minnesota | 27 | Hennepin | 53 | 27053 | 1 | 0 | 2019 | 9999 |  |  | N | Solar | [13 empty] | 0 | 0 | 0 | 0 | [11 empty] | SEV MN 2 LLC | 100 | Altus Power America Management LLC | 100
Corcoran CSG | 61971_G_205 | 61971 | G | 205 |  | Solar PV |  | MIS_MNWI | Minnesota | 27 | Hennepin | 53 | 27053 | 1 | 0 | 2019 | 9999 |  |  | N | Solar | [13 empty] | 0 | 0 | 0 | 0 | [11 empty] | SEV MN 2 LLC | 100 | Altus Power America Management LLC | 100
Richardson Solar II | 61972_G_C2BV | 61972 | G | C2BV |  | Solar PV |  | S_VACA | South Carolina | 45 | Barnwell | 11 | 45011 | 3.6 | 0 | 2019 | 9999 |  |  | N | Solar | [13 empty] | 0 | 0 | 0 | 0 | [11 empty] | DP C2 Episode 1 LLC | 100 | DP C2 Episode 1 LLC | 100
Blackville Solar II | 61973_G_C2BV | 61973 | G | C2BV |  | Solar PV |  | S_VACA | South Carolina | 45 | Barnwell | 11 | 45011 | 20 | 0 | 2019 | 9999 |  |  | N | Solar | [13 empty] | 0 | 0 | 0 | 0 | [11 empty] | Southern Current LLC | 100 | Southern Current LLC | 100
Diamond Solar II | 61974_G_C2BV | 61974 | G | C2BV |  | Solar PV |  | S_VACA | South Carolina | 45 | Lexington | 63 | 45063 | 8.2 | 0 | 2019 | 9999 |  |  | N | Solar | [13 empty] | 0 | 0 | 0 | 0 | [11 empty] | DP C2 Episode 1 LLC | 100 | DP C2 Episode 1 LLC | 100
Edison Solar II | 61975_G_C2BV | 61975 | G | C2BV |  | Solar PV |  | S_VACA | South Carolina | 45 | Barnwell | 11 | 45011 | 4.8 | 0 | 2019 | 9999 |  |  | N | Solar | [13 empty] | 0 | 0 | 0 | 0 | [11 empty] | DP C2 Episode 1 LLC | 100 | DP C2 Episode 1 LLC | 100
Peony Solar | 61976_G_PGRG1 | 61976 | G | PGRG1 |  | Solar PV |  | S_VACA | South Carolina | 45 | Orangeburg | 75 | 45075 | 39 | 0 | 2018 | 9999 |  |  | N | Solar | [13 empty] | 0 | 0 | 0 | 0 | [11 empty] | Peony Solar LLC | 100 | NARENCO | 100
Cornillie | 61977_G_SO334 | 61977 | G | SO334 |  | Solar PV |  | MIS_MNWI | Minnesota | 27 | Chisago | 25 | 27025 | 1 | 0 | 2018 | 9999 |  |  | N | Solar | [13 empty] | 0 | 0 | 0 | 0 | [11 empty] | WGL Solar Cornille LLC | 100 | AltaGas Ltd | 100
Pinesage | 61978_G_GEN1 | 61978 | G | GEN1 |  | Solar PV |  | S_VACA | North Carolina | 37 | Moore | 125 | 37125 | 5 | 0 | 2018 | 9999 |  |  | N | Solar | [13 empty] | 0 | 0 | 0 | 0 | [11 empty] | Pinesage Solar Farm LLC | 100 | Pinesage Solar Farm LLC | 100
Syncarpha Prinsburg CSG (Ledeboer) | 61979_G_SYPRN | 61979 | G | SYPRN |  | Solar PV |  | MIS_MNWI | Minnesota | 27 | Kandiyohi | 67 | 27067 | 1 | 0 | 2018 | 9999 |  |  | N | Solar | [13 empty] | 0 | 0 | 0 | 0 | [11 empty] | Prinsburg CSG I LLC | 100 | Prinsburg CSG I LLC | 100
Syncarpha Clara City CSG I (Stamer) | 61980_G_SCSG1 | 61980 | G | SCSG1 |  | Solar PV |  | MIS_MNWI | Minnesota | 27 | Chippewa | 23 | 27023 | 1 | 0 | 2018 | 9999 |  |  | N | Solar | [13 empty] | 0 | 0 | 0 | 0 | [11 empty] | Clara City CSG I LLC | 100 | Clara City CSG I LLC | 100
Cottage Grove Project CSG | 61983_G_COTG | 61983 | G | COTG |  | Solar PV |  | MIS_MNWI | Minnesota | 27 | Washington | 163 | 27163 | 4.9 | 0 | 2018 | 9999 |  |  | N | Solar | [13 empty] | 0 | 0 | 0 | 0 | [11 empty] | DG Minnesota CSG LLC | 100 | NextEra Energy Inc | 100
Solomon Forks Wind Project, LLC | 61984_G_WTGS | 61984 | G | WTGS |  | Onshore Wind |  | SPP_N | Kansas | 20 | Thomas | 193 | 20193 | 275.6 | 0 | 2019 | 9999 |  |  | N | Wind | [13 empty] | 0 | 0 | 0 | 0 | [11 empty] | Solomon Forks Wind Project LLC | 100 | ENGIE SA | 100
Colonial Trail West | 61985_G_CTWS | 61985 | G | CTWS |  | Solar PV |  | PJM_Dom | Virginia | 51 | Surry | 181 | 51181 | 142.4 | 0 | 2019 | 9999 |  |  | N | Solar | [13 empty] | 0 | 0 | 0 | 0 | [11 empty] | Virginia Electric & Power Co | 100 | Dominion Energy Inc | 100
Spring Grove I | 61986_G_SGIS | 61986 | G | SGIS |  | Solar PV |  | PJM_Dom | Virginia | 51 | Surry | 181 | 51181 | 97.9 | 0 | 2020 | 9999 |  |  | N | Solar | [13 empty] | 0 | 0 | 0 | 0 | [11 empty] | Dominion Resources Inc | 100 | Dominion Energy Inc | 100
Citrus Ridge Solar | 61988_G_FL501 | 61988 | G | FL501 |  | Solar PV |  | FRCC | Florida | 12 | Orange | 95 | 12095 | 52 | 0 | 2018 | 9999 |  |  | N | Solar | [13 empty] | 0 | 0 | 0 | 0 | [11 empty] | FL Solar 5 LLC | 100 | Origis Energy | 100
TAC-Distributed Energy Resource Hybrid | 61990_G_BA | 61990 | G | BA |  | Energy Storage |  | MIS_IL | Illinois | 17 | Champaign | 19 | 17019 | 0.3 | 0 | 2017 | 9999 |  |  | N | Energy Storage | [13 empty] | 0 | 0 | 0 | 0 | [11 empty] | Ameren Illinois | 100 | Ameren Corp | 100
TAC-Distributed Energy Resource Hybrid | 61990_G_NG | 61990 | G | NG |  | Combustion Turbine | IC Engine | MIS_IL | Illinois | 17 | Champaign | 19 | 17019 | 1 | 18000 | 2017 | 2045 |  |  | N | Natural Gas | [13 empty] | 1.061 | 1.061 | 1.061 | 1.061 | [11 empty] | Ameren Illinois | 100 | Ameren Corp | 100
TAC-Distributed Energy Resource Hybrid | 61990_G_SOLAR | 61990 | G | SOLAR |  | Solar PV |  | MIS_IL | Illinois | 17 | Champaign | 19 | 17019 | 0.1 | 0 | 2017 | 9999 |  |  | N | Solar | [13 empty] | 0 | 0 | 0 | 0 | [11 empty] | Ameren Illinois | 100 | Ameren Corp | 100
TAC-Distributed Energy Resource Hybrid | 61990_G_WIND | 61990 | G | WIND |  | Onshore Wind |  | MIS_IL | Illinois | 17 | Champaign | 19 | 17019 | 0.1 | 0 | 2017 | 9999 |  |  | N | Wind | [13 empty] | 0 | 0 | 0 | 0 | [11 empty] | Ameren Illinois | 100 | Ameren Corp | 100
Pisces Community Solar Garden | 61992_G_CRUX | 61992 | G | CRUX |  | Solar PV |  | MIS_MNWI | Minnesota | 27 | Stearns | 145 | 27145 | 0.7 | 0 | 2019 | 9999 |  |  | N | Solar | [13 empty] | 0 | 0 | 0 | 0 | [11 empty] | Pisces Community Solar Garden LLC | 100 | Geronimo Renewable Infrastructure Partners LP | 100
Gavilan District College Solar Project | 61993_G_GDCBA | 61993 | G | GDCBA |  | Energy Storage |  | WEC_CALN | California | 6 | Santa Clara | 85 | 06085 | 0.5 | 0 | 2019 | 9999 |  |  | N | Energy Storage | [13 empty] | 0 | 0 | 0 | 0 | [11 empty] | Gavilan District College Solar Project | 100 | SunPower Corp | 100
Gavilan District College Solar Project | 61993_G_GDCPV | 61993 | G | GDCPV |  | Solar PV |  | WEC_CALN | California | 6 | Santa Clara | 85 | 06085 | 1.2 | 0 | 2018 | 9999 |  |  | N | Solar | [13 empty] | 0 | 0 | 0 | 0 | [11 empty] | Gavilan District College Solar Project | 100 | SunPower Corp | 100
Sagittarius Community Solar Gardens LLC | 61994_G_CRUX | 61994 | G | CRUX |  | Solar PV |  | MIS_MNWI | Minnesota | 27 | Meeker | 93 | 27093 | 0.7 | 0 | 2019 | 9999 |  |  | N | Solar | [13 empty] | 0 | 0 | 0 | 0 | [11 empty] | Sagittarius Community Solar Gardens LLC | 100 | Phase 2 Nordic LLC | 100
UC Merced Solar Hybrid | 61995_G_UCMBA | 61995 | G | UCMBA |  | Energy Storage |  | WEC_CALN | California | 6 | Merced | 47 | 06047 | 0.5 | 0 | 2018 | 9999 |  |  | N | Energy Storage | [13 empty] | 0 | 0 | 0 | 0 | [11 empty] | UC Merced | 100 | UC Merced | 100
UC Merced Solar Hybrid | 61995_G_UCMPV | 61995 | G | UCMPV |  | Solar PV |  | WEC_CALN | California | 6 | Merced | 47 | 06047 | 4.3 | 0 | 2018 | 9999 |  |  | N | Solar | [13 empty] | 0 | 0 | 0 | 0 | [11 empty] | Solar University LLC | 100 | TOTAL SA | 100
Rankin Solar Center, LLC | 61996_G_RANKI | 61996 | G | RANKI |  | Solar PV |  | S_VACA | South Carolina | 45 | Florence | 41 | 45041 | 10 | 0 | 2019 | 9999 |  |  | N | Solar | [13 empty] | 0 | 0 | 0 | 0 | [11 empty] | Coronal Energy LLC | 100 | Coronal Energy LLC | 100
USS Big Lake 1 Solar CSG | 61997_G_USSBL | 61997 | G | USSBL |  | Solar PV |  | MIS_MNWI | Minnesota | 27 | Sherburne | 141 | 27141 | 1 | 0 | 2018 | 9999 |  |  | N | Solar | [13 empty] | 0 | 0 | 0 | 0 | [11 empty] | USS Big Lake 1 LLC | 100 | US Solar DG Development LLC | 100
USS Good Solar CSG | 61998_G_USSGO | 61998 | G | USSGO |  | Solar PV |  | MIS_MNWI | Minnesota | 27 | Chisago | 25 | 27025 | 1 | 0 | 2018 | 9999 |  |  | N | Solar | [13 empty] | 0 | 0 | 0 | 0 | [11 empty] | USS Good Solar LLC | 100 | US Solar DG Development LLC | 100
USS Kasch Solar CSG | 61999_G_USSKA | 61999 | G | USSKA |  | Solar PV |  | MIS_MNWI | Minnesota | 27 | Benton | 9 | 27009 | 1 | 0 | 2018 | 9999 |  |  | N | Solar | [13 empty] | 0 | 0 | 0 | 0 | [11 empty] | USS Kasch Solar LLC | 100 | US Solar DG Development LLC | 100
Sanford | 620_G_4 | 620 | G | 4 | 429 | Combined Cycle |  | FRCC | Florida | 12 | Volusia | 127 | 12127 | 388 | 7438 | 1969 | 9999 |  |  | N | Natural Gas |  |  |  | DLNB | SCR | [7 empty] | 0.001 | 0.029388 | 0.029388 | 0.029388 | 0.029388 | [11 empty] | Florida Power & Light Co | 100 | NextEra Energy Inc | 100
Sanford | 620_G_4A | 620 | G | 4A | 429 | Combined Cycle |  | FRCC | Florida | 12 | Volusia | 127 | 12127 | 197 | 7438 | 2002 | 9999 |  |  | N | Natural Gas |  |  |  | DLNB | SCR | [7 empty] | 0.001 | 0.029388 | 0.029388 | 0.029388 | 0.029388 | [11 empty] | Florida Power & Light Co | 100 | NextEra Energy Inc | 100
Sanford | 620_G_4B | 620 | G | 4B | 430 | Combined Cycle |  | FRCC | Florida | 12 | Volusia | 127 | 12127 | 197 | 7438 | 2002 | 9999 |  |  | N | Natural Gas |  |  |  | DLNB | SCR | [7 empty] | 0.001 | 0.029388 | 0.029388 | 0.029388 | 0.029388 | [11 empty] | Florida Power & Light Co | 100 | NextEra Energy Inc | 100
Sanford | 620_G_4C | 620 | G | 4C | 431 | Combined Cycle |  | FRCC | Florida | 12 | Volusia | 127 | 12127 | 197 | 7438 | 2002 | 9999 |  |  | N | Natural Gas |  |  |  | DLNB | SCR | [7 empty] | 0.001 | 0.029388 | 0.029388 | 0.029388 | 0.029388 | [11 empty] | Florida Power & Light Co | 100 | NextEra Energy Inc | 100
Sanford | 620_G_4D | 620 | G | 4D | 432 | Combined Cycle |  | FRCC | Florida | 12 | Volusia | 127 | 12127 | 197 | 7438 | 2003 | 9999 |  |  | N | Natural Gas |  |  |  | DLNB | SCR | [7 empty] | 0.001 | 0.029388 | 0.029388 | 0.029388 | 0.029388 | [11 empty] | Florida Power & Light Co | 100 | NextEra Energy Inc | 100
Sanford | 620_G_5 | 620 | G | 5 | 433 | Combined Cycle |  | FRCC | Florida | 12 | Volusia | 127 | 12127 | 388 | 7438 | 1974 | 9999 | other |  | N | Natural Gas |  |  |  | DLNB | SCR | [7 empty] | 0.001 | 0.030785 | 0.030785 | 0.030785 | 0.030785 | [11 empty] | Florida Power & Light Co | 100 | NextEra Energy Inc | 100
Sanford | 620_G_5A | 620 | G | 5A | 433 | Combined Cycle |  | FRCC | Florida | 12 | Volusia | 127 | 12127 | 197 | 7438 | 2002 | 9999 |  |  | N | Natural Gas |  |  |  | DLNB | SCR | [7 empty] | 0.001 | 0.030785 | 0.030785 | 0.030785 | 0.030785 | [11 empty] | Florida Power & Light Co | 100 | NextEra Energy Inc | 100
Sanford | 620_G_5B | 620 | G | 5B | 434 | Combined Cycle |  | FRCC | Florida | 12 | Volusia | 127 | 12127 | 197 | 7438 | 2002 | 9999 |  |  | N | Natural Gas |  |  |  | DLNB | SCR | [7 empty] | 0.001 | 0.030785 | 0.030785 | 0.030785 | 0.030785 | [11 empty] | Florida Power & Light Co | 100 | NextEra Energy Inc | 100
Sanford | 620_G_5C | 620 | G | 5C | 435 | Combined Cycle |  | FRCC | Florida | 12 | Volusia | 127 | 12127 | 197 | 7438 | 2002 | 9999 |  |  | N | Natural Gas |  |  |  | DLNB | SCR | [7 empty] | 0.001 | 0.030785 | 0.030785 | 0.030785 | 0.030785 | [11 empty] | Florida Power & Light Co | 100 | NextEra Energy Inc | 100
Sanford | 620_G_5D | 620 | G | 5D | 436 | Combined Cycle |  | FRCC | Florida | 12 | Volusia | 127 | 12127 | 197 | 7438 | 2002 | 9999 |  |  | N | Natural Gas |  |  |  | DLNB | SCR | [7 empty] | 0.001 | 0.030785 | 0.030785 | 0.030785 | 0.030785 | [11 empty] | Florida Power & Light Co | 100 | NextEra Energy Inc | 100
Rock Island | 6200_G_A | 6200 | G | A |  | Hydro |  | WECC_PNW | Washington | 53 | Chelan | 7 | 53007 | 1.2 | 0 | 1931 | 9999 |  |  | N | Hydro | [13 empty] | 0 | 0 | 0 | 0 | [11 empty] | PUD No 1 of Chelan County | 100 | PUD No 1 of Chelan County | 100
Rock Island | 6200_G_B-1 | 6200 | G | B-1 |  | Hydro |  | WECC_PNW | Washington | 53 | Chelan | 7 | 53007 | 15 | 0 | 1931 | 9999 |  |  | N | Hydro | [13 empty] | 0 | 0 | 0 | 0 | [11 empty] | PUD No 1 of Chelan County | 100 | PUD No 1 of Chelan County | 100
Rock Island | 6200_G_B-10 | 6200 | G | B-10 |  | Hydro |  | WECC_PNW | Washington | 53 | Chelan | 7 | 53007 | 19 | 0 | 1953 | 9999 |  |  | N | Hydro | [13 empty] | 0 | 0 | 0 | 0 | [11 empty] | PUD No 1 of Chelan County | 100 | PUD No 1 of Chelan County | 100
Rock Island | 6200_G_B-2 | 6200 | G | B-2 |  | Hydro |  | WECC_PNW | Washington | 53 | Chelan | 7 | 53007 | 15 | 0 | 1931 | 9999 |  |  | N | Hydro | [13 empty] | 0 | 0 | 0 | 0 | [11 empty] | PUD No 1 of Chelan County | 100 | PUD No 1 of Chelan County | 100
Rock Island | 6200_G_B-3 | 6200 | G | B-3 |  | Hydro |  | WECC_PNW | Washington | 53 | Chelan | 7 | 53007 | 15 | 0 | 1932 | 9999 |  |  | N | Hydro | [13 empty] | 0 | 0 | 0 | 0 | [11 empty] | PUD No 1 of Chelan County | 100 | PUD No 1 of Chelan County | 100
Rock Island | 6200_G_B-4 | 6200 | G | B-4 |  | Hydro |  | WECC_PNW | Washington | 53 | Chelan | 7 | 53007 | 15 | 0 | 1932 | 9999 |  |  | N | Hydro | [13 empty] | 0 | 0 | 0 | 0 | [11 empty] | PUD No 1 of Chelan County | 100 | PUD No 1 of Chelan County | 100
Rock Island | 6200_G_B-5 | 6200 | G | B-5 |  | Hydro |  | WECC_PNW | Washington | 53 | Chelan | 7 | 53007 | 17 | 0 | 1952 | 9999 |  |  | N | Hydro | [13 empty] | 0 | 0 | 0 | 0 | [11 empty] | PUD No 1 of Chelan County | 100 | PUD No 1 of Chelan County | 100
Rock Island | 6200_G_B-6 | 6200 | G | B-6 |  | Hydro |  | WECC_PNW | Washington | 53 | Chelan | 7 | 53007 | 17 | 0 | 1952 | 9999 |  |  | N | Hydro | [13 empty] | 0 | 0 | 0 | 0 | [11 empty] | PUD No 1 of Chelan County | 100 | PUD No 1 of Chelan County | 100
Rock Island | 6200_G_B-7 | 6200 | G | B-7 |  | Hydro |  | WECC_PNW | Washington | 53 | Chelan | 7 | 53007 | 17 | 0 | 1952 | 9999 |  |  | N | Hydro | [13 empty] | 0 | 0 | 0 | 0 | [11 empty] | PUD No 1 of Chelan County | 100 | PUD No 1 of Chelan County | 100
Rock Island | 6200_G_B-8 | 6200 | G | B-8 |  | Hydro |  | WECC_PNW | Washington | 53 | Chelan | 7 | 53007 | 17 | 0 | 1953 | 9999 |  |  | N | Hydro | [13 empty] | 0 | 0 | 0 | 0 | [11 empty] | PUD No 1 of Chelan County | 100 | PUD No 1 of Chelan County | 100
Rock Island | 6200_G_B-9 | 6200 | G | B-9 |  | Hydro |  | WECC_PNW | Washington | 53 | Chelan | 7 | 53007 | 19 | 0 | 1953 | 9999 |  |  | N | Hydro | [13 empty] | 0 | 0 | 0 | 0 | [11 empty] | PUD No 1 of Chelan County | 100 | PUD No 1 of Chelan County | 100
Rock Island | 6200_G_U-1 | 6200 | G | U-1 |  | Hydro |  | WECC_PNW | Washington | 53 | Chelan | 7 | 53007 | 42 | 0 | 1979 | 9999 |  |  | N | Hydro | [13 empty] | 0 | 0 | 0 | 0 | [11 empty] | PUD No 1 of Chelan County | 100 | PUD No 1 of Chelan County | 100
Rock Island | 6200_G_U-2 | 6200 | G | U-2 |  | Hydro |  | WECC_PNW | Washington | 53 | Chelan | 7 | 53007 | 42 | 0 | 1979 | 9999 |  |  | N | Hydro | [13 empty] | 0 | 0 | 0 | 0 | [11 empty] | PUD No 1 of Chelan County | 100 | PUD No 1 of Chelan County | 100
Rock Island | 6200_G_U-3 | 6200 | G | U-3 |  | Hydro |  | WECC_PNW | Washington | 53 | Chelan | 7 | 53007 | 42 | 0 | 1979 | 9999 |  |  | N | Hydro | [13 empty] | 0 | 0 | 0 | 0 | [11 empty] | PUD No 1 of Chelan County | 100 | PUD No 1 of Chelan County | 100
Rock Island | 6200_G_U-4 | 6200 | G | U-4 |  | Hydro |  | WECC_PNW | Washington | 53 | Chelan | 7 | 53007 | 42 | 0 | 1979 | 9999 |  |  | N | Hydro | [13 empty] | 0 | 0 | 0 | 0 | [11 empty] | PUD No 1 of Chelan County | 100 | PUD No 1 of Chelan County | 100
Rock Island | 6200_G_U-5 | 6200 | G | U-5 |  | Hydro |  | WECC_PNW | Washington | 53 | Chelan | 7 | 53007 | 42 | 0 | 1978 | 9999 |  |  | N | Hydro | [13 empty] | 0 | 0 | 0 | 0 | [11 empty] | PUD No 1 of Chelan County | 100 | PUD No 1 of Chelan County | 100
Rock Island | 6200_G_U-6 | 6200 | G | U-6 |  | Hydro |  | WECC_PNW | Washington | 53 | Chelan | 7 | 53007 | 42 | 0 | 1978 | 9999 |  |  | N | Hydro | [13 empty] | 0 | 0 | 0 | 0 | [11 empty] | PUD No 1 of Chelan County | 100 | PUD No 1 of Chelan County | 100
Rock Island | 6200_G_U-7 | 6200 | G | U-7 |  | Hydro |  | WECC_PNW | Washington | 53 | Chelan | 7 | 53007 | 42 | 0 | 1978 | 9999 |  |  | N | Hydro | [13 empty] | 0 | 0 | 0 | 0 | [11 empty] | PUD No 1 of Chelan County | 100 | PUD No 1 of Chelan County | 100
Rock Island | 6200_G_U-8 | 6200 | G | U-8 |  | Hydro |  | WECC_PNW | Washington | 53 | Chelan | 7 | 53007 | 42 | 0 | 1978 | 9999 |  |  | N | Hydro | [13 empty] | 0 | 0 | 0 | 0 | [11 empty] | PUD No 1 of Chelan County | 100 | PUD No 1 of Chelan County | 100
USS Rockpoint Solar CSG | 62000_G_USSRP | 62000 | G | USSRP |  | Solar PV |  | MIS_MNWI | Minnesota | 27 | Chisago | 25 | 27025 | 1 | 0 | 2018 | 9999 |  |  | N | Solar | [13 empty] | 0 | 0 | 0 | 0 | [11 empty] | USS Rockpoint Solar LLC | 100 | US Solar DG Development LLC | 100
Brooklyn Hospital Center | 62002_G_400DF | 62002 | G | 400DF |  | Combustion Turbine | IC Engine | NY_Z_J | New York | 36 | Kings | 47 | 36047 | 0.5 | 13469 | 2004 | 9999 |  |  | N | Distillate Fuel Oil | [13 empty] | 1.6498 | 1.6498 | 1.6498 | 1.6498 | [11 empty] | Brooklyn Hospital Center | 100 | Brooklyn Hospital Center | 100
Brooklyn Hospital Center | 62002_G_500RE | 62002 | G | 500RE |  | Combustion Turbine | IC Engine | NY_Z_J | New York | 36 | Kings | 47 | 36047 | 0.5 | 13469 | 2014 | 9999 |  |  | N | Distillate Fuel Oil | [13 empty] | 1.6498 | 1.6498 | 1.6498 | 1.6498 | [11 empty] | Brooklyn Hospital Center | 100 | Brooklyn Hospital Center | 100
Brooklyn Hospital Center | 62002_G_SR4 | 62002 | G | SR4 |  | Combustion Turbine | IC Engine | NY_Z_J | New York | 36 | Kings | 47 | 36047 | 0.5 | 14775 | 1975 | 9999 |  |  | N | Distillate Fuel Oil | [13 empty] | 1.6498 | 1.6498 | 1.6498 | 1.6498 | [11 empty] | Brooklyn Hospital Center | 100 | Brooklyn Hospital Center | 100
San Pablo Raceway | 62004_G_SPRWY | 62004 | G | SPRWY |  | Solar PV |  | WEC_LADW | California | 6 | Los Angeles | 37 | 06037 | 100 | 0 | 2019 | 9999 |  |  | N | Solar | [13 empty] | 0 | 0 | 0 | 0 | [11 empty] | San Pablo Raceway LLC | 100 | FTP Power LLC | 100
Gibbon Solar | 62010_G_PGRK1 | 62010 | G | PGRK1 |  | Solar PV |  | MIS_MNWI | Minnesota | 27 | Sibley | 143 | 27143 | 3.3 | 0 | 2019 | 9999 |  |  | N | Solar | [13 empty] | 0 | 0 | 0 | 0 | [11 empty] | Novel Solar Three LLC | 100 | Pine Gate Energy Capital LLC | 100
UC Riverside Lots 30 & 32 | 62016_G_UCRIV | 62016 | G | UCRIV |  | Solar PV |  | WECC_SCE | California | 6 | Riverside | 65 | 06065 | 3.5 | 0 | 2017 | 9999 |  |  | N | Solar | [13 empty] | 0 | 0 | 0 | 0 | [11 empty] | Solar Star California XXIX LLC | 100 | SunPower Corp | 100
Riverhead Solar Farm | 62017_G_RIV1 | 62017 | G | RIV1 |  | Solar PV |  | NY_Z_K | New York | 36 | Suffolk | 103 | 36103 | 20 | 0 | 2019 | 9999 |  |  | N | Solar | [13 empty] | 0 | 0 | 0 | 0 | [11 empty] | Riverhead Solar Farm LLC | 100 | FTP Power LLC | 100
Page Solar | 62018_G_PGRI1 | 62018 | G | PGRI1 |  | Solar PV |  | S_VACA | North Carolina | 37 | Johnston | 101 | 37101 | 1.6 | 0 | 2018 | 9999 |  |  | N | Solar | [13 empty] | 0 | 0 | 0 | 0 | [11 empty] | Page Solar Farm LLC | 100 | Page Solar Farm LLC | 100
Ross | 6202_G_41 | 6202 | G | 41 |  | Hydro |  | WECC_PNW | Washington | 53 | Whatcom | 73 | 53073 | 112.5 | 0 | 1956 | 9999 |  |  | N | Hydro | [13 empty] | 0 | 0 | 0 | 0 | [11 empty] | Seattle City Light | 100 | Seattle City Light | 100
Ross | 6202_G_42 | 6202 | G | 42 |  | Hydro |  | WECC_PNW | Washington | 53 | Whatcom | 73 | 53073 | 112.5 | 0 | 1954 | 9999 |  |  | N | Hydro | [13 empty] | 0 | 0 | 0 | 0 | [11 empty] | Seattle City Light | 100 | Seattle City Light | 100
Ross | 6202_G_43 | 6202 | G | 43 |  | Hydro |  | WECC_PNW | Washington | 53 | Whatcom | 73 | 53073 | 112.5 | 0 | 1953 | 9999 |  |  | N | Hydro | [13 empty] | 0 | 0 | 0 | 0 | [11 empty] | Seattle City Light | 100 | Seattle City Light | 100
Ross | 6202_G_44 | 6202 | G | 44 |  | Hydro |  | WECC_PNW | Washington | 53 | Whatcom | 73 | 53073 | 112.5 | 0 | 1952 | 9999 |  |  | N | Hydro | [13 empty] | 0 | 0 | 0 | 0 | [11 empty] | Seattle City Light | 100 | Seattle City Light | 100
Stanford Campus Solar | 62020_G_STANF | 62020 | G | STANF |  | Solar PV |  | WEC_CALN | California | 6 | Santa Clara | 85 | 06085 | 3.3 | 0 | 2017 | 9999 |  |  | N | Solar | [13 empty] | 0 | 0 | 0 | 0 | [11 empty] | Solar Star California XLII LLC | 100 | TOTAL SA | 100
Franklin Solar | 62021_G_FRANK | 62021 | G | FRANK |  | Solar PV |  | NENG_CT | Connecticut | 9 | New London | 11 | 09011 | 1 | 0 | 2018 | 9999 |  |  | N | Solar | [13 empty] | 0 | 0 | 0 | 0 | [11 empty] | Ecos Energy LLC | 100 | Allco Renewable Energy Limited | 100
Wilson Solar | 62023_G_WILSN | 62023 | G | WILSN |  | Solar PV |  | NENG_CT | Connecticut | 9 | New London | 11 | 09011 | 1 | 0 | 2018 | 9999 |  |  | N | Solar | [13 empty] | 0 | 0 | 0 | 0 | [11 empty] | Ecos Energy LLC | 100 | Allco Renewable Energy Limited | 100
Jefferson Solar | 62024_G_JEFRS | 62024 | G | JEFRS |  | Solar PV |  | NENG_CT | Connecticut | 9 | New London | 11 | 09011 | 1 | 0 | 2018 | 9999 |  |  | N | Solar | [13 empty] | 0 | 0 | 0 | 0 | [11 empty] | Ecos Energy LLC | 100 | Allco Renewable Energy Limited | 100
Hamilton Solar | 62025_G_HAMLT | 62025 | G | HAMLT |  | Solar PV |  | NENG_CT | Connecticut | 9 | New London | 11 | 09011 | 1 | 0 | 2018 | 9999 |  |  | N | Solar | [13 empty] | 0 | 0 | 0 | 0 | [11 empty] | Ecos Energy LLC | 100 | Allco Renewable Energy Limited | 100
Adams Solar | 62026_G_ADAMS | 62026 | G | ADAMS |  | Solar PV |  | NENG_CT | Connecticut | 9 | New London | 11 | 09011 | 1 | 0 | 2018 | 9999 |  |  | N | Solar | [13 empty] | 0 | 0 | 0 | 0 | [11 empty] | Ecos Energy LLC | 100 | Allco Renewable Energy Limited | 100
Caldwell Wastewater Treatment Plant Hybrid | 62027_G_BAT1 | 62027 | G | BAT1 |  | Energy Storage |  | PJM_EMAC | New Jersey | 34 | Essex | 13 | 34013 | 0.5 | 0 | 2016 | 9999 |  |  | N | Energy Storage | [13 empty] | 0 | 0 | 0 | 0 | [11 empty] | Caldwell Wastewater Treatment Plant | 100 | Caldwell Wastewater Treatment Plant | 100
Caldwell Wastewater Treatment Plant Hybrid | 62027_G_PV1 | 62027 | G | PV1 |  | Solar PV |  | PJM_EMAC | New Jersey | 34 | Essex | 13 | 34013 | 0.7 | 0 | 2016 | 9999 |  |  | N | Solar | [13 empty] | 0 | 0 | 0 | 0 | [11 empty] | Caldwell Wastewater Treatment Plant | 100 | Caldwell Wastewater Treatment Plant | 100
CSU Long Beach Lots 7 & 14 | 62028_G_CSULB | 62028 | G | CSULB |  | Solar PV |  | WEC_LADW | California | 6 | Los Angeles | 37 | 06037 | 3.3 | 0 | 2017 | 9999 |  |  | N | Solar | [13 empty] | 0 | 0 | 0 | 0 | [11 empty] | Solar Star California XLVII LLC | 100 | SunPower Corp | 100
Enfield Community Solar | 62029_G_5515 | 62029 | G | 5515 |  | Solar PV |  | NY_Z_C&E | New York | 36 | Tompkins | 109 | 36109 | 1.8 | 0 | 2017 | 9999 |  |  | N | Solar | [13 empty] | 0 | 0 | 0 | 0 | [11 empty] | Enfield Community Solar | 100 | Enfield Community Solar | 100
Nautilus Lindstrom Solar CSG | 62030_G_LI | 62030 | G | LI |  | Solar PV |  | MIS_MNWI | Minnesota | 27 | Chisago | 25 | 27025 | 2 | 0 | 2019 | 9999 |  |  | N | Solar | [13 empty] | 0 | 0 | 0 | 0 | [11 empty] | Lindstrom Solar LLC | 100 | Lindstrom Solar LLC | 100
Nautilus Saint Cloud Solar CSG | 62031_G_SC | 62031 | G | SC |  | Solar PV |  | MIS_MNWI | Minnesota | 27 | Sherburne | 141 | 27141 | 5 | 0 | 2019 | 9999 |  |  | N | Solar | [13 empty] | 0 | 0 | 0 | 0 | [11 empty] | Saint Cloud Solar LLC | 100 | Saint Cloud Solar LLC | 100
Nautilus Winsted Solar CSG | 62032_G_WS | 62032 | G | WS |  | Solar PV |  | MIS_MNWI | Minnesota | 27 | McLeod | 85 | 27085 | 3 | 0 | 2019 | 9999 |  |  | N | Solar | [13 empty] | 0 | 0 | 0 | 0 | [11 empty] | Winsted Solar LLC | 100 | Winsted Solar LLC | 100
Baer Road CSG | 62034_G_7 | 62034 | G | 7 |  | Solar PV |  | NY_Z_G-I | New York | 36 | Sullivan | 105 | 36105 | 2 | 0 | 2018 | 9999 |  |  | N | Solar | [13 empty] | 0 | 0 | 0 | 0 | [11 empty] | Delaware River Solar | 100 | Delaware River Solar | 100
Glaciers Edge Wind Project | 62035_G_GEW | 62035 | G | GEW |  | Onshore Wind |  | MIS_MIDA | Iowa | 19 | Cherokee | 35 | 19035 | 200 | 0 | 2019 | 9999 |  |  | N | Wind | [13 empty] | 0 | 0 | 0 | 0 | [11 empty] | Glaciers Edge Wind Project LLC | 100 | EDF Group | 100
Sartell Holdco CSG | 62036_G_SARTE | 62036 | G | SARTE |  | Solar PV |  | MIS_MNWI | Minnesota | 27 | Stearns | 145 | 27145 | 5 | 0 | 2019 | 9999 |  |  | N | Solar | [13 empty] | 0 | 0 | 0 | 0 | [11 empty] | Sartell Holdco LLC | 100 | Sartell Holdco LLC | 100
Rollingstone Holdco CSG | 62037_G_ROLLI | 62037 | G | ROLLI |  | Solar PV |  | MIS_MNWI | Minnesota | 27 | Winona | 169 | 27169 | 5 | 0 | 2019 | 9999 |  |  | N | Solar | [13 empty] | 0 | 0 | 0 | 0 | [11 empty] | Rollingstone Holdco LLC | 100 | Rollingstone Holdco LLC | 100
Santa Rita East | 62038_G_STRAE | 62038 | G | STRAE |  | Onshore Wind |  | ERC_WEST | Texas | 48 | Irion | 235 | 48235 | 302.4 | 0 | 2019 | 9999 |  |  | N | Wind | [13 empty] | 0 | 0 | 0 | 0 | [11 empty] | Santa Rita East Wind Energy LLC | 100 | Invenergy LLC | 100
Santa Rosa Junior College Petaluma Solar | 62039_G_SRJCP | 62039 | G | SRJCP |  | Solar PV |  | WEC_CALN | California | 6 | Sonoma | 97 | 06097 | 1.1 | 0 | 2018 | 9999 |  |  | N | Solar | [13 empty] | 0 | 0 | 0 | 0 | [11 empty] | SunPower Corp Systems | 100 | SunPower Corp | 100
Becker Solar CSG | 62040_G_BCKR1 | 62040 | G | BCKR1 |  | Solar PV |  | MIS_MNWI | Minnesota | 27 | Wright | 171 | 27171 | 1 | 0 | 2019 | 9999 |  |  | N | Solar | [13 empty] | 0 | 0 | 0 | 0 | [11 empty] | Sunshare LLC | 100 | SunShare LLC | 100
Cuyahoga County Landfill | 62041_G_CCBO1 | 62041 | G | CCBO1 |  | Solar PV |  | PJM_ATSI | Ohio | 39 | Cuyahoga | 35 | 39035 | 3.7 | 0 | 2018 | 9999 |  |  | N | Solar | [13 empty] | 0 | 0 | 0 | 0 | [11 empty] | IOS II LLC | 100 | ORIX Corp | 100
USS Solar Rapids CSG | 62042_G_USSSR | 62042 | G | USSSR |  | Solar PV |  | MIS_MNWI | Minnesota | 27 | Benton | 9 | 27009 | 1 | 0 | 2019 | 9999 |  |  | N | Solar | [13 empty] | 0 | 0 | 0 | 0 | [11 empty] | USS Solar Rapids LLC | 100 | US Solar DG Development LLC | 100
First Baptist Church of Glenarden | 62043_G_FBCG1 | 62043 | G | FBCG1 |  | Solar PV |  | PJM_SMAC | Maryland | 24 | Prince Georges | 33 | 24033 | 1.6 | 0 | 2018 | 9999 |  |  | N | Solar | [13 empty] | 0 | 0 | 0 | 0 | [11 empty] | IOS II LLC | 100 | ORIX Corp | 100
USS Solar Dawn CSG | 62044_G_USSSD | 62044 | G | USSSD |  | Solar PV |  | MIS_MNWI | Minnesota | 27 | Chisago | 25 | 27025 | 1 | 0 | 2018 | 9999 |  |  | N | Solar | [13 empty] | 0 | 0 | 0 | 0 | [11 empty] | USS Solar Dawn LLC | 100 | US Solar DG Development LLC | 100
USS Norelius Solar CSG | 62045_G_USSNO | 62045 | G | USSNO |  | Solar PV |  | MIS_MNWI | Minnesota | 27 | Chisago | 25 | 27025 | 1 | 0 | 2019 | 9999 |  |  | N | Solar | [13 empty] | 0 | 0 | 0 | 0 | [11 empty] | USS Norelius Solar LLC | 100 | US Solar DG Development LLC | 100
USS Nillie Corn Solar CSG | 62046_G_USSNC | 62046 | G | USSNC |  | Solar PV |  | MIS_MNWI | Minnesota | 27 | Chisago | 25 | 27025 | 1 | 0 | 2018 | 9999 |  |  | N | Solar | [13 empty] | 0 | 0 | 0 | 0 | [11 empty] | USS Nillie Corn Solar LLC | 100 | US Solar DG Development LLC | 100
USS JJ Solar CSG | 62047_G_USSJJ | 62047 | G | USSJJ |  | Solar PV |  | MIS_MNWI | Minnesota | 27 | Benton | 9 | 27009 | 1 | 0 | 2019 | 9999 |  |  | N | Solar | [13 empty] | 0 | 0 | 0 | 0 | [11 empty] | USS JJ Solar LLC | 100 | US Solar DG Development LLC | 100
USS Dubhe Solar CSG | 62048_G_USSDB | 62048 | G | USSDB |  | Solar PV |  | MIS_MNWI | Minnesota | 27 | Chisago | 25 | 27025 | 1 | 0 | 2018 | 9999 |  |  | N | Solar | [13 empty] | 0 | 0 | 0 | 0 | [11 empty] | USS Dubhe Solar LLC | 100 | US Solar DG Development LLC | 100
USS Brockway Solar CSG | 62049_G_USSBR | 62049 | G | USSBR |  | Solar PV |  | MIS_MNWI | Minnesota | 27 | Stearns | 145 | 27145 | 1 | 0 | 2019 | 9999 |  |  | N | Solar | [13 empty] | 0 | 0 | 0 | 0 | [11 empty] | USS Brockway Solar LLC | 100 | US Solar DG Development LLC | 100
Citizens Imperial Solar | 62052_G_CIS1 | 62052 | G | CIS1 |  | Solar PV |  | WECC_IID | California | 6 | Imperial | 25 | 06025 | 30 | 0 | 2019 | 9999 |  |  | N | Solar | [13 empty] | 0 | 0 | 0 | 0 | [11 empty] | Citizens Solar Holdings VIII LLC | 100 | Citizens Enterprises Corp | 100
Syncarpha Dodge 1 CSG | 62053_G_SPGD1 | 62053 | G | SPGD1 |  | Solar PV |  | MIS_MNWI | Minnesota | 27 | Dodge | 39 | 27039 | 1 | 0 | 2019 | 9999 |  |  | N | Solar | [13 empty] | 0 | 0 | 0 | 0 | [11 empty] | Solar Provider Group MN I LLC | 100 | Solar Provider Group LLC | 100
Alpha Value Solar | 62054_G_AVS01 | 62054 | G | AVS01 |  | Solar PV |  | PJM_Dom | North Carolina | 37 | Perquimans | 143 | 37143 | 5 | 0 | 2019 | 9999 |  |  | N | Solar | [13 empty] | 0 | 0 | 0 | 0 | [11 empty] | Alpha Value Solar LLC | 100 | Alpha Value Solar LLC | 100
Wareham Solar PV | 62055_G_LG395 | 62055 | G | LG395 |  | Solar PV |  | NENGREST | Massachusetts | 25 | Plymouth | 23 | 25023 | 3.3 | 0 | 2018 | 9999 |  |  | N | Solar | [13 empty] | 0 | 0 | 0 | 0 | [11 empty] | NSTAR Co d/b/a Eversource Energy | 100 | Eversource Energy | 100
Lancaster | 62056_G_LANC | 62056 | G | LANC |  | Solar PV |  | WEC_LADW | California | 6 | Los Angeles | 37 | 06037 | 3 | 0 | 2018 | 9999 |  |  | N | Solar | [13 empty] | 0 | 0 | 0 | 0 | [11 empty] | AVS Phase 2 LLC | 100 | AVS Phase 2 LLC | 100
Hazlehurst III | 62057_G_HZIII | 62057 | G | HZIII |  | Solar PV |  | S_SOU | Georgia | 13 | Jeff Davis | 161 | 13161 | 40 | 0 | 2019 | 9999 |  |  | N | Solar | [13 empty] | 0 | 0 | 0 | 0 | [11 empty] | SR Hazlehurst III LLC | 100 | Silicon Ranch Corp | 100
SR Terrell | 62058_G_TERRL | 62058 | G | TERRL |  | Solar PV |  | S_SOU | Georgia | 13 | Terrell | 273 | 13273 | 74 | 0 | 2020 | 9999 |  |  | N | Solar | [13 empty] | 0 | 0 | 0 | 0 | [11 empty] | SR Terrell LLC | 100 | Silicon Ranch Corp | 100
East Longmeadow Solar PV | 62059_G_LG400 | 62059 | G | LG400 |  | Solar PV |  | NENGREST | Massachusetts | 25 | Hampden | 13 | 25013 | 5 | 0 | 2019 | 9999 |  |  | N | Solar | [13 empty] | 0 | 0 | 0 | 0 | [11 empty] | Allco Renewable Energy Limited | 100 | Allco Renewable Energy Limited | 100
Tacoma | 6206_G_1 | 6206 | G | 1 |  | Hydro |  | WECC_CO | Colorado | 8 | La Plata | 67 | 08067 | 2.3 | 0 | 1906 | 9999 |  |  | N | Hydro | [13 empty] | 0 | 0 | 0 | 0 | [11 empty] | Public Service Co of Colorado | 100 | Xcel Energy Inc | 100
Tacoma | 6206_G_2 | 6206 | G | 2 |  | Hydro |  | WECC_CO | Colorado | 8 | La Plata | 67 | 08067 | 2.3 | 0 | 1905 | 9999 |  |  | N | Hydro | [13 empty] | 0 | 0 | 0 | 0 | [11 empty] | Public Service Co of Colorado | 100 | Xcel Energy Inc | 100
Hampton MN GRE | 62060_G_PV1 | 62060 | G | PV1 |  | Solar PV |  | MIS_MNWI | Minnesota | 27 | Dakota | 37 | 27037 | 2 | 0 | 2018 | 9999 |  |  | N | Solar | [13 empty] | 0 | 0 | 0 | 0 | [11 empty] | SoCore 2017 ProjectCo M6 LLC | 100 | SoCore Energy | 100
Anoka County MN CONX | 62061_G_PV1 | 62061 | G | PV1 |  | Solar PV |  | MIS_MNWI | Minnesota | 27 | Anoka | 3 | 27003 | 3.4 | 0 | 2018 | 9999 |  |  | N | Solar | [13 empty] | 0 | 0 | 0 | 0 | [11 empty] | SoCore Energy LLC | 100 | SoCore Energy | 100
Athens MN CONX | 62062_G_PV1 | 62062 | G | PV1 |  | Solar PV |  | MIS_MNWI | Minnesota | 27 | Isanti | 59 | 27059 | 6.6 | 0 | 2018 | 9999 |  |  | N | Solar | [13 empty] | 0 | 0 | 0 | 0 | [11 empty] | SoCore 2018 ProjectCo M8 LLC | 100 | SoCore Energy | 100
Greenfield Solar PV | 62063_G_LG400 | 62063 | G | LG400 |  | Solar PV |  | NENGREST | Massachusetts | 25 | Franklin | 11 | 25011 | 2 | 0 | 2019 | 9999 |  |  | N | Solar | [13 empty] | 0 | 0 | 0 | 0 | [11 empty] | NSTAR Co d/b/a Eversource Energy | 100 | Eversource Energy | 100
Hinsdale Solar PV | 62064_G_LG400 | 62064 | G | LG400 |  | Solar PV |  | NENGREST | Massachusetts | 25 | Berkshire | 3 | 25003 | 2 | 0 | 2019 | 9999 |  |  | N | Solar | [13 empty] | 0 | 0 | 0 | 0 | [11 empty] | GEM Energy | 100 | Rudolph/Libbe Inc | 100
Savoy Solar PV | 62065_G_LG400 | 62065 | G | LG400 |  | Solar PV |  | NENGREST | Massachusetts | 25 | Hampshire | 15 | 25015 | 2 | 0 | 2019 | 9999 |  |  | N | Solar | [13 empty] | 0 | 0 | 0 | 0 | [11 empty] | NSTAR Co d/b/a Eversource Energy | 100 | Eversource Energy | 100
Southampton Solar PV | 62066_G_LG400 | 62066 | G | LG400 |  | Solar PV |  | NENGREST | Massachusetts | 25 | Hampshire | 15 | 25015 | 2 | 0 | 2019 | 9999 |  |  | N | Solar | [13 empty] | 0 | 0 | 0 | 0 | [11 empty] | NSTAR Co d/b/a Eversource Energy | 100 | Eversource Energy | 100
Ames Hydro | 6207_G_1 | 6207 | G | 1 |  | Hydro |  | WECC_CO | Colorado | 8 | San Miguel | 113 | 08113 | 3.6 | 0 | 1906 | 9999 |  |  | N | Hydro | [13 empty] | 0 | 0 | 0 | 0 | [11 empty] | Public Service Co of Colorado | 100 | Xcel Energy Inc | 100
Springfield Solar PV | 62072_G_LG395 | 62072 | G | LG395 |  | Solar PV |  | NENGREST | Massachusetts | 25 | Hampden | 13 | 25013 | 4 | 0 | 2019 | 9999 |  |  | N | Solar | [13 empty] | 0 | 0 | 0 | 0 | [11 empty] | NSTAR Co d/b/a Eversource Energy | 100 | Eversource Energy | 100
Hampden Solar PV | 62073_G_LG390 | 62073 | G | LG390 |  | Solar PV |  | NENGREST | Massachusetts | 25 | Hampden | 13 | 25013 | 3.5 | 0 | 2019 | 9999 |  |  | N | Solar | [13 empty] | 0 | 0 | 0 | 0 | [11 empty] | NSTAR Co d/b/a Eversource Energy | 100 | Eversource Energy | 100
Bd of Educ of Queen Anne's Cnty, Cnty HS | 62074_G_PV1 | 62074 | G | PV1 |  | Solar PV |  | PJM_EMAC | Maryland | 24 | Queen Annes | 35 | 24035 | 1.7 | 0 | 2019 | 9999 |  |  | N | Solar | [13 empty] | 0 | 0 | 0 | 0 | [11 empty] | SolarCity Corp | 100 | Tesla Inc | 100
Pima Community College | 62075_G_PV1 | 62075 | G | PV1 |  | Solar PV |  | WECC_AZ | Arizona | 4 | Pima | 19 | 04019 | 1.1 | 0 | 2019 | 9999 |  |  | N | Solar | [13 empty] | 0 | 0 | 0 | 0 | [11 empty] | Tesla Inc | 100 | Tesla Inc | 100
Town of Branford | 62076_G_PV1 | 62076 | G | PV1 |  | Solar PV |  | NENG_CT | Connecticut | 9 | New Haven | 9 | 09009 | 1.1 | 0 | 2018 | 9999 |  |  | N | Solar | [13 empty] | 0 | 0 | 0 | 0 | [11 empty] | Tesla Inc | 100 | Tesla Inc | 100
Blue Shld Of Cal- El Dorado Hlls Mtr B | 62077_G_PV1 | 62077 | G | PV1 |  | Solar PV |  | WEC_CALN | California | 6 | El Dorado | 17 | 06017 | 2.1 | 0 | 2019 | 9999 |  |  | N | Solar | [13 empty] | 0 | 0 | 0 | 0 | [11 empty] | Tesla Inc | 100 | Tesla Inc | 100
Whispering Willow North | 62079_G_1 | 62079 | G | 1 |  | Onshore Wind |  | MIS_MIDA | Iowa | 19 | Franklin | 69 | 19069 | 199.9 | 0 | 2020 | 9999 |  |  | N | Wind | [13 empty] | 0 | 0 | 0 | 0 | [11 empty] | Interstate Power & Light Co | 100 | Alliant Energy Corp | 100
Mount Elbert | 6208_G_1 | 6208 | G | 1 |  | Pumped Storage |  | WECC_CO | Colorado | 8 | Lake | 65 | 08065 | 115 | 0 | 1981 | 9999 |  |  | N | Pumped Storage | [13 empty] | 0 | 0 | 0 | 0 | [11 empty] | U S Bureau of Reclamation | 100 | U S Bureau of Reclamation | 100
Mount Elbert | 6208_G_2 | 6208 | G | 2 |  | Pumped Storage |  | WECC_CO | Colorado | 8 | Lake | 65 | 08065 | 115 | 0 | 1984 | 9999 |  |  | N | Pumped Storage | [13 empty] | 0 | 0 | 0 | 0 | [11 empty] | U S Bureau of Reclamation | 100 | U S Bureau of Reclamation | 100
Richland | 62080_G_1 | 62080 | G | 1 |  | Onshore Wind |  | MIS_MIDA | Iowa | 19 | Sac | 161 | 19161 | 130.1 | 0 | 2020 | 9999 |  |  | N | Wind | [13 empty] | 0 | 0 | 0 | 0 | [11 empty] | Richland Wind Energy LLC | 100 | Invenergy LLC | 100
Golden Plains | 62081_G_1 | 62081 | G | 1 |  | Onshore Wind |  | MIS_IA | Iowa | 19 | Winnebago | 189 | 19189 | 198.8 | 0 | 2020 | 9999 |  |  | N | Wind | [13 empty] | 0 | 0 | 0 | 0 | [11 empty] | Interstate Power & Light Co | 100 | Alliant Energy Corp | 100
Southwick Solar PV | 62082_G_REC34 | 62082 | G | REC34 |  | Solar PV |  | NENGREST | Massachusetts | 25 | Hampden | 13 | 25013 | 5 | 0 | 2019 | 9999 |  |  | N | Solar | [13 empty] | 0 | 0 | 0 | 0 | [11 empty] | NSTAR Co d/b/a Eversource Energy | 100 | Eversource Energy | 100
Becker Solar 2 CSG | 62084_G_BCKR2 | 62084 | G | BCKR2 |  | Solar PV |  | MIS_MNWI | Minnesota | 27 | Wright | 171 | 27171 | 1 | 0 | 2019 | 9999 |  |  | N | Solar | [13 empty] | 0 | 0 | 0 | 0 | [11 empty] | Sunshare LLC | 100 | SunShare LLC | 100
Becker Solar 3 CSG | 62085_G_BCKR3 | 62085 | G | BCKR3 |  | Solar PV |  | MIS_MNWI | Minnesota | 27 | Wright | 171 | 27171 | 1 | 0 | 2019 | 9999 |  |  | N | Solar | [13 empty] | 0 | 0 | 0 | 0 | [11 empty] | Sunshare LLC | 100 | SunShare LLC | 100
Becker Solar 4 CSG | 62086_G_BCKR4 | 62086 | G | BCKR4 |  | Solar PV |  | MIS_MNWI | Minnesota | 27 | Wright | 171 | 27171 | 1 | 0 | 2019 | 9999 |  |  | N | Solar | [13 empty] | 0 | 0 | 0 | 0 | [11 empty] | Sunshare LLC | 100 | SunShare LLC | 100
Becker Solar 5 CSG | 62087_G_BCKR5 | 62087 | G | BCKR5 |  | Solar PV |  | MIS_MNWI | Minnesota | 27 | Wright | 171 | 27171 | 1 | 0 | 2019 | 9999 |  |  | N | Solar | [13 empty] | 0 | 0 | 0 | 0 | [11 empty] | Sunshare LLC | 100 | SunShare LLC | 100
Schultz CSG | 62088_G_SCHUL | 62088 | G | SCHUL |  | Solar PV |  | MIS_MNWI | Minnesota | 27 | Scott | 139 | 27139 | 1.8 | 0 | 2018 | 9999 |  |  | N | Solar | [13 empty] | 0 | 0 | 0 | 0 | [11 empty] | DG Minnesota CSG LLC | 100 | NextEra Energy Inc | 100
Panda Solar NC 1, LLC | 62089_G_20002 | 62089 | G | 20002 |  | Solar PV |  | S_VACA | North Carolina | 37 | Robeson | 155 | 37155 | 1 | 0 | 2019 | 9999 |  |  | N | Solar | [13 empty] | 0 | 0 | 0 | 0 | [11 empty] | Panda Solar NC 1 LLC | 100 | Renesola Ltd | 100
Sunderland Solar PV | 62090_G_REC34 | 62090 | G | REC34 |  | Solar PV |  | NENGREST | Massachusetts | 25 | Franklin | 11 | 25011 | 1.1 | 0 | 2018 | 9999 |  |  | N | Solar | [13 empty] | 0 | 0 | 0 | 0 | [11 empty] | NSTAR Co d/b/a Eversource Energy | 100 | Eversource Energy | 100
Hatfield Solar PV | 62091_G_LG395 | 62091 | G | LG395 |  | Solar PV |  | NENGREST | Massachusetts | 25 | Hampshire | 15 | 25015 | 3.6 | 0 | 2018 | 9999 |  |  | N | Solar | [13 empty] | 0 | 0 | 0 | 0 | [11 empty] | NSTAR Co d/b/a Eversource Energy | 100 | Eversource Energy | 100
Montague Site 36-Grosolar | 62092_G_REC34 | 62092 | G | REC34 |  | Solar PV |  | NENGREST | Massachusetts | 25 | Franklin | 11 | 25011 | 4.1 | 0 | 2018 | 9999 |  |  | N | Solar | [13 empty] | 0 | 0 | 0 | 0 | [11 empty] | NSTAR Co d/b/a Eversource Energy | 100 | Eversource Energy | 100
East Springfield Solar PV | 62093_G_REC34 | 62093 | G | REC34 |  | Solar PV |  | NENGREST | Massachusetts | 25 | Hampden | 13 | 25013 | 1.4 | 0 | 2018 | 9999 |  |  | N | Solar | [13 empty] | 0 | 0 | 0 | 0 | [11 empty] | NSTAR Co d/b/a Eversource Energy | 100 | Eversource Energy | 100
Quarter Horse Solar | 62095_G_PGRF5 | 62095 | G | PGRF5 |  | Solar PV |  | S_VACA | North Carolina | 37 | Pender | 141 | 37141 | 4.5 | 0 | 2018 | 9999 |  |  | N | Solar | [13 empty] | 0 | 0 | 0 | 0 | [11 empty] | Quarter Horse Farm LLC | 100 | Strata Solar LLC | 100
Atkinson Solar II | 62096_G_PGRF3 | 62096 | G | PGRF3 |  | Solar PV |  | S_VACA | North Carolina | 37 | Duplin | 61 | 37061 | 1.9 | 0 | 2018 | 9999 |  |  | N | Solar | [13 empty] | 0 | 0 | 0 | 0 | [11 empty] | Southern Current LLC | 100 | Southern Current LLC | 100
Ludlow Site 72 - Conti | 62097_G_LG390 | 62097 | G | LG390 |  | Solar PV |  | NENGREST | Massachusetts | 25 | Hampden | 13 | 25013 | 1.9 | 0 | 2018 | 9999 |  |  | N | Solar | [13 empty] | 0 | 0 | 0 | 0 | [11 empty] | NSTAR Co d/b/a Eversource Energy | 100 | Eversource Energy | 100
Tiller CSG | 62098_G_TILLE | 62098 | G | TILLE |  | Solar PV |  | MIS_MNWI | Minnesota | 27 | Sherburne | 141 | 27141 | 5 | 0 | 2018 | 9999 |  |  | N | Solar | [13 empty] | 0 | 0 | 0 | 0 | [11 empty] | DG Minnesota CSG LLC | 100 | NextEra Energy Inc | 100
Hammer CSG | 62099_G_HAMME | 62099 | G | HAMME |  | Solar PV |  | MIS_MNWI | Minnesota | 27 | Sherburne | 141 | 27141 | 4.8 | 0 | 2018 | 9999 |  |  | N | Solar | [13 empty] | 0 | 0 | 0 | 0 | [11 empty] | DG Minnesota CSG LLC | 100 | NextEra Energy Inc | 100
Turkey Point | 621_G_3 | 621 | G | 3 |  | Nuclear |  | FRCC | Florida | 12 | Miami Dade | 86 | 12086 | 837 | 10456 | 1972 | 9999 | other |  | N | Nuclear Fuel | [13 empty] | 0 | 0 | 0 | 0 | [11 empty] | Florida Power & Light Co | 100 | NextEra Energy Inc | 100
Turkey Point | 621_G_4 | 621 | G | 4 |  | Nuclear |  | FRCC | Florida | 12 | Miami Dade | 86 | 12086 | 821 | 10456 | 1973 | 9999 | other |  | N | Nuclear Fuel | [13 empty] | 0 | 0 | 0 | 0 | [11 empty] | Florida Power & Light Co | 100 | NextEra Energy Inc | 100
Turkey Point | 621_G_5CA | 621 | G | 5CA | 89540 | Combined Cycle |  | FRCC | Florida | 12 | Miami Dade | 86 | 12086 | 466.2 | 7122 | 2007 | 9999 |  |  | N | Natural Gas, Distillate Fuel Oil |  |  |  | LNB + STM | SCR | [8 empty] | 0.0075673 | 0.0075673 | 0.0075673 | 0.0075673 | [11 empty] | Florida Power & Light Co | 100 | NextEra Energy Inc | 100
Turkey Point | 621_G_5CTA | 621 | G | 5CTA | 89540 | Combined Cycle |  | FRCC | Florida | 12 | Miami Dade | 86 | 12086 | 196.7 | 7122 | 2007 | 9999 |  |  | N | Natural Gas, Distillate Fuel Oil |  |  |  | DLNB + H2O + NH3 | SCR | [8 empty] | 0.0075673 | 0.0075673 | 0.0075673 | 0.0075673 | [11 empty] | Florida Power & Light Co | 100 | NextEra Energy Inc | 100
Turkey Point | 621_G_5CTB | 621 | G | 5CTB | 89541 | Combined Cycle |  | FRCC | Florida | 12 | Miami Dade | 86 | 12086 | 196.7 | 7122 | 2007 | 9999 |  |  | N | Natural Gas, Distillate Fuel Oil |  |  |  | DLNB + H2O + NH3 | SCR | [8 empty] | 0.0075673 | 0.0075673 | 0.0075673 | 0.0075673 | [11 empty] | Florida Power & Light Co | 100 | NextEra Energy Inc | 100
Turkey Point | 621_G_5CTC | 621 | G | 5CTC | 89542 | Combined Cycle |  | FRCC | Florida | 12 | Miami Dade | 86 | 12086 | 196.7 | 7122 | 2007 | 9999 |  |  | N | Natural Gas, Distillate Fuel Oil |  |  |  | DLNB + H2O + NH3 | SCR | [8 empty] | 0.0075673 | 0.0075673 | 0.0075673 | 0.0075673 | [11 empty] | Florida Power & Light Co | 100 | NextEra Energy Inc | 100
Turkey Point | 621_G_5CTD | 621 | G | 5CTD | 89543 | Combined Cycle |  | FRCC | Florida | 12 | Miami Dade | 86 | 12086 | 196.7 | 7122 | 2007 | 9999 |  |  | N | Natural Gas, Distillate Fuel Oil |  |  |  | DLNB + H2O + NH3 | SCR | [8 empty] | 0.0075673 | 0.0075673 | 0.0075673 | 0.0075673 | [11 empty] | Florida Power & Light Co | 100 | NextEra Energy Inc | 100
Northeast (WA) | 6210_G_1 | 6210 | G | 1 |  | Combustion Turbine |  | WECC_PNW | Washington | 53 | Spokane | 63 | 53063 | 45 | 12657 | 1978 | 9999 |  |  | N | Natural Gas | [12 empty] | 2.63 | 0.47388 | 0.47388 | 0.47388 | 0.47388 | [11 empty] | Avista Corp | 100 | Avista Corp | 100
Warrenton I Solar | 62100_G_PGRI4 | 62100 | G | PGRI4 |  | Solar PV |  | S_VACA | North Carolina | 37 | Warren | 185 | 37185 | 4.9 | 0 | 2018 | 9999 |  |  | N | Solar | [13 empty] | 0 | 0 | 0 | 0 | [11 empty] | Warrenton Solar 1 LLC | 100 | Cypress Creek Holdings LLC | 100
Bladenboro Solar 2 | 62101_G_PGRF6 | 62101 | G | PGRF6 |  | Solar PV |  | S_VACA | North Carolina | 37 | Bladen | 17 | 37017 | 4.5 | 0 | 2018 | 9999 |  |  | N | Solar | [13 empty] | 0 | 0 | 0 | 0 | [11 empty] | Bladenboro Farm 2 LLC | 100 | Strata Solar LLC | 100
Sadiebrook NC Solar | 62102_G_PGRF1 | 62102 | G | PGRF1 |  | Solar PV |  | S_VACA | North Carolina | 37 | Bladen | 17 | 37017 | 5 | 0 | 2018 | 9999 |  |  | N | Solar | [13 empty] | 0 | 0 | 0 | 0 | [11 empty] | Sadiebrook Solar LLC | 100 | Sadiebrook Solar LLC | 100
Lane Solar | 62104_G_PGRF2 | 62104 | G | PGRF2 |  | Solar PV |  | S_VACA | North Carolina | 37 | Wayne | 191 | 37191 | 5 | 0 | 2018 | 9999 |  |  | N | Solar | [13 empty] | 0 | 0 | 0 | 0 | [11 empty] | Lane Solar Farm LLC | 100 | Sustainable Energy Solutions LLC | 100
Monticello Project CSG | 62105_G_MONTI | 62105 | G | MONTI |  | Solar PV |  | MIS_MNWI | Minnesota | 27 | Wright | 171 | 27171 | 5 | 0 | 2018 | 9999 |  |  | N | Solar | [13 empty] | 0 | 0 | 0 | 0 | [11 empty] | DG Minnesota CSG LLC | 100 | NextEra Energy Inc | 100
WED Green Hill, LLC | 62106_G_GHILL | 62106 | G | GHILL |  | Onshore Wind |  | NENGREST | Rhode Island | 44 | Providence | 7 | 44007 | 3 | 0 | 2019 | 9999 |  |  | N | Wind | [13 empty] | 0 | 0 | 0 | 0 | [11 empty] | WED Green Hill LLC | 100 | Wind Energy Development | 100
WED Plainfield II, LLC | 62107_G_PLAI2 | 62107 | G | PLAI2 |  | Onshore Wind |  | NENGREST | Rhode Island | 44 | Providence | 7 | 44007 | 3 | 0 | 2019 | 9999 |  |  | N | Wind | [13 empty] | 0 | 0 | 0 | 0 | [11 empty] | WED Plainfield II LLC | 100 | Wind Energy Development | 100
WED Plainfield III, LLC | 62108_G_PLAI3 | 62108 | G | PLAI3 |  | Onshore Wind |  | NENGREST | Rhode Island | 44 | Providence | 7 | 44007 | 3 | 0 | 2019 | 9999 |  |  | N | Wind | [13 empty] | 0 | 0 | 0 | 0 | [11 empty] | WED Plainfield III LLC | 100 | Wind Energy Development | 100
WED Plainfield, LLC | 62109_G_PLAI1 | 62109 | G | PLAI1 |  | Onshore Wind |  | NENGREST | Rhode Island | 44 | Providence | 7 | 44007 | 3 | 0 | 2019 | 9999 |  |  | N | Wind | [13 empty] | 0 | 0 | 0 | 0 | [11 empty] | WED Plainfield LLC | 100 | Wind Energy Development | 100
Dynegy Oakland Power Plant | 6211_G_GEN1 | 6211 | G | GEN1 |  | Combustion Turbine |  | WEC_CALN | California | 6 | Alameda | 1 | 06001 | 55 | 14765 | 1978 | 9999 |  |  | N | Distillate Fuel Oil | [12 empty] | 0.74 | 0.79511 | 0.79511 | 0.79511 | 0.79511 | [11 empty] | Dynegy Oakland LLC | 100 | Vistra Energy | 100
Dynegy Oakland Power Plant | 6211_G_GEN3 | 6211 | G | GEN3 |  | Combustion Turbine |  | WEC_CALN | California | 6 | Alameda | 1 | 06001 | 55 | 14765 | 1978 | 9999 |  |  | N | Distillate Fuel Oil | [12 empty] | 0.74 | 0.39333 | 0.39333 | 0.39333 | 0.39333 | [11 empty] | Dynegy Oakland LLC | 100 | Vistra Energy | 100
WED Shun I, LLC | 62110_G_SHUN1 | 62110 | G | SHUN1 |  | Onshore Wind |  | NENGREST | Rhode Island | 44 | Providence | 7 | 44007 | 3 | 0 | 2019 | 9999 |  |  | N | Wind | [13 empty] | 0 | 0 | 0 | 0 | [11 empty] | WED Shun I LLC | 100 | Wind Energy Development | 100
WED Shun II, LLC | 62111_G_SHUN2 | 62111 | G | SHUN2 |  | Onshore Wind |  | NENGREST | Rhode Island | 44 | Providence | 7 | 44007 | 3 | 0 | 2019 | 9999 |  |  | N | Wind | [13 empty] | 0 | 0 | 0 | 0 | [11 empty] | WED Shun II LLC | 100 | Wind Energy Development | 100
WED Shun III, LLC | 62112_G_SHUN3 | 62112 | G | SHUN3 |  | Onshore Wind |  | NENGREST | Rhode Island | 44 | Providence | 7 | 44007 | 3 | 0 | 2019 | 9999 |  |  | N | Wind | [13 empty] | 0 | 0 | 0 | 0 | [11 empty] | WED Shun III LLC | 100 | Wind Energy Development | 100
Roseville Solar | 62114_G_ROSE | 62114 | G | ROSE |  | Solar PV |  | WEC_CALN | California | 6 | Placer | 61 | 06061 | 1 | 0 | 2018 | 9999 |  |  | N | Solar | [13 empty] | 0 | 0 | 0 | 0 | [11 empty] | Greenskies Renewable Energy LLC | 100 | Greenskies Renewable Energy LLC | 100
AES Alamitos Energy Center | 62115_G_1A | 62115 | G | 1A |  | Combined Cycle |  | WEC_LADW | California | 6 | Los Angeles | 37 | 06037 | 194 | 7050 | 2020 | 9999 |  |  | N | Natural Gas | [13 empty] | 0.011 | 0.011 | 0.011 | 0.011 | [11 empty] | AES Alamitos Energy LLC | 100 | AES Corp (The) | 100
AES Alamitos Energy Center | 62115_G_1B | 62115 | G | 1B |  | Combined Cycle |  | WEC_LADW | California | 6 | Los Angeles | 37 | 06037 | 194 | 7050 | 2020 | 9999 |  |  | N | Natural Gas | [13 empty] | 0.011 | 0.011 | 0.011 | 0.011 | [11 empty] | AES Alamitos Energy LLC | 100 | AES Corp (The) | 100
AES Alamitos Energy Center | 62115_G_1S | 62115 | G | 1S |  | Combined Cycle |  | WEC_LADW | California | 6 | Los Angeles | 37 | 06037 | 215 | 7050 | 2020 | 9999 |  |  | N | Natural Gas | [13 empty] | 0.011 | 0.011 | 0.011 | 0.011 | [11 empty] | AES Alamitos Energy LLC | 100 | AES Corp (The) | 100
AES Huntington Beach Energy Project | 62116_G_1A | 62116 | G | 1A |  | Combined Cycle |  | WECC_SCE | California | 6 | Orange | 59 | 06059 | 194 | 7050 | 2020 | 9999 |  |  | N | Natural Gas | [13 empty] | 0.011 | 0.011 | 0.011 | 0.011 | [11 empty] | AES Southland LLC | 100 | AES Corp (The) | 100
AES Huntington Beach Energy Project | 62116_G_1B | 62116 | G | 1B |  | Combined Cycle |  | WECC_SCE | California | 6 | Orange | 59 | 06059 | 194 | 7050 | 2020 | 9999 |  |  | N | Natural Gas | [13 empty] | 0.011 | 0.011 | 0.011 | 0.011 | [11 empty] | AES Southland LLC | 100 | AES Corp (The) | 100
AES Huntington Beach Energy Project | 62116_G_1S | 62116 | G | 1S |  | Combined Cycle |  | WECC_SCE | California | 6 | Orange | 59 | 06059 | 215 | 7050 | 2020 | 9999 |  |  | N | Natural Gas | [13 empty] | 0.011 | 0.011 | 0.011 | 0.011 | [11 empty] | AES Southland LLC | 100 | AES Corp (The) | 100
Beloit Memorial Hospital Power Plant | 62117_G_GEN-1 | 62117 | G | GEN-1 |  | Combustion Turbine | IC Engine | MIS_WUMS | Wisconsin | 55 | Rock | 105 | 55105 | 1.5 | 11333 | 2000 | 9999 |  |  | Y | Natural Gas, Distillate Fuel Oil | [13 empty] | 1.061 | 1.061 | 1.061 | 1.061 | [11 empty] | Grumman Butkus | 100 | Grumman Butkus | 100
Beloit Memorial Hospital Power Plant | 62117_G_GEN-2 | 62117 | G | GEN-2 |  | Combustion Turbine | IC Engine | MIS_WUMS | Wisconsin | 55 | Rock | 105 | 55105 | 1.5 | 11333 | 2000 | 9999 |  |  | Y | Natural Gas, Distillate Fuel Oil | [13 empty] | 1.061 | 1.061 | 1.061 | 1.061 | [11 empty] | Grumman Butkus | 100 | Grumman Butkus | 100
WED GW Solar, LLC | 62118_G_GWSOL | 62118 | G | GWSOL |  | Solar PV |  | NENGREST | Rhode Island | 44 | Providence | 7 | 44007 | 3 | 0 | 2019 | 9999 |  |  | N | Solar | [13 empty] | 0 | 0 | 0 | 0 | [11 empty] | WED GW Solar LLC | 100 | Wind Energy Development | 100
University Park Solar | 62119_G_PSUPV | 62119 | G | PSUPV |  | Solar PV |  | PJM_AP | Pennsylvania | 42 | Centre | 27 | 42027 | 1.5 | 0 | 2018 | 9999 |  |  | N | Solar | [13 empty] | 0 | 0 | 0 | 0 | [11 empty] | SS PA II PSU LLC | 100 | SS PA II Psu LLC | 100
Panda Solar NC 2, LLC | 62120_G_20003 | 62120 | G | 20003 |  | Solar PV |  | S_VACA | North Carolina | 37 | Robeson | 155 | 37155 | 2 | 0 | 2019 | 9999 |  |  | N | Solar | [13 empty] | 0 | 0 | 0 | 0 | [11 empty] | Panda Solar NC 2 LLC | 100 | Renesola Ltd | 100
Panda Solar NC 3, LLC | 62121_G_20011 | 62121 | G | 20011 |  | Solar PV |  | S_VACA | North Carolina | 37 | Robeson | 155 | 37155 | 2 | 0 | 2019 | 9999 |  |  | N | Solar | [13 empty] | 0 | 0 | 0 | 0 | [11 empty] | Panda Solar NC 3 LLC | 100 | Renesola Ltd | 100
Panda Solar NC 4, LLC | 62122_G_20009 | 62122 | G | 20009 |  | Solar PV |  | S_VACA | North Carolina | 37 | Bladen | 17 | 37017 | 2 | 0 | 2019 | 9999 |  |  | N | Solar | [13 empty] | 0 | 0 | 0 | 0 | [11 empty] | Panda Solar NC 4 LLC | 100 | Renesola Ltd | 100
Panda Solar NC 5, LLC | 62123_G_20007 | 62123 | G | 20007 |  | Solar PV |  | S_VACA | North Carolina | 37 | Cumberland | 51 | 37051 | 1 | 0 | 2019 | 9999 |  |  | N | Solar | [13 empty] | 0 | 0 | 0 | 0 | [11 empty] | Panda Solar NC 5 LLC | 100 | Renesola Ltd | 100
Panda Solar NC 6, LLC | 62124_G_20028 | 62124 | G | 20028 |  | Solar PV |  | S_VACA | North Carolina | 37 | Columbus | 47 | 37047 | 1 | 0 | 2019 | 9999 |  |  | N | Solar | [13 empty] | 0 | 0 | 0 | 0 | [11 empty] | Panda Solar NC 6 LLC | 100 | Renesola Ltd | 100
Panda Solar NC 7, LLC | 62125_G_20038 | 62125 | G | 20038 |  | Solar PV |  | S_VACA | North Carolina | 37 | Sampson | 163 | 37163 | 1.5 | 0 | 2019 | 9999 |  |  | N | Solar | [13 empty] | 0 | 0 | 0 | 0 | [11 empty] | Panda Solar NC 7 LLC | 100 | Renesola Ltd | 100
Panda Solar NC 8, LLC | 62126_G_20052 | 62126 | G | 20052 |  | Solar PV |  | S_VACA | North Carolina | 37 | Moore | 125 | 37125 | 2 | 0 | 2019 | 9999 |  |  | N | Solar | [13 empty] | 0 | 0 | 0 | 0 | [11 empty] | Panda Solar NC 8 LLC | 100 | Renesola Ltd | 100
Panda Solar NC 9, LLC | 62127_G_20022 | 62127 | G | 20022 |  | Solar PV |  | S_VACA | North Carolina | 37 | Cumberland | 51 | 37051 | 2 | 0 | 2019 | 9999 |  |  | N | Solar | [13 empty] | 0 | 0 | 0 | 0 | [11 empty] | Panda Solar NC 9 LLC | 100 | Renesola Ltd | 100
Panda Solar NC 10, LLC | 62128_G_20031 | 62128 | G | 20031 |  | Solar PV |  | S_VACA | North Carolina | 37 | Cumberland | 51 | 37051 | 2 | 0 | 2019 | 9999 |  |  | N | Solar | [13 empty] | 0 | 0 | 0 | 0 | [11 empty] | Panda Solar NC 10 LLC | 100 | Renesola Ltd | 100
Panda Solar NC 11, LLC | 62129_G_20032 | 62129 | G | 20032 |  | Solar PV |  | S_VACA | North Carolina | 37 | Cumberland | 51 | 37051 | 2 | 0 | 2019 | 9999 |  |  | N | Solar | [13 empty] | 0 | 0 | 0 | 0 | [11 empty] | Panda Solar NC 11 LLC | 100 | Renesola Ltd | 100
Roseman | 62130_G_ROS | 62130 | G | ROS |  | Onshore Wind |  | MIS_MIDA | Iowa | 19 | Cass | 29 | 19029 | 1.8 | 0 | 2017 | 9999 |  |  | N | Wind | [13 empty] | 0 | 0 | 0 | 0 | [11 empty] | Roseman Energy LLC | 100 | Roseman Energy LLC | 100
Red Toad 4451 Buffalo Road, LLC | 62131_G_G4451 | 62131 | G | G4451 |  | Solar PV |  | S_VACA | North Carolina | 37 | Johnston | 101 | 37101 | 2 | 0 | 2018 | 9999 |  |  | N | Solar | [13 empty] | 0 | 0 | 0 | 0 | [11 empty] | Red Toad Phase 2 Buffalo Road LLC | 100 | Red Toad Phase 2 Buffalo Road LLC | 100
Arbor Hill Wind Farm | 62132_G_WT1 | 62132 | G | WT1 |  | Onshore Wind |  | MIS_MIDA | Iowa | 19 | Adair | 1 | 19001 | 250 | 0 | 2018 | 9999 |  |  | N | Wind | [13 empty] | 0 | 0 | 0 | 0 | [11 empty] | MidAmerican Energy Co | 100 | Berkshire Hathaway Inc | 100
North English | 62133_G_GT1 | 62133 | G | GT1 |  | Onshore Wind |  | MIS_IA | Iowa | 19 | Poweshiek | 157 | 19157 | 200 | 0 | 2018 | 9999 |  |  | N | Wind | [13 empty] | 0 | 0 | 0 | 0 | [11 empty] | MidAmerican Energy Co | 100 | Berkshire Hathaway Inc | 100
Beaver Creek II Wind | 62134_G_GT1 | 62134 | G | GT1 |  | Onshore Wind |  | MIS_IA | Iowa | 19 | Greene | 73 | 19073 | 170 | 0 | 2018 | 9999 |  |  | N | Wind | [13 empty] | 0 | 0 | 0 | 0 | [11 empty] | MidAmerican Energy Co | 100 | Berkshire Hathaway Inc | 100
Palmer | 62135_G_PAL01 | 62135 | G | PAL01 |  | Solar PV |  | NENGREST | Massachusetts | 25 | Hampden | 13 | 25013 | 3.5 | 0 | 2019 | 9999 |  |  | N | Solar | [13 empty] | 0 | 0 | 0 | 0 | [11 empty] | River Street South 1 LLC | 100 | AES Corp (The) | 100
Arthur Solar, LLC | 62136_G_ART01 | 62136 | G | ART01 |  | Solar PV |  | S_VACA | North Carolina | 37 | Columbus | 47 | 37047 | 5 | 0 | 2018 | 9999 |  |  | N | Solar | [13 empty] | 0 | 0 | 0 | 0 | [11 empty] | Arthur Solar LLC | 100 | Cypress Creek Holdings LLC | 100
Eichtens II CSG | 62137_G_SO340 | 62137 | G | SO340 |  | Solar PV |  | MIS_MNWI | Minnesota | 27 | Chisago | 25 | 27025 | 1 | 0 | 2018 | 9999 |  |  | N | Solar | [13 empty] | 0 | 0 | 0 | 0 | [11 empty] | Eichtens MN LLC | 100 | WGL Holdings Inc | 100
Barone CSG | 62138_G_SO328 | 62138 | G | SO328 |  | Solar PV |  | MIS_MNWI | Minnesota | 27 | McLeod | 85 | 27085 | 1 | 0 | 2018 | 9999 |  |  | N | Solar | [13 empty] | 0 | 0 | 0 | 0 | [11 empty] | Terraform Power Inc | 100 | Brookfield Asset Management Inc | 100
Huneke II CSG | 62139_G_SO346 | 62139 | G | SO346 |  | Solar PV |  | MIS_MNWI | Minnesota | 27 | Goodhue | 49 | 27049 | 1.1 | 0 | 2018 | 9999 |  |  | N | Solar | [13 empty] | 0 | 0 | 0 | 0 | [11 empty] | WGL Solar Huneke II LLC | 100 | AltaGas Ltd | 100
Puller Solar | 62140_G_PULL | 62140 | G | PULL |  | Solar PV |  | PJM_Dom | Virginia | 51 | Middlesex | 119 | 51119 | 15 | 0 | 2018 | 9999 |  |  | N | Solar | [13 empty] | 0 | 0 | 0 | 0 | [11 empty] | Dominion Energy Inc | 100 | Dominion Energy Inc | 100
Rambler | 62141_G_RMBLR | 62141 | G | RMBLR |  | Solar PV |  | ERC_WEST | Texas | 48 | Tom Green | 451 | 48451 | 200 | 0 | 2020 | 9999 |  |  | N | Solar | [13 empty] | 0 | 0 | 0 | 0 | [11 empty] | Rambler LLC | 100 | Duke Energy Corp | 100
MSC-GreyCloud01 Community Solar | 62143_G_52785 | 62143 | G | 52785 |  | Solar PV |  | MIS_MNWI | Minnesota | 27 | Washington | 163 | 27163 | 1 | 0 | 2019 | 9999 |  |  | N | Solar | [13 empty] | 0 | 0 | 0 | 0 | [11 empty] | MSC-GreyCloud01 LLC | 100 | MSC Greycloud01 LLC | 100
MSC-Scandia01 CSG | 62144_G_52741 | 62144 | G | 52741 |  | Solar PV |  | MIS_MNWI | Minnesota | 27 | Washington | 163 | 27163 | 1 | 0 | 2019 | 9999 |  |  | N | Solar | [13 empty] | 0 | 0 | 0 | 0 | [11 empty] | MSC Scandia01 LLC | 100 | MSC Scandia01 LLC | 100
Minisink Solar 1 LLC | 62145_G_MINI1 | 62145 | G | MINI1 |  | Solar PV |  | NY_Z_G-I | New York | 36 | Orange | 71 | 36071 | 1.8 | 0 | 2018 | 9999 |  |  | N | Solar | [13 empty] | 0 | 0 | 0 | 0 | [11 empty] | Minisink Solar 1 LLC | 100 | NRG Energy Inc | 100
Minisink Community Solar 2 LLC | 62146_G_MINI2 | 62146 | G | MINI2 |  | Solar PV |  | NY_Z_G-I | New York | 36 | Orange | 71 | 36071 | 2.8 | 0 | 2018 | 9999 |  |  | N | Solar | [13 empty] | 0 | 0 | 0 | 0 | [11 empty] | Minisink Solar 2 LLC | 100 | NRG Energy Inc | 100
KCE NY 1 | 62147_G_KNY1 | 62147 | G | KNY1 |  | Energy Storage |  | NY_Z_F | New York | 36 | Saratoga | 91 | 36091 | 20 | 0 | 2019 | 9999 |  |  | N | Energy Storage | [13 empty] | 0 | 0 | 0 | 0 | [11 empty] | KCE NY 1 LLC | 100 | Key Capture Energy | 100
Goose Lake MN DPC-GM | 62148_G_PV1 | 62148 | G | PV1 |  | Solar PV |  | MIS_MNWI | Minnesota | 27 | Freeborn | 47 | 27047 | 1.5 | 0 | 2019 | 9999 |  |  | N | Solar | [13 empty] | 0 | 0 | 0 | 0 | [11 empty] | SoCore 2018 ProjectCo W26 LLC | 100 | ENGIE SA | 100
Syncarpha Eagle Nest | 62149_G_SYEN1 | 62149 | G | SYEN1 |  | Solar PV |  | WECC_NM | New Mexico | 35 | Colfax | 7 | 35007 | 1 | 0 | 2018 | 9999 |  |  | N | Solar | [13 empty] | 0 | 0 | 0 | 0 | [11 empty] | Syncarpha Eagle Nest I LLC | 100 | Syncarpha Capital | 100
Chaffey College Rancho Cucamonga Campus | 62150_G_SOLAR | 62150 | G | SOLAR |  | Solar PV |  | WECC_SCE | California | 6 | San Bernardino | 71 | 06071 | 4 | 0 | 2017 | 9999 |  |  | N | Solar | [13 empty] | 0 | 0 | 0 | 0 | [11 empty] | Chaffey Community College District | 100 | Chaffey Community College District | 100
Clif Bar Bakery of Twin Falls | 62151_G_PV1 | 62151 | G | PV1 |  | Solar PV |  | WECC_ID | Idaho | 16 | Twin Falls | 83 | 16083 | 2 | 0 | 2019 | 9999 |  |  | N | Solar | [13 empty] | 0 | 0 | 0 | 0 | [11 empty] | Borrego Solar Systems Inc | 100 | Borrego Solar Systems Inc | 100
IKEA Live Oak Rooftop PV System | 62152_G_570 | 62152 | G | 570 |  | Solar PV |  | ERC_REST | Texas | 48 | Bexar | 29 | 48029 | 1.7 | 0 | 2019 | 9999 |  |  | N | Solar | [13 empty] | 0 | 0 | 0 | 0 | [11 empty] | IKEA Property Inc | 100 | Ikea Systems BV | 100
Kelly Bridge Road Community Solar Farm | 62154_G_12 | 62154 | G | 12 |  | Solar PV |  | NY_Z_G-I | New York | 36 | Sullivan | 105 | 36105 | 2 | 0 | 2019 | 9999 |  |  | N | Solar | [13 empty] | 0 | 0 | 0 | 0 | [11 empty] | Delaware River Solar | 100 | Delaware River Solar | 100
Hospital Rd Community Solar Farm | 62155_G_9 | 62155 | G | 9 |  | Solar PV |  | NY_Z_G-I | New York | 36 | Sullivan | 105 | 36105 | 1.4 | 0 | 2019 | 9999 |  |  | N | Solar | [13 empty] | 0 | 0 | 0 | 0 | [11 empty] | NY Delaware II LLC | 100 | NY Delaware II LLC | 100
Pool Brook Rd Community Solar Farm | 62156_G_15 | 62156 | G | 15 |  | Solar PV |  | NY_Z_C&E | New York | 36 | Otsego | 77 | 36077 | 2 | 0 | 2019 | 9999 |  |  | N | Solar | [13 empty] | 0 | 0 | 0 | 0 | [11 empty] | Delaware River Solar | 100 | Delaware River Solar | 100
Breesport Road Community Solar Farm | 62157_G_235 | 62157 | G | 235 |  | Solar PV |  | NY_Z_C&E | New York | 36 | Chemung | 15 | 36015 | 2 | 0 | 2019 | 9999 |  |  | N | Solar | [13 empty] | 0 | 0 | 0 | 0 | [11 empty] | NY Baldwin I LLC | 100 | NY Baldwin I LLC | 100
Sacket Lake Rd #1 Community Solar Farm | 62158_G_11 | 62158 | G | 11 |  | Solar PV |  | NY_Z_G-I | New York | 36 | Sullivan | 105 | 36105 | 2 | 0 | 2019 | 9999 |  |  | N | Solar | [13 empty] | 0 | 0 | 0 | 0 | [11 empty] | Delaware River Solar | 100 | Delaware River Solar | 100
Sacket Lake Rd #2 Community Solar Farm | 62159_G_20 | 62159 | G | 20 |  | Solar PV |  | NY_Z_G-I | New York | 36 | Sullivan | 105 | 36105 | 1.7 | 0 | 2019 | 9999 |  |  | N | Solar | [13 empty] | 0 | 0 | 0 | 0 | [11 empty] | Delaware River Solar | 100 | Delaware River Solar | 100
Turner Rd Community Solar Project | 62160_G_300 | 62160 | G | 300 |  | Solar PV |  | NY_Z_C&E | New York | 36 | Chemung | 15 | 36015 | 2 | 0 | 2019 | 9999 |  |  | N | Solar | [13 empty] | 0 | 0 | 0 | 0 | [11 empty] | NY Baldwin II LLC | 100 | NY Baldwin II LLC | 100
Galactic Wind | 62161_G_GWT | 62161 | G | GWT |  | Onshore Wind |  | MIS_WUMS | Wisconsin | 55 | Dane | 25 | 55025 | 9.9 | 0 | 2012 | 9999 |  |  | N | Wind | [13 empty] | 0 | 0 | 0 | 0 | [11 empty] | Galactic Wind LLC | 100 | Epic Systems | 100
4710 Hosting | 62162_G_4710 | 62162 | G | 4710 |  | Combustion Turbine | IC Engine | MIS_MNWI | Minnesota | 27 | Olmsted | 109 | 27109 | 5 | 11311 | 2012 | 9999 |  |  | N | Distillate Fuel Oil | [13 empty] | 1.6498 | 1.6498 | 1.6498 | 1.6498 | [11 empty] | Epic Hosting LLC | 100 | Epic Hosting LLC | 100
Meridian III | 62163_G_MRDII | 62163 | G | MRDII |  | Solar PV |  | S_SOU | Mississippi | 28 | Lauderdale | 75 | 28075 | 52.5 | 0 | 2019 | 9999 |  |  | N | Solar | [13 empty] | 0 | 0 | 0 | 0 | [11 empty] | SR Meridian III LLC | 100 | Silicon Ranch Corp | 100
Meridian II | 62164_G_MRDII | 62164 | G | MRDII |  | Solar PV |  | S_C_TVA | Mississippi | 28 | Lauderdale | 75 | 28075 | 5 | 0 | 2019 | 9999 |  |  | N | Solar | [13 empty] | 0 | 0 | 0 | 0 | [11 empty] | SR Meridian II | 100 | Silicon Ranch Corp | 100
County Home Solar LLC | 62167_G_COU01 | 62167 | G | COU01 |  | Solar PV |  | S_VACA | North Carolina | 37 | Richmond | 153 | 37153 | 7.5 | 0 | 2018 | 9999 |  |  | N | Solar | [13 empty] | 0 | 0 | 0 | 0 | [11 empty] | Radian Generation | 100 | Radian Generation | 100
Church Road Solar LLC | 62168_G_CHU01 | 62168 | G | CHU01 |  | Solar PV |  | S_VACA | North Carolina | 37 | Harnett | 85 | 37085 | 5 | 0 | 2018 | 9999 |  |  | N | Solar | [13 empty] | 0 | 0 | 0 | 0 | [11 empty] | New Energy Solar Ltd | 100 | New Energy Solar Ltd | 100
Boring Solar LLC | 62169_G_BSPV2 | 62169 | G | BSPV2 |  | Solar PV |  | WECC_PNW | Oregon | 41 | Clackamas | 5 | 41005 | 2.2 | 0 | 2019 | 9999 |  |  | N | Solar | [13 empty] | 0 | 0 | 0 | 0 | [11 empty] | Boring Solar LLC | 100 | Oregon Solar Land Holdings LLC | 100
Ballston Solar LLC | 62170_G_BSPV1 | 62170 | G | BSPV1 |  | Solar PV |  | WECC_PNW | Oregon | 41 | Yamhill | 71 | 41071 | 2.2 | 0 | 2018 | 9999 |  |  | N | Solar | [13 empty] | 0 | 0 | 0 | 0 | [11 empty] | Ballston Solar LLC | 100 | Oregon Solar Land Holdings LLC | 100
Labish Solar LLC | 62171_G_LSPV2 | 62171 | G | LSPV2 |  | Solar PV |  | WECC_PNW | Oregon | 41 | Marion | 47 | 41047 | 2.2 | 0 | 2018 | 9999 |  |  | N | Solar | [13 empty] | 0 | 0 | 0 | 0 | [11 empty] | Labish Solar LLC | 100 | Labish Solar LLC | 100
Birch | 62172_G_BIR | 62172 | G | BIR |  | Onshore Wind |  | MIS_IA | Iowa | 19 | Taylor | 173 | 19173 | 1.8 | 0 | 2017 | 9999 |  |  | N | Wind | [13 empty] | 0 | 0 | 0 | 0 | [11 empty] | Birch Power Co | 100 | Birch Power Co | 100
SR Jonesborough | 62173_G_JONES | 62173 | G | JONES |  | Solar PV |  | S_C_TVA | Tennessee | 47 | Washington | 179 | 47179 | 4.4 | 0 | 2018 | 9999 |  |  | N | Solar | [13 empty] | 0 | 0 | 0 | 0 | [11 empty] | SR Jonesborough II LLC | 100 | Silicon Ranch Corp | 100
Maimonides Medical Center | 62174_G_625DI | 62174 | G | 625DI |  | Combustion Turbine | IC Engine | NY_Z_J | New York | 36 | Kings | 47 | 36047 | 0.5 | 13469 | 1999 | 9999 |  |  | N | Distillate Fuel Oil | [13 empty] | 1.6498 | 1.6498 | 1.6498 | 1.6498 | [11 empty] | Maimonides Medical Center | 100 | Maimonides Medical Center | 100
Maimonides Medical Center | 62174_G_CM500 | 62174 | G | CM500 |  | Combustion Turbine | IC Engine | NY_Z_J | New York | 36 | Kings | 47 | 36047 | 0.5 | 13469 | 2006 | 9999 |  |  | N | Distillate Fuel Oil | [13 empty] | 1.6498 | 1.6498 | 1.6498 | 1.6498 | [11 empty] | Maimonides Medical Center | 100 | Maimonides Medical Center | 100
Maimonides Medical Center | 62174_G_CM800 | 62174 | G | CM800 |  | Combustion Turbine | IC Engine | NY_Z_J | New York | 36 | Kings | 47 | 36047 | 0.8 | 13469 | 2002 | 9999 |  |  | N | Distillate Fuel Oil | [13 empty] | 1.6498 | 1.6498 | 1.6498 | 1.6498 | [11 empty] | Maimonides Medical Center | 100 | Maimonides Medical Center | 100
Maimonides Medical Center | 62174_G_CM900 | 62174 | G | CM900 |  | Combustion Turbine | IC Engine | NY_Z_J | New York | 36 | Kings | 47 | 36047 | 0.9 | 13469 | 2006 | 9999 |  |  | N | Distillate Fuel Oil | [13 empty] | 1.6498 | 1.6498 | 1.6498 | 1.6498 | [11 empty] | Maimonides Medical Center | 100 | Maimonides Medical Center | 100
Maimonides Medical Center | 62174_G_CN900 | 62174 | G | CN900 |  | Combustion Turbine | IC Engine | NY_Z_J | New York | 36 | Kings | 47 | 36047 | 0.9 | 13469 | 2006 | 9999 |  |  | N | Distillate Fuel Oil | [13 empty] | 1.6498 | 1.6498 | 1.6498 | 1.6498 | [11 empty] | Maimonides Medical Center | 100 | Maimonides Medical Center | 100
Maimonides Medical Center | 62174_G_ON300 | 62174 | G | ON300 |  | Combustion Turbine | IC Engine | NY_Z_J | New York | 36 | Kings | 47 | 36047 | 0.3 | 14775 | 1990 | 9999 |  |  | N | Distillate Fuel Oil | [13 empty] | 1.6498 | 1.6498 | 1.6498 | 1.6498 | [11 empty] | Maimonides Medical Center | 100 | Maimonides Medical Center | 100
CNMEC Solar Energy Center | 62191_G_CNMEC | 62191 | G | CNMEC |  | Solar PV |  | WECC_NM | New Mexico | 35 | Torrance | 57 | 35057 | 2 | 0 | 2018 | 9999 |  |  | N | Solar | [13 empty] | 0 | 0 | 0 | 0 | [11 empty] | New Mexico Renewable Development LLC | 100 | New Mexico Renewable Development LLC | 100
Blue Water Energy Center | 62192_G_11 | 62192 | G | 11 |  | Combined Cycle |  | MIS_LMI | Michigan | 26 | St Clair | 147 | 26147 | 359 | 7050 | 2022 | 9999 |  |  | N | Natural Gas | [13 empty] | 0.011 | 0.011 | 0.011 | 0.011 | [11 empty] | DTE Energy Co | 100 | DTE Energy Co | 100
Blue Water Energy Center | 62192_G_12 | 62192 | G | 12 |  | Combined Cycle |  | MIS_LMI | Michigan | 26 | St Clair | 147 | 26147 | 359 | 7050 | 2022 | 9999 |  |  | N | Natural Gas | [13 empty] | 0.011 | 0.011 | 0.011 | 0.011 | [11 empty] | DTE Energy Co | 100 | DTE Energy Co | 100
Blue Water Energy Center | 62192_G_1S | 62192 | G | 1S |  | Combined Cycle |  | MIS_LMI | Michigan | 26 | St Clair | 147 | 26147 | 428 | 7050 | 2022 | 9999 | other |  | N | Natural Gas | [13 empty] | 0.011 | 0.011 | 0.011 | 0.011 | [11 empty] | DTE Energy Co | 100 | DTE Energy Co | 100
Winegar CSG | 62193_G_SO377 | 62193 | G | SO377 |  | Solar PV |  | MIS_MNWI | Minnesota | 27 | Waseca | 161 | 27161 | 1 | 0 | 2018 | 9999 |  |  | N | Solar | [13 empty] | 0 | 0 | 0 | 0 | [11 empty] | Terraform Power Inc | 100 | Brookfield Asset Management Inc | 100
Bolduan CSG | 62194_G_SO360 | 62194 | G | SO360 |  | Solar PV |  | MIS_MNWI | Minnesota | 27 | Waseca | 161 | 27161 | 1 | 0 | 2018 | 9999 |  |  | N | Solar | [13 empty] | 0 | 0 | 0 | 0 | [11 empty] | Terraform Power Inc | 100 | Brookfield Asset Management Inc | 100
Guse CSG | 62195_G_SO371 | 62195 | G | SO371 |  | Solar PV |  | MIS_MNWI | Minnesota | 27 | Waseca | 161 | 27161 | 1 | 0 | 2018 | 9999 |  |  | N | Solar | [13 empty] | 0 | 0 | 0 | 0 | [11 empty] | Terraform Power Inc | 100 | Brookfield Asset Management Inc | 100
Hadley 2 Solar, LLC | 62196_G_2368 | 62196 | G | 2368 |  | Solar PV |  | NENGREST | Massachusetts | 25 | Hampshire | 15 | 25015 | 1.9 | 0 | 2016 | 9999 |  |  | N | Solar | [13 empty] | 0 | 0 | 0 | 0 | [11 empty] | Hadley 2 Solar LLC | 100 | Nexamp | 100
East Bridgewater Solar | 62197_G_EBRID | 62197 | G | EBRID |  | Solar PV |  | NENGREST | Massachusetts | 25 | Plymouth | 23 | 25023 | 2.3 | 0 | 2017 | 9999 |  |  | N | Solar | [13 empty] | 0 | 0 | 0 | 0 | [11 empty] | Solten East Bridgewater 6000 LLC | 100 | Solten East Bridgewater 6000 LLC | 100
Griffin Road Solar, LLC | 62198_G_2639 | 62198 | G | 2639 |  | Solar PV |  | NENGREST | Massachusetts | 25 | Worcester | 27 | 25027 | 2 | 0 | 2018 | 9999 |  |  | N | Solar | [13 empty] | 0 | 0 | 0 | 0 | [11 empty] | Griffin Road Solar LLC | 100 | Griffin Road Solar LLC | 100
Ashby Solar, LLC | 62199_G_4472 | 62199 | G | 4472 |  | Solar PV |  | NENGREST | Massachusetts | 25 | Worcester | 27 | 25027 | 1.8 | 0 | 2018 | 9999 |  |  | N | Solar | [13 empty] | 0 | 0 | 0 | 0 | [11 empty] | Ashby Solar LLC | 100 | Ashby Solar LLC | 100
South Fork Tolt | 622_G_1 | 622 | G | 1 |  | Hydro |  | WECC_PNW | Washington | 53 | King | 33 | 53033 | 16.8 | 0 | 1995 | 9999 |  |  | N | Hydro | [13 empty] | 0 | 0 | 0 | 0 | [11 empty] | Seattle City Light | 100 | Seattle City Light | 100
Durant | 6220_G_7 | 6220 | G | 7 |  | Combustion Turbine | IC Engine | MIS_IA | Iowa | 19 | Cedar | 31 | 19031 | 1.8 | 11593 | 1998 | 9999 |  |  | N | Distillate Fuel Oil | [12 empty] | 2.5 | 1.6498 | 1.6498 | 1.6498 | 1.6498 | [11 empty] | Durant IA (City of) | 100 | Durant IA (City of) | 100
Durant | 6220_G_8 | 6220 | G | 8 |  | Combustion Turbine | IC Engine | MIS_IA | Iowa | 19 | Cedar | 31 | 19031 | 2.6 | 13444 | 2011 | 9999 |  |  | N | Distillate Fuel Oil | [13 empty] | 1.6498 | 1.6498 | 1.6498 | 1.6498 | [11 empty] | Durant IA (City of) | 100 | Durant IA (City of) | 100
Dudley Solar | 62201_G_02419 | 62201 | G | 02419 |  | Solar PV |  | NENGREST | Massachusetts | 25 | Worcester | 27 | 25027 | 1.9 | 0 | 2017 | 9999 |  |  | N | Solar | [13 empty] | 0 | 0 | 0 | 0 | [11 empty] | Dudley Solar LLC | 100 | Nexamp | 100
Williamsburg | 62202_G_WIL01 | 62202 | G | WIL01 |  | Solar PV |  | NENGREST | Massachusetts | 25 | Hampshire | 15 | 25015 | 4 | 0 | 2019 | 9999 |  |  | N | Solar | [13 empty] | 0 | 0 | 0 | 0 | [11 empty] | Williamsburg East Street Solar LLC | 100 | AES Corp (The) | 100
Monson Solar, LLC | 62203_G_2701 | 62203 | G | 2701 |  | Solar PV |  | NENGREST | Massachusetts | 25 | Hampden | 13 | 25013 | 2 | 0 | 2017 | 9999 |  |  | N | Solar | [13 empty] | 0 | 0 | 0 | 0 | [11 empty] | Monson Solar LLC | 100 | Nexamp | 100
Red Toad 5840 Buffalo Road, LLC | 62204_G_G5840 | 62204 | G | G5840 |  | Solar PV |  | S_VACA | North Carolina | 37 | Johnston | 101 | 37101 | 2 | 0 | 2018 | 9999 |  |  | N | Solar | [13 empty] | 0 | 0 | 0 | 0 | [11 empty] | Red Toad 5840 Buffalo Road LLC | 100 | Helios 1 LL LLC | 100
Nickelson Solar, LLC | 62205_G_GNICK | 62205 | G | GNICK |  | Solar PV |  | S_VACA | North Carolina | 37 | Duplin | 61 | 37061 | 5.3 | 0 | 2018 | 9999 |  |  | N | Solar | [13 empty] | 0 | 0 | 0 | 0 | [11 empty] | Nickelson Solar LLC | 100 | Cypress Creek Holdings LLC | 100
Hibiscus Solar Energy Center | 62206_G_1 | 62206 | G | 1 |  | Solar PV |  | FRCC | Florida | 12 | Palm Beach | 99 | 12099 | 74.5 | 0 | 2020 | 9999 |  |  | N | Solar | [13 empty] | 0 | 0 | 0 | 0 | [11 empty] | Florida Power & Light Co | 100 | NextEra Energy Inc | 100
NIST Solar | 62208_G_PV1 | 62208 | G | PV1 |  | Solar PV |  | PJM_SMAC | Maryland | 24 | Montgomery | 31 | 24031 | 4 | 0 | 2018 | 9999 |  |  | N | Solar | [13 empty] | 0 | 0 | 0 | 0 | [11 empty] | Constellation NewEnergy Inc | 100 | Exelon Corp | 100
Randolph CSG PV1-5 | 62209_G_RAND1 | 62209 | G | RAND1 |  | Solar PV |  | MIS_MNWI | Minnesota | 27 | Dakota | 37 | 27037 | 1 | 0 | 2019 | 9999 |  |  | N | Solar | [13 empty] | 0 | 0 | 0 | 0 | [11 empty] | Randolph CSG 1 LLC | 100 | Ecoplexus Inc | 100
Randolph CSG PV1-5 | 62209_G_RAND2 | 62209 | G | RAND2 |  | Solar PV |  | MIS_MNWI | Minnesota | 27 | Dakota | 37 | 27037 | 1 | 0 | 2019 | 9999 |  |  | N | Solar | [13 empty] | 0 | 0 | 0 | 0 | [11 empty] | Randolph CSG 1 LLC | 100 | Ecoplexus Inc | 100
Randolph CSG PV1-5 | 62209_G_RAND3 | 62209 | G | RAND3 |  | Solar PV |  | MIS_MNWI | Minnesota | 27 | Dakota | 37 | 27037 | 1 | 0 | 2019 | 9999 |  |  | N | Solar | [13 empty] | 0 | 0 | 0 | 0 | [11 empty] | Randolph CSG 1 LLC | 100 | Ecoplexus Inc | 100
Randolph CSG PV1-5 | 62209_G_RAND4 | 62209 | G | RAND4 |  | Solar PV |  | MIS_MNWI | Minnesota | 27 | Dakota | 37 | 27037 | 1 | 0 | 2019 | 9999 |  |  | N | Solar | [13 empty] | 0 | 0 | 0 | 0 | [11 empty] | Randolph CSG 1 LLC | 100 | Ecoplexus Inc | 100
Randolph CSG PV1-5 | 62209_G_RAND5 | 62209 | G | RAND5 |  | Solar PV |  | MIS_MNWI | Minnesota | 27 | Dakota | 37 | 27037 | 1 | 0 | 2019 | 9999 |  |  | N | Solar | [13 empty] | 0 | 0 | 0 | 0 | [11 empty] | Randolph CSG 1 LLC | 100 | Ecoplexus Inc | 100
Felton CSG PV1-5 | 62210_G_FELT1 | 62210 | G | FELT1 |  | Solar PV |  | MIS_MNWI | Minnesota | 27 | Dakota | 37 | 27037 | 1 | 0 | 2019 | 9999 |  |  | N | Solar | [13 empty] | 0 | 0 | 0 | 0 | [11 empty] | Felton Farms CSG 1 LLC | 100 | Ecoplexus Inc | 100
Felton CSG PV1-5 | 62210_G_FELT2 | 62210 | G | FELT2 |  | Solar PV |  | MIS_MNWI | Minnesota | 27 | Dakota | 37 | 27037 | 1 | 0 | 2019 | 9999 |  |  | N | Solar | [13 empty] | 0 | 0 | 0 | 0 | [11 empty] | Felton Farms CSG 1 LLC | 100 | Ecoplexus Inc | 100
Felton CSG PV1-5 | 62210_G_FELT3 | 62210 | G | FELT3 |  | Solar PV |  | MIS_MNWI | Minnesota | 27 | Dakota | 37 | 27037 | 1 | 0 | 2019 | 9999 |  |  | N | Solar | [13 empty] | 0 | 0 | 0 | 0 | [11 empty] | Felton Farms CSG 1 LLC | 100 | Ecoplexus Inc | 100
Felton CSG PV1-5 | 62210_G_FELT4 | 62210 | G | FELT4 |  | Solar PV |  | MIS_MNWI | Minnesota | 27 | Dakota | 37 | 27037 | 1 | 0 | 2019 | 9999 |  |  | N | Solar | [13 empty] | 0 | 0 | 0 | 0 | [11 empty] | Felton Farms CSG 1 LLC | 100 | Ecoplexus Inc | 100
Felton CSG PV1-5 | 62210_G_FELT5 | 62210 | G | FELT5 |  | Solar PV |  | MIS_MNWI | Minnesota | 27 | Dakota | 37 | 27037 | 1 | 0 | 2019 | 9999 |  |  | N | Solar | [13 empty] | 0 | 0 | 0 | 0 | [11 empty] | Felton Farms CSG 1 LLC | 100 | Ecoplexus Inc | 100
Ashburnham Energy Storage Project | 62219_G_AMLPB | 62219 | G | AMLPB |  | Energy Storage |  | NENGREST | Massachusetts | 25 | Worcester | 27 | 25027 | 3 | 0 | 2019 | 9999 |  |  | N | Energy Storage | [13 empty] | 0 | 0 | 0 | 0 | [11 empty] | Massachusetts Municipal Wholesale Electric Co | 100 | Massachusetts Municipal Wholesale Electric Co | 100
East Fork Wind Project, LLC | 62220_G_WTGS | 62220 | G | WTGS |  | Onshore Wind |  | SPP_N | Kansas | 20 | Thomas | 193 | 20193 | 195.8 | 0 | 2020 | 9999 |  |  | N | Wind | [13 empty] | 0 | 0 | 0 | 0 | [11 empty] | East Fork Wind Project LLC | 100 | ENGIE SA | 100
Warren Solar Farm LLC | 62223_G_10423 | 62223 | G | 10423 |  | Solar PV |  | S_VACA | North Carolina | 37 | Sampson | 163 | 37163 | 5 | 0 | 2019 | 9999 |  |  | N | Solar | [13 empty] | 0 | 0 | 0 | 0 | [11 empty] | Warren Solar Farm LLC | 100 | ESA Renewables LLC | 100
Oak Leaf Solar XXVII LLC | 62224_G_53971 | 62224 | G | 53971 |  | Solar PV |  | WECC_CO | Colorado | 8 | Weld | 123 | 08123 | 1.5 | 0 | 2018 | 9999 |  |  | N | Solar | [13 empty] | 0 | 0 | 0 | 0 | [11 empty] | Oak Leaf Solar XXVII LLC | 100 | Greenbacker Renewable Energy Corp | 100
Hunterdon Health System Solar Project | 62225_G_PV1 | 62225 | G | PV1 |  | Solar PV |  | PJM_EMAC | New Jersey | 34 | Hunterdon | 19 | 34019 | 1.5 | 0 | 2019 | 9999 |  |  | N | Solar | [13 empty] | 0 | 0 | 0 | 0 | [11 empty] | NJ Solar 1 LLC | 100 | ENGIE SA | 100
Westminster Renewables, LLC | 62226_G_2479 | 62226 | G | 2479 |  | Solar PV |  | NENGREST | Massachusetts | 25 | Worcester | 27 | 25027 | 1.5 | 0 | 2018 | 9999 |  |  | N | Solar | [13 empty] | 0 | 0 | 0 | 0 | [11 empty] | Westminster Renewables LLC | 100 | Westminster Renewables LLC | 100
Seymour Hills Wind Project, LLC | 62227_G_WTGS | 62227 | G | WTGS |  | Onshore Wind |  | ERC_WEST | Texas | 48 | Baylor | 23 | 48023 | 30.2 | 0 | 2019 | 9999 |  |  | N | Wind | [13 empty] | 0 | 0 | 0 | 0 | [11 empty] | Seymour Hills Wind Project LLC | 100 | ENGIE SA | 100
Otis Elevator Company Solar | 62228_G_O1614 | 62228 | G | O1614 |  | Solar PV |  | S_VACA | South Carolina | 45 | Florence | 41 | 45041 | 1 | 0 | 2018 | 9999 |  |  | N | Solar | [13 empty] | 0 | 0 | 0 | 0 | [11 empty] | Otis Elevator Co | 100 | Otis Elevator Co | 100
Empire Energy Center | 6223_G_3 | 6223 | G | 3 | 9179 | Combustion Turbine |  | SPP_N | Missouri | 29 | Jasper | 97 | 29097 | 49 | 12621 | 2003 | 9999 |  |  | N | Natural Gas, Distillate Fuel Oil |  |  |  | H2O | [8 empty] | 2.3 | 0.08526 | 0.08526 | 0.08526 | 0.08526 | [11 empty] | Empire District Electric Co (The) | 100 | Algonquin Power & Utilities Corp | 100
Empire Energy Center | 6223_G_4 | 6223 | G | 4 | 9181 | Combustion Turbine |  | SPP_N | Missouri | 29 | Jasper | 97 | 29097 | 49 | 12621 | 2003 | 9999 |  |  | N | Natural Gas, Distillate Fuel Oil |  |  |  | H2O | [8 empty] | 2.3 | 0.08656 | 0.08656 | 0.08656 | 0.08656 | [11 empty] | Empire District Electric Co (The) | 100 | Algonquin Power & Utilities Corp | 100
Oak Leaf Solar XXX LLC (CSG) | 62239_G_53963 | 62239 | G | 53963 |  | Solar PV |  | WECC_CO | Colorado | 8 | Alamosa | 3 | 08003 | 1.5 | 0 | 2018 | 9999 |  |  | N | Solar | [13 empty] | 0 | 0 | 0 | 0 | [11 empty] | Oak Leaf Solar XXX LLC | 100 | Greenbacker Renewable Energy Corp | 100
Burgaw Solar, LLC | 62240_G_1072 | 62240 | G | 1072 |  | Solar PV |  | S_VACA | North Carolina | 37 | Pender | 141 | 37141 | 5 | 0 | 2019 | 9999 |  |  | N | Solar | [13 empty] | 0 | 0 | 0 | 0 | [11 empty] | Burgaw Solar LLC | 100 | Greengo Energy US Inc | 100
NorWest Energy 9 LLC | 62241_G_NWE9 | 62241 | G | NWE9 |  | Solar PV |  | WECC_PNW | Oregon | 41 | Umatilla | 59 | 41059 | 8 | 0 | 2018 | 9999 |  |  | N | Solar | [13 empty] | 0 | 0 | 0 | 0 | [11 empty] | NorWest Energy 9 LLC | 100 | Cypress Creek Holdings LLC | 100
County of San Diego SBRC | 62242_G_SBRC | 62242 | G | SBRC |  | Solar PV |  | WEC_SDGE | California | 6 | San Diego | 73 | 06073 | 1.3 | 0 | 2018 | 9999 |  |  | N | Solar | [13 empty] | 0 | 0 | 0 | 0 | [11 empty] | Solar Star California LXIII LLC | 100 | SunPower Corp | 100
Oak Leaf Solar XXI (CSG) | 62243_G_53964 | 62243 | G | 53964 |  | Solar PV |  | WECC_CO | Colorado | 8 | Arapahoe | 5 | 08005 | 1.5 | 0 | 2018 | 9999 |  |  | N | Solar | [13 empty] | 0 | 0 | 0 | 0 | [11 empty] | Oak Leaf Solar XXI LLC | 100 | Greenbacker Renewable Energy Corp | 100
Oak Leaf Solar XXXI LLC (CSG) | 62244_G_53977 | 62244 | G | 53977 |  | Solar PV |  | WECC_CO | Colorado | 8 | Mesa | 77 | 08077 | 1.5 | 0 | 2018 | 9999 |  |  | N | Solar | [13 empty] | 0 | 0 | 0 | 0 | [11 empty] | Oak Leaf Solar XXXI LLC | 100 | Greenbacker Renewable Energy Corp | 100
Oak Leaf Solar XXV LLC (CSG) | 62245_G_53968 | 62245 | G | 53968 |  | Solar PV |  | WECC_CO | Colorado | 8 | Arapahoe | 5 | 08005 | 1.5 | 0 | 2018 | 9999 |  |  | N | Solar | [13 empty] | 0 | 0 | 0 | 0 | [11 empty] | Oak Leaf Solar XXV LLC | 100 | Greenbacker Renewable Energy Corp | 100
Target Woodland Solar Project | 62246_G_TWSP | 62246 | G | TWSP |  | Solar PV |  | WEC_CALN | California | 6 | Yolo | 113 | 06113 | 1.8 | 0 | 2018 | 9999 |  |  | N | Solar | [13 empty] | 0 | 0 | 0 | 0 | [11 empty] | Solar Star Woodlands ST CR LLC | 100 | TOTAL SA | 100
Prevailing Wind Park | 62247_G_PWPSD | 62247 | G | PWPSD |  | Onshore Wind |  | SPP_WAUE | South Dakota | 46 | Yankton | 135 | 46135 | 220 | 0 | 2019 | 9999 |  |  | N | Wind | [13 empty] | 0 | 0 | 0 | 0 | [11 empty] | Prevailing Wind Park LLC | 100 | AES Corp (The) | 100
Misae Solar | 62249_G_77777 | 62249 | G | 77777 |  | Solar PV |  | ERC_WEST | Texas | 48 | Childress | 75 | 48075 | 240 | 0 | 2019 | 9999 |  |  | N | Solar | [13 empty] | 0 | 0 | 0 | 0 | [11 empty] | Childress Solar Park LLC | 100 | Lae American Energy LLC | 100
NYC-HH-New Bellevue Hospital | 62250_G_CAT2H | 62250 | G | CAT2H |  | Combustion Turbine | IC Engine | NY_Z_J | New York | 36 | New York | 61 | 36061 | 0.8 | 13469 | 2011 | 9999 |  |  | N | Distillate Fuel Oil | [13 empty] | 1.6498 | 1.6498 | 1.6498 | 1.6498 | [11 empty] | NYC HH New Bellevue Hospital | 100 | Nyc HH New Bellevue Hospital | 100
NYC-HH-New Bellevue Hospital | 62250_G_CAT2M | 62250 | G | CAT2M |  | Combustion Turbine | IC Engine | NY_Z_J | New York | 36 | New York | 61 | 36061 | 0.8 | 13469 | 2011 | 9999 |  |  | N | Distillate Fuel Oil | [13 empty] | 1.6498 | 1.6498 | 1.6498 | 1.6498 | [11 empty] | NYC HH New Bellevue Hospital | 100 | Nyc HH New Bellevue Hospital | 100
NYC-HH-New Bellevue Hospital | 62250_G_CAT2X | 62250 | G | CAT2X |  | Combustion Turbine | IC Engine | NY_Z_J | New York | 36 | New York | 61 | 36061 | 0.8 | 13469 | 2011 | 9999 |  |  | N | Distillate Fuel Oil | [13 empty] | 1.6498 | 1.6498 | 1.6498 | 1.6498 | [11 empty] | NYC HH New Bellevue Hospital | 100 | Nyc HH New Bellevue Hospital | 100
NYC-HH-New Bellevue Hospital | 62250_G_CAT2Y | 62250 | G | CAT2Y |  | Combustion Turbine | IC Engine | NY_Z_J | New York | 36 | New York | 61 | 36061 | 0.8 | 13469 | 2011 | 9999 |  |  | N | Distillate Fuel Oil | [13 empty] | 1.6498 | 1.6498 | 1.6498 | 1.6498 | [11 empty] | NYC HH New Bellevue Hospital | 100 | Nyc HH New Bellevue Hospital | 100
NYC-HH-New Bellevue Hospital | 62250_G_CAT6M | 62250 | G | CAT6M |  | Combustion Turbine | IC Engine | NY_Z_J | New York | 36 | New York | 61 | 36061 | 0.6 | 13469 | 1996 | 9999 |  |  | N | Distillate Fuel Oil | [13 empty] | 1.6498 | 1.6498 | 1.6498 | 1.6498 | [11 empty] | NYC HH New Bellevue Hospital | 100 | Nyc HH New Bellevue Hospital | 100
NYC-HH-New Bellevue Hospital | 62250_G_CAT6P | 62250 | G | CAT6P |  | Combustion Turbine | IC Engine | NY_Z_J | New York | 36 | New York | 61 | 36061 | 0.6 | 13469 | 1996 | 9999 |  |  | N | Distillate Fuel Oil | [13 empty] | 1.6498 | 1.6498 | 1.6498 | 1.6498 | [11 empty] | NYC HH New Bellevue Hospital | 100 | Nyc HH New Bellevue Hospital | 100
NYC-HH-New Bellevue Hospital | 62250_G_CUM6Z | 62250 | G | CUM6Z |  | Combustion Turbine | IC Engine | NY_Z_J | New York | 36 | New York | 61 | 36061 | 0.9 | 13469 | 2011 | 9999 |  |  | N | Distillate Fuel Oil | [13 empty] | 1.6498 | 1.6498 | 1.6498 | 1.6498 | [11 empty] | NYC HH New Bellevue Hospital | 100 | Nyc HH New Bellevue Hospital | 100
NYC-HH-New Bellevue Hospital | 62250_G_RUD3R | 62250 | G | RUD3R |  | Combustion Turbine | IC Engine | NY_Z_J | New York | 36 | New York | 61 | 36061 | 0.7 | 13469 | 2002 | 9999 |  |  | N | Distillate Fuel Oil | [13 empty] | 1.6498 | 1.6498 | 1.6498 | 1.6498 | [11 empty] | NYC HH New Bellevue Hospital | 100 | Nyc HH New Bellevue Hospital | 100
Oak Leaf Solar XXXII (CSG) | 62251_G_53975 | 62251 | G | 53975 |  | Solar PV |  | WECC_CO | Colorado | 8 | Garfield | 45 | 08045 | 1.5 | 0 | 2019 | 9999 |  |  | N | Solar | [13 empty] | 0 | 0 | 0 | 0 | [11 empty] | Oak Leaf Solar XXXII LLC | 100 | Greenbacker Renewable Energy Corp | 100
Oak Leaf Solar XXII LLC (CSG) | 62252_G_53965 | 62252 | G | 53965 |  | Solar PV |  | WECC_CO | Colorado | 8 | Denver | 31 | 08031 | 1.5 | 0 | 2019 | 9999 |  |  | N | Solar | [13 empty] | 0 | 0 | 0 | 0 | [11 empty] | Oak Leaf Solar XXII LLC | 100 | Greenbacker Renewable Energy Corp | 100
Oak Leaf Solar XXIV LLC (CSG) | 62253_G_53967 | 62253 | G | 53967 |  | Solar PV |  | WECC_CO | Colorado | 8 | Arapahoe | 5 | 08005 | 1.5 | 0 | 2019 | 9999 |  |  | N | Solar | [13 empty] | 0 | 0 | 0 | 0 | [11 empty] | Oak Leaf Solar XXIV LLC | 100 | Greenbacker Renewable Energy Corp | 100
Oak Leaf Solar XXVI LLC | 62254_G_53970 | 62254 | G | 53970 |  | Solar PV |  | WECC_CO | Colorado | 8 | Denver | 31 | 08031 | 1.5 | 0 | 2019 | 9999 |  |  | N | Solar | [13 empty] | 0 | 0 | 0 | 0 | [11 empty] | Oak Leaf Solar XXVI LLC | 100 | Greenbacker Renewable Energy Corp | 100
Oak Leaf Solar XXVIII LLC (CSG) | 62255_G_53973 | 62255 | G | 53973 |  | Solar PV |  | WECC_CO | Colorado | 8 | Weld | 123 | 08123 | 1.5 | 0 | 2019 | 9999 |  |  | N | Solar | [13 empty] | 0 | 0 | 0 | 0 | [11 empty] | Oak Leaf Solar XXVIII LLC | 100 | Greenbacker Renewable Energy Corp | 100
Oak Leaf Solar XXIII LLC (CSG) | 62256_G_53966 | 62256 | G | 53966 |  | Solar PV |  | WECC_CO | Colorado | 8 | Adams | 1 | 08001 | 1.5 | 0 | 2019 | 9999 |  |  | N | Solar | [13 empty] | 0 | 0 | 0 | 0 | [11 empty] | Oak Leaf Solar XXIII LLC | 100 | Greenbacker Renewable Energy Corp | 100
Station 9 Energy Storage System | 62257_G_ESS1 | 62257 | G | ESS1 |  | Energy Storage |  | NENGREST | Massachusetts | 25 | Norfolk | 21 | 25021 | 2 | 0 | 2018 | 9999 |  |  | N | Energy Storage | [13 empty] | 0 | 0 | 0 | 0 | [11 empty] | Braintree MA (Town of) | 100 | Braintree MA (Town of) | 100
Mesteno | 62258_G_MES | 62258 | G | MES |  | Onshore Wind |  | ERC_REST | Texas | 48 | Starr | 427 | 48427 | 200 | 0 | 2019 | 9999 |  |  | N | Wind | [13 empty] | 0 | 0 | 0 | 0 | [11 empty] | Mesteno Windpower LLC | 100 | Duke Energy Corp | 100
Ranchero Wind Farm LLC | 62259_G_RAN | 62259 | G | RAN |  | Onshore Wind |  | ERC_WEST | Texas | 48 | Crockett | 105 | 48105 | 300 | 0 | 2019 | 9999 |  |  | N | Wind | [13 empty] | 0 | 0 | 0 | 0 | [11 empty] | Ranchero Wind Farm LLC | 100 | Quinbrook Infrastructure Partners | 100
Trout Creek Solar | 62260_G_44901 | 62260 | G | 44901 |  | Solar PV |  | WECC_CO | Colorado | 8 | Chaffee | 15 | 08015 | 2 | 0 | 2019 | 9999 |  |  | N | Solar | [13 empty] | 0 | 0 | 0 | 0 | [11 empty] | AEP OnSite Partners LLC | 100 | American Electric Power Co Inc | 100
Pittsfield 44 - M&W PV | 62264_G_LG400 | 62264 | G | LG400 |  | Solar PV |  | NENGREST | Massachusetts | 25 | Berkshire | 3 | 25003 | 1.2 | 0 | 2018 | 9999 |  |  | N | Solar | [13 empty] | 0 | 0 | 0 | 0 | [11 empty] | NSTAR Co d/b/a Eversource Energy | 100 | Eversource Energy | 100
Lee Site 31 Solar | 62265_G_LG370 | 62265 | G | LG370 |  | Solar PV |  | NENGREST | Massachusetts | 25 | Berkshire | 3 | 25003 | 1.9 | 0 | 2018 | 9999 |  |  | N | Solar | [13 empty] | 0 | 0 | 0 | 0 | [11 empty] | NSTAR Co d/b/a Eversource Energy | 100 | Eversource Energy | 100
Plymouth Solar | 62266_G_LG400 | 62266 | G | LG400 |  | Solar PV |  | NENGREST | Massachusetts | 25 | Plymouth | 23 | 25023 | 1.1 | 0 | 2018 | 9999 |  |  | N | Solar | [13 empty] | 0 | 0 | 0 | 0 | [11 empty] | NSTAR Co d/b/a Eversource Energy | 100 | Eversource Energy | 100
Held Solar Project | 62267_G_HELD | 62267 | G | HELD |  | Solar PV |  | MIS_MNWI | Minnesota | 27 | Stearns | 145 | 27145 | 5 | 0 | 2019 | 9999 |  |  | N | Solar | [13 empty] | 0 | 0 | 0 | 0 | [11 empty] | DG Minnesota CSG LLC | 100 | NextEra Energy Inc | 100
NorWest Energy 4, LLC | 62268_G_NWE4 | 62268 | G | NWE4 |  | Solar PV |  | WECC_PNW | Oregon | 41 | Klamath | 35 | 41035 | 5.6 | 0 | 2019 | 9999 |  |  | N | Solar | [13 empty] | 0 | 0 | 0 | 0 | [11 empty] | NorWest Energy 4 LLC | 100 | Cypress Creek Holdings LLC | 100
Stoneray Power Partners, LLC | 62269_G_STNRY | 62269 | G | STNRY |  | Onshore Wind |  | MIS_MNWI | Minnesota | 27 | Pipestone | 117 | 27117 | 100 | 0 | 2019 | 9999 |  |  | N | Wind | [13 empty] | 0 | 0 | 0 | 0 | [11 empty] | Stoneray Power Partners LLC | 100 | EDF Group | 100
Westchester County Medical Center | 62270_G_CAT04 | 62270 | G | CAT04 |  | Combustion Turbine | IC Engine | NY_Z_G-I | New York | 36 | Westchester | 119 | 36119 | 0.7 | 13469 | 2000 | 9999 |  |  | N | Distillate Fuel Oil | [13 empty] | 1.6498 | 1.6498 | 1.6498 | 1.6498 | [11 empty] | Westchester County Medical Center | 100 | Westchester County Medical Center | 100
Westchester County Medical Center | 62270_G_CATH1 | 62270 | G | CATH1 |  | Combustion Turbine | IC Engine | NY_Z_G-I | New York | 36 | Westchester | 119 | 36119 | 1.3 | 13469 | 2002 | 9999 |  |  | N | Distillate Fuel Oil | [13 empty] | 1.6498 | 1.6498 | 1.6498 | 1.6498 | [11 empty] | Westchester County Medical Center | 100 | Westchester County Medical Center | 100
Westchester County Medical Center | 62270_G_CATH2 | 62270 | G | CATH2 |  | Combustion Turbine | IC Engine | NY_Z_G-I | New York | 36 | Westchester | 119 | 36119 | 1.3 | 13469 | 2002 | 9999 |  |  | N | Distillate Fuel Oil | [13 empty] | 1.6498 | 1.6498 | 1.6498 | 1.6498 | [11 empty] | Westchester County Medical Center | 100 | Westchester County Medical Center | 100
Westchester County Medical Center | 62270_G_CATN1 | 62270 | G | CATN1 |  | Combustion Turbine | IC Engine | NY_Z_G-I | New York | 36 | Westchester | 119 | 36119 | 0.7 | 14775 | 1974 | 9999 |  |  | N | Distillate Fuel Oil | [13 empty] | 1.6498 | 1.6498 | 1.6498 | 1.6498 | [11 empty] | Westchester County Medical Center | 100 | Westchester County Medical Center | 100
Westchester County Medical Center | 62270_G_CATN2 | 62270 | G | CATN2 |  | Combustion Turbine | IC Engine | NY_Z_G-I | New York | 36 | Westchester | 119 | 36119 | 0.7 | 14775 | 1974 | 9999 |  |  | N | Distillate Fuel Oil | [13 empty] | 1.6498 | 1.6498 | 1.6498 | 1.6498 | [11 empty] | Westchester County Medical Center | 100 | Westchester County Medical Center | 100
Westchester County Medical Center | 62270_G_CATN3 | 62270 | G | CATN3 |  | Combustion Turbine | IC Engine | NY_Z_G-I | New York | 36 | Westchester | 119 | 36119 | 0.7 | 13469 | 1996 | 9999 |  |  | N | Distillate Fuel Oil | [13 empty] | 1.6498 | 1.6498 | 1.6498 | 1.6498 | [11 empty] | Westchester County Medical Center | 100 | Westchester County Medical Center | 100
Westchester County Medical Center | 62270_G_CATR3 | 62270 | G | CATR3 |  | Combustion Turbine | IC Engine | NY_Z_G-I | New York | 36 | Westchester | 119 | 36119 | 0.6 | 13469 | 2013 | 9999 |  |  | N | Distillate Fuel Oil | [13 empty] | 1.6498 | 1.6498 | 1.6498 | 1.6498 | [11 empty] | Westchester County Medical Center | 100 | Westchester County Medical Center | 100
Westchester County Medical Center | 62270_G_CATR4 | 62270 | G | CATR4 |  | Combustion Turbine | IC Engine | NY_Z_G-I | New York | 36 | Westchester | 119 | 36119 | 0.3 | 14775 | 1980 | 9999 |  |  | N | Distillate Fuel Oil | [13 empty] | 1.6498 | 1.6498 | 1.6498 | 1.6498 | [11 empty] | Westchester County Medical Center | 100 | Westchester County Medical Center | 100
Westchester County Medical Center | 62270_G_CUM37 | 62270 | G | CUM37 |  | Combustion Turbine | IC Engine | NY_Z_G-I | New York | 36 | Westchester | 119 | 36119 | 0.4 | 13469 | 2000 | 9999 |  |  | N | Distillate Fuel Oil | [13 empty] | 1.6498 | 1.6498 | 1.6498 | 1.6498 | [11 empty] | Westchester County Medical Center | 100 | Westchester County Medical Center | 100
Westchester County Medical Center | 62270_G_DT080 | 62270 | G | DT080 |  | Combustion Turbine | IC Engine | NY_Z_G-I | New York | 36 | Westchester | 119 | 36119 | 0.5 | 13469 | 2002 | 9999 |  |  | N | Distillate Fuel Oil | [13 empty] | 1.6498 | 1.6498 | 1.6498 | 1.6498 | [11 empty] | Westchester County Medical Center | 100 | Westchester County Medical Center | 100
Westchester County Medical Center | 62270_G_DT250 | 62270 | G | DT250 |  | Combustion Turbine | IC Engine | NY_Z_G-I | New York | 36 | Westchester | 119 | 36119 | 0.3 | 13469 | 2000 | 9999 |  |  | N | Distillate Fuel Oil | [13 empty] | 1.6498 | 1.6498 | 1.6498 | 1.6498 | [11 empty] | Westchester County Medical Center | 100 | Westchester County Medical Center | 100
Westchester County Medical Center | 62270_G_DT500 | 62270 | G | DT500 |  | Combustion Turbine | IC Engine | NY_Z_G-I | New York | 36 | Westchester | 119 | 36119 | 0.5 | 13469 | 2000 | 9999 |  |  | N | Distillate Fuel Oil | [13 empty] | 1.6498 | 1.6498 | 1.6498 | 1.6498 | [11 empty] | Westchester County Medical Center | 100 | Westchester County Medical Center | 100
Bly Solar Center | 62272_G_BLY | 62272 | G | BLY |  | Solar PV |  | WECC_PNW | Oregon | 41 | Klamath | 35 | 41035 | 8 | 0 | 2018 | 9999 |  |  | N | Solar | [13 empty] | 0 | 0 | 0 | 0 | [11 empty] | Bly Solar Center LLC | 100 | Heliosage Energy LLC | 100
Liberty HS Solar Project | 62274_G_LHSSP | 62274 | G | LHSSP |  | Solar PV |  | WECC_SCE | California | 6 | Kern | 29 | 06029 | 1.2 | 0 | 2018 | 9999 |  |  | N | Solar | [13 empty] | 0 | 0 | 0 | 0 | [11 empty] | Kern High School District Solar 2 LLC | 100 | APG Asset Management US Inc | 100
Frontier HS Solar Project | 62275_G_FHSSP | 62275 | G | FHSSP |  | Solar PV |  | WECC_SCE | California | 6 | Kern | 29 | 06029 | 1.4 | 0 | 2018 | 9999 |  |  | N | Solar | [13 empty] | 0 | 0 | 0 | 0 | [11 empty] | Kern High School District Solar 2 LLC | 100 | APG Asset Management US Inc | 100
Xebec 1 | 62286_G_W7188 | 62286 | G | W7188 |  | Solar PV |  | WEC_LADW | California | 6 | Los Angeles | 37 | 06037 | 1.9 | 0 | 2018 | 9999 |  |  | N | Solar | [13 empty] | 0 | 0 | 0 | 0 | [11 empty] | AES LA FIT Sun Valley LLC | 100 | AES Corp (The) | 100
Francisco St. Solar | 62287_G_W7190 | 62287 | G | W7190 |  | Solar PV |  | WEC_LADW | California | 6 | Los Angeles | 37 | 06037 | 1 | 0 | 2018 | 9999 |  |  | N | Solar | [13 empty] | 0 | 0 | 0 | 0 | [11 empty] | AES LA FIT Francisco LLC | 100 | AES Corp (The) | 100
Valentine Solar, LLC | 62288_G_VAL01 | 62288 | G | VAL01 |  | Solar PV |  | WECC_SCE | California | 6 | Kern | 29 | 06029 | 111.2 | 0 | 2019 | 9999 |  |  | N | Solar | [13 empty] | 0 | 0 | 0 | 0 | [11 empty] | Valentine Solar LLC | 100 | EDF Group | 100
Mobile | 6229_G_1 | 6229 | G | 1 |  | Combustion Turbine | IC Engine | SPP_NEBR | Nebraska | 31 | York | 185 | 31185 | 1 | 13190 | 1980 | 9999 |  |  | N | Distillate Fuel Oil | [12 empty] | 2.5 | 1.6498 | 1.6498 | 1.6498 | 1.6498 | [11 empty] | Nebraska Public Power District | 100 | Nebraska Public Power District | 100
Mobile | 6229_G_2 | 6229 | G | 2 |  | Combustion Turbine | IC Engine | SPP_NEBR | Nebraska | 31 | York | 185 | 31185 | 1.6 | 13311 | 1996 | 9999 |  |  | N | Distillate Fuel Oil | [12 empty] | 2.5 | 1.6498 | 1.6498 | 1.6498 | 1.6498 | [11 empty] | Nebraska Public Power District | 100 | Nebraska Public Power District | 100
Mobile | 6229_G_500 | 6229 | G | 500 |  | Combustion Turbine | IC Engine | SPP_NEBR | Nebraska | 31 | York | 185 | 31185 | 0.5 | 13415 | 1994 | 9999 |  |  | N | Distillate Fuel Oil | [12 empty] | 2.5 | 1.6498 | 1.6498 | 1.6498 | 1.6498 | [11 empty] | Nebraska Public Power District | 100 | Nebraska Public Power District | 100
Polaris Wind Park | 62290_G_1 | 62290 | G | 1 |  | Onshore Wind |  | MIS_LMI | Michigan | 26 | Gratiot | 57 | 26057 | 168.6 | 0 | 2020 | 9999 |  |  | N | Wind | [13 empty] | 0 | 0 | 0 | 0 | [11 empty] | Polaris Wind Energy LLC | 100 | Invenergy LLC | 100
Palmer's Creek Wind Farm, LLC | 62291_G_PCWF | 62291 | G | PCWF |  | Onshore Wind |  | MIS_MNWI | Minnesota | 27 | Chippewa | 23 | 27023 | 44.6 | 0 | 2018 | 9999 |  |  | N | Wind | [13 empty] | 0 | 0 | 0 | 0 | [11 empty] | Palmers Creek Wind Farm LLC | 100 | Fagen Inc | 100
Richmond NMCA | 62301_G_RNM02 | 62301 | G | RNM02 |  | Solar PV |  | NENGREST | Rhode Island | 44 | Washington | 9 | 44009 | 4 | 0 | 2018 | 9999 |  |  | N | Solar | [13 empty] | 0 | 0 | 0 | 0 | [11 empty] | Richmond Solar Power 1 LLC | 100 | AES Corp (The) | 100
Founders Homestead Farms Solar | 62302_G_RFH01 | 62302 | G | RFH01 |  | Solar PV |  | NENGREST | Rhode Island | 44 | Newport | 5 | 44005 | 4.5 | 0 | 2019 | 9999 |  |  | N | Solar | [13 empty] | 0 | 0 | 0 | 0 | [11 empty] | Founders Homestead Farm Solar LLC | 100 | AES Corp (The) | 100
Mattas Farms | 62303_G_MF01 | 62303 | G | MF01 |  | Solar PV |  | NY_Z_F | New York | 36 | Montgomery | 57 | 36057 | 2 | 0 | 2018 | 9999 |  |  | N | Solar | [13 empty] | 0 | 0 | 0 | 0 | [11 empty] | NY RNM Project1A LLC | 100 | AES Corp (The) | 100
Woodleaf Solar Facility | 62304_G_PV1 | 62304 | G | PV1 |  | Solar PV |  | S_VACA | North Carolina | 37 | Rowan | 159 | 37159 | 6 | 0 | 2018 | 9999 |  |  | N | Solar | [13 empty] | 0 | 0 | 0 | 0 | [11 empty] | Duke Energy Carolinas | 100 | Duke Energy Corp | 100
Tipton Solar Park | 62305_G_STIP | 62305 | G | STIP |  | Solar PV |  | MIS_INKY | Indiana | 18 | Tipton | 159 | 18159 | 5.3 | 0 | 2019 | 9999 |  |  | N | Solar | [13 empty] | 0 | 0 | 0 | 0 | [11 empty] | Indiana Municipal Power Agency | 100 | Indiana Municipal Power Agency | 100
IFF Union Beach Project | 62306_G_IFFUB | 62306 | G | IFFUB |  | Solar PV |  | PJM_EMAC | New Jersey | 34 | Monmouth | 25 | 34025 | 5.5 | 0 | 2019 | 9999 |  |  | N | Solar | [13 empty] | 0 | 0 | 0 | 0 | [11 empty] | NJR Clean Energy Ventures Corp | 100 | New Jersey Resources Corp | 100
Cedar Falls Solar Farm | 62321_G_1 | 62321 | G | 1 |  | Solar PV |  | MIS_MIDA | Iowa | 19 | Black Hawk | 13 | 19013 | 1.5 | 0 | 2016 | 9999 |  |  | N | Solar | [13 empty] | 0 | 0 | 0 | 0 | [11 empty] | Cedar Falls Solar Farm LLC | 100 | Cedar Falls Solar Farm LLC | 100
Mechanicville Hydroelectric Station | 62322_G_MG8 | 62322 | G | MG8 |  | Hydro |  | NY_Z_F | New York | 36 | Saratoga | 91 | 36091 | 1.5 | 0 | 2011 | 9999 |  |  | N | Hydro | [13 empty] | 0 | 0 | 0 | 0 | [11 empty] | Niagara Mohawk Power Corp | 100 | National Grid Plc | 100
Mechanicville Hydroelectric Station | 62322_G_MG9 | 62322 | G | MG9 |  | Hydro |  | NY_Z_F | New York | 36 | Saratoga | 91 | 36091 | 1.5 | 0 | 2011 | 9999 |  |  | N | Hydro | [13 empty] | 0 | 0 | 0 | 0 | [11 empty] | Niagara Mohawk Power Corp | 100 | National Grid Plc | 100
Macy's MD Joppa Solar Project | 62323_G_MMDJ | 62323 | G | MMDJ |  | Solar PV |  | PJM_EMAC | Maryland | 24 | Harford | 25 | 24025 | 1 | 0 | 2016 | 9999 |  |  | N | Solar | [13 empty] | 0 | 0 | 0 | 0 | [11 empty] | Northstar Macys Maryland 2015 LLC | 100 | SunPower Corp | 100
Dynamic - Walpole | 62324_G_WAL01 | 62324 | G | WAL01 |  | Solar PV |  | NENGREST | Massachusetts | 25 | Norfolk | 21 | 25021 | 2 | 0 | 2017 | 9999 |  |  | N | Solar | [13 empty] | 0 | 0 | 0 | 0 | [11 empty] | AES Energy Solutions LLC | 100 | AES Corp (The) | 100
46 Meadowlands Parkway | 62325_G_1 | 62325 | G | 1 |  | Solar PV |  | PJM_EMAC | New Jersey | 34 | Hudson | 17 | 34017 | 1.5 | 0 | 2018 | 9999 |  |  | N | Solar | [13 empty] | 0 | 0 | 0 | 0 | [11 empty] | Hartz Solar LLC | 100 | Hartz Mountain Industries Inc | 100
77 Metro Way | 62326_G_1 | 62326 | G | 1 |  | Solar PV |  | PJM_EMAC | New Jersey | 34 | Hudson | 17 | 34017 | 1 | 0 | 2018 | 9999 |  |  | N | Solar | [13 empty] | 0 | 0 | 0 | 0 | [11 empty] | Hartz Solar LLC | 100 | Hartz Mountain Industries Inc | 100
Synergen Panorama, LLC CSG | 62327_G_SP | 62327 | G | SP |  | Solar PV |  | PJM_SMAC | Maryland | 24 | Prince Georges | 33 | 24033 | 6.6 | 0 | 2019 | 9999 |  |  | N | Solar | [13 empty] | 0 | 0 | 0 | 0 | [11 empty] | Synergen Panorama LLC | 100 | Synergen Panorama LLC | 100
Mill Pond Solar, LLC | 62328_G_MLLPD | 62328 | G | MLLPD |  | Solar PV |  | PJM_Dom | North Carolina | 37 | Martin | 117 | 37117 | 5 | 0 | 2019 | 9999 |  |  | N | Solar | [13 empty] | 0 | 0 | 0 | 0 | [11 empty] | Mill Pond Solar Farm LLC | 100 | Cypress Creek Holdings LLC | 100
Jamesville Road Solar, LLC | 62329_G_JMVLR | 62329 | G | JMVLR |  | Solar PV |  | PJM_Dom | North Carolina | 37 | Martin | 117 | 37117 | 5 | 0 | 2019 | 9999 |  |  | N | Solar | [13 empty] | 0 | 0 | 0 | 0 | [11 empty] | Jamesville Road Solar LLC | 100 | Greenbacker Renewable Energy Corp | 100
Camden Dam Solar, LLC | 62330_G_CMDND | 62330 | G | CMDND |  | Solar PV |  | PJM_Dom | North Carolina | 37 | Camden | 29 | 37029 | 5 | 0 | 2019 | 9999 |  |  | N | Solar | [13 empty] | 0 | 0 | 0 | 0 | [11 empty] | Camden Dam Solar LLC | 100 | Greenbacker Renewable Energy Corp | 100
Sol Phoenix | 62331_G_SOLPH | 62331 | G | SOLPH |  | Solar PV |  | PJM_SMAC | Maryland | 24 | Prince Georges | 33 | 24033 | 2.5 | 0 | 2019 | 9999 |  |  | N | Solar | [13 empty] | 0 | 0 | 0 | 0 | [11 empty] | Greenbacker Renewable Energy Co LLC | 100 | Greenbacker Renewable Energy Corp | 100
Blue Star | 62332_G_BLUES | 62332 | G | BLUES |  | Solar PV |  | PJM_EMAC | Maryland | 24 | Kent | 29 | 24029 | 7.5 | 0 | 2020 | 9999 |  |  | N | Solar | [13 empty] | 0 | 0 | 0 | 0 | [11 empty] | OneEnergy Blue Star Solar LLC | 100 | OneEnergy Inc | 100
Polk County Renewables, LLC | 62333_G_T-1 | 62333 | G | T-1 |  | Onshore Wind |  | SPP_NEBR | Nebraska | 31 | Polk | 143 | 31143 | 2.5 | 0 | 2018 | 9999 |  |  | N | Wind | [13 empty] | 0 | 0 | 0 | 0 | [11 empty] | Polk County Renewables LLC | 100 | Polk County Renewables LLC | 100
USS Hockey Pad Solar CSG | 62334_G_USHP | 62334 | G | USHP |  | Solar PV |  | MIS_MNWI | Minnesota | 27 | Scott | 139 | 27139 | 1 | 0 | 2019 | 9999 |  |  | N | Solar | [13 empty] | 0 | 0 | 0 | 0 | [11 empty] | USS Hockey Pad Solar LLC | 100 | US Solar DG Development LLC | 100
USS Centerfield Solar CSG | 62335_G_USCEN | 62335 | G | USCEN |  | Solar PV |  | MIS_MNWI | Minnesota | 27 | Rice | 131 | 27131 | 1 | 0 | 2019 | 9999 |  |  | N | Solar | [13 empty] | 0 | 0 | 0 | 0 | [11 empty] | USS Centerfield Solar LLC | 100 | US Solar DG Development LLC | 100
USS Webster Solar CSG | 62336_G_USWEB | 62336 | G | USWEB |  | Solar PV |  | MIS_MNWI | Minnesota | 27 | Rice | 131 | 27131 | 1 | 0 | 2019 | 9999 |  |  | N | Solar | [13 empty] | 0 | 0 | 0 | 0 | [11 empty] | USS Webster Solar CSG | 100 | US Solar DG Development LLC | 100
USS Lake Patterson Solar CSG | 62337_G_USLP | 62337 | G | USLP |  | Solar PV |  | MIS_MNWI | Minnesota | 27 | Carver | 19 | 27019 | 1 | 0 | 2019 | 9999 |  |  | N | Solar | [13 empty] | 0 | 0 | 0 | 0 | [11 empty] | USS Lake Patterson Solar CSG | 100 | US Solar DG Development LLC | 100
USS Rapidan Solar CSG | 62338_G_USRAP | 62338 | G | USRAP |  | Solar PV |  | MIS_MNWI | Minnesota | 27 | Blue Earth | 13 | 27013 | 1 | 0 | 2019 | 9999 |  |  | N | Solar | [13 empty] | 0 | 0 | 0 | 0 | [11 empty] | USS Rapidan Solar CSG | 100 | US Solar DG Development LLC | 100
USS Kost Trail Solar CSG | 62339_G_USSKT | 62339 | G | USSKT |  | Solar PV |  | MIS_MNWI | Minnesota | 27 | Chisago | 25 | 27025 | 1 | 0 | 2019 | 9999 |  |  | N | Solar | [13 empty] | 0 | 0 | 0 | 0 | [11 empty] | USS Kost Trail Solar CSG | 100 | US Solar DG Development LLC | 100
Aulander Holloman Solar, LLC | 62340_G_HOLLO | 62340 | G | HOLLO |  | Solar PV |  | PJM_Dom | North Carolina | 37 | Hertford | 91 | 37091 | 80 | 0 | 2018 | 9999 |  |  | N | Solar | [13 empty] | 0 | 0 | 0 | 0 | [11 empty] | Aulander Holloman Solar LLC | 100 | SunEnergy 1 LLC | 100
IKEA Norfolk Rooftop PV System | 62355_G_569PV | 62355 | G | 569PV |  | Solar PV |  | PJM_Dom | Virginia | 51 | Norfolk | 710 | 51710 | 1.3 | 0 | 2019 | 9999 |  |  | N | Solar | [13 empty] | 0 | 0 | 0 | 0 | [11 empty] | IKEA Group | 100 | Ikea Systems BV | 100
Lockett Windfarm | 62356_G_LOC | 62356 | G | LOC |  | Onshore Wind |  | ERC_WEST | Texas | 48 | Wilbarger | 487 | 48487 | 183.8 | 0 | 2019 | 9999 |  |  | N | Wind | [13 empty] | 0 | 0 | 0 | 0 | [11 empty] | Lockett Wind Farm LLC | 100 | Orsted | 100
USS King 2 CSG | 62358_G_USK12 | 62358 | G | USK12 |  | Solar PV |  | MIS_MNWI | Minnesota | 27 | Carver | 19 | 27019 | 1 | 0 | 2019 | 9999 |  |  | N | Solar | [13 empty] | 0 | 0 | 0 | 0 | [11 empty] | USS King 2 CSG | 100 | US Solar DG Development LLC | 100
USS Eggo Solar CSG | 62359_G_USEGG | 62359 | G | USEGG |  | Solar PV |  | MIS_MNWI | Minnesota | 27 | Carver | 19 | 27019 | 1 | 0 | 2019 | 9999 |  |  | N | Solar | [13 empty] | 0 | 0 | 0 | 0 | [11 empty] | USS Eggo Solar CSG | 100 | US Solar DG Development LLC | 100
USS DVL Solar CSG | 62360_G_USDVL | 62360 | G | USDVL |  | Solar PV |  | MIS_MNWI | Minnesota | 27 | Carver | 19 | 27019 | 1 | 0 | 2019 | 9999 |  |  | N | Solar | [13 empty] | 0 | 0 | 0 | 0 | [11 empty] | USS DVL Solar CSG | 100 | US Solar DG Development LLC | 100
USS Brude Solar CSG | 62361_G_USBRU | 62361 | G | USBRU |  | Solar PV |  | MIS_MNWI | Minnesota | 27 | Blue Earth | 13 | 27013 | 1 | 0 | 2019 | 9999 |  |  | N | Solar | [13 empty] | 0 | 0 | 0 | 0 | [11 empty] | USS Brude Solar CSG | 100 | US Solar DG Development LLC | 100
USS East Hauer Watt CSG | 62362_G_USEHW | 62362 | G | USEHW |  | Solar PV |  | MIS_MNWI | Minnesota | 27 | Scott | 139 | 27139 | 1 | 0 | 2019 | 9999 |  |  | N | Solar | [13 empty] | 0 | 0 | 0 | 0 | [11 empty] | USS East Hauer Watt Solar LLC | 100 | US Solar DG Development LLC | 100
Barre Solar III LLC | 62363_G_BSPV | 62363 | G | BSPV |  | Solar PV |  | NENGREST | Massachusetts | 25 | Worcester | 27 | 25027 | 1 | 0 | 2018 | 9999 |  |  | N | Solar | [13 empty] | 0 | 0 | 0 | 0 | [11 empty] | Barre Solar III LLC | 100 | Barre Solar III LLC | 100
Nobles 2 Wind Project | 62364_G_WT1 | 62364 | G | WT1 |  | Onshore Wind |  | MIS_MNWI | Minnesota | 27 | Nobles | 105 | 27105 | 250 | 0 | 2020 | 9999 |  |  | N | Wind | [13 empty] | 0 | 0 | 0 | 0 | [11 empty] | Nobles 2 Power Partners LLC | 100 | Tenaska Inc | 100
Wright Kirby 1-5 CSG | 62365_G_WK1 | 62365 | G | WK1 |  | Solar PV |  | MIS_MNWI | Minnesota | 27 | Wright | 171 | 27171 | 1 | 0 | 2019 | 9999 |  |  | N | Solar | [13 empty] | 0 | 0 | 0 | 0 | [11 empty] | Wright Kirby Commmunty Solar | 100 | Wright Kirby Commmunty Solar | 100
Wright Kirby 1-5 CSG | 62365_G_WK2 | 62365 | G | WK2 |  | Solar PV |  | MIS_MNWI | Minnesota | 27 | Wright | 171 | 27171 | 1 | 0 | 2019 | 9999 |  |  | N | Solar | [13 empty] | 0 | 0 | 0 | 0 | [11 empty] | Wright Kirby Commmunty Solar | 100 | Wright Kirby Commmunty Solar | 100
Wright Kirby 1-5 CSG | 62365_G_WK3 | 62365 | G | WK3 |  | Solar PV |  | MIS_MNWI | Minnesota | 27 | Wright | 171 | 27171 | 1 | 0 | 2019 | 9999 |  |  | N | Solar | [13 empty] | 0 | 0 | 0 | 0 | [11 empty] | Wright Kirby Commmunty Solar | 100 | Wright Kirby Commmunty Solar | 100
Wright Kirby 1-5 CSG | 62365_G_WK4 | 62365 | G | WK4 |  | Solar PV |  | MIS_MNWI | Minnesota | 27 | Wright | 171 | 27171 | 1 | 0 | 2019 | 9999 |  |  | N | Solar | [13 empty] | 0 | 0 | 0 | 0 | [11 empty] | Wright Kirby Commmunty Solar | 100 | Wright Kirby Commmunty Solar | 100
Wright Kirby 1-5 CSG | 62365_G_WK5 | 62365 | G | WK5 |  | Solar PV |  | MIS_MNWI | Minnesota | 27 | Wright | 171 | 27171 | 1 | 0 | 2019 | 9999 |  |  | N | Solar | [13 empty] | 0 | 0 | 0 | 0 | [11 empty] | Wright Kirby Commmunty Solar | 100 | Wright Kirby Commmunty Solar | 100
SR Arlington II | 62367_G_ARLII | 62367 | G | ARLII |  | Solar PV |  | S_SOU | Georgia | 13 | Early | 99 | 13099 | 102.5 | 0 | 2019 | 9999 |  |  | N | Solar | [13 empty] | 0 | 0 | 0 | 0 | [11 empty] | SR Arlington II LLC | 100 | Silicon Ranch Corp | 100
BWC Origination 18 | 62368_G_62591 | 62368 | G | 62591 |  | Solar PV |  | NENGREST | Massachusetts | 25 | Plymouth | 23 | 25023 | 4.8 | 0 | 2018 | 9999 |  |  | N | Solar | [13 empty] | 0 | 0 | 0 | 0 | [11 empty] | BWC Origination 18 LLC | 100 | Bluewave Capital LLC | 100
BWC Gibbs Brook | 62369_G_62595 | 62369 | G | 62595 |  | Solar PV |  | NENGREST | Massachusetts | 25 | Plymouth | 23 | 25023 | 4 | 0 | 2018 | 9999 |  |  | N | Solar | [13 empty] | 0 | 0 | 0 | 0 | [11 empty] | BWC Gibbs Brook LLC | 100 | Bluewave Capital LLC | 100
BWC Wareham River | 62370_G_62593 | 62370 | G | 62593 |  | Solar PV |  | NENGREST | Massachusetts | 25 | Plymouth | 23 | 25023 | 1 | 0 | 2018 | 9999 |  |  | N | Solar | [13 empty] | 0 | 0 | 0 | 0 | [11 empty] | BWC Wareham River LLC | 100 | Bluewave Capital LLC | 100
BWC Harlow Brook | 62371_G_62592 | 62371 | G | 62592 |  | Solar PV |  | NENGREST | Massachusetts | 25 | Plymouth | 23 | 25023 | 1.5 | 0 | 2018 | 9999 |  |  | N | Solar | [13 empty] | 0 | 0 | 0 | 0 | [11 empty] | BWC Harlow Brook LLC | 100 | Bluewave Capital LLC | 100
BWC Pocasset River | 62372_G_62594 | 62372 | G | 62594 |  | Solar PV |  | NENGREST | Massachusetts | 25 | Plymouth | 23 | 25023 | 1.5 | 0 | 2018 | 9999 |  |  | N | Solar | [13 empty] | 0 | 0 | 0 | 0 | [11 empty] | BWC Pocasset River LLC | 100 | Bluewave Capital LLC | 100
I25 Battery Storage | 62373_G_I25BA | 62373 | G | I25BA |  | Energy Storage |  | WECC_CO | Colorado | 8 | Weld | 123 | 08123 | 4 | 0 | 2018 | 9999 |  |  | N | Energy Storage | [13 empty] | 0 | 0 | 0 | 0 | [11 empty] | United Power Inc | 100 | United Power Inc | 100
JBAB - Washington DC | 62374_G_PV1 | 62374 | G | PV1 |  | Solar PV |  | PJM_SMAC | District of Columbia | 11 | District of Columbia | 1 | 11001 | 5.9 | 0 | 2019 | 9999 |  |  | N | Solar | [13 empty] | 0 | 0 | 0 | 0 | [11 empty] | Constellation Solar MC LLC | 100 | Exelon Corp | 100
Dougherty County Solar, LLC | 62375_G_PV1 | 62375 | G | PV1 |  | Solar PV |  | S_SOU | Georgia | 13 | Dougherty | 95 | 13095 | 120 | 0 | 2019 | 9999 |  |  | N | Solar | [13 empty] | 0 | 0 | 0 | 0 | [11 empty] | Dougherty County Solar LLC | 100 | NextEra Energy Inc | 100
Grazing Yak Solar | 62376_G_PV1 | 62376 | G | PV1 |  | Solar PV |  | WECC_CO | Colorado | 8 | El Paso | 41 | 08041 | 35 | 0 | 2019 | 9999 |  |  | N | Solar | [13 empty] | 0 | 0 | 0 | 0 | [11 empty] | Grazing Yak Solar LLC | 100 | NextEra Energy Inc | 100
Moody Air Force Base Solar | 62377_G_1 | 62377 | G | 1 |  | Solar PV |  | S_SOU | Georgia | 13 | Lowndes | 185 | 13185 | 49.5 | 0 | 2020 | 9999 |  |  | N | Solar | [13 empty] | 0 | 0 | 0 | 0 | [11 empty] | Georgia Power Co | 100 | Southern Co | 100
CFW Solar X LLC - Vaughn | 62378_G_VSCFW | 62378 | G | VSCFW |  | Solar PV |  | WEC_LADW | California | 6 | Los Angeles | 37 | 06037 | 1.6 | 0 | 2018 | 9999 |  |  | N | Solar | [13 empty] | 0 | 0 | 0 | 0 | [11 empty] | Los Angeles Dept of Water & Power | 100 | Los Angeles Dept of Water & Power | 100
Pearl Station | 6238_G_GT1 | 6238 | G | GT1 |  | Combustion Turbine |  | MIS_IL | Illinois | 17 | Pike | 149 | 17149 | 20.1 | 17928 | 1973 | 2030 |  |  | N | Distillate Fuel Oil | [12 empty] | 1 | 1.01 | 1.01 | 1.01 | 1.01 | [11 empty] | Prairie Power Inc | 100 | Prairie Power Inc | 100
Emmons-Logan Wind, LLC | 62380_G_ELLLC | 62380 | G | ELLLC |  | Onshore Wind |  | MIS_MAPP | North Dakota | 38 | Emmons | 29 | 38029 | 300 | 0 | 2019 | 9999 |  |  | N | Wind | [13 empty] | 0 | 0 | 0 | 0 | [11 empty] | NextEra Energy Resources LLC | 100 | NextEra Energy Inc | 100
GMP Solar/Storage-Milton Hybrid | 62381_G_GMPBM | 62381 | G | GMPBM |  | Energy Storage |  | NENGREST | Vermont | 50 | Chittenden | 7 | 50007 | 2 | 0 | 2019 | 9999 |  |  | N | Energy Storage | [13 empty] | 0 | 0 | 0 | 0 | [11 empty] | Green Mountain Power Corp | 100 | Gaz Métropolitain & Co LP | 100
GMP Solar/Storage-Milton Hybrid | 62381_G_GMPSM | 62381 | G | GMPSM |  | Solar PV |  | NENGREST | Vermont | 50 | Chittenden | 7 | 50007 | 5 | 0 | 2019 | 9999 |  |  | N | Solar | [13 empty] | 0 | 0 | 0 | 0 | [11 empty] | Green Mountain Power Corp | 100 | Gaz Métropolitain & Co LP | 100
GMP Solar/Storage-Ferrisburgh Hybrid | 62382_G_GMPBF | 62382 | G | GMPBF |  | Energy Storage |  | NENGREST | Vermont | 50 | Addison | 1 | 50001 | 2 | 0 | 2019 | 9999 |  |  | N | Energy Storage | [13 empty] | 0 | 0 | 0 | 0 | [11 empty] | Green Mountain Power Corp | 100 | Gaz Métropolitain & Co LP | 100
GMP Solar/Storage-Ferrisburgh Hybrid | 62382_G_GMPSF | 62382 | G | GMPSF |  | Solar PV |  | NENGREST | Vermont | 50 | Addison | 1 | 50001 | 5 | 0 | 2019 | 9999 |  |  | N | Solar | [13 empty] | 0 | 0 | 0 | 0 | [11 empty] | Green Mountain Power Corp | 100 | Gaz Métropolitain & Co LP | 100
GMP Solar/Storage-Essex Hybrid | 62383_G_GMPBE | 62383 | G | GMPBE |  | Energy Storage |  | NENGREST | Vermont | 50 | Chittenden | 7 | 50007 | 2 | 0 | 2019 | 9999 |  |  | N | Energy Storage | [13 empty] | 0 | 0 | 0 | 0 | [11 empty] | Green Mountain Power Corp | 100 | Gaz Métropolitain & Co LP | 100
GMP Solar/Storage-Essex Hybrid | 62383_G_GMPSE | 62383 | G | GMPSE |  | Solar PV |  | NENGREST | Vermont | 50 | Chittenden | 7 | 50007 | 4.5 | 0 | 2019 | 9999 |  |  | N | Solar | [13 empty] | 0 | 0 | 0 | 0 | [11 empty] | Green Mountain Power Corp | 100 | Gaz Métropolitain & Co LP | 100
Pasto Solar | 62389_G_PASTO | 62389 | G | PASTO |  | Solar PV |  | NY_Z_C&E | New York | 36 | Tioga | 107 | 36107 | 16 | 0 | 2019 | 9999 |  |  | N | Solar | [13 empty] | 0 | 0 | 0 | 0 | [11 empty] | Spencer Tioga Solar LLC | 100 | Spencer Tioga Solar LLC | 100
Guyton Community Solar | 62392_G_1 | 62392 | G | 1 |  | Solar PV |  | S_SOU | Georgia | 13 | Effingham | 103 | 13103 | 3.6 | 0 | 2019 | 9999 |  |  | N | Solar | [13 empty] | 0 | 0 | 0 | 0 | [11 empty] | Georgia Power Co | 100 | Southern Co | 100
Atlanta Falcons Solar | 62393_G_1 | 62393 | G | 1 |  | Solar PV |  | S_SOU | Georgia | 13 | Fulton | 121 | 13121 | 0.3 | 0 | 2015 | 9999 |  |  | N | Solar | [13 empty] | 0 | 0 | 0 | 0 | [11 empty] | Georgia Power Co | 100 | Southern Co | 100
Atlanta Falcons Solar | 62393_G_2 | 62393 | G | 2 |  | Solar PV |  | S_SOU | Georgia | 13 | Fulton | 121 | 13121 | 0.2 | 0 | 2017 | 9999 |  |  | N | Solar | [13 empty] | 0 | 0 | 0 | 0 | [11 empty] | Georgia Power Co | 100 | Southern Co | 100
Atlanta Falcons Solar | 62393_G_3 | 62393 | G | 3 |  | Solar PV |  | S_SOU | Georgia | 13 | Fulton | 121 | 13121 | 0.5 | 0 | 2016 | 9999 |  |  | N | Solar | [13 empty] | 0 | 0 | 0 | 0 | [11 empty] | Georgia Power Co | 100 | Southern Co | 100
Sweetbay Solar Center | 62394_G_1 | 62394 | G | 1 |  | Solar PV |  | FRCC | Florida | 12 | Martin | 85 | 12085 | 74.5 | 0 | 2020 | 9999 |  |  | N | Solar | [13 empty] | 0 | 0 | 0 | 0 | [11 empty] | Florida Power & Light Co | 100 | NextEra Energy Inc | 100
Bell Bay Solar Farm | 62395_G_1 | 62395 | G | 1 |  | Solar PV |  | S_VACA | South Carolina | 45 | Horry | 51 | 45051 | 1.6 | 0 | 2018 | 9999 |  |  | N | Solar | [13 empty] | 0 | 0 | 0 | 0 | [11 empty] | Bell Bay Solar Farm | 100 | Bell Bay Solar Farm | 100
Jamison Solar Farm | 62396_G_1 | 62396 | G | 1 |  | Solar PV |  | S_VACA | South Carolina | 45 | Orangeburg | 75 | 45075 | 1.1 | 0 | 2019 | 9999 |  |  | N | Solar | [13 empty] | 0 | 0 | 0 | 0 | [11 empty] | Jamison Solar Farm | 100 | Jamison Solar Farm | 100
Runway Solar Farm | 62397_G_1 | 62397 | G | 1 |  | Solar PV |  | S_VACA | South Carolina | 45 | Horry | 51 | 45051 | 2 | 0 | 2019 | 9999 |  |  | N | Solar | [13 empty] | 0 | 0 | 0 | 0 | [11 empty] | Runway Solar Farm | 100 | Runway Solar Farm | 100
Sage Solar I-III | 62399_G_77778 | 62399 | G | 77778 |  | Solar PV |  | WECC_UT | Utah | 49 | Rich | 33 | 49033 | 57.6 | 0 | 2019 | 9999 |  |  | N | Solar | [13 empty] | 0 | 0 | 0 | 0 | [11 empty] | Sage Solar II LLC | 100 | Copenhagen Infrastructure Partners | 100
UMCES Ground Mount | 62405_G_X0009 | 62405 | G | X0009 |  | Solar PV |  | PJM_EMAC | Maryland | 24 | Dorchester | 19 | 24019 | 2 | 0 | 2018 | 9999 |  |  | N | Solar | [13 empty] | 0 | 0 | 0 | 0 | [11 empty] | Solar I Partnership LLC | 100 | Standard Solar Inc | 100
City of Gallup Solar | 62406_G_X0022 | 62406 | G | X0022 |  | Solar PV |  | WECC_NM | New Mexico | 35 | McKinley | 31 | 35031 | 8 | 0 | 2018 | 9999 |  |  | N | Solar | [13 empty] | 0 | 0 | 0 | 0 | [11 empty] | Standard Solar Inc | 100 | Standard Solar Inc | 100
Anne Arundel County Public Schools | 62407_G_X0001 | 62407 | G | X0001 |  | Solar PV |  | PJM_SMAC | Maryland | 24 | Anne Arundel | 3 | 24003 | 1 | 0 | 2017 | 9999 |  |  | N | Solar | [13 empty] | 0 | 0 | 0 | 0 | [11 empty] | Standard Solar Inc | 100 | Standard Solar Inc | 100
Fort Indiantown Gap | 62408_G_X0028 | 62408 | G | X0028 |  | Solar PV |  | PJM_WMAC | Pennsylvania | 42 | Lebanon | 75 | 42075 | 3 | 0 | 2019 | 9999 |  |  | N | Solar | [13 empty] | 0 | 0 | 0 | 0 | [11 empty] | FTIG Solar Fund LLC | 100 | Standard Solar Inc | 100
Waynesboro Community Solar | 62409_G_1 | 62409 | G | 1 |  | Solar PV |  | S_SOU | Georgia | 13 | Burke | 33 | 13033 | 2.4 | 0 | 2019 | 9999 |  |  | N | Solar | [13 empty] | 0 | 0 | 0 | 0 | [11 empty] | Georgia Power Co | 100 | Southern Co | 100
Daum Solar | 62412_G_DAUM | 62412 | G | DAUM |  | Solar PV |  | NY_Z_C&E | New York | 36 | Yates | 123 | 36123 | 4 | 0 | 2020 | 9999 |  |  | N | Solar | [13 empty] | 0 | 0 | 0 | 0 | [11 empty] | Middlesex Yates Solar LLC | 100 | Middlesex Yates Solar LLC | 100
Ellis Solar | 62413_G_ELLIS | 62413 | G | ELLIS |  | Solar PV |  | NY_Z_C&E | New York | 36 | Tompkins | 109 | 36109 | 18 | 0 | 2019 | 9999 |  |  | N | Solar | [13 empty] | 0 | 0 | 0 | 0 | [11 empty] | Dryden Tompkins Solar I LLC | 100 | Dryden Tompkins Solar I LLC | 100
Lady Slipper Solar Array | 62414_G_PV1 | 62414 | G | PV1 |  | Solar PV |  | MIS_MNWI | Minnesota | 27 | Goodhue | 49 | 27049 | 4.4 | 0 | 2019 | 9999 |  |  | N | Solar | [13 empty] | 0 | 0 | 0 | 0 | [11 empty] | AEP OnSite Partners LLC | 100 | American Electric Power Co Inc | 100
West of the Pecos Solar | 62415_G_WOTP1 | 62415 | G | WOTP1 |  | Solar PV |  | ERC_WEST | Texas | 48 | Reeves | 389 | 48389 | 100 | 0 | 2019 | 9999 |  |  | N | Solar | [13 empty] | 0 | 0 | 0 | 0 | [11 empty] | West of The Pecos Solar LLC | 100 | E.ON Group | 100
Cranell Wind Farm LLC | 62416_G_WT1 | 62416 | G | WT1 |  | Onshore Wind |  | ERC_REST | Texas | 48 | Refugio | 391 | 48391 | 220 | 0 | 2020 | 9999 |  |  | N | Wind | [13 empty] | 0 | 0 | 0 | 0 | [11 empty] | Cranell Wind Farm LLC | 100 | Algonquin Power & Utilities Corp | 100
Peyton Creek Wind Farm LLC | 62417_G_WT1 | 62417 | G | WT1 |  | Onshore Wind |  | ERC_REST | Texas | 48 | Matagorda | 321 | 48321 | 220 | 0 | 2019 | 9999 |  |  | N | Wind | [13 empty] | 0 | 0 | 0 | 0 | [11 empty] | Peyton Creek Wind Farm LLC | 100 | RWE Group | 100
Verwey-Hanford Dairy Digester #2 | 62418_G_4 | 62418 | G | 4 |  | Non-Fossil Waste |  | WEC_CALN | California | 6 | Kings | 31 | 06031 | 1 | 13500 | 2019 | 9999 |  |  | N | Non-Fossil Waste | [13 empty] | 0 | 0 | 0 | 0 | [11 empty] | Hanford Renewable Energy LLC | 100 | Philip Verwey Farms | 100
Verwey-Hanford Dairy Digester #3 | 62419_G_4 | 62419 | G | 4 |  | Non-Fossil Waste |  | WEC_CALN | California | 6 | Kings | 31 | 06031 | 1 | 13500 | 2019 | 9999 |  |  | N | Non-Fossil Waste | [13 empty] | 0 | 0 | 0 | 0 | [11 empty] | Hanford Renewable Energy LLC | 100 | Philip Verwey Farms | 100
Dansby | 6243_G_2 | 6243 | G | 2 | 89412 | Combustion Turbine |  | ERC_REST | Texas | 48 | Brazos | 41 | 48041 | 47.1 | 10745 | 2004 | 9999 |  |  | N | Natural Gas |  |  |  | H2O | SCR | [7 empty] | 0.02 | 0.01384 | 0.01255 | 0.01384 | 0.01255 | [11 empty] | Bryan Texas Utilities | 100 | Bryan Texas Utilities | 100
Dansby | 6243_G_3 | 6243 | G | 3 | 90415 | Combustion Turbine |  | ERC_REST | Texas | 48 | Brazos | 41 | 48041 | 47.1 | 10745 | 2010 | 9999 |  |  | N | Natural Gas |  |  |  | H2O | SCR | [7 empty] | 0.014 | 0.01989 | 0.01868 | 0.01989 | 0.01868 | [11 empty] | Bryan Texas Utilities | 100 | Bryan Texas Utilities | 100
Owens Corning | 62439_G_A | 62439 | G | A |  | Solar PV |  | PJM_EMAC | New Jersey | 34 | Camden | 7 | 34007 | 2.6 | 0 | 2016 | 9999 |  |  | N | Solar | [13 empty] | 0 | 0 | 0 | 0 | [11 empty] | PVnavigator LLC | 100 | Project Navigator Ltd | 100
Kearny Mesa Storage LLC | 62441_G_U1 | 62441 | G | U1 |  | Energy Storage |  | WEC_SDGE | California | 6 | San Diego | 73 | 06073 | 1 | 0 | 2019 | 9999 |  |  | N | Energy Storage | [13 empty] | 0 | 0 | 0 | 0 | [11 empty] | Kearny Mesa Storage LLC | 100 | Kearny Mesa Storage LLC | 100
Lake Region Community Hybrid, LLC | 62442_G_LRCH | 62442 | G | LRCH |  | Onshore Wind |  | MIS_MNWI | Minnesota | 27 | Otter Tail | 111 | 27111 | 2 | 0 | 2018 | 9999 |  |  | N | Wind | [13 empty] | 0 | 0 | 0 | 0 | [11 empty] | Lake Region Community Hybrid LLC | 100 | Juhl Wind Inc | 100
Westminster | 62443_G_A | 62443 | G | A |  | Solar PV |  | NENGREST | Vermont | 50 | Windham | 25 | 50025 | 1.8 | 0 | 2016 | 9999 |  |  | N | Solar | [13 empty] | 0 | 0 | 0 | 0 | [11 empty] | Marina Energy LLC | 100 | Goldman Sachs Group Inc (The) | 100
Meyersdale Battery | 62444_G_BMY | 62444 | G | BMY |  | Energy Storage |  | PJM_PENE | Pennsylvania | 42 | Somerset | 111 | 42111 | 18 | 0 | 2015 | 9999 |  |  | N | Energy Storage | [13 empty] | 0 | 0 | 0 | 0 | [11 empty] | Meyersdale Storage LLC | 100 | Quinbrook Infrastructure Partners | 100
Busch Ranch II Wind Farm | 62445_G_WT | 62445 | G | WT |  | Onshore Wind |  | WECC_CO | Colorado | 8 | Huerfano | 55 | 08055 | 59.4 | 0 | 2019 | 9999 |  |  | N | Wind | [13 empty] | 0 | 0 | 0 | 0 | [11 empty] | Black Hills Electric Generation | 100 | Black Hills Corp | 100
JLL-One Rockwood Road | 62446_G_EGEN1 | 62446 | G | EGEN1 |  | Combustion Turbine | IC Engine | NY_Z_G-I | New York | 36 | Westchester | 119 | 36119 | 1.5 | 13469 | 2003 | 9999 |  |  | N | Distillate Fuel Oil | [13 empty] | 1.6498 | 1.6498 | 1.6498 | 1.6498 | [11 empty] | JLL One Rockwood Road | 100 | JLL One Rockwood Road | 100
JLL-One Rockwood Road | 62446_G_EGEN2 | 62446 | G | EGEN2 |  | Combustion Turbine | IC Engine | NY_Z_G-I | New York | 36 | Westchester | 119 | 36119 | 1.5 | 13469 | 2003 | 9999 |  |  | N | Distillate Fuel Oil | [13 empty] | 1.6498 | 1.6498 | 1.6498 | 1.6498 | [11 empty] | JLL One Rockwood Road | 100 | JLL One Rockwood Road | 100
Lapetus | 62448_G_LAP | 62448 | G | LAP |  | Solar PV |  | ERC_WEST | Texas | 48 | Andrews | 3 | 48003 | 100 | 0 | 2019 | 9999 |  |  | N | Solar | [13 empty] | 0 | 0 | 0 | 0 | [11 empty] | Lapetus Energy Project LLC | 100 | Duke Energy Corp | 100
Kimberly Clark Mobile - CHP Plant | 62449_G_GT100 | 62449 | G | GT100 |  | Combustion Turbine |  | S_SOU | Alabama | 1 | Mobile | 97 | 01097 | 21.8 | 8700 | 2019 | 9999 |  |  | Y | Natural Gas | [13 empty] | 0.011 | 0.011 | 0.011 | 0.011 | [11 empty] | Kimberly Clark Corp | 50 | GenOn Energy Inc | 50
Kimberly Clark Mobile - CHP Plant | 62449_G_GT200 | 62449 | G | GT200 |  | Combustion Turbine |  | S_SOU | Alabama | 1 | Mobile | 97 | 01097 | 21.8 | 8700 | 2019 | 9999 |  |  | Y | Natural Gas | [13 empty] | 0.011 | 0.011 | 0.011 | 0.011 | [11 empty] | Kimberly Clark Corp | 50 | GenOn Energy Inc | 50
St. Johns Episcopal Hospital | 62450_G_CT205 | 62450 | G | CT205 |  | Combustion Turbine | IC Engine | NY_Z_J | New York | 36 | Queens | 81 | 36081 | 0.2 | 13469 | 2010 | 9999 |  |  | N | Distillate Fuel Oil | [13 empty] | 1.6498 | 1.6498 | 1.6498 | 1.6498 | [11 empty] | St Johns Episcopal Hospital | 100 | St Johns Episcopal Hospital | 100
St. Johns Episcopal Hospital | 62450_G_F1040 | 62450 | G | F1040 |  | Combustion Turbine | IC Engine | NY_Z_J | New York | 36 | Queens | 81 | 36081 | 1 | 13469 | 1995 | 9999 |  |  | N | Distillate Fuel Oil | [13 empty] | 1.6498 | 1.6498 | 1.6498 | 1.6498 | [11 empty] | St Johns Episcopal Hospital | 100 | St Johns Episcopal Hospital | 100
Rantoul Solar | 62451_G_RANTL | 62451 | G | RANTL |  | Solar PV |  | MIS_IL | Illinois | 17 | Champaign | 19 | 17019 | 1 | 0 | 2016 | 9999 |  |  | N | Solar | [13 empty] | 0 | 0 | 0 | 0 | [11 empty] | Altorfer Inc | 100 | Altorfer Inc | 100
St. Joseph Hospital | 62452_G_CT250 | 62452 | G | CT250 |  | Combustion Turbine | IC Engine | NY_Z_G-I | New York | 36 | Westchester | 119 | 36119 | 0.3 | 14775 | 1960 | 9999 |  |  | N | Distillate Fuel Oil | [13 empty] | 1.6498 | 1.6498 | 1.6498 | 1.6498 | [11 empty] | St Joseph Hospital (NY) | 100 | St Joseph Hospital (NY) | 100
St. Joseph Hospital | 62452_G_CT750 | 62452 | G | CT750 |  | Combustion Turbine | IC Engine | NY_Z_G-I | New York | 36 | Westchester | 119 | 36119 | 0.8 | 14775 | 1978 | 9999 |  |  | N | Distillate Fuel Oil | [13 empty] | 1.6498 | 1.6498 | 1.6498 | 1.6498 | [11 empty] | St Joseph Hospital (NY) | 100 | St Joseph Hospital (NY) | 100
Mt.Sinai-St.Lukes Roosevelt Hosp. Center | 62453_G_CT250 | 62453 | G | CT250 |  | Combustion Turbine | IC Engine | NY_Z_G-I | New York | 36 | Westchester | 119 | 36119 | 0.3 | 14775 | 1960 | 9999 |  |  | N | Distillate Fuel Oil | [13 empty] | 1.6498 | 1.6498 | 1.6498 | 1.6498 | [11 empty] | Mt Sinai St Lukes Roosevelt Hospital Center | 100 | Mount Sinai Hospital | 100
Mt.Sinai-St.Lukes Roosevelt Hosp. Center | 62453_G_CT750 | 62453 | G | CT750 |  | Combustion Turbine | IC Engine | NY_Z_G-I | New York | 36 | Westchester | 119 | 36119 | 0.8 | 14775 | 1978 | 9999 |  |  | N | Distillate Fuel Oil | [13 empty] | 1.6498 | 1.6498 | 1.6498 | 1.6498 | [11 empty] | Mt Sinai St Lukes Roosevelt Hospital Center | 100 | Mount Sinai Hospital | 100
Mt.Sinai-St.Lukes Roosevelt Hosp. Center | 62453_G_EG1 | 62453 | G | EG1 |  | Combustion Turbine | IC Engine | NY_Z_G-I | New York | 36 | Westchester | 119 | 36119 | 0.3 | 13469 | 1995 | 9999 |  |  | N | Distillate Fuel Oil | [13 empty] | 1.6498 | 1.6498 | 1.6498 | 1.6498 | [11 empty] | Mt Sinai St Lukes Roosevelt Hospital Center | 100 | Mount Sinai Hospital | 100
Mt.Sinai-St.Lukes Roosevelt Hosp. Center | 62453_G_EG2 | 62453 | G | EG2 |  | Combustion Turbine | IC Engine | NY_Z_G-I | New York | 36 | Westchester | 119 | 36119 | 0.3 | 13469 | 2010 | 9999 |  |  | N | Distillate Fuel Oil | [13 empty] | 1.6498 | 1.6498 | 1.6498 | 1.6498 | [11 empty] | Mt Sinai St Lukes Roosevelt Hospital Center | 100 | Mount Sinai Hospital | 100
Mt.Sinai-St.Lukes Roosevelt Hosp. Center | 62453_G_EG3 | 62453 | G | EG3 |  | Combustion Turbine | IC Engine | NY_Z_G-I | New York | 36 | Westchester | 119 | 36119 | 2.5 | 13469 | 2015 | 9999 |  |  | N | Distillate Fuel Oil | [13 empty] | 1.6498 | 1.6498 | 1.6498 | 1.6498 | [11 empty] | Mt Sinai St Lukes Roosevelt Hospital Center | 100 | Mount Sinai Hospital | 100
Mt.Sinai-St.Lukes Roosevelt Hosp. Center | 62453_G_EG4 | 62453 | G | EG4 |  | Combustion Turbine | IC Engine | NY_Z_G-I | New York | 36 | Westchester | 119 | 36119 | 2.5 | 13469 | 2015 | 9999 |  |  | N | Distillate Fuel Oil | [13 empty] | 1.6498 | 1.6498 | 1.6498 | 1.6498 | [11 empty] | Mt Sinai St Lukes Roosevelt Hospital Center | 100 | Mount Sinai Hospital | 100
Lakewood Cheddar School | 62454_G_1 | 62454 | G | 1 |  | Solar PV |  | PJM_EMAC | New Jersey | 34 | Ocean | 29 | 34029 | 1 | 0 | 2013 | 9999 |  |  | N | Solar | [13 empty] | 0 | 0 | 0 | 0 | [11 empty] | Marina Energy LLC | 100 | Goldman Sachs Group Inc (The) | 100
Digital Fairfield | 62455_G_DGR01 | 62455 | G | DGR01 |  | Fuel Cell |  | NENG_CT | Connecticut | 9 | Fairfield | 1 | 09001 | 2 | 9500 | 2018 | 9999 |  |  | N | Natural Gas | [13 empty] | 0 | 0 | 0 | 0 | [11 empty] | Bloom Energy Corp | 100 | Bloom Energy Corp | 100
Regeneron Tarrytown | 62456_G_RGP00 | 62456 | G | RGP00 |  | Fuel Cell |  | NY_Z_G-I | New York | 36 | Westchester | 119 | 36119 | 1.5 | 9500 | 2018 | 9999 |  |  | N | Natural Gas | [13 empty] | 0 | 0 | 0 | 0 | [11 empty] | Bloom Energy Corp | 100 | Bloom Energy Corp | 100
Ratkovich Alhambra | 62458_G_RAT00 | 62458 | G | RAT00 |  | Fuel Cell |  | WEC_LADW | California | 6 | Los Angeles | 37 | 06037 | 1 | 9500 | 2018 | 9999 |  |  | N | Natural Gas | [13 empty] | 0 | 0 | 0 | 0 | [11 empty] | Bloom Energy Corp | 100 | Bloom Energy Corp | 100
Micro Santa Clara | 62459_G_SMC01 | 62459 | G | SMC01 |  | Fuel Cell |  | WEC_CALN | California | 6 | Santa Clara | 85 | 06085 | 2 | 9500 | 2018 | 9999 |  |  | N | Natural Gas | [13 empty] | 0 | 0 | 0 | 0 | [11 empty] | Bloom Energy Corp | 100 | Bloom Energy Corp | 100
DESI-2 Battery Storage Facility | 62460_G_DESI2 | 62460 | G | DESI2 |  | Energy Storage |  | WECC_SCE | California | 6 | Orange | 59 | 06059 | 1.4 | 0 | 2020 | 9999 |  |  | N | Energy Storage | [13 empty] | 0 | 0 | 0 | 0 | [11 empty] | Southern California Edison Co | 100 | Edison International | 100
Farmers Electric Cooperative - Kalona | 62461_G_1 | 62461 | G | 1 |  | Combustion Turbine | IC Engine | MIS_MIDA | Iowa | 19 | Johnson | 103 | 19103 | 2 | 12283 | 2001 | 9999 |  |  | N | Distillate Fuel Oil | [13 empty] | 1.6498 | 1.6498 | 1.6498 | 1.6498 | [11 empty] | Farmers Electric Coop Inc (IA) | 100 | Farmers Electric Coop Inc (IA) | 100
Farmers Electric Cooperative - Kalona | 62461_G_2 | 62461 | G | 2 |  | Combustion Turbine | IC Engine | MIS_MIDA | Iowa | 19 | Johnson | 103 | 19103 | 2 | 12283 | 2001 | 9999 |  |  | N | Distillate Fuel Oil | [13 empty] | 1.6498 | 1.6498 | 1.6498 | 1.6498 | [11 empty] | Farmers Electric Coop Inc (IA) | 100 | Farmers Electric Coop Inc (IA) | 100
Farmers Electric Cooperative - Kalona | 62461_G_3 | 62461 | G | 3 |  | Combustion Turbine | IC Engine | MIS_MIDA | Iowa | 19 | Johnson | 103 | 19103 | 2 | 12283 | 2006 | 9999 |  |  | N | Distillate Fuel Oil | [13 empty] | 1.6498 | 1.6498 | 1.6498 | 1.6498 | [11 empty] | Farmers Electric Coop Inc (IA) | 100 | Farmers Electric Coop Inc (IA) | 100
Vista Solar Energy Center | 62467_G_VISTA | 62467 | G | VISTA |  | Solar PV |  | WECC_NM | New Mexico | 35 | Valencia | 61 | 35061 | 10 | 0 | 2019 | 9999 |  |  | N | Solar | [13 empty] | 0 | 0 | 0 | 0 | [11 empty] | PNM Resources Inc | 100 | PNM Resources Inc | 100
Music City Community Solar | 62468_G_MCS01 | 62468 | G | MCS01 |  | Solar PV |  | S_C_TVA | Tennessee | 47 | Davidson | 37 | 47037 | 1.4 | 0 | 2018 | 9999 |  |  | N | Solar | [13 empty] | 0 | 0 | 0 | 0 | [11 empty] | Nashville Electric Service | 100 | Nashville Electric Service | 100
Washington St Community Solar Farm #4 | 62471_G_1034 | 62471 | G | 1034 |  | Solar PV |  | NY_Z_B | New York | 36 | Monroe | 55 | 36055 | 2.5 | 0 | 2020 | 9999 |  |  | N | Solar | [13 empty] | 0 | 0 | 0 | 0 | [11 empty] | Delaware River Solar | 100 | Delaware River Solar | 100
Washington St Community Solar Farm #1 | 62472_G_617 | 62472 | G | 617 |  | Solar PV |  | NY_Z_B | New York | 36 | Monroe | 55 | 36055 | 2.2 | 0 | 2020 | 9999 |  |  | N | Solar | [13 empty] | 0 | 0 | 0 | 0 | [11 empty] | Delaware River Solar | 100 | Delaware River Solar | 100
Washington St Community Solar Farm #3 | 62473_G_1035 | 62473 | G | 1035 |  | Solar PV |  | NY_Z_B | New York | 36 | Monroe | 55 | 36055 | 2.5 | 0 | 2020 | 9999 |  |  | N | Solar | [13 empty] | 0 | 0 | 0 | 0 | [11 empty] | Delaware River Solar | 100 | Delaware River Solar | 100
Gaskill Rd Community Solar Farm | 62474_G_928 | 62474 | G | 928 |  | Solar PV |  | NY_Z_C&E | New York | 36 | Tioga | 107 | 36107 | 5 | 0 | 2019 | 9999 |  |  | N | Solar | [13 empty] | 0 | 0 | 0 | 0 | [11 empty] | NY Owego I LLC | 100 | NY Owego I LLC | 100
Dryden Rd #2 Community Solar Farm | 62477_G_372 | 62477 | G | 372 |  | Solar PV |  | NY_Z_C&E | New York | 36 | Tompkins | 109 | 36109 | 2 | 0 | 2019 | 9999 |  |  | N | Solar | [13 empty] | 0 | 0 | 0 | 0 | [11 empty] | NY Dryden II LLC | 100 | NY Dryden II LLC | 100
Woodoak Drive Community Solar Farm | 62479_G_175 | 62479 | G | 175 |  | Solar PV |  | NY_Z_G-I | New York | 36 | Sullivan | 105 | 36105 | 2 | 0 | 2019 | 9999 |  |  | N | Solar | [13 empty] | 0 | 0 | 0 | 0 | [11 empty] | NY Tusten I LLC | 100 | NY Tusten I LLC | 100
Burritt Rd Community Solar Farm | 62480_G_635 | 62480 | G | 635 |  | Solar PV |  | NY_Z_B | New York | 36 | Monroe | 55 | 36055 | 2 | 0 | 2019 | 9999 |  |  | N | Solar | [13 empty] | 0 | 0 | 0 | 0 | [11 empty] | Delaware River Solar | 100 | Delaware River Solar | 100
Beech Ridge II Wind Energy Center | 62482_G_GEN1 | 62482 | G | GEN1 |  | Onshore Wind |  | PJM_AP | West Virginia | 54 | Greenbrier | 25 | 54025 | 56.2 | 0 | 2019 | 9999 |  |  | N | Wind | [13 empty] | 0 | 0 | 0 | 0 | [11 empty] | Beech Ridge Energy II LLC | 100 | Invenergy LLC | 100
Crawfordsville 2 Solar Park | 62484_G_SCRA2 | 62484 | G | SCRA2 |  | Solar PV |  | MIS_INKY | Indiana | 18 | Montgomery | 107 | 18107 | 7.9 | 0 | 2019 | 9999 |  |  | N | Solar | [13 empty] | 0 | 0 | 0 | 0 | [11 empty] | Crawfordsville 2 Solar Array LLC | 100 | Alchemy Renewable Energy LLC | 100
Crawfordsville 3 Solar Park | 62485_G_SCRA3 | 62485 | G | SCRA3 |  | Solar PV |  | MIS_INKY | Indiana | 18 | Montgomery | 107 | 18107 | 4.8 | 0 | 2019 | 9999 |  |  | N | Solar | [13 empty] | 0 | 0 | 0 | 0 | [11 empty] | Crawfordsville 3 Solar Array LLC | 100 | Alchemy Renewable Energy LLC | 100
CMR Solar LLC | 62486_G_CMRSL | 62486 | G | CMRSL |  | Solar PV |  | NY_Z_G-I | New York | 36 | Orange | 71 | 36071 | 2 | 0 | 2019 | 9999 |  |  | N | Solar | [13 empty] | 0 | 0 | 0 | 0 | [11 empty] | CMR Solar LLC | 100 | CMR Solar LLC | 100
Flowers Solar LLC | 62487_G_FLOW | 62487 | G | FLOW |  | Solar PV |  | S_VACA | North Carolina | 37 | Johnston | 101 | 37101 | 4.3 | 0 | 2019 | 9999 |  |  | N | Solar | [13 empty] | 0 | 0 | 0 | 0 | [11 empty] | Flowers Solar LLC | 100 | Solar Projectco 8 LLC | 100
Prairie Queen Wind Farm | 62488_G_WT | 62488 | G | WT |  | Onshore Wind |  | SPP_N | Kansas | 20 | Allen | 1 | 20001 | 199.3 | 0 | 2019 | 9999 |  |  | N | Wind | [13 empty] | 0 | 0 | 0 | 0 | [11 empty] | Prairie Queen Wind Farm LLC | 100 | Axium Infrastructure Inc | 100
Echo River Solar | 62490_G_1 | 62490 | G | 1 |  | Solar PV |  | FRCC | Florida | 12 | Suwannee | 121 | 12121 | 74.5 | 0 | 2020 | 9999 |  |  | N | Solar | [13 empty] | 0 | 0 | 0 | 0 | [11 empty] | Florida Power & Light Co | 100 | NextEra Energy Inc | 100
Okeechobee Solar | 62491_G_1 | 62491 | G | 1 |  | Solar PV |  | FRCC | Florida | 12 | Okeechobee | 93 | 12093 | 74.5 | 0 | 2020 | 9999 |  |  | N | Solar | [13 empty] | 0 | 0 | 0 | 0 | [11 empty] | Florida Power & Light Co | 100 | NextEra Energy Inc | 100
ACB Energy Parntners LLC - MTF Cogen | 62492_G_ACB-1 | 62492 | G | ACB-1 |  | Combustion Turbine |  | PJM_EMAC | New Jersey | 34 | Atlantic | 1 | 34001 | 7.1 | 19558 | 2010 | 9999 |  |  | N | Natural Gas | [13 empty] | 0.23894 | 0.23894 | 0.23894 | 0.23894 | [11 empty] | ACB Energy Partners LLC | 100 | Goldman Sachs Group Inc (The) | 100
Southfork Solar | 62493_G_1 | 62493 | G | 1 |  | Solar PV |  | FRCC | Florida | 12 | Manatee | 81 | 12081 | 74.5 | 0 | 2020 | 9999 |  |  | N | Solar | [13 empty] | 0 | 0 | 0 | 0 | [11 empty] | Florida Power & Light Co | 100 | NextEra Energy Inc | 100
Skeleton Creek Energy Center Hybrid | 62494_G_SKC | 62494 | G | SKC |  | Onshore Wind |  | SPP_WEST | Oklahoma | 40 | Garfield | 47 | 40047 | 250 | 0 | 2019 | 9999 |  |  | N | Wind | [13 empty] | 0 | 0 | 0 | 0 | [11 empty] | Skeleton Creek Wind LLC | 100 | NextEra Energy Inc | 100
Palmer Solar | 62495_G_20181 | 62495 | G | 20181 |  | Solar PV |  | WECC_CO | Colorado | 8 | El Paso | 41 | 08041 | 60 | 0 | 2019 | 9999 |  |  | N | Solar | [13 empty] | 0 | 0 | 0 | 0 | [11 empty] | Juwi Inc | 100 | MVV Energie Group | 100
Upper Mechanicville | 625_G_1 | 625 | G | 1 |  | Hydro |  | NY_Z_F | New York | 36 | Saratoga | 91 | 36091 | 9.2 | 0 | 1983 | 9999 |  |  | N | Hydro | [13 empty] | 0 | 0 | 0 | 0 | [11 empty] | New York State Electric & Gas Corp | 100 | Iberdrola SA | 100
Upper Mechanicville | 625_G_2 | 625 | G | 2 |  | Hydro |  | NY_Z_F | New York | 36 | Saratoga | 91 | 36091 | 9.2 | 0 | 1983 | 9999 |  |  | N | Hydro | [13 empty] | 0 | 0 | 0 | 0 | [11 empty] | New York State Electric & Gas Corp | 100 | Iberdrola SA | 100
Winchendon Landfill Solar | 62503_G_10237 | 62503 | G | 10237 |  | Solar PV |  | NENGREST | Massachusetts | 25 | Worcester | 27 | 25027 | 2 | 0 | 2018 | 9999 |  |  | N | Solar | [13 empty] | 0 | 0 | 0 | 0 | [11 empty] | Solar Mission SunE LLC | 100 | Onyx Renewable Partners LP | 100
South Texas Project | 6251_G_1 | 6251 | G | 1 |  | Nuclear |  | ERC_REST | Texas | 48 | Matagorda | 321 | 48321 | 1280 | 10456 | 1988 | 9999 |  |  | N | Nuclear Fuel | [13 empty] | 0 | 0 | 0 | 0 | [11 empty] | NRG Texas LLC | 44 | NRG Energy Inc | 44
South Texas Project | 6251_G_2 | 6251 | G | 2 |  | Nuclear |  | ERC_REST | Texas | 48 | Matagorda | 321 | 48321 | 1280 | 10456 | 1989 | 9999 |  |  | N | Nuclear Fuel | [13 empty] | 0 | 0 | 0 | 0 | [11 empty] | NRG Texas LLC | 44 | NRG Energy Inc | 44
Villa Roma Rd #1 | 62525_G_40 | 62525 | G | 40 |  | Solar PV |  | NY_Z_G-I | New York | 36 | Sullivan | 105 | 36105 | 2 | 0 | 2019 | 9999 |  |  | N | Solar | [13 empty] | 0 | 0 | 0 | 0 | [11 empty] | Delaware River Solar | 100 | Delaware River Solar | 100
Villa Roma Rd #2 | 62526_G_41 | 62526 | G | 41 |  | Solar PV |  | NY_Z_G-I | New York | 36 | Sullivan | 105 | 36105 | 2 | 0 | 2019 | 9999 |  |  | N | Solar | [13 empty] | 0 | 0 | 0 | 0 | [11 empty] | Delaware River Solar | 100 | Delaware River Solar | 100
Villa Roma Rd #3 | 62527_G_390 | 62527 | G | 390 |  | Solar PV |  | NY_Z_G-I | New York | 36 | Sullivan | 105 | 36105 | 2 | 0 | 2019 | 9999 |  |  | N | Solar | [13 empty] | 0 | 0 | 0 | 0 | [11 empty] | Delaware River Solar | 100 | Delaware River Solar | 100
Villa Roma Rd #4 | 62528_G_391 | 62528 | G | 391 |  | Solar PV |  | NY_Z_G-I | New York | 36 | Sullivan | 105 | 36105 | 2 | 0 | 2019 | 9999 |  |  | N | Solar | [13 empty] | 0 | 0 | 0 | 0 | [11 empty] | Delaware River Solar | 100 | Delaware River Solar | 100
Germantown | 6253_G_1 | 6253 | G | 1 | 90037 | Combustion Turbine |  | MIS_WUMS | Wisconsin | 55 | Washington | 131 | 55131 | 48.8 | 17537 | 1978 | 9999 |  |  | N | Distillate Fuel Oil | [12 empty] | 0.052 | 1.2 | 1.2 | 1.2 | 1.2 | [11 empty] | Wisconsin Electric Power Co | 100 | WEC Energy Group Inc | 100
Germantown | 6253_G_2 | 6253 | G | 2 | 90039 | Combustion Turbine |  | MIS_WUMS | Wisconsin | 55 | Washington | 131 | 55131 | 48.6 | 17541 | 1978 | 9999 |  |  | N | Distillate Fuel Oil | [12 empty] | 0.052 | 1.2 | 1.2 | 1.2 | 1.2 | [11 empty] | Wisconsin Electric Power Co | 100 | WEC Energy Group Inc | 100
Germantown | 6253_G_3 | 6253 | G | 3 | 90234 | Combustion Turbine |  | MIS_WUMS | Wisconsin | 55 | Washington | 131 | 55131 | 45.8 | 17599 | 1978 | 9999 |  |  | N | Distillate Fuel Oil | [12 empty] | 0.052 | 1.2001 | 1.2001 | 1.2001 | 1.2001 | [11 empty] | Wisconsin Electric Power Co | 100 | WEC Energy Group Inc | 100
Germantown | 6253_G_4 | 6253 | G | 4 | 90236 | Combustion Turbine |  | MIS_WUMS | Wisconsin | 55 | Washington | 131 | 55131 | 49.2 | 17529 | 1978 | 9999 |  |  | N | Distillate Fuel Oil | [12 empty] | 0.052 | 1.2004 | 1.2004 | 1.2004 | 1.2004 | [11 empty] | Wisconsin Electric Power Co | 100 | WEC Energy Group Inc | 100
Germantown | 6253_G_5 | 6253 | G | 5 | 2873 | Combustion Turbine |  | MIS_WUMS | Wisconsin | 55 | Washington | 131 | 55131 | 81.2 | 17461 | 2000 | 9999 |  |  | N | Natural Gas, Distillate Fuel Oil |  |  |  | H2O | [8 empty] | 0.05 | 0.03066 | 0.03066 | 0.03066 | 0.03066 | [11 empty] | Wisconsin Electric Power Co | 100 | WEC Energy Group Inc | 100
Boas Rd #1 Community Solar Farm | 62530_G_496 | 62530 | G | 496 |  | Solar PV |  | NY_Z_D | New York | 36 | Clinton | 19 | 36019 | 2 | 0 | 2019 | 9999 |  |  | N | Solar | [13 empty] | 0 | 0 | 0 | 0 | [11 empty] | NY Mooers I LLC | 100 | NY Mooers I LLC | 100
Boas Rd #2 Community Solar Farm | 62531_G_1010 | 62531 | G | 1010 |  | Solar PV |  | NY_Z_D | New York | 36 | Clinton | 19 | 36019 | 2 | 0 | 2019 | 9999 |  |  | N | Solar | [13 empty] | 0 | 0 | 0 | 0 | [11 empty] | NY Mooers I LLC | 100 | NY Mooers I LLC | 100
Boas Rd #3 Community Solar Farm | 62532_G_1011 | 62532 | G | 1011 |  | Solar PV |  | NY_Z_D | New York | 36 | Clinton | 19 | 36019 | 2 | 0 | 2019 | 9999 |  |  | N | Solar | [13 empty] | 0 | 0 | 0 | 0 | [11 empty] | NY Mooers III LLC | 100 | NY Mooers III LLC | 100
Boas Rd #4 Community Solar Farm | 62533_G_1023 | 62533 | G | 1023 |  | Solar PV |  | NY_Z_D | New York | 36 | Clinton | 19 | 36019 | 2 | 0 | 2019 | 9999 |  |  | N | Solar | [13 empty] | 0 | 0 | 0 | 0 | [11 empty] | NY Mooers III LLC | 100 | NY Mooers III LLC | 100
MSC-Scott01 LLC | 62535_G_52737 | 62535 | G | 52737 |  | Solar PV |  | MIS_MNWI | Minnesota | 27 | Scott | 139 | 27139 | 1 | 0 | 2019 | 9999 |  |  | N | Solar | [13 empty] | 0 | 0 | 0 | 0 | [11 empty] | MSC Scott01 LLC | 100 | Minnesota Solar Connection (MSC) | 100
MSC-Chisago01 LLC CSG | 62536_G_52739 | 62536 | G | 52739 |  | Solar PV |  | MIS_MNWI | Minnesota | 27 | Chisago | 25 | 27025 | 1 | 0 | 2019 | 9999 |  |  | N | Solar | [13 empty] | 0 | 0 | 0 | 0 | [11 empty] | MSC Chisago01 LLC | 100 | MSC Chisago01 LLC | 100
MSC-Rice01 LLC CSG | 62537_G_52738 | 62537 | G | 52738 |  | Solar PV |  | MIS_MNWI | Minnesota | 27 | Rice | 131 | 27131 | 1 | 0 | 2019 | 9999 |  |  | N | Solar | [13 empty] | 0 | 0 | 0 | 0 | [11 empty] | MSC Rice01 LLC | 100 | MSC Rice01 LLC | 100
MSC-Chisago02 LLC | 62538_G_52740 | 62538 | G | 52740 |  | Solar PV |  | MIS_MNWI | Minnesota | 27 | Chisago | 25 | 27025 | 1 | 0 | 2019 | 9999 |  |  | N | Solar | [13 empty] | 0 | 0 | 0 | 0 | [11 empty] | MSC Chisago02 LLC | 100 | MSC Chisago02 LLC | 100
HCE Moore I | 62539_G_PGR02 | 62539 | G | PGR02 |  | Solar PV |  | S_VACA | North Carolina | 37 | Moore | 125 | 37125 | 2 | 0 | 2018 | 9999 |  |  | N | Solar | [13 empty] | 0 | 0 | 0 | 0 | [11 empty] | ESA Renewables II LLC | 50 | ESA Renewables LLC | 50
Three Bridge | 62540_G_PGR01 | 62540 | G | PGR01 |  | Solar PV |  | S_VACA | North Carolina | 37 | Robeson | 155 | 37155 | 2 | 0 | 2018 | 9999 |  |  | N | Solar | [13 empty] | 0 | 0 | 0 | 0 | [11 empty] | Three Bridge Farm LLC | 100 | Strata Solar LLC | 100
Kearsarge Johnstown 1 CSG | 62549_G_JOHNN | 62549 | G | JOHNN |  | Solar PV |  | NY_Z_F | New York | 36 | Fulton | 35 | 36035 | 1.5 | 0 | 2018 | 9999 |  |  | N | Solar | [13 empty] | 0 | 0 | 0 | 0 | [11 empty] | Kearsarge Johnstown 1 LLC | 100 | Kearsarge Energy LP | 100
Kearsarge GB | 62550_G_GB123 | 62550 | G | GB123 |  | Solar PV |  | NENGREST | Massachusetts | 25 | Berkshire | 3 | 25003 | 1.9 | 0 | 2018 | 9999 |  |  | N | Solar | [13 empty] | 0 | 0 | 0 | 0 | [11 empty] | Kearsarge GB LLC | 100 | Kearsarge Energy LP | 100
Kearsarge SKSC1 LLC | 62551_G_SKSC1 | 62551 | G | SKSC1 |  | Solar PV |  | NENGREST | Rhode Island | 44 | Washington | 9 | 44009 | 3.8 | 0 | 2018 | 9999 |  |  | N | Solar | [13 empty] | 0 | 0 | 0 | 0 | [11 empty] | Kearsarge SKSC 1 LLC | 100 | Kearsarge Energy LP | 100
Kearsarge Uxbridge | 62552_G_UX680 | 62552 | G | UX680 |  | Solar PV |  | NENGREST | Massachusetts | 25 | Worcester | 27 | 25027 | 1.9 | 0 | 2018 | 9999 |  |  | N | Solar | [13 empty] | 0 | 0 | 0 | 0 | [11 empty] | Kearsarge Uxbridge LLC | 100 | Kearsarge Energy LP | 100
Kearsarge Johnstown 2 CSG | 62556_G_JOHNS | 62556 | G | JOHNS |  | Solar PV |  | NY_Z_F | New York | 36 | Fulton | 35 | 36035 | 2 | 0 | 2018 | 9999 |  |  | N | Solar | [13 empty] | 0 | 0 | 0 | 0 | [11 empty] | Kearsarge Johnstown 1 LLC | 100 | Kearsarge Energy LP | 100
Kearsarge Montague | 62557_G_MONTA | 62557 | G | MONTA |  | Solar PV |  | NENGREST | Massachusetts | 25 | Franklin | 11 | 25011 | 4 | 0 | 2018 | 9999 |  |  | N | Solar | [13 empty] | 0 | 0 | 0 | 0 | [11 empty] | Kearsarge Montague LLC | 100 | Kearsarge Energy LP | 100
Kearsarge SKSC2 LLC | 62558_G_SKSC2 | 62558 | G | SKSC2 |  | Solar PV |  | NENGREST | Rhode Island | 44 | Washington | 9 | 44009 | 3.1 | 0 | 2018 | 9999 |  |  | N | Solar | [13 empty] | 0 | 0 | 0 | 0 | [11 empty] | Kearsarge SKSC2 LLC | 100 | Kearsarge Energy LP | 100
Kearsarge Wilmington | 62559_G_WILM1 | 62559 | G | WILM1 |  | Solar PV |  | NENGREST | Massachusetts | 25 | Middlesex | 17 | 25017 | 1.6 | 0 | 2017 | 9999 |  |  | N | Solar | [13 empty] | 0 | 0 | 0 | 0 | [11 empty] | Kearsarge Wilmington LLC | 100 | Kearsarge Energy LP | 100
Airport Solar | 62560_G_APS | 62560 | G | APS |  | Solar PV |  | WECC_PNW | Oregon | 41 | Lake | 37 | 41037 | 47.3 | 0 | 2019 | 9999 |  |  | N | Solar | [13 empty] | 0 | 0 | 0 | 0 | [11 empty] | Airport Solar LLC | 100 | Obsidian Finance Group LLC | 100
Roadrunner, LLC | 62561_G_RODR1 | 62561 | G | RODR1 |  | Solar PV |  | ERC_WEST | Texas | 48 | Upton | 461 | 48461 | 200 | 0 | 2019 | 9999 |  |  | N | Solar | [13 empty] | 0 | 0 | 0 | 0 | [11 empty] | Roadrunner Solar Project LLC | 100 | Enel SpA | 100
High Lonesome Wind Power, LLC | 62562_G_HILO | 62562 | G | HILO |  | Onshore Wind |  | ERC_WEST | Texas | 48 | Upton | 461 | 48461 | 449.5 | 0 | 2019 | 9999 |  |  | N | Wind | [13 empty] | 0 | 0 | 0 | 0 | [11 empty] | Enel Green Power North America Inc | 100 | Enel SpA | 100
Blue Summit III Wind | 62566_G_BS3 | 62566 | G | BS3 |  | Onshore Wind |  | ERC_WEST | Texas | 48 | Hardeman | 197 | 48197 | 200.2 | 0 | 2019 | 9999 |  |  | N | Wind | [13 empty] | 0 | 0 | 0 | 0 | [11 empty] | Blue Summit III Wind LLC | 100 | NextEra Energy Inc | 100
GD Richmond Buttonwoods I, LLC | 62567_G_GDBUT | 62567 | G | GDBUT |  | Solar PV |  | NENGREST | Rhode Island | 44 | Washington | 9 | 44009 | 1.3 | 0 | 2019 | 9999 |  |  | N | Solar | [13 empty] | 0 | 0 | 0 | 0 | [11 empty] | GD Richmond Buttonwoods I LLC | 100 | GD Richmond Buttonwoods I LLC | 100
Knoxville Battery Energy Storage | 62569_G_ES1 | 62569 | G | ES1 |  | Energy Storage |  | MIS_MIDA | Iowa | 19 | Marion | 125 | 19125 | 1.1 | 0 | 2018 | 9999 |  |  | N | Energy Storage | [13 empty] | 0 | 0 | 0 | 0 | [11 empty] | MidAmerican Energy Co | 100 | Berkshire Hathaway Inc | 100
Scherer | 6257_G_1 | 6257 | G | 1 | 2875 | Coal Steam |  | S_SOU | Georgia | 13 | Monroe | 207 | 13207 | 860 | 10832 | 1982 | 9999 | tangential | dry | N | Subbituminous | Wet Scrubber | 2014 | 0.98 | other | SCR | 2013 |  | ESPH + B + WS | No | ACI | 2010 |  | 1.2 | 0.26731 | 0.06043 | 0.26731 | 0.06043 | 0.1 | 0.1 | 0.1 | 0.99 | [7 empty] | Oglethorpe Power Corp | 60 | Oglethorpe Power Corp | 60
Jiminy Peak Wind QF | 62570_G_32651 | 62570 | G | 32651 |  | Onshore Wind |  | NENGREST | Massachusetts | 25 | Berkshire | 3 | 25003 | 1.7 | 0 | 2007 | 9999 |  |  | N | Wind | [13 empty] | 0 | 0 | 0 | 0 | [11 empty] | Jiminy Peak | 100 | Jiminy Peak Mountain Resort Inc | 100
Disney Prospect | 62571_G_DSY01 | 62571 | G | DSY01 |  | Fuel Cell |  | WEC_LADW | California | 6 | Los Angeles | 37 | 06037 | 1 | 9118 | 2017 | 9999 |  |  | N | Natural Gas | [13 empty] | 0 | 0 | 0 | 0 | [11 empty] | Bloom Energy Corp | 100 | Bloom Energy Corp | 100
ATT Jericho | 62572_G_ATT49 | 62572 | G | ATT49 |  | Fuel Cell |  | NY_Z_K | New York | 36 | Suffolk | 103 | 36103 | 1 | 9118 | 2017 | 9999 |  |  | N | Natural Gas | [13 empty] | 0 | 0 | 0 | 0 | [11 empty] | Bloom Energy Corp | 100 | Bloom Energy Corp | 100
ATT Kelvin | 62573_G_ATT56 | 62573 | G | ATT56 |  | Fuel Cell |  | WECC_SCE | California | 6 | Orange | 59 | 06059 | 1 | 9118 | 2017 | 9999 |  |  | N | Natural Gas | [13 empty] | 0 | 0 | 0 | 0 | [11 empty] | Bloom Energy Corp | 100 | Bloom Energy Corp | 100
ATT Van Nyus | 62574_G_ATT93 | 62574 | G | ATT93 |  | Fuel Cell |  | WEC_LADW | California | 6 | Los Angeles | 37 | 06037 | 1 | 6711 | 2017 | 9999 |  |  | N | Natural Gas | [13 empty] | 0 | 0 | 0 | 0 | [11 empty] | Bloom Energy Corp | 100 | Bloom Energy Corp | 100
FLEX Gibraltar | 62575_G_FLX01 | 62575 | G | FLX01 |  | Fuel Cell |  | WEC_CALN | California | 6 | Santa Clara | 85 | 06085 | 1 | 9118 | 2017 | 9999 |  |  | N | Natural Gas | [13 empty] | 0 | 0 | 0 | 0 | [11 empty] | Bloom Energy Corp | 100 | Bloom Energy Corp | 100
MER Queens | 62576_G_MER01 | 62576 | G | MER01 |  | Fuel Cell |  | NY_Z_J | New York | 36 | Queens | 81 | 36081 | 1.2 | 9118 | 2017 | 9999 |  |  | N | Natural Gas | [13 empty] | 0 | 0 | 0 | 0 | [11 empty] | Bloom Energy Corp | 100 | Bloom Energy Corp | 100
APP Prune A-D | 62577_G_AP11A | 62577 | G | AP11A |  | Fuel Cell |  | WEC_CALN | California | 6 | Santa Clara | 85 | 06085 | 1 | 9118 | 2017 | 9999 |  |  | N | Natural Gas | [13 empty] | 0 | 0 | 0 | 0 | [11 empty] | Bloom Energy Corp | 100 | Bloom Energy Corp | 100
APP Prune A-D | 62577_G_AP11B | 62577 | G | AP11B |  | Fuel Cell |  | WEC_CALN | California | 6 | Santa Clara | 85 | 06085 | 1 | 9118 | 2017 | 9999 |  |  | N | Natural Gas | [13 empty] | 0 | 0 | 0 | 0 | [11 empty] | Bloom Energy Corp | 100 | Bloom Energy Corp | 100
APP Prune A-D | 62577_G_AP11C | 62577 | G | AP11C |  | Fuel Cell |  | WEC_CALN | California | 6 | Santa Clara | 85 | 06085 | 1 | 9118 | 2017 | 9999 |  |  | N | Natural Gas | [13 empty] | 0 | 0 | 0 | 0 | [11 empty] | Bloom Energy Corp | 100 | Bloom Energy Corp | 100
APP Prune A-D | 62577_G_AP11D | 62577 | G | AP11D |  | Fuel Cell |  | WEC_CALN | California | 6 | Santa Clara | 85 | 06085 | 1 | 9118 | 2017 | 9999 |  |  | N | Natural Gas | [13 empty] | 0 | 0 | 0 | 0 | [11 empty] | Bloom Energy Corp | 100 | Bloom Energy Corp | 100
Preferred Freezer San Leandro | 62578_G_SLPV1 | 62578 | G | SLPV1 |  | Solar PV |  | WEC_CALN | California | 6 | Alameda | 1 | 06001 | 2 | 0 | 2017 | 9999 |  |  | N | Solar | [13 empty] | 0 | 0 | 0 | 0 | [11 empty] | EnterSolar | 100 | EnterSolar | 100
Plainfield Community Solar LLC | 62579_G_2999 | 62579 | G | 2999 |  | Solar PV |  | NENGREST | Massachusetts | 25 | Hampshire | 15 | 25015 | 2 | 0 | 2019 | 9999 |  |  | N | Solar | [13 empty] | 0 | 0 | 0 | 0 | [11 empty] | Plainfield Solar LLC | 100 | Nexamp | 100
Wilson | 6258_G_5A | 6258 | G | 5A | 89926 | Combustion Turbine |  | S_SOU | Georgia | 13 | Burke | 33 | 13033 | 41 | 25000 | 1972 | 9999 |  |  | N | Distillate Fuel Oil | [12 empty] | 2.578 | 1.2003 | 1.2003 | 1.2003 | 1.2003 | [11 empty] | Georgia Power Co | 100 | Southern Co | 100
Wilson | 6258_G_5B | 6258 | G | 5B | 89927 | Combustion Turbine |  | S_SOU | Georgia | 13 | Burke | 33 | 13033 | 56 | 25000 | 1972 | 9999 |  |  | N | Distillate Fuel Oil | [12 empty] | 2.578 | 1.1996 | 1.1996 | 1.1996 | 1.1996 | [11 empty] | Georgia Power Co | 100 | Southern Co | 100
Wilson | 6258_G_5C | 6258 | G | 5C | 89928 | Combustion Turbine |  | S_SOU | Georgia | 13 | Burke | 33 | 13033 | 49 | 25000 | 1972 | 9999 |  |  | N | Distillate Fuel Oil | [12 empty] | 2.578 | 1.1997 | 1.1997 | 1.1997 | 1.1997 | [11 empty] | Georgia Power Co | 100 | Southern Co | 100
Wilson | 6258_G_5D | 6258 | G | 5D | 89929 | Combustion Turbine |  | S_SOU | Georgia | 13 | Burke | 33 | 13033 | 41 | 25000 | 1973 | 9999 |  |  | N | Distillate Fuel Oil | [12 empty] | 2.578 | 1.2 | 1.2 | 1.2 | 1.2 | [11 empty] | Georgia Power Co | 100 | Southern Co | 100
Wilson | 6258_G_5E | 6258 | G | 5E | 89930 | Combustion Turbine |  | S_SOU | Georgia | 13 | Burke | 33 | 13033 | 54 | 25000 | 1973 | 9999 |  |  | N | Distillate Fuel Oil | [12 empty] | 2.578 | 1.1997 | 1.1997 | 1.1997 | 1.1997 | [11 empty] | Georgia Power Co | 100 | Southern Co | 100
Wilson | 6258_G_5F | 6258 | G | 5F | 89931 | Combustion Turbine |  | S_SOU | Georgia | 13 | Burke | 33 | 13033 | 54 | 25000 | 1973 | 9999 |  |  | N | Distillate Fuel Oil | [12 empty] | 2.578 | 1.1999 | 1.1999 | 1.1999 | 1.1999 | [11 empty] | Georgia Power Co | 100 | Southern Co | 100
Wilson | 6258_G_IC1 | 6258 | G | IC1 |  | Combustion Turbine | IC Engine | S_SOU | Georgia | 13 | Burke | 33 | 13033 | 2.5 | 12283 | 1972 | 9999 |  |  | N | Distillate Fuel Oil | [12 empty] | 2.578 | 1.6498 | 1.6498 | 1.6498 | 1.6498 | [11 empty] | Georgia Power Co | 100 | Southern Co | 100
Route 14A CDG Solar North and South LLC | 62580_G_6081 | 62580 | G | 6081 |  | Solar PV |  | NY_Z_C&E | New York | 36 | Ontario | 69 | 36069 | 4 | 0 | 2018 | 9999 |  |  | N | Solar | [13 empty] | 0 | 0 | 0 | 0 | [11 empty] | Route 14A CDG Solar North & South LLC | 100 | Nexamp | 100
Tolland Solar NG LLC | 62581_G_3011 | 62581 | G | 3011 |  | Solar PV |  | NENGREST | Massachusetts | 25 | Hampden | 13 | 25013 | 3.5 | 0 | 2014 | 9999 |  |  | N | Solar | [13 empty] | 0 | 0 | 0 | 0 | [11 empty] | Tolland Solar NG LLC | 100 | Tolland Solar NG LLC | 100
Newfield Community Solar LLC | 62582_G_5216 | 62582 | G | 5216 |  | Solar PV |  | NY_Z_C&E | New York | 36 | Tompkins | 109 | 36109 | 6 | 0 | 2019 | 9999 |  |  | N | Solar | [13 empty] | 0 | 0 | 0 | 0 | [11 empty] | Newfield Solar LLC | 100 | Newfield Solar LLC | 100
Tanglewood Circle Solar 1 LLC | 62583_G_5823 | 62583 | G | 5823 |  | Solar PV |  | NENGREST | Massachusetts | 25 | Berkshire | 3 | 25003 | 5 | 0 | 2018 | 9999 |  |  | N | Solar | [13 empty] | 0 | 0 | 0 | 0 | [11 empty] | Tanglewood Circle Solar 1 LLC | 100 | Borrego Solar Systems Inc | 100
Quitman Solar | 62584_G_QUITM | 62584 | G | QUITM |  | Solar PV |  | S_SOU | Georgia | 13 | Brooks | 27 | 13027 | 150 | 0 | 2020 | 9999 |  |  | N | Solar | [13 empty] | 0 | 0 | 0 | 0 | [11 empty] | Quitman Solar LLC | 100 | NextEra Energy Inc | 100
Beebe Substation Battery Storage | 62585_G_WAKFD | 62585 | G | WAKFD |  | Energy Storage |  | NENGREST | Massachusetts | 25 | Middlesex | 17 | 25017 | 3 | 0 | 2019 | 9999 |  |  | N | Energy Storage | [13 empty] | 0 | 0 | 0 | 0 | [11 empty] | Massachusetts Municipal Wholesale Electric Co | 100 | Massachusetts Municipal Wholesale Electric Co | 100
DG Florham Park Solar LLC | 62586_G_BASF | 62586 | G | BASF |  | Solar PV |  | PJM_EMAC | New Jersey | 34 | Morris | 27 | 34027 | 2 | 0 | 2019 | 9999 |  |  | N | Solar | [13 empty] | 0 | 0 | 0 | 0 | [11 empty] | DG Florham Park Solar LLC | 100 | NextEra Energy Inc | 100
Mesquite Star | 62587_G_MESQ | 62587 | G | MESQ |  | Onshore Wind |  | ERC_WEST | Texas | 48 | Nolan | 353 | 48353 | 418.9 | 0 | 2020 | 9999 |  |  | N | Wind | [13 empty] | 0 | 0 | 0 | 0 | [11 empty] | Mesquite Star LLC | 100 | Clearway Energy Group | 100
Montefiore Mount Vernon Hospital | 62589_G_CONP7 | 62589 | G | CONP7 |  | Combustion Turbine | IC Engine | NY_Z_G-I | New York | 36 | Westchester | 119 | 36119 | 0.4 | 14775 | 1976 | 9999 |  |  | N | Distillate Fuel Oil | [13 empty] | 1.6498 | 1.6498 | 1.6498 | 1.6498 | [11 empty] | Montefiore Mount Vernon Hospital | 100 | Montefiore Medical Center | 100
Montefiore Mount Vernon Hospital | 62589_G_DETR4 | 62589 | G | DETR4 |  | Combustion Turbine | IC Engine | NY_Z_G-I | New York | 36 | Westchester | 119 | 36119 | 0.7 | 14775 | 1976 | 9999 |  |  | N | Distillate Fuel Oil | [13 empty] | 1.6498 | 1.6498 | 1.6498 | 1.6498 | [11 empty] | Montefiore Mount Vernon Hospital | 100 | Montefiore Medical Center | 100
Wolf Creek Generator | 62590_G_WOLF | 62590 | G | WOLF |  | Combustion Turbine | IC Engine | SPP_N | Kansas | 20 | Coffey | 31 | 20031 | 1 | 12283 | 2014 | 9999 |  |  | N | Distillate Fuel Oil | [13 empty] | 1.6498 | 1.6498 | 1.6498 | 1.6498 | [11 empty] | Lyon Coffey Electric Coop Inc | 100 | Lyon Coffey Electric Coop Inc | 100
Ruff Solar LLC | 62594_G_11625 | 62594 | G | 11625 |  | Solar PV |  | S_VACA | North Carolina | 37 | Rutherford | 161 | 37161 | 5 | 0 | 2020 | 9999 |  |  | N | Solar | [13 empty] | 0 | 0 | 0 | 0 | [11 empty] | Sol Systems LLC | 100 | Sol Systems LLC | 100
Wendell Solar Farm LLC | 62595_G_10424 | 62595 | G | 10424 |  | Solar PV |  | S_VACA | North Carolina | 37 | Johnston | 101 | 37101 | 5 | 0 | 2019 | 9999 |  |  | N | Solar | [13 empty] | 0 | 0 | 0 | 0 | [11 empty] | Wendell Solar Farm LLC | 100 | Cypress Creek Holdings LLC | 100
Sabattus Solar LLC | 62596_G_11999 | 62596 | G | 11999 |  | Solar PV |  | S_VACA | North Carolina | 37 | Nash | 127 | 37127 | 5 | 0 | 2019 | 9999 |  |  | N | Solar | [13 empty] | 0 | 0 | 0 | 0 | [11 empty] | Sabattus Solar LLC | 100 | New Energy Capital Corp | 100
Rio De Oro Solar Energy Center | 62597_G_RDO | 62597 | G | RDO |  | Solar PV |  | WECC_NM | New Mexico | 35 | Valencia | 61 | 35061 | 10 | 0 | 2019 | 9999 |  |  | N | Solar | [13 empty] | 0 | 0 | 0 | 0 | [11 empty] | Public Service Co of New Mexico | 100 | PNM Resources Inc | 100
Connell East LLC | 62598_G_LOREA | 62598 | G | LOREA |  | Solar PV |  | PJM_EMAC | New Jersey | 34 | Union | 39 | 34039 | 1.4 | 0 | 2013 | 9999 |  |  | N | Solar | [13 empty] | 0 | 0 | 0 | 0 | [11 empty] | Conell East LLC | 100 | Conell East LLC | 100
Oak Flat | 626_G_1 | 626 | G | 1 |  | Hydro |  | WEC_CALN | California | 6 | Plumas | 63 | 06063 | 1.3 | 0 | 1985 | 9999 |  |  | N | Hydro | [13 empty] | 0 | 0 | 0 | 0 | [11 empty] | Pacific Gas & Electric Co | 100 | PG&E Corp | 100
Cookstown | 62600_G_COOKS | 62600 | G | COOKS |  | Solar PV |  | S_VACA | North Carolina | 37 | Wayne | 191 | 37191 | 4.5 | 0 | 2019 | 9999 |  |  | N | Solar | [13 empty] | 0 | 0 | 0 | 0 | [11 empty] | Cookstown Solar Farm LLC | 100 | Cookstown Solar Farm LLC | 100
Changeup | 62601_G_CHANG | 62601 | G | CHANG |  | Solar PV |  | S_VACA | North Carolina | 37 | Randolph | 151 | 37151 | 1.5 | 0 | 2019 | 9999 |  |  | N | Solar | [13 empty] | 0 | 0 | 0 | 0 | [11 empty] | Changeup Solar LLC | 100 | Strata Solar LLC | 100
Starr | 62602_G_STARR | 62602 | G | STARR |  | Solar PV |  | S_VACA | North Carolina | 37 | Sampson | 163 | 37163 | 4.5 | 0 | 2019 | 9999 |  |  | N | Solar | [13 empty] | 0 | 0 | 0 | 0 | [11 empty] | Starr Farm LLC | 100 | Strata Solar LLC | 100
Badger | 62603_G_BADGE | 62603 | G | BADGE |  | Solar PV |  | S_VACA | North Carolina | 37 | Jones | 103 | 37103 | 4.5 | 0 | 2019 | 9999 |  |  | N | Solar | [13 empty] | 0 | 0 | 0 | 0 | [11 empty] | Badger Farm LLC | 100 | Strata Solar LLC | 100
Whitney Hill Wind Power LLC | 62606_G_WTHWP | 62606 | G | WTHWP |  | Onshore Wind |  | MIS_IL | Illinois | 17 | Logan | 107 | 17107 | 65 | 0 | 2019 | 9999 |  |  | N | Wind | [13 empty] | 0 | 0 | 0 | 0 | [11 empty] | Whitney Hill Wind Power LLC | 100 | Enel SpA | 100
Bloomfield Municipal Utilities Solar | 62607_G_PV | 62607 | G | PV |  | Solar PV |  | MIS_IA | Iowa | 19 | Davis | 51 | 19051 | 1.6 | 0 | 2019 | 9999 |  |  | N | Solar | [13 empty] | 0 | 0 | 0 | 0 | [11 empty] | AEP OnSite Partners LLC | 100 | American Electric Power Co Inc | 100
North English II | 62608_G_1 | 62608 | G | 1 |  | Onshore Wind |  | MIS_IA | Iowa | 19 | Poweshiek | 157 | 19157 | 140 | 0 | 2019 | 9999 |  |  | N | Wind | [13 empty] | 0 | 0 | 0 | 0 | [11 empty] | MidAmerican Energy Co | 100 | Berkshire Hathaway Inc | 100
Commerce ESS | 62609_G_BA1 | 62609 | G | BA1 |  | Energy Storage |  | ERC_REST | Texas | 48 | Bexar | 29 | 48029 | 10 | 0 | 2019 | 9999 |  |  | N | Energy Storage | [13 empty] | 0 | 0 | 0 | 0 | [11 empty] | CPS Energy | 100 | CPS Energy | 100
Commerce Solar | 62610_G_PV1 | 62610 | G | PV1 |  | Solar PV |  | ERC_REST | Texas | 48 | Bexar | 29 | 48029 | 5 | 0 | 2019 | 9999 |  |  | N | Solar | [13 empty] | 0 | 0 | 0 | 0 | [11 empty] | CPS Energy | 100 | CPS Energy | 100
PFMG Solar Grossmont Helix LLC | 62611_G_HELIX | 62611 | G | HELIX |  | Solar PV |  | WEC_SDGE | California | 6 | San Diego | 73 | 06073 | 1.2 | 0 | 2018 | 9999 |  |  | N | Solar | [13 empty] | 0 | 0 | 0 | 0 | [11 empty] | PFMG Solar Grossmont Helix LLC | 100 | Soltage LLC | 100
USAA Black Bear Energy | 62612_G_USBC1 | 62612 | G | USBC1 |  | Solar PV |  | PJM_EMAC | New Jersey | 34 | Middlesex | 23 | 34023 | 1.9 | 0 | 2018 | 9999 |  |  | N | Solar | [13 empty] | 0 | 0 | 0 | 0 | [11 empty] | EnterSolar | 100 | EnterSolar | 100
CBP Solar | 62613_G_CBPB1 | 62613 | G | CBPB1 |  | Solar PV |  | NY_Z_G-I | New York | 36 | Westchester | 119 | 36119 | 1.8 | 0 | 2018 | 9999 |  |  | N | Solar | [13 empty] | 0 | 0 | 0 | 0 | [11 empty] | EnterSolar | 100 | EnterSolar | 100
Kinder Morgan Fordham | 62614_G_KMFO1 | 62614 | G | KMFO1 |  | Solar PV |  | NY_Z_J | New York | 36 | Richmond | 85 | 36085 | 1.7 | 0 | 2018 | 9999 |  |  | N | Solar | [13 empty] | 0 | 0 | 0 | 0 | [11 empty] | EnterSolar | 100 | EnterSolar | 100
ALDI DC 2 | 62615_G_ADC2 | 62615 | G | ADC2 |  | Solar PV |  | NENG_CT | Connecticut | 9 | Hartford | 3 | 09003 | 1.2 | 0 | 2018 | 9999 |  |  | N | Solar | [13 empty] | 0 | 0 | 0 | 0 | [11 empty] | EnterSolar | 100 | EnterSolar | 100
CCG Marketing | 62616_G_CCGWC | 62616 | G | CCGWC |  | Solar PV |  | PJM_EMAC | New Jersey | 34 | Essex | 13 | 34013 | 1.5 | 0 | 2018 | 9999 |  |  | N | Solar | [13 empty] | 0 | 0 | 0 | 0 | [11 empty] | EnterSolar | 100 | EnterSolar | 100
Hidalgo Wind Farm II | 62618_G_WT | 62618 | G | WT |  | Onshore Wind |  | ERC_REST | Texas | 48 | Hidalgo | 215 | 48215 | 50.4 | 0 | 2019 | 9999 |  |  | N | Wind | [13 empty] | 0 | 0 | 0 | 0 | [11 empty] | Hidalgo Wind Farm II LLC | 100 | Energias de Portugal SA | 100
Rockland Bakery Inc. | 62619_G_CAT1 | 62619 | G | CAT1 |  | Combustion Turbine | IC Engine | NY_Z_G-I | New York | 36 | Rockland | 87 | 36087 | 0.8 | 11686 | 1996 | 9999 |  |  | N | Natural Gas | [13 empty] | 1.061 | 1.061 | 1.061 | 1.061 | [11 empty] | Rockland Bakery Inc | 100 | Rockland Bakery Inc | 100
Rockland Bakery Inc. | 62619_G_CAT2 | 62619 | G | CAT2 |  | Combustion Turbine | IC Engine | NY_Z_G-I | New York | 36 | Rockland | 87 | 36087 | 0.8 | 11686 | 1996 | 9999 |  |  | N | Natural Gas | [13 empty] | 1.061 | 1.061 | 1.061 | 1.061 | [11 empty] | Rockland Bakery Inc | 100 | Rockland Bakery Inc | 100
Rockland Bakery Inc. | 62619_G_CAT3 | 62619 | G | CAT3 |  | Combustion Turbine | IC Engine | NY_Z_G-I | New York | 36 | Rockland | 87 | 36087 | 0.8 | 11686 | 1996 | 9999 |  |  | N | Natural Gas | [13 empty] | 1.061 | 1.061 | 1.061 | 1.061 | [11 empty] | Rockland Bakery Inc | 100 | Rockland Bakery Inc | 100
Rockland Bakery Inc. | 62619_G_CATE4 | 62619 | G | CATE4 |  | Combustion Turbine | IC Engine | NY_Z_G-I | New York | 36 | Rockland | 87 | 36087 | 1.5 | 13469 | 1996 | 9999 |  |  | N | Distillate Fuel Oil | [13 empty] | 1.6498 | 1.6498 | 1.6498 | 1.6498 | [11 empty] | Rockland Bakery Inc | 100 | Rockland Bakery Inc | 100
Sage Draw Wind | 62620_G_SD | 62620 | G | SD |  | Onshore Wind |  | SPP_SPS | Texas | 48 | Lynn | 305 | 48305 | 338.4 | 0 | 2020 | 9999 |  |  | N | Wind | [13 empty] | 0 | 0 | 0 | 0 | [11 empty] | Sage Draw Wind LLC | 100 | Orsted | 100
Achilles Solar | 62621_G_ACHIL | 62621 | G | ACHIL |  | Solar PV |  | S_VACA | North Carolina | 37 | Montgomery | 123 | 37123 | 4.1 | 0 | 2019 | 9999 |  |  | N | Solar | [13 empty] | 0 | 0 | 0 | 0 | [11 empty] | Achilles Farm LLC | 100 | Strata Solar LLC | 100
Overlook Medical Center | 62622_G_CHPS1 | 62622 | G | CHPS1 |  | Combustion Turbine | IC Engine | PJM_EMAC | New Jersey | 34 | Union | 39 | 34039 | 1 | 8700 | 2012 | 9999 |  |  | Y | Natural Gas | [13 empty] | 1.061 | 1.061 | 1.061 | 1.061 | [11 empty] | Overlook Medical Center | 100 | Overlook Medical Center | 100
Overlook Medical Center | 62622_G_CHPS2 | 62622 | G | CHPS2 |  | Combustion Turbine | IC Engine | PJM_EMAC | New Jersey | 34 | Union | 39 | 34039 | 1 | 8700 | 2012 | 9999 |  |  | Y | Natural Gas | [13 empty] | 1.061 | 1.061 | 1.061 | 1.061 | [11 empty] | Overlook Medical Center | 100 | Overlook Medical Center | 100
Overlook Medical Center | 62622_G_CHPS3 | 62622 | G | CHPS3 |  | Combustion Turbine | IC Engine | PJM_EMAC | New Jersey | 34 | Union | 39 | 34039 | 1 | 8700 | 2012 | 9999 |  |  | Y | Distillate Fuel Oil | [13 empty] | 1.6498 | 1.6498 | 1.6498 | 1.6498 | [11 empty] | Overlook Medical Center | 100 | Overlook Medical Center | 100
Arborgate Solar | 62623_G_ARBOR | 62623 | G | ARBOR |  | Solar PV |  | S_VACA | North Carolina | 37 | Chatham | 37 | 37037 | 4.5 | 0 | 2019 | 9999 |  |  | N | Solar | [13 empty] | 0 | 0 | 0 | 0 | [11 empty] | Arborgate Farm LLC | 100 | Strata Solar LLC | 100
West Water Street | 62625_G_G1 | 62625 | G | G1 |  | Combustion Turbine | IC Engine | NENGREST | Massachusetts | 25 | Bristol | 5 | 25005 | 2.5 | 10745 | 2018 | 9999 |  |  | N | Distillate Fuel Oil | [13 empty] | 1.6498 | 1.6498 | 1.6498 | 1.6498 | [11 empty] | Taunton Municipal Lighting Plant | 100 | Taunton Municipal Lighting Plant | 100
West Water Street | 62625_G_G2 | 62625 | G | G2 |  | Combustion Turbine | IC Engine | NENGREST | Massachusetts | 25 | Bristol | 5 | 25005 | 2.5 | 10745 | 2018 | 9999 |  |  | N | Distillate Fuel Oil | [13 empty] | 1.6498 | 1.6498 | 1.6498 | 1.6498 | [11 empty] | Taunton Municipal Lighting Plant | 100 | Taunton Municipal Lighting Plant | 100
West Water Street | 62625_G_G3 | 62625 | G | G3 |  | Combustion Turbine | IC Engine | NENGREST | Massachusetts | 25 | Bristol | 5 | 25005 | 2.5 | 10745 | 2018 | 9999 |  |  | N | Distillate Fuel Oil | [13 empty] | 1.6498 | 1.6498 | 1.6498 | 1.6498 | [11 empty] | Taunton Municipal Lighting Plant | 100 | Taunton Municipal Lighting Plant | 100
West Water Street | 62625_G_G4 | 62625 | G | G4 |  | Combustion Turbine | IC Engine | NENGREST | Massachusetts | 25 | Bristol | 5 | 25005 | 2.5 | 10745 | 2018 | 9999 |  |  | N | Distillate Fuel Oil | [13 empty] | 1.6498 | 1.6498 | 1.6498 | 1.6498 | [11 empty] | Taunton Municipal Lighting Plant | 100 | Taunton Municipal Lighting Plant | 100
Wadesboro 4 | 62627_G_WADE4 | 62627 | G | WADE4 |  | Solar PV |  | S_VACA | North Carolina | 37 | Anson | 7 | 37007 | 1.9 | 0 | 2019 | 9999 |  |  | N | Solar | [13 empty] | 0 | 0 | 0 | 0 | [11 empty] | Wadesboro Farm 4 LLC | 100 | Strata Solar LLC | 100
APG Old Bayside | 62628_G_10115 | 62628 | G | 10115 |  | Solar PV |  | PJM_EMAC | Maryland | 24 | Harford | 25 | 24025 | 1.7 | 0 | 2018 | 9999 |  |  | N | Solar | [13 empty] | 0 | 0 | 0 | 0 | [11 empty] | Solar Mission Sunstone US LLC | 100 | Onyx Renewable Partners LP | 100
APG New Chesapeake | 62629_G_10115 | 62629 | G | 10115 |  | Solar PV |  | PJM_EMAC | Maryland | 24 | Harford | 25 | 24025 | 2.3 | 0 | 2018 | 9999 |  |  | N | Solar | [13 empty] | 0 | 0 | 0 | 0 | [11 empty] | Onyx Asset Services Group LLC | 100 | Onyx Renewable Partners LP | 100
Jumbo Hill Wind Project | 62630_G_WTGS1 | 62630 | G | WTGS1 |  | Onshore Wind |  | ERC_WEST | Texas | 48 | Andrews | 3 | 48003 | 160.7 | 0 | 2020 | 9999 |  |  | N | Wind | [13 empty] | 0 | 0 | 0 | 0 | [11 empty] | Jumbo Hill Wind Project LLC | 100 | ENGIE SA | 100
Blue Heron Solar | 62631_G_1 | 62631 | G | 1 |  | Solar PV |  | FRCC | Florida | 12 | Hendry | 51 | 12051 | 74.5 | 0 | 2020 | 9999 |  |  | N | Solar | [13 empty] | 0 | 0 | 0 | 0 | [11 empty] | Florida Power & Light Co | 100 | NextEra Energy Inc | 100
Cattle Ranch | 62632_G_1 | 62632 | G | 1 |  | Solar PV |  | FRCC | Florida | 12 | DeSoto | 27 | 12027 | 74.5 | 0 | 2020 | 9999 |  |  | N | Solar | [13 empty] | 0 | 0 | 0 | 0 | [11 empty] | Florida Power & Light Co | 100 | NextEra Energy Inc | 100
Twin Lakes | 62633_G_1 | 62633 | G | 1 |  | Solar PV |  | FRCC | Florida | 12 | Putnam | 107 | 12107 | 74.5 | 0 | 2020 | 9999 |  |  | N | Solar | [13 empty] | 0 | 0 | 0 | 0 | [11 empty] | Florida Power & Light Co | 100 | NextEra Energy Inc | 100
Babcock Preserve | 62634_G_1 | 62634 | G | 1 |  | Solar PV |  | FRCC | Florida | 12 | Charlotte | 15 | 12015 | 74.5 | 0 | 2020 | 9999 |  |  | N | Solar | [13 empty] | 0 | 0 | 0 | 0 | [11 empty] | Florida Power & Light Co | 100 | NextEra Energy Inc | 100
NVSS-II | 62636_G_NVSS2 | 62636 | G | NVSS2 |  | Solar PV |  | WECC_NNV | Nevada | 32 | Nye | 23 | 32023 | 14 | 0 | 2017 | 9999 |  |  | N | Solar | [13 empty] | 0 | 0 | 0 | 0 | [11 empty] | Radian Generation | 100 | Radian Generation | 100
Milford Solar Farm (NJ) LLC | 62637_G_MILFD | 62637 | G | MILFD |  | Solar PV |  | PJM_EMAC | New Jersey | 34 | Hunterdon | 19 | 34019 | 7.5 | 0 | 2019 | 9999 |  |  | N | Solar | [13 empty] | 0 | 0 | 0 | 0 | [11 empty] | Milford Solar LLC | 100 | LS Power Group | 100
McCullough Road Solar Farm | 62638_G_WASHG | 62638 | G | WASHG |  | Solar PV |  | PJM_EMAC | New Jersey | 34 | Warren | 41 | 34041 | 7.6 | 0 | 2019 | 9999 |  |  | N | Solar | [13 empty] | 0 | 0 | 0 | 0 | [11 empty] | NJR Clean Energy Ventures Corp | 100 | New Jersey Resources Corp | 100
Manchester Community College East | 62639_G_10307 | 62639 | G | 10307 |  | Solar PV |  | NENG_CT | Connecticut | 9 | Hartford | 3 | 09003 | 1 | 0 | 2018 | 9999 |  |  | N | Solar | [13 empty] | 0 | 0 | 0 | 0 | [11 empty] | CTGB Solar Mission III LLC | 100 | Solar Generating III LLC | 100
Manchester Community College North | 62640_G_10308 | 62640 | G | 10308 |  | Solar PV |  | NENG_CT | Connecticut | 9 | Hartford | 3 | 09003 | 1 | 0 | 2018 | 9999 |  |  | N | Solar | [13 empty] | 0 | 0 | 0 | 0 | [11 empty] | CTGB Solar Mission III LLC | 100 | Solar Generating III LLC | 100
Morehead Generating Facility | 62641_G_M3516 | 62641 | G | M3516 |  | Landfill Gas |  | PJM_West | Kentucky | 21 | Rowan | 205 | 21205 | 1.4 | 13648 | 2019 | 9999 |  |  | N | Landfill Gas | [13 empty] | 0.09 | 0.09 | 0.09 | 0.09 | [11 empty] | North American BioFuels LLC | 100 | North American BioFuels LLC | 100
GE-Lubbock | 62642_G_GE-P2 | 62642 | G | GE-P2 |  | Onshore Wind |  | SPP_SPS | Texas | 48 | Lubbock | 303 | 48303 | 3 | 0 | 2014 | 9999 |  |  | N | Wind | [13 empty] | 0 | 0 | 0 | 0 | [11 empty] | General Electric Co | 100 | General Electric Co | 100
GE-Lubbock | 62642_G_GE-P3 | 62642 | G | GE-P3 |  | Onshore Wind |  | SPP_SPS | Texas | 48 | Lubbock | 303 | 48303 | 3.1 | 0 | 2015 | 9999 |  |  | N | Wind | [13 empty] | 0 | 0 | 0 | 0 | [11 empty] | General Electric Co | 100 | General Electric Co | 100
AZ State University - Tempe Campus Solar | 62643_G_20794 | 62643 | G | 20794 |  | Solar PV |  | WECC_AZ | Arizona | 4 | Maricopa | 13 | 04013 | 0.2 | 0 | 2013 | 9999 |  |  | N | Solar | [13 empty] | 0 | 0 | 0 | 0 | [11 empty] | Sun Devil Solar LLC | 100 | Sun Devil Solar LLC | 100
AZ State University - Tempe Campus Solar | 62643_G_20799 | 62643 | G | 20799 |  | Solar PV |  | WECC_AZ | Arizona | 4 | Maricopa | 13 | 04013 | 0.1 | 0 | 2013 | 9999 |  |  | N | Solar | [13 empty] | 0 | 0 | 0 | 0 | [11 empty] | Sun Devil Solar LLC | 100 | Sun Devil Solar LLC | 100
AZ State University - Tempe Campus Solar | 62643_G_20971 | 62643 | G | 20971 |  | Solar PV |  | WECC_AZ | Arizona | 4 | Maricopa | 13 | 04013 | 0.2 | 0 | 2013 | 9999 |  |  | N | Solar | [13 empty] | 0 | 0 | 0 | 0 | [11 empty] | Sun Devil Solar LLC | 100 | Sun Devil Solar LLC | 100
AZ State University - Tempe Campus Solar | 62643_G_20974 | 62643 | G | 20974 |  | Solar PV |  | WECC_AZ | Arizona | 4 | Maricopa | 13 | 04013 | 0.1 | 0 | 2013 | 9999 |  |  | N | Solar | [13 empty] | 0 | 0 | 0 | 0 | [11 empty] | Sun Devil Solar LLC | 100 | Sun Devil Solar LLC | 100
AZ State University - Tempe Campus Solar | 62643_G_20975 | 62643 | G | 20975 |  | Solar PV |  | WECC_AZ | Arizona | 4 | Maricopa | 13 | 04013 | 0.1 | 0 | 2003 | 9999 |  |  | N | Solar | [13 empty] | 0 | 0 | 0 | 0 | [11 empty] | Sun Devil Solar LLC | 100 | Sun Devil Solar LLC | 100
AZ State University - Tempe Campus Solar | 62643_G_3365A | 62643 | G | 3365A |  | Solar PV |  | WECC_AZ | Arizona | 4 | Maricopa | 13 | 04013 | 0.1 | 0 | 2009 | 9999 |  |  | N | Solar | [13 empty] | 0 | 0 | 0 | 0 | [11 empty] | Sun Devil Solar LLC | 100 | Sun Devil Solar LLC | 100
AZ State University - Tempe Campus Solar | 62643_G_3365B | 62643 | G | 3365B |  | Solar PV |  | WECC_AZ | Arizona | 4 | Maricopa | 13 | 04013 | 0.1 | 0 | 2009 | 9999 |  |  | N | Solar | [13 empty] | 0 | 0 | 0 | 0 | [11 empty] | Sun Devil Solar LLC | 100 | Sun Devil Solar LLC | 100
AZ State University - Tempe Campus Solar | 62643_G_3384 | 62643 | G | 3384 |  | Solar PV |  | WECC_AZ | Arizona | 4 | Maricopa | 13 | 04013 | 0.7 | 0 | 2009 | 9999 |  |  | N | Solar | [13 empty] | 0 | 0 | 0 | 0 | [11 empty] | Sun Devil Solar LLC | 100 | Sun Devil Solar LLC | 100
AZ State University - Tempe Campus Solar | 62643_G_3385 | 62643 | G | 3385 |  | Solar PV |  | WECC_AZ | Arizona | 4 | Maricopa | 13 | 04013 | 0.6 | 0 | 2008 | 9999 |  |  | N | Solar | [13 empty] | 0 | 0 | 0 | 0 | [11 empty] | Sun Devil Solar LLC | 100 | Sun Devil Solar LLC | 100
AZ State University - Tempe Campus Solar | 62643_G_4202 | 62643 | G | 4202 |  | Solar PV |  | WECC_AZ | Arizona | 4 | Maricopa | 13 | 04013 | 0.1 | 0 | 2009 | 9999 |  |  | N | Solar | [13 empty] | 0 | 0 | 0 | 0 | [11 empty] | Sun Devil Solar LLC | 100 | Sun Devil Solar LLC | 100
Minuteman Energy Storage | 62644_G_MMES | 62644 | G | MMES |  | Energy Storage |  | NENGREST | Massachusetts | 25 | Middlesex | 17 | 25017 | 5 | 0 | 2019 | 9999 |  |  | N | Energy Storage | [13 empty] | 0 | 0 | 0 | 0 | [11 empty] | Minuteman Energy Storage LLC | 100 | NextEra Energy Inc | 100
Northern Preserve Solar | 62645_G_1 | 62645 | G | 1 |  | Solar PV |  | FRCC | Florida | 12 | Baker | 3 | 12003 | 74.5 | 0 | 2020 | 9999 |  |  | N | Solar | [13 empty] | 0 | 0 | 0 | 0 | [11 empty] | Florida Power & Light Co | 100 | NextEra Energy Inc | 100
Washburn Road Solar | 62646_G_WASHB | 62646 | G | WASHB |  | Solar PV |  | NENGREST | Massachusetts | 25 | Bristol | 5 | 25005 | 2 | 0 | 2018 | 9999 |  |  | N | Solar | [13 empty] | 0 | 0 | 0 | 0 | [11 empty] | Washburn Road Solar LLC | 100 | Washburn Road Solar LLC | 100
MBS Texbook Exchange | 62647_G_MBS1 | 62647 | G | MBS1 |  | Combustion Turbine | IC Engine | MIS_MO | Missouri | 29 | Boone | 19 | 29019 | 1 | 13469 | 2008 | 9999 |  |  | N | Distillate Fuel Oil | [13 empty] | 1.6498 | 1.6498 | 1.6498 | 1.6498 | [11 empty] | Columbia Water & Light | 100 | Columbia Water & Light | 100
MBS Texbook Exchange | 62647_G_MBS2 | 62647 | G | MBS2 |  | Combustion Turbine | IC Engine | MIS_MO | Missouri | 29 | Boone | 19 | 29019 | 1 | 13469 | 2008 | 9999 |  |  | N | Distillate Fuel Oil | [13 empty] | 1.6498 | 1.6498 | 1.6498 | 1.6498 | [11 empty] | Columbia Water & Light | 100 | Columbia Water & Light | 100
SFDK Solar | 62649_G_SFDK | 62649 | G | SFDK |  | Solar PV |  | WEC_CALN | California | 6 | Solano | 95 | 06095 | 6.3 | 0 | 2019 | 9999 |  |  | N | Solar | [13 empty] | 0 | 0 | 0 | 0 | [11 empty] | SFDK Solar LLC | 100 | SFDK Solar LLC | 100
New York Presbyterian-The Allen Hospital | 62650_G_CAT32 | 62650 | G | CAT32 |  | Combustion Turbine | IC Engine | NY_Z_J | New York | 36 | New York | 61 | 36061 | 1 | 13469 | 2009 | 9999 |  |  | N | Distillate Fuel Oil | [13 empty] | 1.6498 | 1.6498 | 1.6498 | 1.6498 | [11 empty] | New York Presbyterian Hospital | 100 | New York Presbyterian Healthcare System | 100
Haven Solar Project CSG | 62651_G_HAVEN | 62651 | G | HAVEN |  | Solar PV |  | MIS_MNWI | Minnesota | 27 | Sherburne | 141 | 27141 | 3 | 0 | 2019 | 9999 |  |  | N | Solar | [13 empty] | 0 | 0 | 0 | 0 | [11 empty] | DG Minnesota CSG LLC | 100 | NextEra Energy Inc | 100
Happy Hollow CSG Hybrid | 62652_G_HHESS | 62652 | G | HHESS |  | Energy Storage |  | NENGREST | Massachusetts | 25 | Worcester | 27 | 25027 | 3.3 | 0 | 2019 | 9999 |  |  | N | Energy Storage | [13 empty] | 0 | 0 | 0 | 0 | [11 empty] | Happy Hollow Road Solar I LLC | 100 | Happy Hollow Road Solar I LLC | 100
Happy Hollow CSG Hybrid | 62652_G_HHPV | 62652 | G | HHPV |  | Solar PV |  | NENGREST | Massachusetts | 25 | Worcester | 27 | 25027 | 5 | 0 | 2019 | 9999 |  |  | N | Solar | [13 empty] | 0 | 0 | 0 | 0 | [11 empty] | Happy Hollow Road Solar I LLC | 100 | Happy Hollow Road Solar I LLC | 100
Zephyr Wind Project - 2.0 | 62653_G_T1 | 62653 | G | T1 |  | Onshore Wind |  | PJM_West | Ohio | 39 | Hancock | 63 | 39063 | 1.5 | 0 | 2019 | 9999 |  |  | N | Wind | [13 empty] | 0 | 0 | 0 | 0 | [11 empty] | One Energy LLC | 100 | One Energy LLC | 100
Zephyr Wind Project - 2.0 | 62653_G_T2 | 62653 | G | T2 |  | Onshore Wind |  | PJM_West | Ohio | 39 | Hancock | 63 | 39063 | 1.5 | 0 | 2019 | 9999 |  |  | N | Wind | [13 empty] | 0 | 0 | 0 | 0 | [11 empty] | One Energy LLC | 100 | One Energy LLC | 100
Zephyr Wind Project - 2.0 | 62653_G_T3 | 62653 | G | T3 |  | Onshore Wind |  | PJM_West | Ohio | 39 | Hancock | 63 | 39063 | 1.5 | 0 | 2019 | 9999 |  |  | N | Wind | [13 empty] | 0 | 0 | 0 | 0 | [11 empty] | One Energy LLC | 100 | One Energy LLC | 100
HL Solar | 62655_G_HLS | 62655 | G | HLS |  | Solar PV |  | WEC_CALN | California | 6 | Lassen | 35 | 06035 | 7.6 | 0 | 2019 | 9999 |  |  | N | Solar | [13 empty] | 0 | 0 | 0 | 0 | [11 empty] | HL Solar LLC | 100 | NextEra Energy Inc | 100
Hunter Solar LLC | 62656_G_HUSOL | 62656 | G | HUSOL |  | Solar PV |  | WECC_UT | Utah | 49 | Emery | 15 | 49015 | 100 | 0 | 2020 | 9999 |  |  | N | Solar | [13 empty] | 0 | 0 | 0 | 0 | [11 empty] | Hunter Solar LLC | 100 | D E Shaw & Co LP | 100
DWW Solar ll | 62657_G_DWWS | 62657 | G | DWWS |  | Solar PV |  | NENG_CT | Connecticut | 9 | Hartford | 3 | 09003 | 36.9 | 0 | 2019 | 9999 |  |  | N | Solar | [13 empty] | 0 | 0 | 0 | 0 | [11 empty] | DWW Solar II LLC | 100 | D E Shaw & Co LP | 100
Cuyahoga Falls 1 | 62658_G_P001 | 62658 | G | P001 |  | Combustion Turbine | IC Engine | PJM_ATSI | Ohio | 39 | Summit | 153 | 39153 | 1.5 | 10745 | 2018 | 9999 |  |  | N | Distillate Fuel Oil | [13 empty] | 1.6498 | 1.6498 | 1.6498 | 1.6498 | [11 empty] | Cuyahoga Falls OH (City of) | 100 | Cuyahoga Falls OH (City of) | 100
Cuyahoga Falls 1 | 62658_G_P002 | 62658 | G | P002 |  | Combustion Turbine | IC Engine | PJM_ATSI | Ohio | 39 | Summit | 153 | 39153 | 1.5 | 10745 | 2018 | 9999 |  |  | N | Distillate Fuel Oil | [13 empty] | 1.6498 | 1.6498 | 1.6498 | 1.6498 | [11 empty] | Cuyahoga Falls OH (City of) | 100 | Cuyahoga Falls OH (City of) | 100
Cuyahoga Falls 1 | 62658_G_P003 | 62658 | G | P003 |  | Combustion Turbine | IC Engine | PJM_ATSI | Ohio | 39 | Summit | 153 | 39153 | 1.5 | 10745 | 2018 | 9999 |  |  | N | Distillate Fuel Oil | [13 empty] | 1.6498 | 1.6498 | 1.6498 | 1.6498 | [11 empty] | Cuyahoga Falls OH (City of) | 100 | Cuyahoga Falls OH (City of) | 100
Cuyahoga Falls 1 | 62658_G_P004 | 62658 | G | P004 |  | Combustion Turbine | IC Engine | PJM_ATSI | Ohio | 39 | Summit | 153 | 39153 | 1.5 | 10745 | 2018 | 9999 |  |  | N | Distillate Fuel Oil | [13 empty] | 1.6498 | 1.6498 | 1.6498 | 1.6498 | [11 empty] | Cuyahoga Falls OH (City of) | 100 | Cuyahoga Falls OH (City of) | 100
Cuyahoga Falls 1 | 62658_G_P005 | 62658 | G | P005 |  | Combustion Turbine | IC Engine | PJM_ATSI | Ohio | 39 | Summit | 153 | 39153 | 1.5 | 10745 | 2018 | 9999 |  |  | N | Distillate Fuel Oil | [13 empty] | 1.6498 | 1.6498 | 1.6498 | 1.6498 | [11 empty] | Cuyahoga Falls OH (City of) | 100 | Cuyahoga Falls OH (City of) | 100
Cuyahoga Falls 1 | 62658_G_P006 | 62658 | G | P006 |  | Combustion Turbine | IC Engine | PJM_ATSI | Ohio | 39 | Summit | 153 | 39153 | 1.5 | 10745 | 2018 | 9999 |  |  | N | Distillate Fuel Oil | [13 empty] | 1.6498 | 1.6498 | 1.6498 | 1.6498 | [11 empty] | Cuyahoga Falls OH (City of) | 100 | Cuyahoga Falls OH (City of) | 100
Pecan Grove Solar, LLC | 62659_G_1081 | 62659 | G | 1081 |  | Solar PV |  | S_VACA | North Carolina | 37 | Craven | 49 | 37049 | 5 | 0 | 2019 | 9999 |  |  | N | Solar | [13 empty] | 0 | 0 | 0 | 0 | [11 empty] | Pecan Grove Solar LLC | 100 | Headwaters Solar LLC | 100
1025 Traveller Solar, LLC | 62660_G_1025 | 62660 | G | 1025 |  | Solar PV |  | S_VACA | North Carolina | 37 | Lee | 105 | 37105 | 5 | 0 | 2019 | 9999 |  |  | N | Solar | [13 empty] | 0 | 0 | 0 | 0 | [11 empty] | 1025 Traveller Solar LLC | 100 | CI II Mitchell Holding | 100
1047 Little Mountain Solar, LLC | 62661_G_1047 | 62661 | G | 1047 |  | Solar PV |  | S_VACA | North Carolina | 37 | Yadkin | 197 | 37197 | 3 | 0 | 2019 | 9999 |  |  | N | Solar | [13 empty] | 0 | 0 | 0 | 0 | [11 empty] | 1047 Little Mountain Solar LLC | 100 | CI II Mitchell Holding | 100
Ennis Solar, LLC | 62662_G_22503 | 62662 | G | 22503 |  | Solar PV |  | S_VACA | North Carolina | 37 | Harnett | 85 | 37085 | 5 | 0 | 2019 | 9999 |  |  | N | Solar | [13 empty] | 0 | 0 | 0 | 0 | [11 empty] | Ennis Solar LLC | 100 | CI II Mitchell Holding | 100
Gilcrest Solar | 62663_G_SO390 | 62663 | G | SO390 |  | Solar PV |  | WECC_CO | Colorado | 8 | Weld | 123 | 08123 | 1.5 | 0 | 2018 | 9999 |  |  | N | Solar | [13 empty] | 0 | 0 | 0 | 0 | [11 empty] | Gilcrest Solar Garden LLC | 100 | Brookfield Asset Management Inc | 100
Quincy Solar | 62664_G_SO393 | 62664 | G | SO393 |  | Solar PV |  | WECC_CO | Colorado | 8 | Arapahoe | 5 | 08005 | 1.5 | 0 | 2018 | 9999 |  |  | N | Solar | [13 empty] | 0 | 0 | 0 | 0 | [11 empty] | Quincy Solar Garden LLC | 100 | Brookfield Asset Management Inc | 100
Lafayette Horizon Solar CSG LLC | 62667_G_LFHSL | 62667 | G | LFHSL |  | Solar PV |  | WECC_CO | Colorado | 8 | Boulder | 13 | 08013 | 1.6 | 0 | 2019 | 9999 |  |  | N | Solar | [13 empty] | 0 | 0 | 0 | 0 | [11 empty] | Lafayette Horizon Solar CSG LLC | 100 | Community Energy Inc (Cei) | 100
Equinix Caspian Dr. Fuel Cell | 62671_G_EQX1A | 62671 | G | EQX1A |  | Fuel Cell |  | WEC_CALN | California | 6 | Santa Clara | 85 | 06085 | 2 | 9118 | 2017 | 9999 |  |  | N | Natural Gas | [13 empty] | 0 | 0 | 0 | 0 | [11 empty] | 2016 ESA Project Co LLC | 100 | Southern Co | 100
Equinix Caspian Dr. Fuel Cell | 62671_G_EQX1B | 62671 | G | EQX1B |  | Fuel Cell |  | WEC_CALN | California | 6 | Santa Clara | 85 | 06085 | 2.8 | 9118 | 2017 | 9999 |  |  | N | Natural Gas | [13 empty] | 0 | 0 | 0 | 0 | [11 empty] | 2016 ESA Project Co LLC | 100 | Southern Co | 100
Nautilus Goat Island Solar CSG LLC | 62672_G_GI | 62672 | G | GI |  | Solar PV |  | NENGREST | Rhode Island | 44 | Providence | 7 | 44007 | 3.3 | 0 | 2019 | 9999 |  |  | N | Solar | [13 empty] | 0 | 0 | 0 | 0 | [11 empty] | Nautilus Goat Island Solar LLC | 100 | Virgo Goat Island Holdco LLC | 100
Epic Verona | 62676_G_G101 | 62676 | G | G101 |  | Combustion Turbine | IC Engine | MIS_WUMS | Wisconsin | 55 | Dane | 25 | 55025 | 2.3 | 13469 | 2013 | 9999 |  |  | N | Distillate Fuel Oil | [13 empty] | 1.6498 | 1.6498 | 1.6498 | 1.6498 | [11 empty] | Epic Hosting LLC | 100 | Epic Hosting LLC | 100
Epic Verona | 62676_G_G102 | 62676 | G | G102 |  | Combustion Turbine | IC Engine | MIS_WUMS | Wisconsin | 55 | Dane | 25 | 55025 | 2.3 | 13469 | 2013 | 9999 |  |  | N | Distillate Fuel Oil | [13 empty] | 1.6498 | 1.6498 | 1.6498 | 1.6498 | [11 empty] | Epic Hosting LLC | 100 | Epic Hosting LLC | 100
Epic Verona | 62676_G_G103 | 62676 | G | G103 |  | Combustion Turbine | IC Engine | MIS_WUMS | Wisconsin | 55 | Dane | 25 | 55025 | 2.3 | 13469 | 2013 | 9999 |  |  | N | Distillate Fuel Oil | [13 empty] | 1.6498 | 1.6498 | 1.6498 | 1.6498 | [11 empty] | Epic Hosting LLC | 100 | Epic Hosting LLC | 100
Epic Verona | 62676_G_G104 | 62676 | G | G104 |  | Combustion Turbine | IC Engine | MIS_WUMS | Wisconsin | 55 | Dane | 25 | 55025 | 2.3 | 13469 | 2013 | 9999 |  |  | N | Distillate Fuel Oil | [13 empty] | 1.6498 | 1.6498 | 1.6498 | 1.6498 | [11 empty] | Epic Hosting LLC | 100 | Epic Hosting LLC | 100
Epic Verona | 62676_G_G105 | 62676 | G | G105 |  | Combustion Turbine | IC Engine | MIS_WUMS | Wisconsin | 55 | Dane | 25 | 55025 | 2.3 | 13469 | 2013 | 9999 |  |  | N | Distillate Fuel Oil | [13 empty] | 1.6498 | 1.6498 | 1.6498 | 1.6498 | [11 empty] | Epic Hosting LLC | 100 | Epic Hosting LLC | 100
Epic Verona | 62676_G_G202 | 62676 | G | G202 |  | Combustion Turbine | IC Engine | MIS_WUMS | Wisconsin | 55 | Dane | 25 | 55025 | 2.3 | 13469 | 2013 | 9999 |  |  | N | Distillate Fuel Oil | [13 empty] | 1.6498 | 1.6498 | 1.6498 | 1.6498 | [11 empty] | Epic Hosting LLC | 100 | Epic Hosting LLC | 100
Epic Verona | 62676_G_G203 | 62676 | G | G203 |  | Combustion Turbine | IC Engine | MIS_WUMS | Wisconsin | 55 | Dane | 25 | 55025 | 2.3 | 13469 | 2013 | 9999 |  |  | N | Distillate Fuel Oil | [13 empty] | 1.6498 | 1.6498 | 1.6498 | 1.6498 | [11 empty] | Epic Hosting LLC | 100 | Epic Hosting LLC | 100
Epic Verona | 62676_G_G204 | 62676 | G | G204 |  | Combustion Turbine | IC Engine | MIS_WUMS | Wisconsin | 55 | Dane | 25 | 55025 | 2.3 | 13469 | 2013 | 9999 |  |  | N | Distillate Fuel Oil | [13 empty] | 1.6498 | 1.6498 | 1.6498 | 1.6498 | [11 empty] | Epic Hosting LLC | 100 | Epic Hosting LLC | 100
Epic Verona | 62676_G_G205 | 62676 | G | G205 |  | Combustion Turbine | IC Engine | MIS_WUMS | Wisconsin | 55 | Dane | 25 | 55025 | 2.3 | 13469 | 2013 | 9999 |  |  | N | Distillate Fuel Oil | [13 empty] | 1.6498 | 1.6498 | 1.6498 | 1.6498 | [11 empty] | Epic Hosting LLC | 100 | Epic Hosting LLC | 100
Epic Verona | 62676_G_G206 | 62676 | G | G206 |  | Combustion Turbine | IC Engine | MIS_WUMS | Wisconsin | 55 | Dane | 25 | 55025 | 2.3 | 13469 | 2013 | 9999 |  |  | N | Distillate Fuel Oil | [13 empty] | 1.6498 | 1.6498 | 1.6498 | 1.6498 | [11 empty] | Epic Hosting LLC | 100 | Epic Hosting LLC | 100
Epic Verona | 62676_G_G207 | 62676 | G | G207 |  | Combustion Turbine | IC Engine | MIS_WUMS | Wisconsin | 55 | Dane | 25 | 55025 | 2.3 | 13469 | 2013 | 9999 |  |  | N | Distillate Fuel Oil | [13 empty] | 1.6498 | 1.6498 | 1.6498 | 1.6498 | [11 empty] | Epic Hosting LLC | 100 | Epic Hosting LLC | 100
Epic Verona | 62676_G_G208 | 62676 | G | G208 |  | Combustion Turbine | IC Engine | MIS_WUMS | Wisconsin | 55 | Dane | 25 | 55025 | 2.3 | 13469 | 2013 | 9999 |  |  | N | Distillate Fuel Oil | [13 empty] | 1.6498 | 1.6498 | 1.6498 | 1.6498 | [11 empty] | Epic Hosting LLC | 100 | Epic Hosting LLC | 100
Epic Verona | 62676_G_G209 | 62676 | G | G209 |  | Combustion Turbine | IC Engine | MIS_WUMS | Wisconsin | 55 | Dane | 25 | 55025 | 2.3 | 13469 | 2013 | 9999 |  |  | N | Distillate Fuel Oil | [13 empty] | 1.6498 | 1.6498 | 1.6498 | 1.6498 | [11 empty] | Epic Hosting LLC | 100 | Epic Hosting LLC | 100
Epic Verona | 62676_G_G210 | 62676 | G | G210 |  | Combustion Turbine | IC Engine | MIS_WUMS | Wisconsin | 55 | Dane | 25 | 55025 | 2.3 | 13469 | 2013 | 9999 |  |  | N | Distillate Fuel Oil | [13 empty] | 1.6498 | 1.6498 | 1.6498 | 1.6498 | [11 empty] | Epic Hosting LLC | 100 | Epic Hosting LLC | 100
Epic Verona | 62676_G_G211 | 62676 | G | G211 |  | Combustion Turbine | IC Engine | MIS_WUMS | Wisconsin | 55 | Dane | 25 | 55025 | 2.3 | 13469 | 2013 | 9999 |  |  | N | Distillate Fuel Oil | [13 empty] | 1.6498 | 1.6498 | 1.6498 | 1.6498 | [11 empty] | Epic Hosting LLC | 100 | Epic Hosting LLC | 100
Epic Verona | 62676_G_G301 | 62676 | G | G301 |  | Combustion Turbine | IC Engine | MIS_WUMS | Wisconsin | 55 | Dane | 25 | 55025 | 2.3 | 13469 | 2009 | 9999 |  |  | N | Distillate Fuel Oil | [13 empty] | 1.6498 | 1.6498 | 1.6498 | 1.6498 | [11 empty] | Epic Hosting LLC | 100 | Epic Hosting LLC | 100
Epic Verona | 62676_G_G302 | 62676 | G | G302 |  | Combustion Turbine | IC Engine | MIS_WUMS | Wisconsin | 55 | Dane | 25 | 55025 | 2.3 | 13469 | 2009 | 9999 |  |  | N | Distillate Fuel Oil | [13 empty] | 1.6498 | 1.6498 | 1.6498 | 1.6498 | [11 empty] | Epic Hosting LLC | 100 | Epic Hosting LLC | 100
Epic Verona | 62676_G_G303 | 62676 | G | G303 |  | Combustion Turbine | IC Engine | MIS_WUMS | Wisconsin | 55 | Dane | 25 | 55025 | 2.3 | 13469 | 2009 | 9999 |  |  | N | Distillate Fuel Oil | [13 empty] | 1.6498 | 1.6498 | 1.6498 | 1.6498 | [11 empty] | Epic Hosting LLC | 100 | Epic Hosting LLC | 100
Epic Verona | 62676_G_PV | 62676 | G | PV |  | Solar PV |  | MIS_WUMS | Wisconsin | 55 | Dane | 25 | 55025 | 1.8 | 0 | 2011 | 9999 |  |  | N | Solar | [13 empty] | 0 | 0 | 0 | 0 | [11 empty] | Epic Hosting LLC | 100 | Epic Hosting LLC | 100
IKEA Canton Rooftop PV System | 62677_G_26A | 62677 | G | 26A |  | Solar PV |  | MIS_LMI | Michigan | 26 | Wayne | 163 | 26163 | 0.8 | 0 | 2015 | 9999 |  |  | N | Solar | [13 empty] | 0 | 0 | 0 | 0 | [11 empty] | IKEA Group | 100 | Ikea Systems BV | 100
IKEA Canton Rooftop PV System | 62677_G_26B | 62677 | G | 26B |  | Solar PV |  | MIS_LMI | Michigan | 26 | Wayne | 163 | 26163 | 0.2 | 0 | 2016 | 9999 |  |  | N | Solar | [13 empty] | 0 | 0 | 0 | 0 | [11 empty] | IKEA Group | 100 | Ikea Systems BV | 100
Crooked Run | 62678_G_299 | 62678 | G | 299 |  | Solar PV |  | S_VACA | North Carolina | 37 | Pender | 141 | 37141 | 70.1 | 0 | 2019 | 9999 |  |  | N | Solar | [13 empty] | 0 | 0 | 0 | 0 | [11 empty] | Crooked Run Solar LLC | 100 | Cubico Sustainable Investments Limited | 100
Palmetto Plains | 62679_G_1405 | 62679 | G | 1405 |  | Solar PV |  | S_VACA | South Carolina | 45 | Orangeburg | 75 | 45075 | 75 | 0 | 2019 | 9999 |  |  | N | Solar | [13 empty] | 0 | 0 | 0 | 0 | [11 empty] | Palmetto Plains Solar Project LLC | 100 | Cubico Sustainable Investments Limited | 100
Garfield Solar | 62680_G_GARFS | 62680 | G | GARFS |  | Solar PV |  | PJM_EMAC | New Jersey | 34 | Bergen | 3 | 34003 | 1.4 | 0 | 2019 | 9999 |  |  | N | Solar | [13 empty] | 0 | 0 | 0 | 0 | [11 empty] | NJR Clean Energy Ventures III Corp | 100 | New Jersey Resources Corp | 100
Garfield Solar | 62680_G_GARMS | 62680 | G | GARMS |  | Solar PV |  | PJM_EMAC | New Jersey | 34 | Bergen | 3 | 34003 | 1.6 | 0 | 2019 | 9999 |  |  | N | Solar | [13 empty] | 0 | 0 | 0 | 0 | [11 empty] | NJR Clean Energy Ventures III Corp | 100 | New Jersey Resources Corp | 100
Noland Wastewater Treatment Plant Hybrid | 62682_G_FAYE1 | 62682 | G | FAYE1 |  | Solar PV |  | SPP_WEST | Arkansas | 5 | Washington | 143 | 05143 | 5 | 0 | 2019 | 9999 |  |  | N | Solar | [13 empty] | 0 | 0 | 0 | 0 | [11 empty] | Todays Power Inc | 100 | Todays Power Inc | 100
Noland Wastewater Treatment Plant Hybrid | 62682_G_FAYEB | 62682 | G | FAYEB |  | Energy Storage |  | SPP_WEST | Arkansas | 5 | Washington | 143 | 05143 | 6 | 0 | 2019 | 9999 |  |  | N | Energy Storage | [13 empty] | 0 | 0 | 0 | 0 | [11 empty] | Todays Power Inc | 100 | Todays Power Inc | 100
Westside Wastewater Treatment Plant Hybrid | 62683_G_FAYW1 | 62683 | G | FAYW1 |  | Solar PV |  | SPP_WEST | Arkansas | 5 | Washington | 143 | 05143 | 5 | 0 | 2019 | 9999 |  |  | N | Solar | [13 empty] | 0 | 0 | 0 | 0 | [11 empty] | Todays Power Inc | 100 | Todays Power Inc | 100
Westside Wastewater Treatment Plant Hybrid | 62683_G_FAYWB | 62683 | G | FAYWB |  | Energy Storage |  | SPP_WEST | Arkansas | 5 | Washington | 143 | 05143 | 6 | 0 | 2019 | 9999 |  |  | N | Energy Storage | [13 empty] | 0 | 0 | 0 | 0 | [11 empty] | Todays Power Inc | 100 | Todays Power Inc | 100
TPE Pennsylvania Solar 1, LLC | 62686_G_PABOE | 62686 | G | PABOE |  | Solar PV |  | PJM_EMAC | Pennsylvania | 42 | Lancaster | 71 | 42071 | 3.6 | 0 | 2019 | 9999 |  |  | N | Solar | [13 empty] | 0 | 0 | 0 | 0 | [11 empty] | TPE Pennsylvania Solar 1 LLC | 100 | TPE Pennsylvania Solar 1 LLC | 100
American Canyon Solar | 62687_G_RPNPA | 62687 | G | RPNPA |  | Solar PV |  | WEC_CALN | California | 6 | Napa | 55 | 06055 | 1 | 0 | 2019 | 9999 |  |  | N | Solar | [13 empty] | 0 | 0 | 0 | 0 | [11 empty] | Wildcat Renewables LLC | 100 | Renewable Properties Holdings LLC | 100
American Canyon Solar | 62687_G_RPNPB | 62687 | G | RPNPB |  | Solar PV |  | WEC_CALN | California | 6 | Napa | 55 | 06055 | 1 | 0 | 2019 | 9999 |  |  | N | Solar | [13 empty] | 0 | 0 | 0 | 0 | [11 empty] | Wildcat Renewables LLC | 100 | Renewable Properties Holdings LLC | 100
American Canyon Solar | 62687_G_RPNPC | 62687 | G | RPNPC |  | Solar PV |  | WEC_CALN | California | 6 | Napa | 55 | 06055 | 1 | 0 | 2019 | 9999 |  |  | N | Solar | [13 empty] | 0 | 0 | 0 | 0 | [11 empty] | Wildcat Renewables LLC | 100 | Renewable Properties Holdings LLC | 100
Malech Solar Farm | 62688_G_MFARM | 62688 | G | MFARM |  | Solar PV |  | WEC_CALN | California | 6 | Santa Clara | 85 | 06085 | 3.1 | 0 | 2017 | 9999 |  |  | N | Solar | [13 empty] | 0 | 0 | 0 | 0 | [11 empty] | Santa Clara County (CA) | 100 | Santa Clara County (CA) | 100
Hellyer Solar Farm | 62689_G_HFARM | 62689 | G | HFARM |  | Solar PV |  | WEC_CALN | California | 6 | Santa Clara | 85 | 06085 | 2.2 | 0 | 2017 | 9999 |  |  | N | Solar | [13 empty] | 0 | 0 | 0 | 0 | [11 empty] | Santa Clara County (CA) | 100 | Santa Clara County (CA) | 100
Guadalupe Solar Farm | 62690_G_GFARM | 62690 | G | GFARM |  | Solar PV |  | WEC_CALN | California | 6 | Santa Clara | 85 | 06085 | 1.7 | 0 | 2018 | 9999 |  |  | N | Solar | [13 empty] | 0 | 0 | 0 | 0 | [11 empty] | Santa Clara County (CA) | 100 | Santa Clara County (CA) | 100
Shiloh Hwy Solar | 62691_G_PGR05 | 62691 | G | PGR05 |  | Solar PV |  | PJM_Dom | North Carolina | 37 | Camden | 29 | 37029 | 5 | 0 | 2017 | 9999 |  |  | N | Solar | [13 empty] | 0 | 0 | 0 | 0 | [11 empty] | Shiloh Hwy 1108 Solar LLC | 100 | SunEnergy 1 LLC | 100
Sandy Solar | 62692_G_PGR04 | 62692 | G | PGR04 |  | Solar PV |  | PJM_Dom | North Carolina | 37 | Camden | 29 | 37029 | 5 | 0 | 2018 | 9999 |  |  | N | Solar | [13 empty] | 0 | 0 | 0 | 0 | [11 empty] | Trotman Road Solar LLC | 100 | Greenbacker Renewable Energy Corp | 100
Chowan Jehu Solar | 62693_G_PGR03 | 62693 | G | PGR03 |  | Solar PV |  | PJM_Dom | North Carolina | 37 | Chowan | 41 | 37041 | 5 | 0 | 2018 | 9999 |  |  | N | Solar | [13 empty] | 0 | 0 | 0 | 0 | [11 empty] | Chowan Jehu Road Solar LLC | 100 | SunEnergy 1 LLC | 100
CED Northampton Solar LLC | 62695_G_NSMA | 62695 | G | NSMA |  | Solar PV |  | NENGREST | Massachusetts | 25 | Hampshire | 15 | 25015 | 4.3 | 0 | 2019 | 9999 |  |  | N | Solar | [13 empty] | 0 | 0 | 0 | 0 | [11 empty] | CED Northampton Solar LLC | 100 | Consolidated Edison Inc | 100
FastSun 2 CSG | 62696_G_FS2 | 62696 | G | FS2 |  | Solar PV |  | MIS_MNWI | Minnesota | 27 | Dakota | 37 | 27037 | 1 | 0 | 2019 | 9999 |  |  | N | Solar | [13 empty] | 0 | 0 | 0 | 0 | [11 empty] | FastSun 2 LLC | 100 | Altus Power America Management LLC | 100
Mission College Blvd. Fuel Cell | 62697_G_NTL3A | 62697 | G | NTL3A |  | Fuel Cell |  | WEC_CALN | California | 6 | Santa Clara | 85 | 06085 | 2.4 | 9118 | 2017 | 9999 |  |  | N | Natural Gas | [13 empty] | 0 | 0 | 0 | 0 | [11 empty] | 2016 ESA Project Co LLC | 100 | Southern Co | 100
Mission College Blvd. Fuel Cell | 62697_G_NTL3B | 62697 | G | NTL3B |  | Fuel Cell |  | WEC_CALN | California | 6 | Santa Clara | 85 | 06085 | 2.6 | 9118 | 2017 | 9999 |  |  | N | Natural Gas | [13 empty] | 0 | 0 | 0 | 0 | [11 empty] | 2016 ESA Project Co LLC | 100 | Southern Co | 100
Kaiser East La Palma Ave. Fuel Cell | 62698_G_KR059 | 62698 | G | KR059 |  | Fuel Cell |  | WECC_SCE | California | 6 | Orange | 59 | 06059 | 1.5 | 9118 | 2017 | 9999 |  |  | N | Natural Gas | [13 empty] | 0 | 0 | 0 | 0 | [11 empty] | 2016 ESA Project Co LLC | 100 | Southern Co | 100
Kaiser Deer Valley Rd. Fuel Cell | 62699_G_KSR24 | 62699 | G | KSR24 |  | Fuel Cell |  | WEC_CALN | California | 6 | Contra Costa | 13 | 06013 | 1.4 | 9118 | 2017 | 9999 |  |  | N | Natural Gas | [13 empty] | 0 | 0 | 0 | 0 | [11 empty] | 2016 ESA Project Co LLC | 100 | Southern Co | 100
Bayboro | 627_G_P1 | 627 | G | P1 |  | Combustion Turbine |  | FRCC | Florida | 12 | Pinellas | 103 | 12103 | 44 | 14613 | 1973 | 9999 |  |  | N | Distillate Fuel Oil | [12 empty] | 0.501 | 0.77579 | 0.77579 | 0.77579 | 0.77579 | [11 empty] | Duke Energy Florida | 100 | Duke Energy Corp | 100
Bayboro | 627_G_P2 | 627 | G | P2 |  | Combustion Turbine |  | FRCC | Florida | 12 | Pinellas | 103 | 12103 | 41 | 14615 | 1973 | 9999 |  |  | N | Distillate Fuel Oil | [12 empty] | 0.501 | 0.67038 | 0.67038 | 0.67038 | 0.67038 | [11 empty] | Duke Energy Florida | 100 | Duke Energy Corp | 100
Bayboro | 627_G_P3 | 627 | G | P3 |  | Combustion Turbine |  | FRCC | Florida | 12 | Pinellas | 103 | 12103 | 43 | 14615 | 1973 | 9999 |  |  | N | Distillate Fuel Oil | [12 empty] | 0.501 | 0.65363 | 0.65363 | 0.65363 | 0.65363 | [11 empty] | Duke Energy Florida | 100 | Duke Energy Corp | 100
Bayboro | 627_G_P4 | 627 | G | P4 |  | Combustion Turbine |  | FRCC | Florida | 12 | Pinellas | 103 | 12103 | 43 | 14615 | 1973 | 9999 |  |  | N | Distillate Fuel Oil | [12 empty] | 0.501 | 0.72187 | 0.72187 | 0.72187 | 0.72187 | [11 empty] | Duke Energy Florida | 100 | Duke Energy Corp | 100
Kaiser Owens Dr. Fuel Cell | 62700_G_KSR23 | 62700 | G | KSR23 |  | Fuel Cell |  | WEC_CALN | California | 6 | Alameda | 1 | 06001 | 1 | 9118 | 2017 | 9999 |  |  | N | Natural Gas | [13 empty] | 0 | 0 | 0 | 0 | [11 empty] | 2016 ESA Project Co LLC | 100 | Southern Co | 100
Kaiser Napa Valley Corporate Dr Fuel Cell | 62701_G_KS18A | 62701 | G | KS18A |  | Fuel Cell |  | WEC_CALN | California | 6 | Napa | 55 | 06055 | 2.5 | 9118 | 2017 | 9999 |  |  | N | Natural Gas | [13 empty] | 0 | 0 | 0 | 0 | [11 empty] | 2016 ESA Project Co LLC | 100 | Southern Co | 100
Kaiser Napa Valley Corporate Dr Fuel Cell | 62701_G_KS18B | 62701 | G | KS18B |  | Fuel Cell |  | WEC_CALN | California | 6 | Napa | 55 | 06055 | 2.3 | 9118 | 2017 | 9999 |  |  | N | Natural Gas | [13 empty] | 0 | 0 | 0 | 0 | [11 empty] | 2016 ESA Project Co LLC | 100 | Southern Co | 100
Equinix Great Oaks Blvd. Fuel Cell | 62702_G_EQ14A | 62702 | G | EQ14A |  | Fuel Cell |  | WEC_CALN | California | 6 | Santa Clara | 85 | 06085 | 2.4 | 9118 | 2017 | 9999 |  |  | N | Natural Gas | [13 empty] | 0 | 0 | 0 | 0 | [11 empty] | 2016 ESA Project Co LLC | 100 | Southern Co | 100
Equinix Great Oaks Blvd. Fuel Cell | 62702_G_EQ14B | 62702 | G | EQ14B |  | Fuel Cell |  | WEC_CALN | California | 6 | Santa Clara | 85 | 06085 | 2.1 | 9118 | 2017 | 9999 |  |  | N | Natural Gas | [13 empty] | 0 | 0 | 0 | 0 | [11 empty] | 2016 ESA Project Co LLC | 100 | Southern Co | 100
Equinix Lundy Ave. Fuel Cell | 62703_G_EQ13A | 62703 | G | EQ13A |  | Fuel Cell |  | WEC_CALN | California | 6 | Santa Clara | 85 | 06085 | 1.8 | 9118 | 2017 | 9999 |  |  | N | Natural Gas | [13 empty] | 0 | 0 | 0 | 0 | [11 empty] | 2016 ESA Project Co LLC | 100 | Southern Co | 100
Equinix Lundy Ave. Fuel Cell | 62703_G_EQ13B | 62703 | G | EQ13B |  | Fuel Cell |  | WEC_CALN | California | 6 | Santa Clara | 85 | 06085 | 2 | 9118 | 2017 | 9999 |  |  | N | Natural Gas | [13 empty] | 0 | 0 | 0 | 0 | [11 empty] | 2016 ESA Project Co LLC | 100 | Southern Co | 100
Equinix Douglas St. Fuel Cell | 62704_G_EQX09 | 62704 | G | EQX09 |  | Fuel Cell |  | WEC_LADW | California | 6 | Los Angeles | 37 | 06037 | 1.5 | 9118 | 2017 | 9999 |  |  | N | Natural Gas | [13 empty] | 0 | 0 | 0 | 0 | [11 empty] | 2016 ESA Project Co LLC | 100 | Southern Co | 100
Equinix Maple Ave. Fuel Cell | 62705_G_EQX08 | 62705 | G | EQX08 |  | Fuel Cell |  | WEC_LADW | California | 6 | Los Angeles | 37 | 06037 | 2 | 9118 | 2017 | 9999 |  |  | N | Natural Gas | [13 empty] | 0 | 0 | 0 | 0 | [11 empty] | 2016 ESA Project Co LLC | 100 | Southern Co | 100
Helen Solar CSG | 62706_G_SC | 62706 | G | SC |  | Solar PV |  | MIS_MNWI | Minnesota | 27 | McLeod | 85 | 27085 | 4 | 0 | 2019 | 9999 |  |  | N | Solar | [13 empty] | 0 | 0 | 0 | 0 | [11 empty] | Helen Solar LLC | 100 | Virgo Mangata Holdco LLC | 100
Walcott Solar CSG | 62707_G_SC | 62707 | G | SC |  | Solar PV |  | MIS_MNWI | Minnesota | 27 | Rice | 131 | 27131 | 4 | 0 | 2019 | 9999 |  |  | N | Solar | [13 empty] | 0 | 0 | 0 | 0 | [11 empty] | Walcott Solar LLC | 100 | Virgo Mangata Holdco LLC | 100
Northfield Solar CSG | 62708_G_SC | 62708 | G | SC |  | Solar PV |  | MIS_MNWI | Minnesota | 27 | Rice | 131 | 27131 | 5 | 0 | 2019 | 9999 |  |  | N | Solar | [13 empty] | 0 | 0 | 0 | 0 | [11 empty] | Northfield Solar LLC | 100 | Virgo Mangata Holdco LLC | 100
Warsaw Solar CSG | 62709_G_SC | 62709 | G | SC |  | Solar PV |  | MIS_MNWI | Minnesota | 27 | Rice | 131 | 27131 | 2 | 0 | 2020 | 9999 |  |  | N | Solar | [13 empty] | 0 | 0 | 0 | 0 | [11 empty] | Warsaw Solar LLC (MN) | 100 | Warsaw Solar LLC (MN) | 100
Nationals | 62710_G_SO435 | 62710 | G | SO435 |  | Solar PV |  | PJM_SMAC | District of Columbia | 11 | District of Columbia | 1 | 11001 | 1 | 0 | 2019 | 9999 |  |  | N | Solar | [13 empty] | 0 | 0 | 0 | 0 | [11 empty] | Terraform Power Inc | 100 | Brookfield Asset Management Inc | 100
Burlington Coat Factory Solar | 62712_G_BCF | 62712 | G | BCF |  | Solar PV |  | PJM_EMAC | New Jersey | 34 | Burlington | 5 | 34005 | 2.6 | 0 | 2018 | 9999 |  |  | N | Solar | [13 empty] | 0 | 0 | 0 | 0 | [11 empty] | DG Northeast Solar II LLC | 100 | NextEra Energy Inc | 100
DSM Nutritional Products Solar | 62713_G_DSM | 62713 | G | DSM |  | Solar PV |  | PJM_EMAC | New Jersey | 34 | Warren | 41 | 34041 | 10 | 0 | 2018 | 9999 |  |  | N | Solar | [13 empty] | 0 | 0 | 0 | 0 | [11 empty] | DG New Jersey Solar LLC | 100 | DG Power LLC | 100
Mesa CSG 2 Massicotte | 62718_G_X0037 | 62718 | G | X0037 |  | Solar PV |  | WECC_CO | Colorado | 8 | Mesa | 77 | 08077 | 1.5 | 0 | 2019 | 9999 |  |  | N | Solar | [13 empty] | 0 | 0 | 0 | 0 | [11 empty] | Mesa CSG 2 LLC | 100 | Standard Solar Inc | 100
Mesa CSG 1 Murdock | 62719_G_X0038 | 62719 | G | X0038 |  | Solar PV |  | WECC_CO | Colorado | 8 | Mesa | 77 | 08077 | 1.5 | 0 | 2019 | 9999 |  |  | N | Solar | [13 empty] | 0 | 0 | 0 | 0 | [11 empty] | Mesa CSG 1 LLC | 100 | Standard Solar Inc | 100
Chester Woods Point Solar, LLC CSG | 62720_G_5540 | 62720 | G | 5540 |  | Solar PV |  | PJM_EMAC | Maryland | 24 | Queen Annes | 35 | 24035 | 2 | 0 | 2019 | 9999 |  |  | N | Solar | [13 empty] | 0 | 0 | 0 | 0 | [11 empty] | Chester Woods Point Solar LLC | 100 | Nexamp | 100
Steel Sun 2: 2303-III-9 Hamburg Tpke | 62721_G_SS29 | 62721 | G | SS29 |  | Solar PV |  | NY_Z_A | New York | 36 | Erie | 29 | 36029 | 2 | 0 | 2019 | 9999 |  |  | N | Solar | [13 empty] | 0 | 0 | 0 | 0 | [11 empty] | BQ Energy | 100 | BQ Energy LLC | 100
Steel Sun 2: 2303-III-4 Hamburg Tpke | 62722_G_SS24 | 62722 | G | SS24 |  | Solar PV |  | NY_Z_A | New York | 36 | Erie | 29 | 36029 | 2 | 0 | 2019 | 9999 |  |  | N | Solar | [13 empty] | 0 | 0 | 0 | 0 | [11 empty] | BQ Energy | 100 | BQ Energy LLC | 100
Steel Sun 2: 2303-III-2 Hamburg Tpke | 62723_G_SS22 | 62723 | G | SS22 |  | Solar PV |  | NY_Z_A | New York | 36 | Erie | 29 | 36029 | 2 | 0 | 2019 | 9999 |  |  | N | Solar | [13 empty] | 0 | 0 | 0 | 0 | [11 empty] | BQ Energy | 100 | BQ Energy LLC | 100
Homer Street West | 62724_G_HSW | 62724 | G | HSW |  | Solar PV |  | NY_Z_A | New York | 36 | Cattaraugus | 9 | 36009 | 1.6 | 0 | 2019 | 9999 |  |  | N | Solar | [13 empty] | 0 | 0 | 0 | 0 | [11 empty] | BQ Energy | 25 | BQ Energy LLC | 25
Homer Street East | 62725_G_HSE | 62725 | G | HSE |  | Solar PV |  | NY_Z_A | New York | 36 | Cattaraugus | 9 | 36009 | 1.6 | 0 | 2019 | 9999 |  |  | N | Solar | [13 empty] | 0 | 0 | 0 | 0 | [11 empty] | BQ Energy | 25 | BQ Energy LLC | 25
Solar Star Palo Alto I, LLC | 62732_G_SSPAI | 62732 | G | SSPAI |  | Solar PV |  | WEC_CALN | California | 6 | Santa Clara | 85 | 06085 | 1.3 | 0 | 2019 | 9999 |  |  | N | Solar | [13 empty] | 0 | 0 | 0 | 0 | [11 empty] | DG 1 Acquisition Co LLC | 100 | NextEra Energy Inc | 100
East Hampton Energy Storage Center | 62733_G_BEH | 62733 | G | BEH |  | Energy Storage |  | NY_Z_K | New York | 36 | Suffolk | 103 | 36103 | 5 | 0 | 2018 | 9999 |  |  | N | Energy Storage | [13 empty] | 0 | 0 | 0 | 0 | [11 empty] | East Hampton Energy Storage Center LLC | 100 | National Grid Plc | 100
Montauk Energy Storage Center | 62734_G_BME | 62734 | G | BME |  | Energy Storage |  | NY_Z_K | New York | 36 | Suffolk | 103 | 36103 | 5 | 0 | 2019 | 9999 |  |  | N | Energy Storage | [13 empty] | 0 | 0 | 0 | 0 | [11 empty] | Montauk Energy Storage Center LLC | 100 | National Grid Plc | 100
Phoenix Solar South Farms LLC Solar Farm | 62735_G_M1358 | 62735 | G | M1358 |  | Solar PV |  | MIS_IL | Illinois | 17 | Champaign | 19 | 17019 | 4.7 | 0 | 2015 | 9999 |  |  | N | Solar | [13 empty] | 0 | 0 | 0 | 0 | [11 empty] | Phoenix Solar | 100 | Phoenix Solar | 100
Harbec Energy | 62736_G_250KW | 62736 | G | 250KW |  | Onshore Wind |  | NY_Z_C&E | New York | 36 | Ontario | 69 | 36069 | 0.3 | 0 | 2001 | 9999 |  |  | N | Wind | [13 empty] | 0 | 0 | 0 | 0 | [11 empty] | Harbec Energy | 100 | Harbec Energy | 100
Harbec Energy | 62736_G_850KW | 62736 | G | 850KW |  | Onshore Wind |  | NY_Z_C&E | New York | 36 | Ontario | 69 | 36069 | 0.9 | 0 | 2011 | 9999 |  |  | N | Wind | [13 empty] | 0 | 0 | 0 | 0 | [11 empty] | Harbec Energy | 100 | Harbec Energy | 100
Harbec Energy | 62736_G_CPH | 62736 | G | CPH |  | Combustion Turbine |  | NY_Z_C&E | New York | 36 | Ontario | 69 | 36069 | 0.5 | 8700 | 2015 | 9999 |  |  | Y | Natural Gas | [13 empty] | 0.23894 | 0.23894 | 0.23894 | 0.23894 | [11 empty] | Harbec Energy | 100 | Harbec Energy | 100
KDC Solar ASGM | 62739_G_ARDAH | 62739 | G | ARDAH |  | Solar PV |  | PJM_EMAC | New Jersey | 34 | Cumberland | 11 | 34011 | 3.8 | 0 | 2019 | 9999 |  |  | N | Solar | [13 empty] | 0 | 0 | 0 | 0 | [11 empty] | Clean Capital Partners LLC | 100 | Clean Capital Partners LLC | 100
MSC-Empire01, LLC | 62740_G_52784 | 62740 | G | 52784 |  | Solar PV |  | MIS_MNWI | Minnesota | 27 | Dakota | 37 | 27037 | 1 | 0 | 2019 | 9999 |  |  | N | Solar | [13 empty] | 0 | 0 | 0 | 0 | [11 empty] | MSC Empire01 LLC | 100 | MSC Empire01 LLC | 100
Mount Joy Wire | 62741_G_CHP | 62741 | G | CHP |  | Combustion Turbine | IC Engine | PJM_EMAC | Pennsylvania | 42 | Lancaster | 71 | 42071 | 1.1 | 8700 | 2011 | 9999 |  |  | Y | Natural Gas | [13 empty] | 1.061 | 1.061 | 1.061 | 1.061 | [11 empty] | Mount Joy Wire Corp | 100 | Mount Joy Wire Corp | 100
Arcadia Solar | 62744_G_A1 | 62744 | G | A1 |  | Solar PV |  | MIS_MNWI | Wisconsin | 55 | Trempealeau | 121 | 55121 | 5 | 0 | 2019 | 9999 |  |  | N | Solar | [13 empty] | 0 | 0 | 0 | 0 | [11 empty] | Butter Solar LLC | 100 | OneEnergy Inc | 100
KDC Solar CSCP LLC | 62746_G_CSCP | 62746 | G | CSCP |  | Solar PV |  | PJM_EMAC | New Jersey | 34 | Monmouth | 25 | 34025 | 3.4 | 0 | 2019 | 9999 |  |  | N | Solar | [13 empty] | 0 | 0 | 0 | 0 | [11 empty] | Clean Capital Partners LLC | 100 | Clean Capital Partners LLC | 100
Ravenna Hydroelectric Project | 62747_G_1 | 62747 | G | 1 |  | Hydro |  | PJM_West | Kentucky | 21 | Estill | 65 | 21065 | 0.5 | 0 | 2019 | 9999 |  |  | N | Hydro | [13 empty] | 0 | 0 | 0 | 0 | [11 empty] | Lock 12 Hydro Partners | 100 | Lock 12 Hydro Partners | 100
Ravenna Hydroelectric Project | 62747_G_2 | 62747 | G | 2 |  | Hydro |  | PJM_West | Kentucky | 21 | Estill | 65 | 21065 | 0.5 | 0 | 2019 | 9999 |  |  | N | Hydro | [13 empty] | 0 | 0 | 0 | 0 | [11 empty] | Lock 12 Hydro Partners | 100 | Lock 12 Hydro Partners | 100
Ravenna Hydroelectric Project | 62747_G_3 | 62747 | G | 3 |  | Hydro |  | PJM_West | Kentucky | 21 | Estill | 65 | 21065 | 0.5 | 0 | 2019 | 9999 |  |  | N | Hydro | [13 empty] | 0 | 0 | 0 | 0 | [11 empty] | Lock 12 Hydro Partners | 100 | Lock 12 Hydro Partners | 100
Ravenna Hydroelectric Project | 62747_G_4 | 62747 | G | 4 |  | Hydro |  | PJM_West | Kentucky | 21 | Estill | 65 | 21065 | 0.5 | 0 | 2019 | 9999 |  |  | N | Hydro | [13 empty] | 0 | 0 | 0 | 0 | [11 empty] | Lock 12 Hydro Partners | 100 | Lock 12 Hydro Partners | 100
Ravenna Hydroelectric Project | 62747_G_5 | 62747 | G | 5 |  | Hydro |  | PJM_West | Kentucky | 21 | Estill | 65 | 21065 | 0.5 | 0 | 2019 | 9999 |  |  | N | Hydro | [13 empty] | 0 | 0 | 0 | 0 | [11 empty] | Lock 12 Hydro Partners | 100 | Lock 12 Hydro Partners | 100
Little Manatee River Solar | 62750_G_GEN1 | 62750 | G | GEN1 |  | Solar PV |  | FRCC | Florida | 12 | Hillsborough | 57 | 12057 | 74.5 | 0 | 2020 | 9999 |  |  | N | Solar | [13 empty] | 0 | 0 | 0 | 0 | [11 empty] | Tampa Electric Co | 100 | TECO Energy Inc | 100
LafargeHolcim - Paulding Wind Project | 62752_G_L1 | 62752 | G | L1 |  | Onshore Wind |  | PJM_West | Ohio | 39 | Paulding | 125 | 39125 | 1.5 | 0 | 2019 | 9999 |  |  | N | Wind | [13 empty] | 0 | 0 | 0 | 0 | [11 empty] | OEE XXVIII LLC | 100 | One Energy Capital Corp | 100
LafargeHolcim - Paulding Wind Project | 62752_G_L2 | 62752 | G | L2 |  | Onshore Wind |  | PJM_West | Ohio | 39 | Paulding | 125 | 39125 | 1.5 | 0 | 2019 | 9999 |  |  | N | Wind | [13 empty] | 0 | 0 | 0 | 0 | [11 empty] | OEE XXVIII LLC | 100 | One Energy Capital Corp | 100
LafargeHolcim - Paulding Wind Project | 62752_G_L3 | 62752 | G | L3 |  | Onshore Wind |  | PJM_West | Ohio | 39 | Paulding | 125 | 39125 | 1.5 | 0 | 2019 | 9999 |  |  | N | Wind | [13 empty] | 0 | 0 | 0 | 0 | [11 empty] | OEE XXVIII LLC | 100 | One Energy Capital Corp | 100
Prospect Storage | 62753_G_BESS | 62753 | G | BESS |  | Energy Storage |  | ERC_REST | Texas | 48 | Brazoria | 39 | 48039 | 9.9 | 0 | 2019 | 9999 |  |  | N | Energy Storage | [13 empty] | 0 | 0 | 0 | 0 | [11 empty] | West Columbia Storage LLC | 100 | Quinbrook Infrastructure Partners | 100
Prospero Solar | 62755_G_PROSP | 62755 | G | PROSP |  | Solar PV |  | ERC_WEST | Texas | 48 | Andrews | 3 | 48003 | 300 | 0 | 2020 | 9999 |  |  | N | Solar | [13 empty] | 0 | 0 | 0 | 0 | [11 empty] | Prospero Energy Project LLC | 100 | Longroad Energy Holdings LLC | 100
RC Energy AA LLC Solar Facility | 62756_G_AA001 | 62756 | G | AA001 |  | Solar PV |  | WECC_NM | New Mexico | 35 | Bernalillo | 1 | 35001 | 1 | 0 | 2011 | 9999 |  |  | N | Solar | [13 empty] | 0 | 0 | 0 | 0 | [11 empty] | RC Energy Group LLC | 100 | PNC Energy Capital LLC | 100
Bridgewater Complex Co-Generation Plant | 62757_G_CG1 | 62757 | G | CG1 |  | Combustion Turbine |  | NENGREST | Massachusetts | 25 | Bristol | 5 | 25005 | 1.5 | 8700 | 2015 | 9999 |  |  | Y | Natural Gas | [13 empty] | 0.23894 | 0.23894 | 0.23894 | 0.23894 | [11 empty] | Massachusetts Dept of Corrections | 100 | Massachusetts Dept of Corrections | 100
Greenville CSG | 62759_G_GV | 62759 | G | GV |  | Solar PV |  | NY_Z_G-I | New York | 36 | Orange | 71 | 36071 | 2 | 0 | 2019 | 9999 |  |  | N | Solar | [13 empty] | 0 | 0 | 0 | 0 | [11 empty] | Nautilus Power LLC | 100 | Essential Power LLC | 100
Hopkinton CSG | 62760_G_WT | 62760 | G | WT |  | Solar PV |  | NENGREST | Massachusetts | 25 | Middlesex | 17 | 25017 | 2 | 0 | 2019 | 9999 |  |  | N | Solar | [13 empty] | 0 | 0 | 0 | 0 | [11 empty] | Virgo Helios II LLC | 100 | Virgo Societas Direct IV LP | 100
Chester CSG | 62761_G_CH | 62761 | G | CH |  | Solar PV |  | NY_Z_G-I | New York | 36 | Orange | 71 | 36071 | 2 | 0 | 2019 | 9999 |  |  | N | Solar | [13 empty] | 0 | 0 | 0 | 0 | [11 empty] | Nautilus Power LLC | 100 | Essential Power LLC | 100
NASA Johnson Space Center CHP | 62762_G_CTG-1 | 62762 | G | CTG-1 |  | Combustion Turbine |  | ERC_REST | Texas | 48 | Harris | 201 | 48201 | 5.3 | 10745 | 2018 | 9999 |  |  | Y | Natural Gas | [13 empty] | 0.011 | 0.011 | 0.011 | 0.011 | [11 empty] | Energy Systems Group | 100 | Energy Systems Group | 100
NASA Johnson Space Center CHP | 62762_G_CTG-2 | 62762 | G | CTG-2 |  | Combustion Turbine |  | ERC_REST | Texas | 48 | Harris | 201 | 48201 | 5.3 | 10745 | 2018 | 9999 |  |  | Y | Natural Gas | [13 empty] | 0.011 | 0.011 | 0.011 | 0.011 | [11 empty] | Energy Systems Group | 100 | Energy Systems Group | 100
Carver CSG | 62763_G_CR | 62763 | G | CR |  | Solar PV |  | NENGREST | Massachusetts | 25 | Plymouth | 23 | 25023 | 2 | 0 | 2019 | 9999 |  |  | N | Solar | [13 empty] | 0 | 0 | 0 | 0 | [11 empty] | Virgo Societas Direct IV LP | 86.2 | Virgo Societas Direct IV LP | 100
Westtown CSG | 62764_G_WT | 62764 | G | WT |  | Solar PV |  | NY_Z_G-I | New York | 36 | Orange | 71 | 36071 | 2 | 0 | 2019 | 9999 |  |  | N | Solar | [13 empty] | 0 | 0 | 0 | 0 | [11 empty] | Nautilus Power LLC | 100 | Essential Power LLC | 100
El Campo Wind | 62765_G_CAMPO | 62765 | G | CAMPO |  | Onshore Wind |  | ERC_WEST | Texas | 48 | Knox | 275 | 48275 | 242.8 | 0 | 2020 | 9999 |  |  | N | Wind | [13 empty] | 0 | 0 | 0 | 0 | [11 empty] | El Campo Wind LLC | 100 | Longroad Energy Holdings LLC | 100
Scottsburg Solar Park | 62766_G_SCCOT | 62766 | G | SCCOT |  | Solar PV |  | MIS_INKY | Indiana | 18 | Scott | 143 | 18143 | 7.1 | 0 | 2020 | 9999 |  |  | N | Solar | [13 empty] | 0 | 0 | 0 | 0 | [11 empty] | Scottsburg Solar Array LLC | 100 | Alchemy Renewable Energy LLC | 100
Gas City Solar Park | 62767_G_SGASC | 62767 | G | SGASC |  | Solar PV |  | PJM_West | Indiana | 18 | Grant | 53 | 18053 | 2.5 | 0 | 2020 | 9999 |  |  | N | Solar | [13 empty] | 0 | 0 | 0 | 0 | [11 empty] | Gas City Solar Array LLC | 100 | Alchemy Renewable Energy LLC | 100
Richmond Solar Park 3 | 62770_G_SRIC3 | 62770 | G | SRIC3 |  | Solar PV |  | PJM_West | Indiana | 18 | Wayne | 177 | 18177 | 6.7 | 0 | 2020 | 9999 |  |  | N | Solar | [13 empty] | 0 | 0 | 0 | 0 | [11 empty] | Richmond 3 Solar Array LLC | 100 | Alchemy Renewable Energy LLC | 100
Wildberry | 62775_G_WILDB | 62775 | G | WILDB |  | Solar PV |  | S_C_TVA | Tennessee | 47 | Fayette | 47 | 47047 | 15 | 0 | 2018 | 9999 |  |  | N | Solar | [13 empty] | 0 | 0 | 0 | 0 | [11 empty] | Wildberry Solar Center LLC | 100 | Enerparc AG | 100
Ulster County Solar | 62777_G_ULSTE | 62777 | G | ULSTE |  | Solar PV |  | NY_Z_G-I | New York | 36 | Ulster | 111 | 36111 | 1.4 | 0 | 2018 | 9999 |  |  | N | Solar | [13 empty] | 0 | 0 | 0 | 0 | [11 empty] | Ulster Solar LLC | 100 | NextEra Energy Inc | 100
Hecate Energy Blair Road LLC | 62778_G_HEJEA | 62778 | G | HEJEA |  | Solar PV |  | FRCC | Florida | 12 | Duval | 31 | 12031 | 4.2 | 0 | 2018 | 9999 |  |  | N | Solar | [13 empty] | 0 | 0 | 0 | 0 | [11 empty] | JEA | 100 | JEA | 100
Novel Martin Solar One LLC (McLeod) CSG | 62779_G_MART | 62779 | G | MART |  | Solar PV |  | MIS_MNWI | Minnesota | 27 | McLeod | 85 | 27085 | 1 | 0 | 2019 | 9999 |  |  | N | Solar | [13 empty] | 0 | 0 | 0 | 0 | [11 empty] | Novel Martin Solar One LLC | 100 | Novel Martin Solar One LLC | 100
Pembina Land Port of Entry Wind Turbine | 62782_G_PEMWT | 62782 | G | PEMWT |  | Onshore Wind |  | MIS_MAPP | North Dakota | 38 | Pembina | 67 | 38067 | 0.8 | 0 | 2012 | 9999 |  |  | N | Wind | [13 empty] | 0 | 0 | 0 | 0 | [11 empty] | General Services Administration Region 8 | 100 | General Services Administration Region 8 | 100
Franklin Solar Site | 62784_G_FRANK | 62784 | G | FRANK |  | Solar PV |  | NY_Z_D | New York | 36 | Franklin | 33 | 36033 | 1.6 | 0 | 2018 | 9999 |  |  | N | Solar | [13 empty] | 0 | 0 | 0 | 0 | [11 empty] | Helios NY I LLC | 100 | NextEra Energy Inc | 100
Malone Solar Site | 62785_G_MALON | 62785 | G | MALON |  | Solar PV |  | NY_Z_D | New York | 36 | Franklin | 33 | 36033 | 1.1 | 0 | 2018 | 9999 |  |  | N | Solar | [13 empty] | 0 | 0 | 0 | 0 | [11 empty] | Helios NY I LLC | 100 | NextEra Energy Inc | 100
Thanksgiving Fire Solar Farm, LLC | 62786_G_12087 | 62786 | G | 12087 |  | Solar PV |  | S_VACA | North Carolina | 37 | Johnston | 101 | 37101 | 2 | 0 | 2019 | 9999 |  |  | N | Solar | [13 empty] | 0 | 0 | 0 | 0 | [11 empty] | Thanksgiving Fire Solar Farm LLC | 100 | Cypress Creek Holdings LLC | 100
Sugarhill Road - Solitude Solar CSG | 62788_G_X0040 | 62788 | G | X0040 |  | Solar PV |  | NY_Z_F | New York | 36 | Saratoga | 91 | 36091 | 5 | 0 | 2019 | 9999 |  |  | N | Solar | [13 empty] | 0 | 0 | 0 | 0 | [11 empty] | Standard Solar Inc | 100 | Standard Solar Inc | 100
Tell City Solar Park | 62790_G_STEL2 | 62790 | G | STEL2 |  | Solar PV |  | MIS_INKY | Indiana | 18 | Perry | 123 | 18123 | 3.2 | 0 | 2020 | 9999 |  |  | N | Solar | [13 empty] | 0 | 0 | 0 | 0 | [11 empty] | Tell City 2 Solar Array LLC | 100 | Alchemy Renewable Energy LLC | 100
DG AMP Solar Piqua Manier | 62792_G_AMPPM | 62792 | G | AMPPM |  | Solar PV |  | PJM_West | Ohio | 39 | Miami | 109 | 39109 | 12.6 | 0 | 2019 | 9999 |  |  | N | Solar | [13 empty] | 0 | 0 | 0 | 0 | [11 empty] | DG AMP Solar LLC | 100 | NextEra Energy Inc | 100
Ida Grove II | 62795_G_1 | 62795 | G | 1 |  | Onshore Wind |  | MIS_MIDA | Iowa | 19 | Ida | 93 | 19093 | 201 | 0 | 2019 | 9999 |  |  | N | Wind | [13 empty] | 0 | 0 | 0 | 0 | [11 empty] | Ida Grove Wind Energy II LLC | 100 | Berkshire Hathaway Inc | 100
Winona Solar | 62799_G_WIN | 62799 | G | WIN |  | Solar PV |  | MIS_MNWI | Minnesota | 27 | Winona | 169 | 27169 | 1 | 0 | 2019 | 9999 |  |  | N | Solar | [13 empty] | 0 | 0 | 0 | 0 | [11 empty] | Winona Solar 1 LLC | 100 | Winona Solar 1 LLC | 100
Crystal River | 628_G_1GTA | 628 | G | 1GTA | 91095 | Combined Cycle |  | FRCC | Florida | 12 | Citrus | 17 | 12017 | 244 | 7050 | 2018 | 9999 |  |  | N | Natural Gas |  |  |  |  | SCR | [8 empty] | 0.053144 | 0.053144 | 0.053144 | 0.053144 | [11 empty] | Duke Energy Florida | 100 | Duke Energy Corp | 100
Crystal River | 628_G_1GTB | 628 | G | 1GTB | 91096 | Combined Cycle |  | FRCC | Florida | 12 | Citrus | 17 | 12017 | 244 | 7050 | 2018 | 9999 |  |  | N | Natural Gas |  |  |  |  | SCR | [8 empty] | 0.053144 | 0.053144 | 0.053144 | 0.053144 | [11 empty] | Duke Energy Florida | 100 | Duke Energy Corp | 100
Crystal River | 628_G_2GTA | 628 | G | 2GTA | 91097 | Combined Cycle |  | FRCC | Florida | 12 | Citrus | 17 | 12017 | 244 | 7050 | 2018 | 9999 |  |  | N | Natural Gas |  |  |  |  | SCR | [8 empty] | 0.050868 | 0.050868 | 0.050868 | 0.050868 | [11 empty] | Duke Energy Florida | 100 | Duke Energy Corp | 100
Crystal River | 628_G_2GTB | 628 | G | 2GTB | 91098 | Combined Cycle |  | FRCC | Florida | 12 | Citrus | 17 | 12017 | 244 | 7050 | 2018 | 9999 |  |  | N | Natural Gas |  |  |  |  | SCR | [8 empty] | 0.050868 | 0.050868 | 0.050868 | 0.050868 | [11 empty] | Duke Energy Florida | 100 | Duke Energy Corp | 100
Crystal River | 628_G_CC1ST | 628 | G | CC1ST | 91095 | Combined Cycle |  | FRCC | Florida | 12 | Citrus | 17 | 12017 | 328 | 7050 | 2018 | 9999 |  |  | N | Natural Gas |  |  |  | LNB | SCR | [8 empty] | 0.053144 | 0.053144 | 0.053144 | 0.053144 | [11 empty] | Duke Energy Florida | 100 | Duke Energy Corp | 100
Crystal River | 628_G_CC2ST | 628 | G | CC2ST | 91097 | Combined Cycle |  | FRCC | Florida | 12 | Citrus | 17 | 12017 | 328 | 7050 | 2018 | 9999 |  |  | N | Natural Gas |  |  |  | LNB | SCR | [8 empty] | 0.050868 | 0.050868 | 0.050868 | 0.050868 | [11 empty] | Duke Energy Florida | 100 | Duke Energy Corp | 100
Ozark Beach | 6280_G_5 | 6280 | G | 5 |  | Hydro |  | SPP_N | Missouri | 29 | Taney | 213 | 29213 | 4 | 0 | 1931 | 9999 |  |  | N | Hydro | [13 empty] | 0 | 0 | 0 | 0 | [11 empty] | Empire District Electric Co (The) | 100 | Algonquin Power & Utilities Corp | 100
Ozark Beach | 6280_G_6 | 6280 | G | 6 |  | Hydro |  | SPP_N | Missouri | 29 | Taney | 213 | 29213 | 4 | 0 | 1931 | 9999 |  |  | N | Hydro | [13 empty] | 0 | 0 | 0 | 0 | [11 empty] | Empire District Electric Co (The) | 100 | Algonquin Power & Utilities Corp | 100
Ozark Beach | 6280_G_7 | 6280 | G | 7 |  | Hydro |  | SPP_N | Missouri | 29 | Taney | 213 | 29213 | 4 | 0 | 1931 | 9999 |  |  | N | Hydro | [13 empty] | 0 | 0 | 0 | 0 | [11 empty] | Empire District Electric Co (The) | 100 | Algonquin Power & Utilities Corp | 100
Ozark Beach | 6280_G_8 | 6280 | G | 8 |  | Hydro |  | SPP_N | Missouri | 29 | Taney | 213 | 29213 | 4 | 0 | 1931 | 9999 |  |  | N | Hydro | [13 empty] | 0 | 0 | 0 | 0 | [11 empty] | Empire District Electric Co (The) | 100 | Algonquin Power & Utilities Corp | 100
Wabasha Solar | 62800_G_WAB | 62800 | G | WAB |  | Solar PV |  | MIS_MNWI | Minnesota | 27 | Wabasha | 157 | 27157 | 1 | 0 | 2019 | 9999 |  |  | N | Solar | [13 empty] | 0 | 0 | 0 | 0 | [11 empty] | Wabasha Solar LLC | 100 | Global Infrastructure Partners | 100
Bloomington Solar I | 62805_G_BLOOM | 62805 | G | BLOOM |  | Solar PV |  | WECC_UT | Utah | 49 | Washington | 53 | 49053 | 2 | 0 | 2018 | 9999 |  |  | N | Solar | [13 empty] | 0 | 0 | 0 | 0 | [11 empty] | Bloomington Solar I | 100 | Bloomington Solar I | 100
Shelter Creek Condominiums Solar | 62806_G_SCC01 | 62806 | G | SCC01 |  | Solar PV |  | WEC_CALN | California | 6 | San Mateo | 81 | 06081 | 2.4 | 0 | 2019 | 9999 |  |  | N | Solar | [13 empty] | 0 | 0 | 0 | 0 | [11 empty] | Vista Solar Inc | 100 | Vista Solar Inc | 100
RIT Henrietta Solar 1, LLC | 62810_G_13500 | 62810 | G | 13500 |  | Solar PV |  | NY_Z_B | New York | 36 | Monroe | 55 | 36055 | 1.6 | 0 | 2018 | 9999 |  |  | N | Solar | [13 empty] | 0 | 0 | 0 | 0 | [11 empty] | RIT Henrietta Solar 1 LLC | 100 | SolRiver LLC | 100
Gichi Noodin Wind Farm | 62815_G_GNWF1 | 62815 | G | GNWF1 |  | Onshore Wind |  | MIS_WUMS | Michigan | 26 | Delta | 41 | 26041 | 72.8 | 0 | 2020 | 9999 |  |  | N | Wind | [13 empty] | 0 | 0 | 0 | 0 | [11 empty] | DTE Electric Co | 100 | DTE Energy Co | 100
GSPP Devens, LLC | 62824_G_DEVEN | 62824 | G | DEVEN |  | Solar PV |  | NENGREST | Massachusetts | 25 | Middlesex | 17 | 25017 | 2.2 | 0 | 2019 | 9999 |  |  | N | Solar | [13 empty] | 0 | 0 | 0 | 0 | [11 empty] | GSPP Devens LLC | 100 | Green Street Power Partners LLC | 100
GSPP Terrawatt Westfield LLC CSG | 62825_G_WESTF | 62825 | G | WESTF |  | Solar PV |  | NENGREST | Massachusetts | 25 | Hampden | 13 | 25013 | 3.6 | 0 | 2019 | 9999 |  |  | N | Solar | [13 empty] | 0 | 0 | 0 | 0 | [11 empty] | GSPP Terawatt Westfield LLC | 100 | Green Street Power Partners LLC | 100
GSPP Raynham TMLP, LLC CSG | 62826_G_RAYN | 62826 | G | RAYN |  | Solar PV |  | NENGREST | Massachusetts | 25 | Bristol | 5 | 25005 | 2.3 | 0 | 2019 | 9999 |  |  | N | Solar | [13 empty] | 0 | 0 | 0 | 0 | [11 empty] | GSPP Raynham TMLP LLC | 100 | Green Street Power Partners LLC | 100
Ajax Solar, LLC (MA) | 62827_G_AJAXS | 62827 | G | AJAXS |  | Solar PV |  | NENGREST | Massachusetts | 25 | Plymouth | 23 | 25023 | 3.8 | 0 | 2017 | 9999 |  |  | N | Solar | [13 empty] | 0 | 0 | 0 | 0 | [11 empty] | Green Street Power Partners LLC | 100 | Green Street Power Partners LLC | 100
TWE Bowman Solar Project | 62828_G_BOW | 62828 | G | BOW |  | Solar PV |  | S_VACA | South Carolina | 45 | Orangeburg | 75 | 45075 | 73.1 | 0 | 2020 | 9999 |  |  | N | Solar | [13 empty] | 0 | 0 | 0 | 0 | [11 empty] | TWE Bowman Solar Project LLC | 100 | Enel SpA | 100
GSPP Held LLC CSG | 62829_G_HELDM | 62829 | G | HELDM |  | Solar PV |  | MIS_MNWI | Minnesota | 27 | Stearns | 145 | 27145 | 3 | 0 | 2019 | 9999 |  |  | N | Solar | [13 empty] | 0 | 0 | 0 | 0 | [11 empty] | Green Street Power Partners LLC | 100 | Green Street Power Partners LLC | 100
GSPP Imholte CSG | 62830_G_IMHOL | 62830 | G | IMHOL |  | Solar PV |  | MIS_MNWI | Minnesota | 27 | Stearns | 145 | 27145 | 1 | 0 | 2019 | 9999 |  |  | N | Solar | [13 empty] | 0 | 0 | 0 | 0 | [11 empty] | Green Street Power Partners LLC | 100 | Green Street Power Partners LLC | 100
Hickory Grove #1 | 62831_G_25 | 62831 | G | 25 |  | Solar PV |  | NY_Z_C&E | New York | 36 | Chemung | 15 | 36015 | 2 | 0 | 2019 | 9999 |  |  | N | Solar | [13 empty] | 0 | 0 | 0 | 0 | [11 empty] | NY Horseheads I LLC | 100 | NY Horseheads I LLC | 100
Hickory Grove #2 | 62832_G_309 | 62832 | G | 309 |  | Solar PV |  | NY_Z_C&E | New York | 36 | Chemung | 15 | 36015 | 1.7 | 0 | 2019 | 9999 |  |  | N | Solar | [13 empty] | 0 | 0 | 0 | 0 | [11 empty] | NY Horseheads II LLC | 100 | NY Horseheads II LLC | 100
Hastings Community Solar Farm | 62833_G_PV | 62833 | G | PV |  | Solar PV |  | SPP_NEBR | Nebraska | 31 | Adams | 1 | 31001 | 0.3 | 0 | 2019 | 9999 |  |  | N | Solar | [13 empty] | 0 | 0 | 0 | 0 | [11 empty] | Hastings Utilities (NE) | 100 | Hastings Utilities (NE) | 100
Podunk Road | 62834_G_871 | 62834 | G | 871 |  | Solar PV |  | NY_Z_C&E | New York | 36 | Tompkins | 109 | 36109 | 2.2 | 0 | 2019 | 9999 |  |  | N | Solar | [13 empty] | 0 | 0 | 0 | 0 | [11 empty] | Delaware River Solar | 100 | Delaware River Solar | 100
Acushnet Ball Plant 2 | 62835_G_ESS-1 | 62835 | G | ESS-1 |  | Energy Storage |  | NENGREST | Massachusetts | 25 | Bristol | 5 | 25005 | 1 | 0 | 2019 | 9999 |  |  | N | Energy Storage | [13 empty] | 0 | 0 | 0 | 0 | [11 empty] | Borrego Solar Systems Inc | 100 | Borrego Solar Systems Inc | 100
Acushnet Ball Plant 2 | 62835_G_ESS-2 | 62835 | G | ESS-2 |  | Energy Storage |  | NENGREST | Massachusetts | 25 | Bristol | 5 | 25005 | 0.5 | 0 | 2019 | 9999 |  |  | N | Energy Storage | [13 empty] | 0 | 0 | 0 | 0 | [11 empty] | Borrego Solar Systems Inc | 100 | Borrego Solar Systems Inc | 100
98th Street Battery Storage Station | 62839_G_ESS98 | 62839 | G | ESS98 |  | Energy Storage |  | NY_Z_J | New York | 36 | Queens | 81 | 36081 | 1.8 | 0 | 2019 | 9999 |  |  | N | Energy Storage | [13 empty] | 0 | 0 | 0 | 0 | [11 empty] | Consolidated Edison Co of New York Inc | 100 | Consolidated Edison Inc | 100
Nextsun Energy Littleton | 62842_G_1-003 | 62842 | G | 1-003 |  | Solar PV |  | NENGREST | Massachusetts | 25 | Middlesex | 17 | 25017 | 4 | 0 | 2013 | 9999 |  |  | N | Solar | [13 empty] | 0 | 0 | 0 | 0 | [11 empty] | Greenbacker Renewable Energy Co LLC | 100 | Greenbacker Renewable Energy Corp | 100
Garnet Solar (NY) | 62843_G_PV1 | 62843 | G | PV1 |  | Solar PV |  | NY_Z_F | New York | 36 | Warren | 113 | 36113 | 1.9 | 0 | 2018 | 9999 |  |  | N | Solar | [13 empty] | 0 | 0 | 0 | 0 | [11 empty] | AEP OnSite Partners LLC | 100 | American Electric Power Co Inc | 100
ENGIE Long Draw Solar LLC | 62845_G_SP1 | 62845 | G | SP1 |  | Solar PV |  | ERC_WEST | Texas | 48 | Borden | 33 | 48033 | 225 | 0 | 2020 | 9999 |  |  | N | Solar | [13 empty] | 0 | 0 | 0 | 0 | [11 empty] | ENGIE Long Draw Solar LLC | 100 | ENGIE SA | 100
Fennimore Solar | 62847_G_FEN6 | 62847 | G | FEN6 |  | Solar PV |  | MIS_WUMS | Wisconsin | 55 | Grant | 43 | 55043 | 3 | 0 | 2019 | 9999 |  |  | N | Solar | [13 empty] | 0 | 0 | 0 | 0 | [11 empty] | Butter Solar LLC | 100 | OneEnergy Inc | 100
New Lisbon Solar | 62848_G_NEW9 | 62848 | G | NEW9 |  | Solar PV |  | MIS_WUMS | Wisconsin | 55 | Juneau | 57 | 55057 | 2.5 | 0 | 2019 | 9999 |  |  | N | Solar | [13 empty] | 0 | 0 | 0 | 0 | [11 empty] | Butter Solar LLC | 100 | OneEnergy Inc | 100
Cumberland Solar | 62849_G_CUM4 | 62849 | G | CUM4 |  | Solar PV |  | MIS_MNWI | Wisconsin | 55 | Barron | 5 | 55005 | 2.5 | 0 | 2019 | 9999 |  |  | N | Solar | [13 empty] | 0 | 0 | 0 | 0 | [11 empty] | Butter Solar LLC | 100 | OneEnergy Inc | 100
Marengo Battery Storage LLC | 62856_G_MBSS | 62856 | G | MBSS |  | Energy Storage |  | PJM_COMD | Illinois | 17 | McHenry | 111 | 17111 | 20 | 0 | 2018 | 9999 |  |  | N | Energy Storage | [13 empty] | 0 | 0 | 0 | 0 | [11 empty] | Marengo Battery Storage LLC | 100 | Swiss Green Electricity Management Holding SA | 100
RoxWind | 62857_G_WIND1 | 62857 | G | WIND1 |  | Onshore Wind |  | NENG_ME | Maine | 23 | Oxford | 17 | 23017 | 15.3 | 0 | 2020 | 9999 |  |  | N | Wind | [13 empty] | 0 | 0 | 0 | 0 | [11 empty] | Greenbacker Renewable Energy Co LLC | 100 | Greenbacker Renewable Energy Corp | 100
Cashton Solar | 62858_G_CAS3 | 62858 | G | CAS3 |  | Solar PV |  | MIS_WUMS | Wisconsin | 55 | Monroe | 81 | 55081 | 2 | 0 | 2019 | 9999 |  |  | N | Solar | [13 empty] | 0 | 0 | 0 | 0 | [11 empty] | Butter Solar LLC | 100 | OneEnergy Inc | 100
Chambers Road Solar | 62860_G_263 | 62860 | G | 263 |  | Solar PV |  | NY_Z_C&E | New York | 36 | Chemung | 15 | 36015 | 4 | 0 | 2019 | 9999 |  |  | N | Solar | [13 empty] | 0 | 0 | 0 | 0 | [11 empty] | NY Big Flats I LLC | 100 | NY Big Flats I LLC | 100
Forest City Solar | 62861_G_FOR7 | 62861 | G | FOR7 |  | Solar PV |  | MIS_IA | Iowa | 19 | Winnebago | 189 | 19189 | 3 | 0 | 2019 | 9999 |  |  | N | Solar | [13 empty] | 0 | 0 | 0 | 0 | [11 empty] | Butter Solar LLC | 100 | OneEnergy Inc | 100
Nabb Battery Energy Storage System | 62862_G_ES1 | 62862 | G | ES1 |  | Energy Storage |  | MIS_INKY | Indiana | 18 | Clark | 19 | 18019 | 5 | 0 | 2020 | 9999 |  |  | N | Energy Storage | [13 empty] | 0 | 0 | 0 | 0 | [11 empty] | Duke Energy Indiana | 100 | Duke Energy Corp | 100
Elroy Solar | 62868_G_ELR5 | 62868 | G | ELR5 |  | Solar PV |  | MIS_WUMS | Wisconsin | 55 | Juneau | 57 | 55057 | 1.5 | 0 | 2019 | 9999 |  |  | N | Solar | [13 empty] | 0 | 0 | 0 | 0 | [11 empty] | Butter Solar LLC | 100 | OneEnergy Inc | 100
St. Charles Solar | 62869_G_STC10 | 62869 | G | STC10 |  | Solar PV |  | MIS_MNWI | Minnesota | 27 | Winona | 169 | 27169 | 2 | 0 | 2019 | 9999 |  |  | N | Solar | [13 empty] | 0 | 0 | 0 | 0 | [11 empty] | Butter Solar LLC | 100 | OneEnergy Inc | 100
Gardner - Otter River Road | 62870_G_79711 | 62870 | G | 79711 |  | Solar PV |  | NENGREST | Massachusetts | 25 | Worcester | 27 | 25027 | 2.5 | 0 | 2019 | 9999 |  |  | N | Solar | [13 empty] | 0 | 0 | 0 | 0 | [11 empty] | Otter River Road Solar LLC | 100 | Otter River Road Solar LLC | 100
Carolina Poultry Power Farmville | 62873_G_7474 | 62873 | G | 7474 |  | Biomass |  | S_VACA | North Carolina | 37 | Pitt | 147 | 37147 | 0.8 | 7611 | 2019 | 9999 |  |  | Y | Biomass | [13 empty] | 0.02 | 0.02 | 0.02 | 0.02 | [11 empty] | Carolina Poultry Power RG1 LLC | 100 | Carolina Poultry Power RG1 LLC | 100
Carolina Poultry Power Farmville | 62873_G_7475 | 62873 | G | 7475 |  | Biomass |  | S_VACA | North Carolina | 37 | Pitt | 147 | 37147 | 0.8 | 7611 | 2019 | 9999 |  |  | Y | Biomass | [13 empty] | 0.02 | 0.02 | 0.02 | 0.02 | [11 empty] | Carolina Poultry Power RG1 LLC | 100 | Carolina Poultry Power RG1 LLC | 100
Carolina Poultry Power Farmville | 62873_G_7476 | 62873 | G | 7476 |  | Biomass |  | S_VACA | North Carolina | 37 | Pitt | 147 | 37147 | 0.1 | 13500 | 2019 | 9999 |  |  | N | Biomass | [13 empty] | 0.02 | 0.02 | 0.02 | 0.02 | [11 empty] | Carolina Poultry Power RG1 LLC | 100 | Carolina Poultry Power RG1 LLC | 100
Amazon Maryland DCA1 | 62876_G_DCA1 | 62876 | G | DCA1 |  | Solar PV |  | PJM_SMAC | Maryland | 24 | Baltimore | 5 | 24005 | 1.3 | 0 | 2019 | 9999 |  |  | N | Solar | [13 empty] | 0 | 0 | 0 | 0 | [11 empty] | Westbound Solar LLC | 100 | Duke Energy Corp | 100
Amazon Denver DEN3 | 62877_G_ADEN3 | 62877 | G | ADEN3 |  | Solar PV |  | WECC_CO | Colorado | 8 | Adams | 1 | 08001 | 4.6 | 0 | 2019 | 9999 |  |  | N | Solar | [13 empty] | 0 | 0 | 0 | 0 | [11 empty] | Westbound Solar LLC | 100 | Duke Energy Corp | 100
McCleskey Cotton | 62878_G_MCCOT | 62878 | G | MCCOT |  | Solar PV |  | S_SOU | Georgia | 13 | Terrell | 273 | 13273 | 1.9 | 0 | 2019 | 9999 |  |  | N | Solar | [13 empty] | 0 | 0 | 0 | 0 | [11 empty] | Westbound Solar LLC | 100 | Duke Energy Corp | 100
Columbia Bryson | 62879_G_COBRY | 62879 | G | COBRY |  | Solar PV |  | S_VACA | Georgia | 13 | Columbia | 73 | 13073 | 1.4 | 0 | 2018 | 9999 |  |  | N | Solar | [13 empty] | 0 | 0 | 0 | 0 | [11 empty] | Westbound Solar LLC | 100 | Duke Energy Corp | 100
Bibb Jones | 62880_G_BIBBJ | 62880 | G | BIBBJ |  | Solar PV |  | S_SOU | Georgia | 13 | Bibb | 21 | 13021 | 1 | 0 | 2019 | 9999 |  |  | N | Solar | [13 empty] | 0 | 0 | 0 | 0 | [11 empty] | Westbound Solar LLC | 100 | Duke Energy Corp | 100
Muscogee Public Works | 62881_G_MUSPW | 62881 | G | MUSPW |  | Solar PV |  | S_SOU | Georgia | 13 | Muscogee | 215 | 13215 | 1.5 | 0 | 2019 | 9999 |  |  | N | Solar | [13 empty] | 0 | 0 | 0 | 0 | [11 empty] | Westbound Solar LLC | 100 | Duke Energy Corp | 100
Oil Dri 2 Solar | 62882_G_OLDRY | 62882 | G | OLDRY |  | Solar PV |  | S_SOU | Georgia | 13 | Thomas | 275 | 13275 | 1.4 | 0 | 2019 | 9999 |  |  | N | Solar | [13 empty] | 0 | 0 | 0 | 0 | [11 empty] | Westbound Solar LLC | 100 | Duke Energy Corp | 100
Telfair Thompson | 62883_G_TELTO | 62883 | G | TELTO |  | Solar PV |  | S_SOU | Georgia | 13 | Telfair | 271 | 13271 | 1.9 | 0 | 2018 | 9999 |  |  | N | Solar | [13 empty] | 0 | 0 | 0 | 0 | [11 empty] | Westbound Solar LLC | 100 | Duke Energy Corp | 100
Richmond Hayes Solar | 62884_G_RICHA | 62884 | G | RICHA |  | Solar PV |  | S_SOU | Georgia | 13 | Richmond | 245 | 13245 | 2.3 | 0 | 2019 | 9999 |  |  | N | Solar | [13 empty] | 0 | 0 | 0 | 0 | [11 empty] | Westbound Solar LLC | 100 | Duke Energy Corp | 100
Troup RC50 | 62885_G_TROUP | 62885 | G | TROUP |  | Solar PV |  | S_SOU | Georgia | 13 | Harris | 145 | 13145 | 2.3 | 0 | 2019 | 9999 |  |  | N | Solar | [13 empty] | 0 | 0 | 0 | 0 | [11 empty] | Westbound Solar LLC | 100 | Duke Energy Corp | 100
Wilkinson DeFore | 62886_G_WILKD | 62886 | G | WILKD |  | Solar PV |  | S_SOU | Georgia | 13 | Wilkinson | 319 | 13319 | 2.3 | 0 | 2019 | 9999 |  |  | N | Solar | [13 empty] | 0 | 0 | 0 | 0 | [11 empty] | Westbound Solar LLC | 100 | Duke Energy Corp | 100
Freeman Avenue | 62887_G_FREAV | 62887 | G | FREAV |  | Solar PV |  | S_SOU | Georgia | 13 | Sumter | 261 | 13261 | 1.4 | 0 | 2019 | 9999 |  |  | N | Solar | [13 empty] | 0 | 0 | 0 | 0 | [11 empty] | Westbound Solar LLC | 100 | Duke Energy Corp | 100
GSPP Boxborough Littleton (MA) | 62890_G_BOXBR | 62890 | G | BOXBR |  | Solar PV |  | NENGREST | Massachusetts | 25 | Middlesex | 17 | 25017 | 4 | 0 | 2019 | 9999 |  |  | N | Solar | [13 empty] | 0 | 0 | 0 | 0 | [11 empty] | GSPP Boxborough Littleton LLC | 100 | Green Street Power Partners LLC | 100
Holiday Hill Community Wind | 62897_G_HHCW1 | 62897 | G | HHCW1 |  | Onshore Wind |  | NENGREST | Massachusetts | 25 | Hampden | 13 | 25013 | 5 | 0 | 2019 | 9999 |  |  | N | Wind | [13 empty] | 0 | 0 | 0 | 0 | [11 empty] | Greenbacker Renewable Energy Co LLC | 100 | Greenbacker Renewable Energy Corp | 100
Town of Burrillville Solar | 62898_G_X0042 | 62898 | G | X0042 |  | Solar PV |  | NENGREST | Rhode Island | 44 | Providence | 7 | 44007 | 4.2 | 0 | 2019 | 9999 |  |  | N | Solar | [13 empty] | 0 | 0 | 0 | 0 | [11 empty] | Standard Solar Inc | 100 | Standard Solar Inc | 100
Somerville Solar | 62900_G_PV | 62900 | G | PV |  | Solar PV |  | S_C_TVA | Tennessee | 47 | Fayette | 47 | 47047 | 2.3 | 0 | 2019 | 9999 |  |  | N | Solar | [13 empty] | 0 | 0 | 0 | 0 | [11 empty] | Somerville Solar LLC | 100 | Vis Solis Consulting LLC | 100
Phoenix Contact - CCHP Plant | 62901_G_CCHP | 62901 | G | CCHP |  | Combustion Turbine |  | PJM_WMAC | Pennsylvania | 42 | Dauphin | 43 | 42043 | 1 | 8700 | 2014 | 9999 |  |  | Y | Natural Gas | [13 empty] | 0.23894 | 0.23894 | 0.23894 | 0.23894 | [11 empty] | Phoenix Contact Services Inc | 100 | Phoenix Contact Services Inc | 100
Windsor Floating Solar | 62902_G_WUS15 | 62902 | G | WUS15 |  | Solar PV |  | WEC_CALN | California | 6 | Sonoma | 97 | 06097 | 1.5 | 0 | 2019 | 9999 |  |  | N | Solar | [13 empty] | 0 | 0 | 0 | 0 | [11 empty] | C2 Energy Capital LLC | 100 | C2 Energy Capital LLC | 100
NorthPark Solar | 62903_G_NPSP1 | 62903 | G | NPSP1 |  | Solar PV |  | PJM_EMAC | New Jersey | 34 | Burlington | 5 | 34005 | 6.1 | 0 | 2016 | 9999 |  |  | N | Solar | [13 empty] | 0 | 0 | 0 | 0 | [11 empty] | Northpark Solar LLC | 100 | True Green Capital Management LLC | 100
NorthPark Solar | 62903_G_NPSP2 | 62903 | G | NPSP2 |  | Solar PV |  | PJM_EMAC | New Jersey | 34 | Burlington | 5 | 34005 | 4.5 | 0 | 2016 | 9999 |  |  | N | Solar | [13 empty] | 0 | 0 | 0 | 0 | [11 empty] | Northpark Solar LLC | 100 | True Green Capital Management LLC | 100
Milhurst Solar | 62904_G_NPSMH | 62904 | G | NPSMH |  | Solar PV |  | PJM_EMAC | New Jersey | 34 | Monmouth | 25 | 34025 | 1.3 | 0 | 2015 | 9999 |  |  | N | Solar | [13 empty] | 0 | 0 | 0 | 0 | [11 empty] | Northpark Solar Holdings LLC | 100 | True Green Capital Management LLC | 100
Day Four Solar LLC | 62905_G_DAY04 | 62905 | G | DAY04 |  | Solar PV |  | PJM_EMAC | New Jersey | 34 | Burlington | 5 | 34005 | 4.5 | 0 | 2016 | 9999 |  |  | N | Solar | [13 empty] | 0 | 0 | 0 | 0 | [11 empty] | Day Four Solar LLC | 100 | Ralph Laks | 100
Augusta Solar Farm | 62906_G_AUGSF | 62906 | G | AUGSF |  | Solar PV |  | PJM_EMAC | New Jersey | 34 | Sussex | 37 | 34037 | 2.9 | 0 | 2016 | 9999 |  |  | N | Solar | [13 empty] | 0 | 0 | 0 | 0 | [11 empty] | Augusta Solar Farm LLC | 100 | True Green Capital Management LLC | 100
VEC Energy Storage | 62907_G_VEC | 62907 | G | VEC |  | Energy Storage |  | NENGREST | Vermont | 50 | Chittenden | 7 | 50007 | 1.9 | 0 | 2019 | 9999 |  |  | N | Energy Storage | [13 empty] | 0 | 0 | 0 | 0 | [11 empty] | VESIVEC LLC | 100 | Ormat Technologies Inc | 100
Anoka BESS | 62908_G_BA | 62908 | G | BA |  | Energy Storage |  | MIS_MNWI | Minnesota | 27 | Anoka | 3 | 27003 | 6 | 0 | 2018 | 9999 |  |  | N | Energy Storage | [13 empty] | 0 | 0 | 0 | 0 | [11 empty] | Gopher Energy Storage LLC | 100 | Gopher Energy Storage LLC | 100
MNCPPC Germantown Solar | 62910_G_X0008 | 62910 | G | X0008 |  | Solar PV |  | PJM_SMAC | Maryland | 24 | Montgomery | 31 | 24031 | 1 | 0 | 2018 | 9999 |  |  | N | Solar | [13 empty] | 0 | 0 | 0 | 0 | [11 empty] | Standard Solar Inc | 100 | Standard Solar Inc | 100
Kearsarge Gill | 62911_G_GILL | 62911 | G | GILL |  | Solar PV |  | NENGREST | Massachusetts | 25 | Franklin | 11 | 25011 | 2 | 0 | 2018 | 9999 |  |  | N | Solar | [13 empty] | 0 | 0 | 0 | 0 | [11 empty] | Abingdon Wind Farm Consortium | 100 | Abingdon Wind Farm Consortium | 100
Novel Solar Two LLC | 62913_G_SCHNE | 62913 | G | SCHNE |  | Solar PV |  | MIS_MNWI | Minnesota | 27 | Stearns | 145 | 27145 | 5 | 0 | 2019 | 9999 |  |  | N | Solar | [13 empty] | 0 | 0 | 0 | 0 | [11 empty] | Novel Solar Two LLC | 100 | Pine Gate Renewables LLC | 100
Burrstone Energy Center | 62920_G_CG-1 | 62920 | G | CG-1 |  | Combustion Turbine | IC Engine | NY_Z_C&E | New York | 36 | Oneida | 65 | 36065 | 1.1 | 8700 | 2009 | 9999 |  |  | Y | Natural Gas | [13 empty] | 1.061 | 1.061 | 1.061 | 1.061 | [11 empty] | Burrstone Energy Center LLC | 100 | Burrstone Energy Center LLC | 100
Burrstone Energy Center | 62920_G_CG-2 | 62920 | G | CG-2 |  | Combustion Turbine | IC Engine | NY_Z_C&E | New York | 36 | Oneida | 65 | 36065 | 1.1 | 8700 | 2009 | 9999 |  |  | Y | Natural Gas | [13 empty] | 1.061 | 1.061 | 1.061 | 1.061 | [11 empty] | Burrstone Energy Center LLC | 100 | Burrstone Energy Center LLC | 100
Burrstone Energy Center | 62920_G_CG-3 | 62920 | G | CG-3 |  | Combustion Turbine | IC Engine | NY_Z_C&E | New York | 36 | Oneida | 65 | 36065 | 1.1 | 8700 | 2009 | 9999 |  |  | Y | Natural Gas | [13 empty] | 1.061 | 1.061 | 1.061 | 1.061 | [11 empty] | Burrstone Energy Center LLC | 100 | Burrstone Energy Center LLC | 100
Burrstone Energy Center | 62920_G_CG-4 | 62920 | G | CG-4 |  | Combustion Turbine | IC Engine | NY_Z_C&E | New York | 36 | Oneida | 65 | 36065 | 0.3 | 8700 | 2009 | 9999 |  |  | Y | Natural Gas | [13 empty] | 1.061 | 1.061 | 1.061 | 1.061 | [11 empty] | Burrstone Energy Center LLC | 100 | Burrstone Energy Center LLC | 100
City of Pratt Solar | 62931_G_PRATT | 62931 | G | PRATT |  | Solar PV |  | SPP_N | Kansas | 20 | Pratt | 151 | 20151 | 6 | 0 | 2019 | 9999 |  |  | N | Solar | [13 empty] | 0 | 0 | 0 | 0 | [11 empty] | Kenyon Energy KS Solar 1 LLC | 100 | Tortoise Capital Advisors | 100
Oberon IB | 62932_G_OBR1B | 62932 | G | OBR1B |  | Solar PV |  | ERC_WEST | Texas | 48 | Ector | 135 | 48135 | 30 | 0 | 2020 | 9999 |  |  | N | Solar | [13 empty] | 0 | 0 | 0 | 0 | [11 empty] | Oberon Solar IA LLC | 83.3 | Hanwha Group | 100
Oberon IA | 62933_G_OBR1A | 62933 | G | OBR1A |  | Solar PV |  | ERC_WEST | Texas | 48 | Ector | 135 | 48135 | 150 | 0 | 2020 | 9999 |  |  | N | Solar | [13 empty] | 0 | 0 | 0 | 0 | [11 empty] | Oberon Solar IA LLC | 83.3 | Hanwha Group | 100
Lovelock Solar | 62934_G_GEN1 | 62934 | G | GEN1 |  | Solar PV |  | WECC_NNV | Nevada | 32 | Lander | 15 | 32015 | 190 | 0 | 2020 | 9999 |  |  | N | Solar | [13 empty] | 0 | 0 | 0 | 0 | [11 empty] | Invenergy LLC | 100 | Invenergy LLC | 100
Athens BESS | 62937_G_BA | 62937 | G | BA |  | Energy Storage |  | MIS_MNWI | Minnesota | 27 | Isanti | 59 | 27059 | 6 | 0 | 2018 | 9999 |  |  | N | Energy Storage | [13 empty] | 0 | 0 | 0 | 0 | [11 empty] | Connexus Energy | 100 | Connexus Energy | 100
Glen Ullin Energy Center | 62938_G_39001 | 62938 | G | 39001 |  | Onshore Wind |  | MIS_MAPP | North Dakota | 38 | Morton | 59 | 38059 | 106.7 | 0 | 2019 | 9999 |  |  | N | Wind | [13 empty] | 0 | 0 | 0 | 0 | [11 empty] | Glen Ullin Energy Center LLC | 100 | ALLETE Inc | 100
South Peak Wind | 62939_G_41001 | 62939 | G | 41001 |  | Onshore Wind |  | WECC_MT | Montana | 30 | Judith Basin | 45 | 30045 | 80 | 0 | 2019 | 9999 |  |  | N | Wind | [13 empty] | 0 | 0 | 0 | 0 | [11 empty] | South Peak Wind LLC | 100 | ALLETE Inc | 100
Starratt Solar | 62940_G_PV | 62940 | G | PV |  | Solar PV |  | FRCC | Florida | 12 | Duval | 31 | 12031 | 5 | 0 | 2017 | 9999 |  |  | N | Solar | [13 empty] | 0 | 0 | 0 | 0 | [11 empty] | JEA | 100 | JEA | 100
DG AMP Rittman Rd | 62941_G_AMPRR | 62941 | G | AMPRR |  | Solar PV |  | PJM_ATSI | Ohio | 39 | Medina | 103 | 39103 | 2.6 | 0 | 2019 | 9999 |  |  | N | Solar | [13 empty] | 0 | 0 | 0 | 0 | [11 empty] | DG AMP Solar LLC | 100 | NextEra Energy Inc | 100
DG AMP 1048 Wadsworth | 62942_G_A1048 | 62942 | G | A1048 |  | Solar PV |  | PJM_ATSI | Ohio | 39 | Medina | 103 | 39103 | 6.3 | 0 | 2019 | 9999 |  |  | N | Solar | [13 empty] | 0 | 0 | 0 | 0 | [11 empty] | DG AMP Solar LLC | 100 | NextEra Energy Inc | 100
Deuel Harvest Wind Energy LLC | 62943_G_GEN1 | 62943 | G | GEN1 |  | Onshore Wind |  | SPP_WAUE | South Dakota | 46 | Deuel | 39 | 46039 | 300 | 0 | 2020 | 9999 |  |  | N | Wind | [13 empty] | 0 | 0 | 0 | 0 | [11 empty] | Deuel Harvest Wind Energy LLC | 100 | Southern Co | 100
Timber Road IV | 62944_G_TRIV | 62944 | G | TRIV |  | Onshore Wind |  | PJM_West | Ohio | 39 | Paulding | 125 | 39125 | 125.1 | 0 | 2019 | 9999 |  |  | N | Wind | [13 empty] | 0 | 0 | 0 | 0 | [11 empty] | Paulding Wind Farm IV LLC | 100 | Energias de Portugal SA | 100
Dickinson Solar | 62946_G_DICK | 62946 | G | DICK |  | Solar PV |  | PJM_WMAC | Pennsylvania | 42 | Cumberland | 41 | 42041 | 3 | 0 | 2016 | 9999 |  |  | N | Solar | [13 empty] | 0 | 0 | 0 | 0 | [11 empty] | Dickinson Solar LLC | 100 | NextEra Energy Inc | 100
Canisteo Wind Farm | 62947_G_GEN1 | 62947 | G | GEN1 |  | Onshore Wind |  | NY_Z_C&E | New York | 36 | Steuben | 101 | 36101 | 290.7 | 0 | 2021 | 9999 |  |  | N | Wind | [13 empty] | 0 | 0 | 0 | 0 | [11 empty] | Canisteo Wind Energy LLC | 100 | Invenergy LLC | 100
NASA Wallops Flight Facility Solar | 62948_G_CRPT5 | 62948 | G | CRPT5 |  | Solar PV |  | PJM_EMAC | Virginia | 51 | Accomack | 1 | 51001 | 0.1 | 0 | 2019 | 9999 |  |  | N | Solar | [13 empty] | 0 | 0 | 0 | 0 | [11 empty] | Ameresco Federal Solutions Inc | 100 | Ameresco Inc | 100
NASA Wallops Flight Facility Solar | 62948_G_CRPT6 | 62948 | G | CRPT6 |  | Solar PV |  | PJM_EMAC | Virginia | 51 | Accomack | 1 | 51001 | 0.1 | 0 | 2019 | 9999 |  |  | N | Solar | [13 empty] | 0 | 0 | 0 | 0 | [11 empty] | Ameresco Federal Solutions Inc | 100 | Ameresco Inc | 100
NASA Wallops Flight Facility Solar | 62948_G_CRPT7 | 62948 | G | CRPT7 |  | Solar PV |  | PJM_EMAC | Virginia | 51 | Accomack | 1 | 51001 | 0.1 | 0 | 2019 | 9999 |  |  | N | Solar | [13 empty] | 0 | 0 | 0 | 0 | [11 empty] | Ameresco Federal Solutions Inc | 100 | Ameresco Inc | 100
NASA Wallops Flight Facility Solar | 62948_G_TRCK1 | 62948 | G | TRCK1 |  | Solar PV |  | PJM_EMAC | Virginia | 51 | Accomack | 1 | 51001 | 4 | 0 | 2019 | 9999 |  |  | N | Solar | [13 empty] | 0 | 0 | 0 | 0 | [11 empty] | Ameresco Federal Solutions Inc | 100 | Ameresco Inc | 100
Griffin Solar | 62953_G_1080 | 62953 | G | 1080 |  | Solar PV |  | ERC_REST | Texas | 48 | McLennan | 309 | 48309 | 5 | 0 | 2019 | 9999 |  |  | N | Solar | [13 empty] | 0 | 0 | 0 | 0 | [11 empty] | Griffin Solar LLC | 100 | Cypress Creek Holdings LLC | 100
Alle-Catt Wind Energy LLC | 62954_G_GEN1 | 62954 | G | GEN1 |  | Onshore Wind |  | NY_Z_B | New York | 36 | Allegany | 3 | 36003 | 340 | 0 | 2021 | 9999 |  |  | N | Wind | [13 empty] | 0 | 0 | 0 | 0 | [11 empty] | Invenergy Wind Development LLC | 100 | Invenergy LLC | 100
Badger Hollow I | 62955_G_GEN1 | 62955 | G | GEN1 |  | Solar PV |  | MIS_WUMS | Wisconsin | 55 | Iowa | 49 | 55049 | 150 | 0 | 2020 | 9999 |  |  | N | Solar | [13 empty] | 0 | 0 | 0 | 0 | [11 empty] | Badger Hollow Solar Farm LLC | 100 | Invenergy LLC | 100
Thunderhead Wind Energy LLC | 62956_G_GEN1 | 62956 | G | GEN1 |  | Onshore Wind |  | SPP_NEBR | Nebraska | 31 | Antelope | 3 | 31003 | 300 | 0 | 2020 | 9999 |  |  | N | Wind | [13 empty] | 0 | 0 | 0 | 0 | [11 empty] | Thunderhead Wind Energy LLC | 100 | WEC Energy Group Inc | 100
DG Iron Mountain | 62957_G_IRNMT | 62957 | G | IRNMT |  | Solar PV |  | PJM_EMAC | New Jersey | 34 | Middlesex | 23 | 34023 | 5.4 | 0 | 2019 | 9999 |  |  | N | Solar | [13 empty] | 0 | 0 | 0 | 0 | [11 empty] | DG Edison New Jersey LLC | 100 | NextEra Energy Inc | 100
DG Infineum | 62958_G_INFNM | 62958 | G | INFNM |  | Solar PV |  | PJM_EMAC | New Jersey | 34 | Union | 39 | 34039 | 2 | 0 | 2019 | 9999 |  |  | N | Solar | [13 empty] | 0 | 0 | 0 | 0 | [11 empty] | DG Linden New Jersey LLC | 100 | NextEra Energy Inc | 100
Kimberly-Clark Solar | 62960_G_KC | 62960 | G | KC |  | Solar PV |  | S_SOU | Georgia | 13 | Troup | 285 | 13285 | 2.3 | 0 | 2019 | 9999 |  |  | N | Solar | [13 empty] | 0 | 0 | 0 | 0 | [11 empty] | DG Georgia Solar II LLC | 100 | NextEra Energy Inc | 100
Novel Brooten Solar CSG | 62961_G_BROOT | 62961 | G | BROOT |  | Solar PV |  | MIS_MNWI | Minnesota | 27 | Stearns | 145 | 27145 | 1 | 0 | 2019 | 9999 |  |  | N | Solar | [13 empty] | 0 | 0 | 0 | 0 | [11 empty] | Novel Brooten Solar LLC CSG | 100 | Novel Energy Solutions | 100
Novel Reber Solar CSG | 62962_G_REBER | 62962 | G | REBER |  | Solar PV |  | MIS_MNWI | Minnesota | 27 | Stearns | 145 | 27145 | 1 | 0 | 2019 | 9999 |  |  | N | Solar | [13 empty] | 0 | 0 | 0 | 0 | [11 empty] | Renewable Energy Alternatives LLC | 100 | Renewable Energy Alternatives LLC | 100
Novel Historical Society Solar CSG | 62963_G_HIST | 62963 | G | HIST |  | Solar PV |  | MIS_MNWI | Minnesota | 27 | Renville | 129 | 27129 | 1 | 0 | 2019 | 9999 |  |  | N | Solar | [13 empty] | 0 | 0 | 0 | 0 | [11 empty] | Renewable Energy Alternatives LLC | 100 | Renewable Energy Alternatives LLC | 100
Novel Herber Solar CSG | 62966_G_HERB | 62966 | G | HERB |  | Solar PV |  | MIS_MNWI | Minnesota | 27 | Winona | 169 | 27169 | 1 | 0 | 2020 | 9999 |  |  | N | Solar | [13 empty] | 0 | 0 | 0 | 0 | [11 empty] | Novel Herber Solar LLC CSG | 100 | Novel Energy Solutions | 100
Novel Herickhoff Solar CSG | 62967_G_HERIC | 62967 | G | HERIC |  | Solar PV |  | MIS_MNWI | Minnesota | 27 | Douglas | 41 | 27041 | 1 | 0 | 2020 | 9999 |  |  | N | Solar | [13 empty] | 0 | 0 | 0 | 0 | [11 empty] | Novel Herickhoff Solar CSG | 100 | Novel Energy Solutions | 100
Syncarpha Puddon I Hybrid | 62969_G_SYP1B | 62969 | G | SYP1B |  | Energy Storage |  | NENGREST | Massachusetts | 25 | Worcester | 27 | 25027 | 4 | 0 | 2020 | 9999 |  |  | N | Energy Storage | [13 empty] | 0 | 0 | 0 | 0 | [11 empty] | Syncarpha Solar CF II LLC | 100 | Syncarpha Capital | 100
Syncarpha Puddon I Hybrid | 62969_G_SYP1S | 62969 | G | SYP1S |  | Solar PV |  | NENGREST | Massachusetts | 25 | Worcester | 27 | 25027 | 5 | 0 | 2020 | 9999 |  |  | N | Solar | [13 empty] | 0 | 0 | 0 | 0 | [11 empty] | Syncarpha Solar CF II LLC | 100 | Syncarpha Capital | 100
Syncarpha Puddon II Hybrid | 62970_G_SYP2B | 62970 | G | SYP2B |  | Energy Storage |  | NENGREST | Massachusetts | 25 | Worcester | 27 | 25027 | 4 | 0 | 2020 | 9999 |  |  | N | Energy Storage | [13 empty] | 0 | 0 | 0 | 0 | [11 empty] | Syncarpha Puddon II LLC | 100 | Syncarpha Capital | 100
Syncarpha Puddon II Hybrid | 62970_G_SYP2S | 62970 | G | SYP2S |  | Solar PV |  | NENGREST | Massachusetts | 25 | Worcester | 27 | 25027 | 5 | 0 | 2020 | 9999 |  |  | N | Solar | [13 empty] | 0 | 0 | 0 | 0 | [11 empty] | Syncarpha Puddon II LLC | 100 | Syncarpha Capital | 100
Syncarpha Westminster Hybrid | 62971_G_SYWEB | 62971 | G | SYWEB |  | Energy Storage |  | NENGREST | Massachusetts | 25 | Worcester | 27 | 25027 | 2.9 | 0 | 2020 | 9999 |  |  | N | Energy Storage | [13 empty] | 0 | 0 | 0 | 0 | [11 empty] | SPME Holdings 2019 LLC | 100 | US Bancorp | 100
Syncarpha Westminster Hybrid | 62971_G_SYWES | 62971 | G | SYWES |  | Solar PV |  | NENGREST | Massachusetts | 25 | Worcester | 27 | 25027 | 4.7 | 0 | 2020 | 9999 |  |  | N | Solar | [13 empty] | 0 | 0 | 0 | 0 | [11 empty] | SPME Holdings 2019 LLC | 100 | US Bancorp | 100
Syncarpha Millbury Hybrid | 62974_G_SYMIB | 62974 | G | SYMIB |  | Energy Storage |  | NENGREST | Massachusetts | 25 | Worcester | 27 | 25027 | 3.8 | 0 | 2020 | 9999 |  |  | N | Energy Storage | [13 empty] | 0 | 0 | 0 | 0 | [11 empty] | SPME Holdings 2019 LLC | 100 | US Bancorp | 100
Syncarpha Millbury Hybrid | 62974_G_SYMIS | 62974 | G | SYMIS |  | Solar PV |  | NENGREST | Massachusetts | 25 | Worcester | 27 | 25027 | 5 | 0 | 2020 | 9999 |  |  | N | Solar | [13 empty] | 0 | 0 | 0 | 0 | [11 empty] | SPME Holdings 2019 LLC | 100 | US Bancorp | 100
Syncarpha Blandford Hybrid | 62975_G_SYBLB | 62975 | G | SYBLB |  | Energy Storage |  | NENGREST | Massachusetts | 25 | Hampden | 13 | 25013 | 3.5 | 0 | 2020 | 9999 |  |  | N | Energy Storage | [13 empty] | 0 | 0 | 0 | 0 | [11 empty] | SPME Holdings 2019 LLC | 100 | US Bancorp | 100
Syncarpha Blandford Hybrid | 62975_G_SYBLS | 62975 | G | SYBLS |  | Solar PV |  | NENGREST | Massachusetts | 25 | Hampden | 13 | 25013 | 4.9 | 0 | 2020 | 9999 |  |  | N | Solar | [13 empty] | 0 | 0 | 0 | 0 | [11 empty] | SPME Holdings 2019 LLC | 100 | US Bancorp | 100
Syncarpha Northampton Hybrid | 62976_G_SYNOB | 62976 | G | SYNOB |  | Energy Storage |  | NENGREST | Massachusetts | 25 | Hampshire | 15 | 25015 | 2 | 0 | 2020 | 9999 |  |  | N | Energy Storage | [13 empty] | 0 | 0 | 0 | 0 | [11 empty] | Syncarpha Solar CF II LLC | 100 | Syncarpha Capital | 100
Syncarpha Northampton Hybrid | 62976_G_SYNOS | 62976 | G | SYNOS |  | Solar PV |  | NENGREST | Massachusetts | 25 | Hampshire | 15 | 25015 | 3.6 | 0 | 2020 | 9999 |  |  | N | Solar | [13 empty] | 0 | 0 | 0 | 0 | [11 empty] | Syncarpha Solar CF II LLC | 100 | Syncarpha Capital | 100
Syncarpha Northbridge I Hybrid | 62977_G_SYN1B | 62977 | G | SYN1B |  | Energy Storage |  | NENGREST | Massachusetts | 25 | Worcester | 27 | 25027 | 4 | 0 | 2020 | 9999 |  |  | N | Energy Storage | [13 empty] | 0 | 0 | 0 | 0 | [11 empty] | SPME Holdings 2019 LLC | 100 | US Bancorp | 100
Syncarpha Northbridge I Hybrid | 62977_G_SYN1S | 62977 | G | SYN1S |  | Solar PV |  | NENGREST | Massachusetts | 25 | Worcester | 27 | 25027 | 5 | 0 | 2020 | 9999 |  |  | N | Solar | [13 empty] | 0 | 0 | 0 | 0 | [11 empty] | SPME Holdings 2019 LLC | 100 | US Bancorp | 100
Syncarpha Northbridge II Hybrid | 62978_G_SYN2B | 62978 | G | SYN2B |  | Energy Storage |  | NENGREST | Massachusetts | 25 | Worcester | 27 | 25027 | 3 | 0 | 2020 | 9999 |  |  | N | Energy Storage | [13 empty] | 0 | 0 | 0 | 0 | [11 empty] | Syncarpha Northbridge II LLC | 100 | SPME Finance MA I LLC | 100
Syncarpha Northbridge II Hybrid | 62978_G_SYN2S | 62978 | G | SYN2S |  | Solar PV |  | NENGREST | Massachusetts | 25 | Worcester | 27 | 25027 | 5 | 0 | 2020 | 9999 |  |  | N | Solar | [13 empty] | 0 | 0 | 0 | 0 | [11 empty] | Syncarpha Northbridge II LLC | 100 | SPME Finance MA I LLC | 100
Turquoise Liberty Solar | 62980_G_PV | 62980 | G | PV |  | Solar PV |  | WECC_NNV | Nevada | 32 | Washoe | 31 | 32031 | 10 | 0 | 2019 | 9999 |  |  | N | Solar | [13 empty] | 0 | 0 | 0 | 0 | [11 empty] | Turquoise Solar LLC | 100 | Turquoise Solar LLC | 100
East Pulaski BESS | 62981_G_BESS | 62981 | G | BESS |  | Energy Storage |  | NY_Z_C&E | New York | 36 | Oswego | 75 | 36075 | 2 | 0 | 2018 | 9999 |  |  | N | Energy Storage | [13 empty] | 0 | 0 | 0 | 0 | [11 empty] | National Grid USA | 100 | National Grid Plc | 100
Novel Pederson Solar CSG | 62983_G_PED | 62983 | G | PED |  | Solar PV |  | MIS_MNWI | Minnesota | 27 | Benton | 9 | 27009 | 1 | 0 | 2020 | 9999 |  |  | N | Solar | [13 empty] | 0 | 0 | 0 | 0 | [11 empty] | Novel Pederson Solar LLC CSG | 100 | Novel Energy Solutions | 100
Grossmont HS Solar Project | 62987_G_GHSP | 62987 | G | GHSP |  | Solar PV |  | WEC_SDGE | California | 6 | San Diego | 73 | 06073 | 1.3 | 0 | 2018 | 9999 |  |  | N | Solar | [13 empty] | 0 | 0 | 0 | 0 | [11 empty] | Solar Star Grossmont St CR LLC | 100 | SunPower Corp | 100
Whitetail Solar 1 | 62989_G_PAWT1 | 62989 | G | PAWT1 |  | Solar PV |  | PJM_AP | Pennsylvania | 42 | Franklin | 55 | 42055 | 13.5 | 0 | 2019 | 9999 |  |  | N | Solar | [13 empty] | 0 | 0 | 0 | 0 | [11 empty] | Whitetail Solar 1 LLC | 100 | LightSource BP | 100
Whitetail Solar 2 | 62990_G_PAWT2 | 62990 | G | PAWT2 |  | Solar PV |  | PJM_AP | Pennsylvania | 42 | Franklin | 55 | 42055 | 20 | 0 | 2020 | 9999 |  |  | N | Solar | [13 empty] | 0 | 0 | 0 | 0 | [11 empty] | Whitetail Solar 3 LLC | 100 | LightSource BP | 100
Whitetail Solar 3 | 62991_G_PAWT3 | 62991 | G | PAWT3 |  | Solar PV |  | PJM_AP | Pennsylvania | 42 | Franklin | 55 | 42055 | 20 | 0 | 2020 | 9999 |  |  | N | Solar | [13 empty] | 0 | 0 | 0 | 0 | [11 empty] | Whitetail Solar 2 LLC | 100 | LightSource BP | 100
Goose Pond Solar | 62992_G_GPNOR | 62992 | G | GPNOR |  | Solar PV |  | NENGREST | Massachusetts | 25 | Hampden | 13 | 25013 | 2 | 0 | 2019 | 9999 |  |  | N | Solar | [13 empty] | 0 | 0 | 0 | 0 | [11 empty] | Lse Dorado LLC | 100 | Lse Dorado LLC | 100
Goose Pond Solar | 62992_G_GPSOU | 62992 | G | GPSOU |  | Solar PV |  | NENGREST | Massachusetts | 25 | Hampden | 13 | 25013 | 2 | 0 | 2019 | 9999 |  |  | N | Solar | [13 empty] | 0 | 0 | 0 | 0 | [11 empty] | Lse Dorado LLC | 100 | Lse Dorado LLC | 100
Johnson Corner Solar 1 | 62993_G_KSJC1 | 62993 | G | KSJC1 |  | Solar PV |  | SPP_N | Kansas | 20 | Stanton | 187 | 20187 | 20 | 0 | 2020 | 9999 |  |  | N | Solar | [13 empty] | 0 | 0 | 0 | 0 | [11 empty] | LightSource BP | 100 | LightSource BP | 100
Bluewater CDEC 1 | 62994_G_NMBW1 | 62994 | G | NMBW1 |  | Solar PV |  | WECC_NM | New Mexico | 35 | Cibola | 6 | 35006 | 2.4 | 0 | 2019 | 9999 |  |  | N | Solar | [13 empty] | 0 | 0 | 0 | 0 | [11 empty] | LightSource BP | 100 | LightSource BP | 100
Grants CDEC 2 | 62995_G_NMGR1 | 62995 | G | NMGR1 |  | Solar PV |  | WECC_NM | New Mexico | 35 | Cibola | 6 | 35006 | 4.5 | 0 | 2019 | 9999 |  |  | N | Solar | [13 empty] | 0 | 0 | 0 | 0 | [11 empty] | LightSource BP | 100 | LightSource BP | 100
ESA Four Oaks 2 NC LLC | 62996_G_PGR08 | 62996 | G | PGR08 |  | Solar PV |  | S_VACA | North Carolina | 37 | Johnston | 101 | 37101 | 2 | 0 | 2019 | 9999 |  |  | N | Solar | [13 empty] | 0 | 0 | 0 | 0 | [11 empty] | ESA Four Oaks 2 NC LLC | 100 | ESA Renewables LLC | 100
25 Ashdown Road Solar, LLC | 62998_G_ASHDO | 62998 | G | ASHDO |  | Solar PV |  | NY_Z_F | New York | 36 | Saratoga | 91 | 36091 | 4 | 0 | 2019 | 9999 |  |  | N | Solar | [13 empty] | 0 | 0 | 0 | 0 | [11 empty] | 25 Ashdown Road Solar LLC | 100 | AES Corp (The) | 100
Finchville Solar, LLC | 62999_G_FINCH | 62999 | G | FINCH |  | Solar PV |  | NY_Z_G-I | New York | 36 | Orange | 71 | 36071 | 5 | 0 | 2020 | 9999 |  |  | N | Solar | [13 empty] | 0 | 0 | 0 | 0 | [11 empty] | AES Distributed Energy Inc | 100 | AES Corp (The) | 100
RT 52 Walden Solar 1, LLC | 63000_G_WALDN | 63000 | G | WALDN |  | Solar PV |  | NY_Z_G-I | New York | 36 | Orange | 71 | 36071 | 5 | 0 | 2019 | 9999 |  |  | N | Solar | [13 empty] | 0 | 0 | 0 | 0 | [11 empty] | AES Distributed Energy Inc | 100 | AES Corp (The) | 100
Whitegrass No. 1 | 63001_G_OH1 | 63001 | G | OH1 |  | Geothermal |  | WECC_NNV | Nevada | 32 | Lyon | 19 | 32019 | 1.9 | 9770 | 2018 | 9999 |  |  | N | Geothermal | [13 empty] | 0 | 0 | 0 | 0 | 0.4563 | 0.4563 | 0.4563 | [8 empty] | Open Mountain Energy | 100 | Open Mountain Energy | 100
Whitegrass No. 1 | 63001_G_OH2 | 63001 | G | OH2 |  | Geothermal |  | WECC_NNV | Nevada | 32 | Lyon | 19 | 32019 | 1.9 | 9770 | 2018 | 9999 |  |  | N | Geothermal | [13 empty] | 0 | 0 | 0 | 0 | 0.4563 | 0.4563 | 0.4563 | [8 empty] | Open Mountain Energy | 100 | Open Mountain Energy | 100
Whitegrass No. 1 | 63001_G_OL1 | 63001 | G | OL1 |  | Geothermal |  | WECC_NNV | Nevada | 32 | Lyon | 19 | 32019 | 1.3 | 9770 | 2018 | 9999 |  |  | N | Geothermal | [13 empty] | 0 | 0 | 0 | 0 | 0.4563 | 0.4563 | 0.4563 | [8 empty] | Open Mountain Energy | 100 | Open Mountain Energy | 100
Whitegrass No. 1 | 63001_G_OL2 | 63001 | G | OL2 |  | Geothermal |  | WECC_NNV | Nevada | 32 | Lyon | 19 | 32019 | 1.3 | 9770 | 2018 | 9999 |  |  | N | Geothermal | [13 empty] | 0 | 0 | 0 | 0 | 0.4563 | 0.4563 | 0.4563 | [8 empty] | Open Mountain Energy | 100 | Open Mountain Energy | 100
Cronin Road Solar 1, LLC | 63011_G_CRONI | 63011 | G | CRONI |  | Solar PV |  | NENGREST | Massachusetts | 25 | Worcester | 27 | 25027 | 1.5 | 0 | 2019 | 9999 |  |  | N | Solar | [13 empty] | 0 | 0 | 0 | 0 | [11 empty] | AES Distributed Energy Inc | 100 | AES Corp (The) | 100
Ransomville Solar 1, LLC | 63012_G_SWANN | 63012 | G | SWANN |  | Solar PV |  | NY_Z_A | New York | 36 | Niagara | 63 | 36063 | 5 | 0 | 2019 | 9999 |  |  | N | Solar | [13 empty] | 0 | 0 | 0 | 0 | [11 empty] | AES Distributed Energy Inc | 100 | AES Corp (The) | 100
Johnstown Solar 1, LLC | 63013_G_STATE | 63013 | G | STATE |  | Solar PV |  | NY_Z_F | New York | 36 | Fulton | 35 | 36035 | 4 | 0 | 2019 | 9999 |  |  | N | Solar | [13 empty] | 0 | 0 | 0 | 0 | [11 empty] | Onyx Asset Services Group LLC | 100 | Onyx Renewable Partners LP | 100
Green Lake Solar | 63019_G_GRN1 | 63019 | G | GRN1 |  | Solar PV |  | MIS_LMI | Michigan | 26 | Grand Traverse | 55 | 26055 | 1 | 0 | 2018 | 9999 |  |  | N | Solar | [13 empty] | 0 | 0 | 0 | 0 | [11 empty] | Heritage Sustainable Energy LLC | 100 | Heritage Sustainable Energy LLC | 100
TCLP Solar Phase 1 | 63020_G_TCLP1 | 63020 | G | TCLP1 |  | Solar PV |  | MIS_LMI | Michigan | 26 | Leelanau | 89 | 26089 | 1 | 0 | 2017 | 9999 |  |  | N | Solar | [13 empty] | 0 | 0 | 0 | 0 | [11 empty] | Heritage Sustainable Energy LLC | 100 | Heritage Sustainable Energy LLC | 100
SCCCD - Clovis Community College | 63021_G_232 | 63021 | G | 232 |  | Solar PV |  | WEC_CALN | California | 6 | Fresno | 19 | 06019 | 1.3 | 0 | 2018 | 9999 |  |  | N | Solar | [13 empty] | 0 | 0 | 0 | 0 | [11 empty] | FFP Fund I Lessee1 LLC | 100 | Mitsui & Co Ltd | 100
Fort Carson Battery Energy Storage System | 63022_G_1 | 63022 | G | 1 |  | Energy Storage |  | WECC_CO | Colorado | 8 | El Paso | 41 | 08041 | 4.2 | 0 | 2018 | 9999 |  |  | N | Energy Storage | [13 empty] | 0 | 0 | 0 | 0 | [11 empty] | United States Army | 100 | United States Army | 100
Jefferson Torresdale Hospital | 63023_G_COGEN | 63023 | G | COGEN |  | Combustion Turbine | IC Engine | PJM_EMAC | Pennsylvania | 42 | Philadelphia | 101 | 42101 | 1.1 | 11686 | 2016 | 9999 |  |  | N | Natural Gas | [13 empty] | 1.061 | 1.061 | 1.061 | 1.061 | [11 empty] | Jefferson Torresdale Hospital | 100 | Jefferson Torresdale Hospital | 100
Clear Creek Wind | 63025_G_V110 | 63025 | G | V110 |  | Onshore Wind |  | S_D_AECI | Missouri | 29 | Nodaway | 147 | 29147 | 22 | 0 | 2019 | 9999 |  |  | N | Wind | [13 empty] | 0 | 0 | 0 | 0 | [11 empty] | Tenaska Clear Creek Wind LLC | 100 | Tenaska Inc | 100
Clear Creek Wind | 63025_G_V120 | 63025 | G | V120 |  | Onshore Wind |  | S_D_AECI | Missouri | 29 | Nodaway | 147 | 29147 | 220 | 0 | 2019 | 9999 |  |  | N | Wind | [13 empty] | 0 | 0 | 0 | 0 | [11 empty] | Tenaska Clear Creek Wind LLC | 100 | Tenaska Inc | 100
Yum Yum Solar LLC | 63026_G_GEN1 | 63026 | G | GEN1 |  | Solar PV |  | S_C_TVA | Tennessee | 47 | Fayette | 47 | 47047 | 147 | 0 | 2021 | 9999 |  |  | N | Solar | [13 empty] | 0 | 0 | 0 | 0 | [11 empty] | Invenergy LLC | 100 | Invenergy LLC | 100
Mars Solar | 63027_G_20 | 63027 | G | 20 |  | Solar PV |  | ERC_REST | Texas | 48 | Webb | 479 | 48479 | 10 | 0 | 2019 | 9999 |  |  | N | Solar | [13 empty] | 0 | 0 | 0 | 0 | [11 empty] | Mars Solar LLC | 100 | Cypress Creek Holdings LLC | 100
Canadian Breaks, LLC | 63030_G_CBRKS | 63030 | G | CBRKS |  | Onshore Wind |  | ERC_PHDL | Texas | 48 | Deaf Smith | 117 | 48117 | 210.1 | 0 | 2019 | 9999 |  |  | N | Wind | [13 empty] | 0 | 0 | 0 | 0 | [11 empty] | Canadian Breaks LLC | 100 | Macquarie Group Limited | 100
FastSun 19 CSG | 63033_G_FS19 | 63033 | G | FS19 |  | Solar PV |  | MIS_MNWI | Minnesota | 27 | Dakota | 37 | 27037 | 1 | 0 | 2020 | 9999 |  |  | N | Solar | [13 empty] | 0 | 0 | 0 | 0 | [11 empty] | FastSun 19 LLC | 100 | Altus Power America Management LLC | 100
FastSun 18 CSG | 63034_G_FS18 | 63034 | G | FS18 |  | Solar PV |  | MIS_MNWI | Minnesota | 27 | Winona | 169 | 27169 | 1 | 0 | 2020 | 9999 |  |  | N | Solar | [13 empty] | 0 | 0 | 0 | 0 | [11 empty] | FastSun 18 LLC | 100 | Altus Power America Management LLC | 100
FastSun 13 CSG | 63035_G_FS13 | 63035 | G | FS13 |  | Solar PV |  | MIS_MNWI | Minnesota | 27 | Douglas | 41 | 27041 | 1 | 0 | 2020 | 9999 |  |  | N | Solar | [13 empty] | 0 | 0 | 0 | 0 | [11 empty] | FastSun 13 LLC | 100 | Altus Power America Management LLC | 100
FastSun 14 CSG | 63036_G_FS14 | 63036 | G | FS14 |  | Solar PV |  | MIS_MNWI | Minnesota | 27 | Blue Earth | 13 | 27013 | 1 | 0 | 2020 | 9999 |  |  | N | Solar | [13 empty] | 0 | 0 | 0 | 0 | [11 empty] | FastSun 14 LLC | 100 | Altus Power America Management LLC | 100
FastSun 11 CSG | 63037_G_FS11 | 63037 | G | FS11 |  | Solar PV |  | MIS_MNWI | Minnesota | 27 | Goodhue | 49 | 27049 | 1 | 0 | 2020 | 9999 |  |  | N | Solar | [13 empty] | 0 | 0 | 0 | 0 | [11 empty] | FastSun 11 LLC | 100 | Altus Power America Management LLC | 100
FastSun 10 CSG | 63038_G_FS10 | 63038 | G | FS10 |  | Solar PV |  | MIS_MNWI | Minnesota | 27 | Goodhue | 49 | 27049 | 1 | 0 | 2020 | 9999 |  |  | N | Solar | [13 empty] | 0 | 0 | 0 | 0 | [11 empty] | FastSun 10 LLC | 100 | Altus Power America Management LLC | 100
FastSun 8 CSG | 63039_G_FS8 | 63039 | G | FS8 |  | Solar PV |  | MIS_MNWI | Minnesota | 27 | Nicollet | 103 | 27103 | 1 | 0 | 2020 | 9999 |  |  | N | Solar | [13 empty] | 0 | 0 | 0 | 0 | [11 empty] | FastSun 8 LLC | 100 | Altus Power America Management LLC | 100
FastSun 9 CSG | 63040_G_FS9 | 63040 | G | FS9 |  | Solar PV |  | MIS_MNWI | Minnesota | 27 | Goodhue | 49 | 27049 | 1 | 0 | 2020 | 9999 |  |  | N | Solar | [13 empty] | 0 | 0 | 0 | 0 | [11 empty] | FastSun 9 LLC | 100 | Altus Power America Management LLC | 100
Lane Ave Solar LLC | 63041_G_HANRA | 63041 | G | HANRA |  | Solar PV |  | NENGREST | Massachusetts | 25 | Worcester | 27 | 25027 | 1.5 | 0 | 2020 | 9999 |  |  | N | Solar | [13 empty] | 0 | 0 | 0 | 0 | [11 empty] | NB Development LLC | 100 | NB Development LLC | 100
FastSun 3 CSG | 63042_G_FS3 | 63042 | G | FS3 |  | Solar PV |  | MIS_MNWI | Minnesota | 27 | Stearns | 145 | 27145 | 1 | 0 | 2020 | 9999 |  |  | N | Solar | [13 empty] | 0 | 0 | 0 | 0 | [11 empty] | FastSun 3 LLC | 100 | Altus Power America Management LLC | 100
FastSun 7 CSG | 63043_G_FS7 | 63043 | G | FS7 |  | Solar PV |  | MIS_MNWI | Minnesota | 27 | McLeod | 85 | 27085 | 1 | 0 | 2020 | 9999 |  |  | N | Solar | [13 empty] | 0 | 0 | 0 | 0 | [11 empty] | FastSun 7 LLC | 100 | Altus Power America Management LLC | 100
Ryan Road Solar LLC | 63044_G_ORCHA | 63044 | G | ORCHA |  | Solar PV |  | NENGREST | Massachusetts | 25 | Worcester | 27 | 25027 | 4.3 | 0 | 2020 | 9999 |  |  | N | Solar | [13 empty] | 0 | 0 | 0 | 0 | [11 empty] | NB Development LLC | 100 | NB Development LLC | 100
FastSun 5 CSG | 63045_G_FS5 | 63045 | G | FS5 |  | Solar PV |  | MIS_MNWI | Minnesota | 27 | Winona | 169 | 27169 | 1 | 0 | 2020 | 9999 |  |  | N | Solar | [13 empty] | 0 | 0 | 0 | 0 | [11 empty] | FastSun 5 LLC | 100 | Altus Power America Management LLC | 100
FastSun 1 CSG | 63046_G_FS1 | 63046 | G | FS1 |  | Solar PV |  | MIS_MNWI | Minnesota | 27 | Meeker | 93 | 27093 | 1 | 0 | 2020 | 9999 |  |  | N | Solar | [13 empty] | 0 | 0 | 0 | 0 | [11 empty] | FastSun 1 LLC | 100 | Altus Power America Management LLC | 100
Prineville Solar Energy LLC | 63049_G_GEN1 | 63049 | G | GEN1 |  | Solar PV |  | WECC_PNW | Oregon | 41 | Crook | 13 | 41013 | 46.2 | 0 | 2020 | 9999 |  |  | N | Solar | [13 empty] | 0 | 0 | 0 | 0 | [11 empty] | Prineville Solar Energy LLC | 100 | Invenergy LLC | 100
Millican Solar Energy LLC | 63050_G_GEN1 | 63050 | G | GEN1 |  | Solar PV |  | WECC_PNW | Oregon | 41 | Crook | 13 | 41013 | 71.4 | 0 | 2020 | 9999 |  |  | N | Solar | [13 empty] | 0 | 0 | 0 | 0 | [11 empty] | Millican Solar Energy LLC | 100 | Invenergy LLC | 100
Hollygrove CSG | 63051_G_32 | 63051 | G | 32 |  | Solar PV |  | NY_Z_B | New York | 36 | Wayne | 117 | 36117 | 2 | 0 | 2018 | 9999 |  |  | N | Solar | [13 empty] | 0 | 0 | 0 | 0 | [11 empty] | Hollygrove Solar LLC | 100 | Mitsui & Co Ltd | 100
Guildlerland CSG | 63052_G_106 | 63052 | G | 106 |  | Solar PV |  | NY_Z_F | New York | 36 | Albany | 1 | 36001 | 2 | 0 | 2018 | 9999 |  |  | N | Solar | [13 empty] | 0 | 0 | 0 | 0 | [11 empty] | FFP NY Guilderland Project1 LLC | 100 | Mitsui & Co Ltd | 100
Palo Alto Wind Farm | 63053_G_PAWF | 63053 | G | PAWF |  | Onshore Wind |  | MIS_IA | Iowa | 19 | Palo Alto | 147 | 19147 | 250 | 0 | 2019 | 9999 |  |  | N | Wind | [13 empty] | 0 | 0 | 0 | 0 | [11 empty] | Palo Alto Wind Energy LLC | 100 | Invenergy LLC | 100
Howland CSG | 63055_G_26 | 63055 | G | 26 |  | Solar PV |  | NY_Z_C&E | New York | 36 | Oswego | 75 | 36075 | 2 | 0 | 2018 | 9999 |  |  | N | Solar | [13 empty] | 0 | 0 | 0 | 0 | [11 empty] | Howland Solar LLC | 100 | Mitsui & Co Ltd | 100
Gifford CSG | 63056_G_131 | 63056 | G | 131 |  | Solar PV |  | NY_Z_F | New York | 36 | Schenectady | 93 | 36093 | 2 | 0 | 2018 | 9999 |  |  | N | Solar | [13 empty] | 0 | 0 | 0 | 0 | [11 empty] | ForeFront Power LLC | 100 | Mitsui & Co Ltd | 100
Czub CSG | 63057_G_114 | 63057 | G | 114 |  | Solar PV |  | NY_Z_F | New York | 36 | Rensselaer | 83 | 36083 | 2 | 0 | 2018 | 9999 |  |  | N | Solar | [13 empty] | 0 | 0 | 0 | 0 | [11 empty] | FFP NY Schagticoke Project1 LLC | 100 | Mitsui & Co Ltd | 100
Mereand CSG | 63058_G_199 | 63058 | G | 199 |  | Solar PV |  | NY_Z_C&E | New York | 36 | Jefferson | 45 | 36045 | 2 | 0 | 2018 | 9999 |  |  | N | Solar | [13 empty] | 0 | 0 | 0 | 0 | [11 empty] | FFP NY Watertown Project1 LLC | 100 | Mitsui & Co Ltd | 100
Aegis CSG | 63059_G_19 | 63059 | G | 19 |  | Solar PV |  | NY_Z_C&E | New York | 36 | Ontario | 69 | 36069 | 2 | 0 | 2018 | 9999 |  |  | N | Solar | [13 empty] | 0 | 0 | 0 | 0 | [11 empty] | Aegis Solar LLC | 100 | Mitsui & Co Ltd | 100
Pearl CSG | 63060_G_28 | 63060 | G | 28 |  | Solar PV |  | NY_Z_B | New York | 36 | Genesee | 37 | 36037 | 2 | 0 | 2018 | 9999 |  |  | N | Solar | [13 empty] | 0 | 0 | 0 | 0 | [11 empty] | Pearl Solar I LLC | 100 | Mitsui & Co Ltd | 100
Pearl CSG | 63060_G_29 | 63060 | G | 29 |  | Solar PV |  | NY_Z_B | New York | 36 | Genesee | 37 | 36037 | 2 | 0 | 2018 | 9999 |  |  | N | Solar | [13 empty] | 0 | 0 | 0 | 0 | [11 empty] | Pearl Solar II LLC | 100 | Mitsui & Co Ltd | 100
Fort Valley State University Solar | 63062_G_1 | 63062 | G | 1 |  | Solar PV |  | S_SOU | Georgia | 13 | Bibb | 21 | 13021 | 10.8 | 0 | 2019 | 9999 |  |  | N | Solar | [13 empty] | 0 | 0 | 0 | 0 | [11 empty] | Georgia Power Co | 100 | Southern Co | 100
Duke Energy CHP at Clemson University | 63063_G_GT01 | 63063 | G | GT01 |  | Combustion Turbine |  | S_VACA | South Carolina | 45 | Pickens | 77 | 45077 | 12.8 | 12369 | 2019 | 9999 |  |  | N | Natural Gas | [13 empty] | 0.011 | 0.011 | 0.011 | 0.011 | [11 empty] | Duke Energy Carolinas | 100 | Duke Energy Corp | 100
Asheville-Rock Hill Battery | 63064_G_ES1 | 63064 | G | ES1 |  | Energy Storage |  | S_VACA | North Carolina | 37 | Buncombe | 21 | 37021 | 8.8 | 0 | 2020 | 9999 |  |  | N | Energy Storage | [13 empty] | 0 | 0 | 0 | 0 | [11 empty] | Duke Energy Carolinas | 100 | Duke Energy Corp | 100
SCCCD - Fresno Community College | 63068_G_231 | 63068 | G | 231 |  | Solar PV |  | WEC_CALN | California | 6 | Fresno | 19 | 06019 | 2.2 | 0 | 2019 | 9999 |  |  | N | Solar | [13 empty] | 0 | 0 | 0 | 0 | [11 empty] | FFP Fund I Lessee1 LLC | 100 | Mitsui & Co Ltd | 100
Kingsville CSG | 63072_G_18 | 63072 | G | 18 |  | Solar PV |  | PJM_SMAC | Maryland | 24 | Baltimore | 5 | 24005 | 2 | 0 | 2019 | 9999 |  |  | N | Solar | [13 empty] | 0 | 0 | 0 | 0 | [11 empty] | ForeFront Power LLC | 100 | Mitsui & Co Ltd | 100
Reedley Community College Solar | 63074_G_234 | 63074 | G | 234 |  | Solar PV |  | WEC_CALN | California | 6 | Fresno | 19 | 06019 | 2.6 | 0 | 2018 | 9999 |  |  | N | Solar | [13 empty] | 0 | 0 | 0 | 0 | [11 empty] | FFP Fund I Lessee1 LLC | 100 | Mitsui & Co Ltd | 100
Upper Marlboro 1 CSG | 63075_G_20 | 63075 | G | 20 |  | Solar PV |  | PJM_SMAC | Maryland | 24 | Prince Georges | 33 | 24033 | 2 | 0 | 2019 | 9999 |  |  | N | Solar | [13 empty] | 0 | 0 | 0 | 0 | [11 empty] | ForeFront Power LLC | 100 | Mitsui & Co Ltd | 100
Bethlehem Solar | 63079_G_157 | 63079 | G | 157 |  | Solar PV |  | NY_Z_F | New York | 36 | Albany | 1 | 36001 | 1.7 | 0 | 2019 | 9999 |  |  | N | Solar | [13 empty] | 0 | 0 | 0 | 0 | [11 empty] | FFP NY Bethlehem Project1 LLC | 100 | Mitsui & Co Ltd | 100
Harry Allen Solar Energy LLC | 63080_G_GEN1 | 63080 | G | GEN1 |  | Solar PV |  | WECC_SNV | Nevada | 32 | Clark | 3 | 32003 | 100 | 0 | 2020 | 9999 |  |  | N | Solar | [13 empty] | 0 | 0 | 0 | 0 | [11 empty] | Harry Allen Solar Energy LLC | 100 | Invenergy LLC | 100
San Miguel I Solar Energy Center | 63081_G_SMI | 63081 | G | SMI |  | Solar PV |  | WECC_NM | New Mexico | 35 | San Miguel | 47 | 35047 | 10 | 0 | 2019 | 9999 |  |  | N | Solar | [13 empty] | 0 | 0 | 0 | 0 | [11 empty] | Public Service Co of New Mexico | 100 | PNM Resources Inc | 100
San Miguel II Solar Energy Center | 63082_G_SMII | 63082 | G | SMII |  | Solar PV |  | WECC_NM | New Mexico | 35 | San Miguel | 47 | 35047 | 10 | 0 | 2019 | 9999 |  |  | N | Solar | [13 empty] | 0 | 0 | 0 | 0 | [11 empty] | Public Service Co of New Mexico | 100 | PNM Resources Inc | 100
White CSG | 63085_G_15124 | 63085 | G | 15124 |  | Solar PV |  | PJM_SMAC | Maryland | 24 | Baltimore | 5 | 24005 | 2 | 0 | 2019 | 9999 |  |  | N | Solar | [13 empty] | 0 | 0 | 0 | 0 | [11 empty] | FFP Fund II Partnership2 LLC | 100 | Mitsui & Co Ltd | 100
Frog Hollow CSG | 63086_G_1731 | 63086 | G | 1731 |  | Solar PV |  | NY_Z_G-I | New York | 36 | Ulster | 111 | 36111 | 2 | 0 | 2019 | 9999 |  |  | N | Solar | [13 empty] | 0 | 0 | 0 | 0 | [11 empty] | FFP NY Community Solar II LLC | 100 | Mitsui & Co Ltd | 100
Gibbons CSG | 63089_G_15122 | 63089 | G | 15122 |  | Solar PV |  | PJM_EMAC | Maryland | 24 | Worcester | 47 | 24047 | 2 | 0 | 2019 | 9999 |  |  | N | Solar | [13 empty] | 0 | 0 | 0 | 0 | [11 empty] | FFP Fund II Partnership2 LLC | 100 | Mitsui & Co Ltd | 100
Athens - Coopers Corner BESS | 63090_G_COOPR | 63090 | G | COOPR |  | Energy Storage |  | MIS_MNWI | Minnesota | 27 | Isanti | 59 | 27059 | 3 | 0 | 2018 | 9999 |  |  | N | Energy Storage | [13 empty] | 0 | 0 | 0 | 0 | [11 empty] | Gopher Energy Storage LLC | 100 | Gopher Energy Storage LLC | 100
UC Santa Cruz Solar | 63091_G_246 | 63091 | G | 246 |  | Solar PV |  | WEC_CALN | California | 6 | Santa Cruz | 87 | 06087 | 1.8 | 0 | 2020 | 9999 |  |  | N | Solar | [13 empty] | 0 | 0 | 0 | 0 | [11 empty] | ForeFront Power LLC | 100 | Mitsui & Co Ltd | 100
Riverview Solar | 63092_G_RIVER | 63092 | G | RIVER |  | Solar PV |  | WECC_CO | Colorado | 8 | Logan | 75 | 08075 | 1.5 | 0 | 2019 | 9999 |  |  | N | Solar | [13 empty] | 0 | 0 | 0 | 0 | [11 empty] | Highline Services LLC | 100 | Highline Services LLC | 100
ReSource Center | 63094_G_SBAD1 | 63094 | G | SBAD1 |  | Non-Fossil Waste |  | WECC_SCE | California | 6 | Santa Barbara | 83 | 06083 | 1.1 | 11084 | 2020 | 9999 |  |  | N | Non-Fossil Waste | [13 empty] | 0 | 0 | 0 | 0 | [11 empty] | MSB Investors LLC | 100 | MSB Investors LLC | 100
ReSource Center | 63094_G_SBAD2 | 63094 | G | SBAD2 |  | Non-Fossil Waste |  | WECC_SCE | California | 6 | Santa Barbara | 83 | 06083 | 1.1 | 11084 | 2020 | 9999 |  |  | N | Non-Fossil Waste | [13 empty] | 0 | 0 | 0 | 0 | [11 empty] | MSB Investors LLC | 100 | MSB Investors LLC | 100
Horseshoe Solar Energy | 63096_G_GEN1 | 63096 | G | GEN1 |  | Solar PV |  | NY_Z_B | New York | 36 | Livingston | 51 | 36051 | 180 | 0 | 2021 | 9999 |  |  | N | Solar | [13 empty] | 0 | 0 | 0 | 0 | [11 empty] | Invenergy Solar Development LLC | 100 | Invenergy LLC | 100
Hannibal - Oakwood Substation | 63097_G_EP-01 | 63097 | G | EP-01 |  | Combustion Turbine | IC Engine | S_D_AECI | Missouri | 29 | Marion | 127 | 29127 | 1.8 | 13469 | 2018 | 9999 |  |  | N | Distillate Fuel Oil | [13 empty] | 1.6498 | 1.6498 | 1.6498 | 1.6498 | [11 empty] | Hannibal Board of Public Works | 100 | Hannibal Board of Public Works | 100
Hannibal - Oakwood Substation | 63097_G_EP-02 | 63097 | G | EP-02 |  | Combustion Turbine | IC Engine | S_D_AECI | Missouri | 29 | Marion | 127 | 29127 | 1.8 | 13469 | 2018 | 9999 |  |  | N | Distillate Fuel Oil | [13 empty] | 1.6498 | 1.6498 | 1.6498 | 1.6498 | [11 empty] | Hannibal Board of Public Works | 100 | Hannibal Board of Public Works | 100
Hannibal - Oakwood Substation | 63097_G_EP-03 | 63097 | G | EP-03 |  | Combustion Turbine | IC Engine | S_D_AECI | Missouri | 29 | Marion | 127 | 29127 | 1.8 | 13469 | 2018 | 9999 |  |  | N | Distillate Fuel Oil | [13 empty] | 1.6498 | 1.6498 | 1.6498 | 1.6498 | [11 empty] | Hannibal Board of Public Works | 100 | Hannibal Board of Public Works | 100
Hannibal - Oakwood Substation | 63097_G_EP-04 | 63097 | G | EP-04 |  | Combustion Turbine | IC Engine | S_D_AECI | Missouri | 29 | Marion | 127 | 29127 | 1.8 | 13469 | 2018 | 9999 |  |  | N | Distillate Fuel Oil | [13 empty] | 1.6498 | 1.6498 | 1.6498 | 1.6498 | [11 empty] | Hannibal Board of Public Works | 100 | Hannibal Board of Public Works | 100
Hannibal - Oakwood Substation | 63097_G_EP-05 | 63097 | G | EP-05 |  | Combustion Turbine | IC Engine | S_D_AECI | Missouri | 29 | Marion | 127 | 29127 | 1.8 | 13469 | 2018 | 9999 |  |  | N | Distillate Fuel Oil | [13 empty] | 1.6498 | 1.6498 | 1.6498 | 1.6498 | [11 empty] | Hannibal Board of Public Works | 100 | Hannibal Board of Public Works | 100
Hannibal - Oakwood Substation | 63097_G_EP-06 | 63097 | G | EP-06 |  | Combustion Turbine | IC Engine | S_D_AECI | Missouri | 29 | Marion | 127 | 29127 | 1.8 | 13469 | 2018 | 9999 |  |  | N | Distillate Fuel Oil | [13 empty] | 1.6498 | 1.6498 | 1.6498 | 1.6498 | [11 empty] | Hannibal Board of Public Works | 100 | Hannibal Board of Public Works | 100
Hannibal - Oakwood Substation | 63097_G_EP-07 | 63097 | G | EP-07 |  | Combustion Turbine | IC Engine | S_D_AECI | Missouri | 29 | Marion | 127 | 29127 | 1.8 | 13469 | 2018 | 9999 |  |  | N | Distillate Fuel Oil | [13 empty] | 1.6498 | 1.6498 | 1.6498 | 1.6498 | [11 empty] | Hannibal Board of Public Works | 100 | Hannibal Board of Public Works | 100
Hannibal - Oakwood Substation | 63097_G_EP-08 | 63097 | G | EP-08 |  | Combustion Turbine | IC Engine | S_D_AECI | Missouri | 29 | Marion | 127 | 29127 | 1.8 | 13469 | 2018 | 9999 |  |  | N | Distillate Fuel Oil | [13 empty] | 1.6498 | 1.6498 | 1.6498 | 1.6498 | [11 empty] | Hannibal Board of Public Works | 100 | Hannibal Board of Public Works | 100
Hannibal - Water Treatment Plant | 63098_G_EP-09 | 63098 | G | EP-09 |  | Combustion Turbine | IC Engine | S_D_AECI | Missouri | 29 | Marion | 127 | 29127 | 1.8 | 13469 | 2018 | 9999 |  |  | N | Distillate Fuel Oil | [13 empty] | 1.6498 | 1.6498 | 1.6498 | 1.6498 | [11 empty] | Hannibal Board of Public Works | 100 | Hannibal Board of Public Works | 100
Hannibal - Wastewater Treatment Plant | 63099_G_EP-10 | 63099 | G | EP-10 |  | Combustion Turbine | IC Engine | S_D_AECI | Missouri | 29 | Marion | 127 | 29127 | 1.8 | 13469 | 2018 | 9999 |  |  | N | Distillate Fuel Oil | [13 empty] | 1.6498 | 1.6498 | 1.6498 | 1.6498 | [11 empty] | Hannibal Board of Public Works | 100 | Hannibal Board of Public Works | 100
Two Creeks Solar | 63105_G_1 | 63105 | G | 1 |  | Solar PV |  | MIS_WUMS | Wisconsin | 55 | Manitowoc | 71 | 55071 | 150 | 0 | 2020 | 9999 |  |  | N | Solar | [13 empty] | 0 | 0 | 0 | 0 | [11 empty] | NextEra Energy Inc | 100 | NextEra Energy Inc | 100
Dover CSG | 63106_G_21 | 63106 | G | 21 |  | Solar PV |  | NY_Z_G-I | New York | 36 | Dutchess | 27 | 36027 | 2 | 0 | 2019 | 9999 |  |  | N | Solar | [13 empty] | 0 | 0 | 0 | 0 | [11 empty] | FFP NY Community Solar II LLC | 100 | Mitsui & Co Ltd | 100
Howell CSG | 63107_G_1725 | 63107 | G | 1725 |  | Solar PV |  | NY_Z_G-I | New York | 36 | Orange | 71 | 36071 | 2 | 0 | 2019 | 9999 |  |  | N | Solar | [13 empty] | 0 | 0 | 0 | 0 | [11 empty] | FFP Fund II Partnership2 LLC | 100 | Mitsui & Co Ltd | 100
Ellsworth I CSG | 63112_G_22 | 63112 | G | 22 |  | Solar PV |  | NY_Z_F | New York | 36 | Saratoga | 91 | 36091 | 2 | 0 | 2019 | 9999 |  |  | N | Solar | [13 empty] | 0 | 0 | 0 | 0 | [11 empty] | FFP NY Community Solar II LLC | 100 | Mitsui & Co Ltd | 100
Syncarpha El Rito | 63124_G_SYNEL | 63124 | G | SYNEL |  | Solar PV |  | WECC_NM | New Mexico | 35 | Rio Arriba | 39 | 35039 | 1.6 | 0 | 2019 | 9999 |  |  | N | Solar | [13 empty] | 0 | 0 | 0 | 0 | [11 empty] | Syncarpha El Rito I LLC | 100 | Syncarpha El Rito I LLC | 100
Syncarpha Questa | 63125_G_SYNQU | 63125 | G | SYNQU |  | Solar PV |  | WECC_NM | New Mexico | 35 | Taos | 55 | 35055 | 1.6 | 0 | 2019 | 9999 |  |  | N | Solar | [13 empty] | 0 | 0 | 0 | 0 | [11 empty] | Syncarpha Questa I LLC | 100 | Syncarpha Questa I LLC | 100
Allis Medina Solar LLC | 63129_G_ALLIS | 63129 | G | ALLIS |  | Solar PV |  | NY_Z_B | New York | 36 | Orleans | 73 | 36073 | 5 | 0 | 2020 | 9999 |  |  | N | Solar | [13 empty] | 0 | 0 | 0 | 0 | [11 empty] | Allis Medina Solar LLC | 100 | AES Corp (The) | 100
Beals Medina Solar LLC | 63130_G_BEALS | 63130 | G | BEALS |  | Solar PV |  | NY_Z_B | New York | 36 | Orleans | 73 | 36073 | 3.5 | 0 | 2020 | 9999 |  |  | N | Solar | [13 empty] | 0 | 0 | 0 | 0 | [11 empty] | AES Distributed Energy Inc | 100 | AES Corp (The) | 100
West Street Solar 1 LLC | 63131_G_GRDNR | 63131 | G | GRDNR |  | Solar PV |  | NENGREST | Massachusetts | 25 | Worcester | 27 | 25027 | 5 | 0 | 2019 | 9999 |  |  | N | Solar | [13 empty] | 0 | 0 | 0 | 0 | [11 empty] | AES Distributed Energy Inc | 100 | AES Corp (The) | 100
Roundhouse Wind Energy Project | 63133_G_82059 | 63133 | G | 82059 |  | Onshore Wind |  | WECC_WY | Wyoming | 56 | Laramie | 21 | 56021 | 124 | 0 | 2020 | 9999 |  |  | N | Wind | [13 empty] | 0 | 0 | 0 | 0 | [11 empty] | Roundhouse Renewable Energy LLC | 100 | NextEra Energy Inc | 100
Roundhouse Wind Energy Project | 63133_G_82060 | 63133 | G | 82060 |  | Onshore Wind |  | WECC_WY | Wyoming | 56 | Laramie | 21 | 56021 | 79 | 0 | 2020 | 9999 |  |  | N | Wind | [13 empty] | 0 | 0 | 0 | 0 | [11 empty] | Roundhouse Renewable Energy LLC | 100 | NextEra Energy Inc | 100
Roundhouse Wind Energy Project | 63133_G_82061 | 63133 | G | 82061 |  | Onshore Wind |  | WECC_WY | Wyoming | 56 | Laramie | 21 | 56021 | 23 | 0 | 2020 | 9999 |  |  | N | Wind | [13 empty] | 0 | 0 | 0 | 0 | [11 empty] | Roundhouse Renewable Energy LLC | 100 | NextEra Energy Inc | 100
King CSG | 63135_G_KING1 | 63135 | G | KING1 |  | Solar PV |  | NENGREST | Rhode Island | 44 | Providence | 7 | 44007 | 7 | 0 | 2020 | 9999 |  |  | N | Solar | [13 empty] | 0 | 0 | 0 | 0 | [11 empty] | TPE King Solar Holdings1 LLC | 100 | Tpe Hopkins Solar Holdings1 LLC | 100
King CSG | 63135_G_KING2 | 63135 | G | KING2 |  | Solar PV |  | NENGREST | Rhode Island | 44 | Providence | 7 | 44007 | 7.8 | 0 | 2020 | 9999 |  |  | N | Solar | [13 empty] | 0 | 0 | 0 | 0 | [11 empty] | TPE King Solar Holdings1 LLC | 100 | Tpe Hopkins Solar Holdings1 LLC | 100
Hopkins Hill CSG | 63136_G_HH1 | 63136 | G | HH1 |  | Solar PV |  | NENGREST | Rhode Island | 44 | Kent | 3 | 44003 | 4.8 | 0 | 2021 | 9999 |  |  | N | Solar | [13 empty] | 0 | 0 | 0 | 0 | [11 empty] | TPE Hopkins Solar Holdings 1 LLC | 100 | Tpe Hopkins Solar Holdings 1 LLC | 100
Hopkins Hill CSG | 63136_G_HH2 | 63136 | G | HH2 |  | Solar PV |  | NENGREST | Rhode Island | 44 | Kent | 3 | 44003 | 4.7 | 0 | 2021 | 9999 |  |  | N | Solar | [13 empty] | 0 | 0 | 0 | 0 | [11 empty] | TPE Hopkins Solar Holdings 1 LLC | 100 | Tpe Hopkins Solar Holdings 1 LLC | 100
Tippecanoe Solar Power Plant | 63137_G_PV1 | 63137 | G | PV1 |  | Solar PV |  | MIS_INKY | Indiana | 18 | Tippecanoe | 157 | 18157 | 1.6 | 0 | 2019 | 9999 |  |  | N | Solar | [13 empty] | 0 | 0 | 0 | 0 | [11 empty] | Duke Energy Indiana | 100 | Duke Energy Corp | 100
USS Haven Solar LLC CSG | 63138_G_USHAV | 63138 | G | USHAV |  | Solar PV |  | MIS_MNWI | Minnesota | 27 | Sherburne | 141 | 27141 | 1 | 0 | 2019 | 9999 |  |  | N | Solar | [13 empty] | 0 | 0 | 0 | 0 | [11 empty] | US Solar DG Development LLC | 100 | US Solar DG Development LLC | 100
USS White Cloud LLC CSG | 63139_G_USSWC | 63139 | G | USSWC |  | Solar PV |  | MIS_MNWI | Minnesota | 27 | Sherburne | 141 | 27141 | 1 | 0 | 2019 | 9999 |  |  | N | Solar | [13 empty] | 0 | 0 | 0 | 0 | [11 empty] | USS White Cloud Solar LLC | 100 | US Solar DG Development LLC | 100
USS Westeros Solar LLC CSG | 63140_G_USSWS | 63140 | G | USSWS |  | Solar PV |  | MIS_MNWI | Minnesota | 27 | Carver | 19 | 27019 | 1 | 0 | 2019 | 9999 |  |  | N | Solar | [13 empty] | 0 | 0 | 0 | 0 | [11 empty] | US Solar DG Development LLC | 100 | US Solar DG Development LLC | 100
USS Sunrise Solar LLC CSG | 63141_G_SNRSE | 63141 | G | SNRSE |  | Solar PV |  | MIS_MNWI | Minnesota | 27 | Chisago | 25 | 27025 | 1 | 0 | 2019 | 9999 |  |  | N | Solar | [13 empty] | 0 | 0 | 0 | 0 | [11 empty] | US Solar DG Development LLC | 100 | US Solar DG Development LLC | 100
USS Milkweed Solar LLC CSG | 63142_G_MLKWD | 63142 | G | MLKWD |  | Solar PV |  | MIS_MNWI | Minnesota | 27 | Stearns | 145 | 27145 | 1 | 0 | 2019 | 9999 |  |  | N | Solar | [13 empty] | 0 | 0 | 0 | 0 | [11 empty] | US Solar DG Development LLC | 100 | US Solar DG Development LLC | 100
USS Greenhouse Solar LLC CSG | 63143_G_GRHSE | 63143 | G | GRHSE |  | Solar PV |  | MIS_MNWI | Minnesota | 27 | Goodhue | 49 | 27049 | 1 | 0 | 2019 | 9999 |  |  | N | Solar | [13 empty] | 0 | 0 | 0 | 0 | [11 empty] | US Solar DG Development LLC | 100 | US Solar DG Development LLC | 100
USS Mayhew Solar LLC CSG | 63144_G_MAYHW | 63144 | G | MAYHW |  | Solar PV |  | MIS_MNWI | Minnesota | 27 | Benton | 9 | 27009 | 1 | 0 | 2019 | 9999 |  |  | N | Solar | [13 empty] | 0 | 0 | 0 | 0 | [11 empty] | US Solar DG Development LLC | 100 | US Solar DG Development LLC | 100
USS Cheyenne Solar LLC CSG | 63145_G_CHYNE | 63145 | G | CHYNE |  | Solar PV |  | MIS_MNWI | Minnesota | 27 | Chisago | 25 | 27025 | 1 | 0 | 2019 | 9999 |  |  | N | Solar | [13 empty] | 0 | 0 | 0 | 0 | [11 empty] | US Solar DG Development LLC | 100 | US Solar DG Development LLC | 100
USS Midtown Solar LLC CSG | 63146_G_MDTWN | 63146 | G | MDTWN |  | Solar PV |  | MIS_MNWI | Minnesota | 27 | Stearns | 145 | 27145 | 1 | 0 | 2019 | 9999 |  |  | N | Solar | [13 empty] | 0 | 0 | 0 | 0 | [11 empty] | US Solar DG Development LLC | 100 | US Solar DG Development LLC | 100
USS Monarch Solar LLC CSG | 63147_G_MNRCH | 63147 | G | MNRCH |  | Solar PV |  | MIS_MNWI | Minnesota | 27 | Pope | 121 | 27121 | 1 | 0 | 2019 | 9999 |  |  | N | Solar | [13 empty] | 0 | 0 | 0 | 0 | [11 empty] | US Solar DG Development LLC | 100 | US Solar DG Development LLC | 100
USS Turkey Solar LLC CSG | 63148_G_TURKY | 63148 | G | TURKY |  | Solar PV |  | MIS_MNWI | Minnesota | 27 | Meeker | 93 | 27093 | 1 | 0 | 2019 | 9999 |  |  | N | Solar | [13 empty] | 0 | 0 | 0 | 0 | [11 empty] | US Solar DG Development LLC | 100 | US Solar DG Development LLC | 100
Franklin Solar | 63149_G_FRANK | 63149 | G | FRANK |  | Solar PV |  | PJM_EMAC | New Jersey | 34 | Warren | 41 | 34041 | 8.8 | 0 | 2020 | 9999 |  |  | N | Solar | [13 empty] | 0 | 0 | 0 | 0 | [11 empty] | NJR Clean Energy Ventures Corp | 100 | New Jersey Resources Corp | 100
Pohatcong Solar Farm | 63150_G_POHAT | 63150 | G | POHAT |  | Solar PV |  | PJM_EMAC | New Jersey | 34 | Warren | 41 | 34041 | 8 | 0 | 2020 | 9999 |  |  | N | Solar | [13 empty] | 0 | 0 | 0 | 0 | [11 empty] | Pohatcong Solar Farm LLC | 100 | Eai Investments LLC | 100
USS Solar Sources LLC CSG | 63151_G_SOURC | 63151 | G | SOURC |  | Solar PV |  | MIS_MNWI | Minnesota | 27 | Washington | 163 | 27163 | 1 | 0 | 2019 | 9999 |  |  | N | Solar | [13 empty] | 0 | 0 | 0 | 0 | [11 empty] | US Solar DG Development LLC | 100 | US Solar DG Development LLC | 100
USS Christoffer Solar LLC CSG | 63152_G_CHRST | 63152 | G | CHRST |  | Solar PV |  | MIS_MNWI | Minnesota | 27 | Chippewa | 23 | 27023 | 1 | 0 | 2019 | 9999 |  |  | N | Solar | [13 empty] | 0 | 0 | 0 | 0 | [11 empty] | US Solar DG Development LLC | 100 | US Solar DG Development LLC | 100
USS Buckaroo Solar LLC CSG | 63153_G_BUCKR | 63153 | G | BUCKR |  | Solar PV |  | SPP_WAUE | Minnesota | 27 | Clay | 27 | 27027 | 1 | 0 | 2020 | 9999 |  |  | N | Solar | [13 empty] | 0 | 0 | 0 | 0 | [11 empty] | US Solar DG Development LLC | 100 | US Solar DG Development LLC | 100
USS Horne North Solar LLC CSG | 63154_G_HORNN | 63154 | G | HORNN |  | Solar PV |  | SPP_WAUE | Minnesota | 27 | Clay | 27 | 27027 | 1 | 0 | 2020 | 9999 |  |  | N | Solar | [13 empty] | 0 | 0 | 0 | 0 | [11 empty] | US Solar DG Development LLC | 100 | US Solar DG Development LLC | 100
USS Horne South Solar LLC CSG | 63155_G_HORNS | 63155 | G | HORNS |  | Solar PV |  | SPP_WAUE | Minnesota | 27 | Clay | 27 | 27027 | 1 | 0 | 2020 | 9999 |  |  | N | Solar | [13 empty] | 0 | 0 | 0 | 0 | [11 empty] | US Solar DG Development LLC | 100 | US Solar DG Development LLC | 100
USS JJ Clay Solar LLC CSG | 63156_G_JJCLY | 63156 | G | JJCLY |  | Solar PV |  | SPP_WAUE | Minnesota | 27 | Clay | 27 | 27027 | 1 | 0 | 2020 | 9999 |  |  | N | Solar | [13 empty] | 0 | 0 | 0 | 0 | [11 empty] | US Solar DG Development LLC | 100 | US Solar DG Development LLC | 100
USS Verde Solar LLC CSG | 63157_G_VERDE | 63157 | G | VERDE |  | Solar PV |  | SPP_WAUE | Minnesota | 27 | Clay | 27 | 27027 | 1 | 0 | 2020 | 9999 |  |  | N | Solar | [13 empty] | 0 | 0 | 0 | 0 | [11 empty] | USS Verde Solar LLC | 100 | US Solar DG Development LLC | 100
USS Cougar Solar LLC CSG | 63158_G_COUGR | 63158 | G | COUGR |  | Solar PV |  | MIS_MNWI | Minnesota | 27 | Redwood | 127 | 27127 | 1 | 0 | 2020 | 9999 |  |  | N | Solar | [13 empty] | 0 | 0 | 0 | 0 | [11 empty] | US Solar DG Development LLC | 100 | US Solar DG Development LLC | 100
USS Flower Solar LLC CSG | 63159_G_FLOWR | 63159 | G | FLOWR |  | Solar PV |  | MIS_MNWI | Minnesota | 27 | Nicollet | 103 | 27103 | 1 | 0 | 2020 | 9999 |  |  | N | Solar | [13 empty] | 0 | 0 | 0 | 0 | [11 empty] | US Solar DG Development LLC | 100 | US Solar DG Development LLC | 100
USS All In Solar LLC CSG | 63160_G_ALLIN | 63160 | G | ALLIN |  | Solar PV |  | MIS_MNWI | Minnesota | 27 | Freeborn | 47 | 27047 | 1 | 0 | 2020 | 9999 |  |  | N | Solar | [13 empty] | 0 | 0 | 0 | 0 | [11 empty] | US Solar DG Development LLC | 100 | US Solar DG Development LLC | 100
Tom Sifers Solar | 63163_G_SIFRS | 63163 | G | SIFRS |  | Solar PV |  | WECC_CO | Colorado | 8 | Grand | 49 | 08049 | 1 | 0 | 2019 | 9999 |  |  | N | Solar | [13 empty] | 0 | 0 | 0 | 0 | [11 empty] | Mountain Parks Services Inc | 100 | Mountain Parks Services Inc | 100
Whiskey Hill Solar | 63164_G_WHSKY | 63164 | G | WHSKY |  | Solar PV |  | WECC_CO | Colorado | 8 | Jackson | 57 | 08057 | 1 | 0 | 2019 | 9999 |  |  | N | Solar | [13 empty] | 0 | 0 | 0 | 0 | [11 empty] | Mountain Parks Services Inc | 100 | Mountain Parks Services Inc | 100
USS Reindeer Solar LLC CSG | 63165_G_RENDR | 63165 | G | RENDR |  | Solar PV |  | MIS_MNWI | Minnesota | 27 | Benton | 9 | 27009 | 1 | 0 | 2020 | 9999 |  |  | N | Solar | [13 empty] | 0 | 0 | 0 | 0 | [11 empty] | USS Reindeer Solar LLC | 100 | US Solar DG Development LLC | 100
USS Bush Solar LLC CSG | 63166_G_BUSH | 63166 | G | BUSH |  | Solar PV |  | MIS_MNWI | Minnesota | 27 | Steele | 147 | 27147 | 1 | 0 | 2020 | 9999 |  |  | N | Solar | [13 empty] | 0 | 0 | 0 | 0 | [11 empty] | USS Bush Solar LLC | 100 | US Solar DG Development LLC | 100
USS Hancock Solar LLC CSG | 63167_G_HNCCK | 63167 | G | HNCCK |  | Solar PV |  | MIS_MNWI | Minnesota | 27 | Carver | 19 | 27019 | 1 | 0 | 2020 | 9999 |  |  | N | Solar | [13 empty] | 0 | 0 | 0 | 0 | [11 empty] | USS Hancock Solar LLC | 100 | US Solar DG Development LLC | 100
USS Pheasant Solar LLC | 63168_G_HNCCK | 63168 | G | HNCCK |  | Solar PV |  | MIS_MNWI | Minnesota | 27 | Chippewa | 23 | 27023 | 1 | 0 | 2020 | 9999 |  |  | N | Solar | [13 empty] | 0 | 0 | 0 | 0 | [11 empty] | USS Pheasant Solar LLC | 100 | US Solar DG Development LLC | 100
USS KVPV Solar LLC | 63169_G_KVPV | 63169 | G | KVPV |  | Solar PV |  | SPP_WAUE | Minnesota | 27 | Clay | 27 | 27027 | 1 | 0 | 2020 | 9999 |  |  | N | Solar | [13 empty] | 0 | 0 | 0 | 0 | [11 empty] | USS KVPV Solar LLC | 100 | US Solar DG Development LLC | 100
USS Kass Solar LLC | 63170_G_KASS | 63170 | G | KASS |  | Solar PV |  | MIS_MNWI | Minnesota | 27 | Lyon | 83 | 27083 | 1 | 0 | 2020 | 9999 |  |  | N | Solar | [13 empty] | 0 | 0 | 0 | 0 | [11 empty] | USS Kass Solar LLC | 100 | US Solar DG Development LLC | 100
Orange Street G1 | 63173_G_1 | 63173 | G | 1 |  | Combustion Turbine | IC Engine | PJM_West | Virginia | 51 | Bedford | 19 | 51019 | 1.8 | 13469 | 2005 | 9999 |  |  | N | Distillate Fuel Oil | [13 empty] | 1.6498 | 1.6498 | 1.6498 | 1.6498 | [11 empty] | Bedford County Public Service Authority | 100 | Bedford County Public Service Authority | 100
Hartmann Project CSG | 63174_G_TC3 | 63174 | G | TC3 |  | Solar PV |  | MIS_MNWI | Minnesota | 27 | Sherburne | 141 | 27141 | 1 | 0 | 2019 | 9999 |  |  | N | Solar | [13 empty] | 0 | 0 | 0 | 0 | [11 empty] | Hartmann Community Solar LLC | 100 | Hartmann Community Solar LLC | 100
E. Goenner Project CSG | 63175_G_TC3 | 63175 | G | TC3 |  | Solar PV |  | MIS_MNWI | Minnesota | 27 | Sherburne | 141 | 27141 | 1 | 0 | 2019 | 9999 |  |  | N | Solar | [13 empty] | 0 | 0 | 0 | 0 | [11 empty] | E Goenner Community Solar LLC | 100 | E Goenner Community Solar LLC | 100
Prawer Project CSG | 63176_G_TC3 | 63176 | G | TC3 |  | Solar PV |  | MIS_MNWI | Minnesota | 27 | Rice | 131 | 27131 | 1 | 0 | 2019 | 9999 |  |  | N | Solar | [13 empty] | 0 | 0 | 0 | 0 | [11 empty] | Prawer Community Solar LLC | 100 | Prawer Community Solar LLC | 100
Schwinghamer Project CSG | 63177_G_TC3 | 63177 | G | TC3 |  | Solar PV |  | MIS_MNWI | Minnesota | 27 | Stearns | 145 | 27145 | 1 | 0 | 2019 | 9999 |  |  | N | Solar | [13 empty] | 0 | 0 | 0 | 0 | [11 empty] | Schwinghamer Community Solar LLC | 100 | Schwinghamer Community Solar LLC | 100
STAG St. Paul Project CSG | 63178_G_TC3 | 63178 | G | TC3 |  | Solar PV |  | MIS_MNWI | Minnesota | 27 | Dakota | 37 | 27037 | 1 | 0 | 2019 | 9999 |  |  | N | Solar | [13 empty] | 0 | 0 | 0 | 0 | [11 empty] | STAG St Paul Community Solar LLC | 100 | Stag St Paul Community Solar LLC | 100
Linden 01 CSG | 63179_G_KANE1 | 63179 | G | KANE1 |  | Solar PV |  | MIS_MNWI | Minnesota | 27 | Scott | 139 | 27139 | 1 | 0 | 2020 | 9999 |  |  | N | Solar | [13 empty] | 0 | 0 | 0 | 0 | [11 empty] | Sunshare Management | 100 | Sunshare Management | 100
TPE Whitney Solar, LLC | 63180_G_TXWHT | 63180 | G | TXWHT |  | Solar PV |  | ERC_REST | Texas | 48 | Bosque | 35 | 48035 | 9.9 | 0 | 2017 | 9999 |  |  | N | Solar | [13 empty] | 0 | 0 | 0 | 0 | [11 empty] | Alchemy Renewable Energy LLC | 100 | Alchemy Renewable Energy LLC | 100
Monroeville Solar | 63181_G_MNVL | 63181 | G | MNVL |  | Solar PV |  | PJM_ATSI | Ohio | 39 | Huron | 77 | 39077 | 3.2 | 0 | 2017 | 9999 |  |  | N | Solar | [13 empty] | 0 | 0 | 0 | 0 | [11 empty] | Eitri Foundry | 100 | Eitri Foundry | 100
Linden 02 CSG | 63182_G_LIND2 | 63182 | G | LIND2 |  | Solar PV |  | MIS_MNWI | Minnesota | 27 | Scott | 139 | 27139 | 1 | 0 | 2020 | 9999 |  |  | N | Solar | [13 empty] | 0 | 0 | 0 | 0 | [11 empty] | Sunshare Management | 100 | Sunshare Management | 100
Linden 03 CSG | 63183_G_LIND3 | 63183 | G | LIND3 |  | Solar PV |  | MIS_MNWI | Minnesota | 27 | Scott | 139 | 27139 | 1 | 0 | 2020 | 9999 |  |  | N | Solar | [13 empty] | 0 | 0 | 0 | 0 | [11 empty] | Sunshare Management | 100 | Sunshare Management | 100
Newcastle | 632_G_1 | 632 | G | 1 |  | Hydro |  | WEC_CALN | California | 6 | Placer | 61 | 06061 | 11.5 | 0 | 1986 | 9999 |  |  | N | Hydro | [13 empty] | 0 | 0 | 0 | 0 | [11 empty] | Pacific Gas & Electric Co | 100 | PG&E Corp | 100
P L Bartow | 634_G_4AGT | 634 | G | 4AGT | 90418 | Combined Cycle |  | FRCC | Florida | 12 | Pinellas | 103 | 12103 | 189 | 7814 | 2009 | 9999 |  |  | N | Natural Gas, Distillate Fuel Oil |  |  |  | DLNB + H2O | SCR | [7 empty] | 0.06 | 0.031762 | 0.031762 | 0.031762 | 0.031762 | [11 empty] | Duke Energy Florida | 100 | Duke Energy Corp | 100
P L Bartow | 634_G_4BGT | 634 | G | 4BGT | 90416 | Combined Cycle |  | FRCC | Florida | 12 | Pinellas | 103 | 12103 | 187 | 7814 | 2009 | 9999 |  |  | N | Natural Gas, Distillate Fuel Oil |  |  |  | DLNB + H2O | SCR | [7 empty] | 0.06 | 0.031762 | 0.031762 | 0.031762 | 0.031762 | [11 empty] | Duke Energy Florida | 100 | Duke Energy Corp | 100
P L Bartow | 634_G_4CGT | 634 | G | 4CGT | 90417 | Combined Cycle |  | FRCC | Florida | 12 | Pinellas | 103 | 12103 | 192 | 7814 | 2009 | 9999 |  |  | N | Natural Gas, Distillate Fuel Oil |  |  |  | DLNB + H2O | SCR | [7 empty] | 0.06 | 0.031762 | 0.031762 | 0.031762 | 0.031762 | [11 empty] | Duke Energy Florida | 100 | Duke Energy Corp | 100
P L Bartow | 634_G_4DGT | 634 | G | 4DGT | 90419 | Combined Cycle |  | FRCC | Florida | 12 | Pinellas | 103 | 12103 | 187 | 7814 | 2009 | 9999 |  |  | N | Natural Gas, Distillate Fuel Oil |  |  |  | DLNB + H2O | SCR | [7 empty] | 0.06 | 0.031762 | 0.031762 | 0.031762 | 0.031762 | [11 empty] | Duke Energy Florida | 100 | Duke Energy Corp | 100
P L Bartow | 634_G_4ST | 634 | G | 4ST | 90418 | Combined Cycle |  | FRCC | Florida | 12 | Pinellas | 103 | 12103 | 349 | 7814 | 2009 | 9999 |  |  | N | Natural Gas, Distillate Fuel Oil |  |  |  | LNB | SCR | [7 empty] | 0.06 | 0.031762 | 0.031762 | 0.031762 | 0.031762 | [11 empty] | Duke Energy Florida | 100 | Duke Energy Corp | 100
P L Bartow | 634_G_P1 | 634 | G | P1 |  | Combustion Turbine |  | FRCC | Florida | 12 | Pinellas | 103 | 12103 | 41 | 15776 | 1972 | 9999 |  |  | N | Distillate Fuel Oil | [12 empty] | 0.501 | 0.48923 | 0.48923 | 0.48923 | 0.48923 | [11 empty] | Duke Energy Florida | 100 | Duke Energy Corp | 100
P L Bartow | 634_G_P2 | 634 | G | P2 |  | Combustion Turbine |  | FRCC | Florida | 12 | Pinellas | 103 | 12103 | 41 | 15779 | 1972 | 9999 |  |  | N | Natural Gas, Distillate Fuel Oil | [12 empty] | 0.501 | 0.31058 | 0.31058 | 0.31058 | 0.31058 | [11 empty] | Duke Energy Florida | 100 | Duke Energy Corp | 100
P L Bartow | 634_G_P3 | 634 | G | P3 |  | Combustion Turbine |  | FRCC | Florida | 12 | Pinellas | 103 | 12103 | 41 | 15776 | 1972 | 9999 |  |  | N | Distillate Fuel Oil | [12 empty] | 0.501 | 0.52317 | 0.52317 | 0.52317 | 0.52317 | [11 empty] | Duke Energy Florida | 100 | Duke Energy Corp | 100
P L Bartow | 634_G_P4 | 634 | G | P4 |  | Combustion Turbine |  | FRCC | Florida | 12 | Pinellas | 103 | 12103 | 45 | 15776 | 1972 | 9999 |  |  | N | Natural Gas, Distillate Fuel Oil | [12 empty] | 0.501 | 0.34193 | 0.34193 | 0.34193 | 0.34193 | [11 empty] | Duke Energy Florida | 100 | Duke Energy Corp | 100
Sixth Street Gas Turbine | 6356_G_1 | 6356 | G | 1 |  | Combustion Turbine |  | MIS_LMI | Michigan | 26 | Ottawa | 139 | 26139 | 16 | 16213 | 1974 | 9999 |  |  | N | Distillate Fuel Oil | [12 empty] | 1.67 | 0.59752 | 0.59752 | 0.59752 | 0.59752 | [11 empty] | Holland Board of Public Works | 100 | Holland Board of Public Works | 100
Hutchinson Plant #2 | 6358_G_2 | 6358 | G | 2 | 2880 | Combined Cycle |  | MIS_MNWI | Minnesota | 27 | McLeod | 85 | 27085 | 41 | 10213 | 1994 | 9999 |  |  | N | Natural Gas |  |  |  | H2O | [9 empty] | 0.1023 | 0.1023 | 0.1023 | 0.1023 | [11 empty] | Hutchinson Utilities Commission | 100 | Hutchinson Utilities Commission | 100
Hutchinson Plant #2 | 6358_G_3 | 6358 | G | 3 | 2880 | Combined Cycle |  | MIS_MNWI | Minnesota | 27 | McLeod | 85 | 27085 | 10 | 10213 | 1994 | 9999 |  |  | N | Natural Gas |  |  |  | H2O | [9 empty] | 0.1023 | 0.1023 | 0.1023 | 0.1023 | [11 empty] | Hutchinson Utilities Commission | 100 | Hutchinson Utilities Commission | 100
Hutchinson Plant #2 | 6358_G_9 | 6358 | G | 9 |  | Combustion Turbine |  | MIS_MNWI | Minnesota | 27 | McLeod | 85 | 27085 | 22 | 15094 | 2001 | 9999 |  |  | N | Natural Gas | [13 empty] | 0.11693 | 0.11693 | 0.11693 | 0.11693 | [11 empty] | Hutchinson Utilities Commission | 100 | Hutchinson Utilities Commission | 100
Felt | 6359_G_1 | 6359 | G | 1 |  | Hydro |  | WECC_ID | Idaho | 16 | Teton | 81 | 16081 | 2.3 | 0 | 1986 | 9999 |  |  | N | Hydro | [13 empty] | 0 | 0 | 0 | 0 | [11 empty] | Fall River Rural Electric Coop Inc | 100 | Fall River Rural Electric Coop Inc | 100
Felt | 6359_G_2 | 6359 | G | 2 |  | Hydro |  | WECC_ID | Idaho | 16 | Teton | 81 | 16081 | 2.3 | 0 | 1986 | 9999 |  |  | N | Hydro | [13 empty] | 0 | 0 | 0 | 0 | [11 empty] | Fall River Rural Electric Coop Inc | 100 | Fall River Rural Electric Coop Inc | 100
Felt | 6359_G_4 | 6359 | G | 4 |  | Hydro |  | WECC_ID | Idaho | 16 | Teton | 81 | 16081 | 0.5 | 0 | 1946 | 9999 |  |  | N | Hydro | [13 empty] | 0 | 0 | 0 | 0 | [11 empty] | Fall River Rural Electric Coop Inc | 100 | Fall River Rural Electric Coop Inc | 100
Felt | 6359_G_5 | 6359 | G | 5 |  | Hydro |  | WECC_ID | Idaho | 16 | Teton | 81 | 16081 | 0.8 | 0 | 1947 | 9999 |  |  | N | Hydro | [13 empty] | 0 | 0 | 0 | 0 | [11 empty] | Fall River Rural Electric Coop Inc | 100 | Fall River Rural Electric Coop Inc | 100
Detour | 6369_G_6 | 6369 | G | 6 |  | Combustion Turbine | IC Engine | MIS_WUMS | Michigan | 26 | Chippewa | 33 | 26033 | 2.5 | 22421 | 1973 | 9999 |  |  | N | Distillate Fuel Oil | [12 empty] | 1.67 | 2.7812 | 2.7812 | 2.7812 | 2.7812 | [11 empty] | Cloverland Electric Coop | 100 | Cloverland Electric Coop | 100
Detour | 6369_G_7 | 6369 | G | 7 |  | Combustion Turbine | IC Engine | MIS_WUMS | Michigan | 26 | Chippewa | 33 | 26033 | 2.5 | 22485 | 1976 | 9999 |  |  | N | Distillate Fuel Oil | [12 empty] | 1.67 | 2.7733 | 2.7733 | 2.7733 | 2.7733 | [11 empty] | Cloverland Electric Coop | 100 | Cloverland Electric Coop | 100
Rokeby | 6373_G_2 | 6373 | G | 2 | 2883 | Combustion Turbine |  | SPP_NEBR | Nebraska | 31 | Lancaster | 109 | 31109 | 90.4 | 13650 | 1997 | 9999 |  |  | N | Natural Gas, Distillate Fuel Oil |  |  |  | DLNB + H2O | [8 empty] | 2.5 | 0.29307 | 0.29307 | 0.29307 | 0.29307 | [11 empty] | Lincoln Electric System | 100 | Lincoln Electric System | 100
Rokeby | 6373_G_3 | 6373 | G | 3 | 2884 | Combustion Turbine |  | SPP_NEBR | Nebraska | 31 | Lancaster | 109 | 31109 | 94.2 | 13647 | 2001 | 9999 |  |  | N | Natural Gas, Distillate Fuel Oil |  |  |  | DLNB + H2O | [8 empty] | 2.5 | 0.12604 | 0.12604 | 0.12604 | 0.12604 | [11 empty] | Lincoln Electric System | 100 | Lincoln Electric System | 100
Rokeby | 6373_G_BSU | 6373 | G | BSU |  | Combustion Turbine | IC Engine | SPP_NEBR | Nebraska | 31 | Lancaster | 109 | 31109 | 3.2 | 11714 | 1997 | 9999 |  |  | N | Distillate Fuel Oil | [12 empty] | 2.5 | 1.6498 | 1.6498 | 1.6498 | 1.6498 | [11 empty] | Lincoln Electric System | 100 | Lincoln Electric System | 100
Ocracoke Hybrid | 6377_G_1 | 6377 | G | 1 |  | Combustion Turbine | IC Engine | S_VACA | North Carolina | 37 | Hyde | 95 | 37095 | 3 | 25000 | 1991 | 9999 |  |  | N | Distillate Fuel Oil | [12 empty] | 2.3 | 1.6498 | 1.6498 | 1.6498 | 1.6498 | [11 empty] | North Carolina Electric Membership Corp | 100 | North Carolina Electric Membership Corp | 100
Ocracoke Hybrid | 6377_G_BAT | 6377 | G | BAT |  | Energy Storage |  | S_VACA | North Carolina | 37 | Hyde | 95 | 37095 | 1 | 0 | 2017 | 9999 |  |  | N | Energy Storage | [13 empty] | 0 | 0 | 0 | 0 | [11 empty] | North Carolina Electric Membership Corp | 100 | North Carolina Electric Membership Corp | 100
Dwight | 6378_G_DW2 | 6378 | G | DW2 |  | Hydro |  | NENGREST | Massachusetts | 25 | Hampden | 13 | 25013 | 0.4 | 0 | 1920 | 9999 |  |  | N | Hydro | [13 empty] | 0 | 0 | 0 | 0 | [11 empty] | EP Energy Massachusetts LLC | 100 | Essential Power LLC | 100
Dwight | 6378_G_DW3 | 6378 | G | DW3 |  | Hydro |  | NENGREST | Massachusetts | 25 | Hampden | 13 | 25013 | 0.4 | 0 | 1920 | 9999 |  |  | N | Hydro | [13 empty] | 0 | 0 | 0 | 0 | [11 empty] | EP Energy Massachusetts LLC | 100 | Essential Power LLC | 100
Dwight | 6378_G_DW4 | 6378 | G | DW4 |  | Hydro |  | NENGREST | Massachusetts | 25 | Hampden | 13 | 25013 | 0.4 | 0 | 1920 | 9999 |  |  | N | Hydro | [13 empty] | 0 | 0 | 0 | 0 | [11 empty] | EP Energy Massachusetts LLC | 100 | Essential Power LLC | 100
Indian Orchard | 6379_G_IO3 | 6379 | G | IO3 |  | Hydro |  | NENGREST | Massachusetts | 25 | Hampden | 13 | 25013 | 1.5 | 0 | 1928 | 9999 |  |  | N | Hydro | [13 empty] | 0 | 0 | 0 | 0 | [11 empty] | EP Energy Massachusetts LLC | 100 | Essential Power LLC | 100
Indian Orchard | 6379_G_IO4 | 6379 | G | IO4 |  | Hydro |  | NENGREST | Massachusetts | 25 | Hampden | 13 | 25013 | 2.2 | 0 | 1928 | 9999 |  |  | N | Hydro | [13 empty] | 0 | 0 | 0 | 0 | [11 empty] | EP Energy Massachusetts LLC | 100 | Essential Power LLC | 100
Suwannee River | 638_G_P1 | 638 | G | P1 |  | Combustion Turbine |  | FRCC | Florida | 12 | Suwannee | 121 | 12121 | 49 | 14268 | 1980 | 9999 |  |  | N | Natural Gas, Distillate Fuel Oil |  |  |  | H2O | [8 empty] | 0.501 | 0.19261 | 0.19261 | 0.19261 | 0.19261 | [11 empty] | Duke Energy Florida | 100 | Duke Energy Corp | 100
Suwannee River | 638_G_P2 | 638 | G | P2 |  | Combustion Turbine |  | FRCC | Florida | 12 | Suwannee | 121 | 12121 | 50 | 14271 | 1980 | 9999 |  |  | N | Distillate Fuel Oil |  |  |  | H2O | [8 empty] | 0.501 | 0.20207 | 0.20207 | 0.20207 | 0.20207 | [11 empty] | Duke Energy Florida | 100 | Duke Energy Corp | 100
Suwannee River | 638_G_P3 | 638 | G | P3 |  | Combustion Turbine |  | FRCC | Florida | 12 | Suwannee | 121 | 12121 | 50 | 14270 | 1980 | 9999 |  |  | N | Natural Gas, Distillate Fuel Oil |  |  |  | H2O | [8 empty] | 0.501 | 0.2031 | 0.2031 | 0.2031 | 0.2031 | [11 empty] | Duke Energy Florida | 100 | Duke Energy Corp | 100
Turners Falls | 6388_G_1 | 6388 | G | 1 |  | Hydro |  | NENGREST | Massachusetts | 25 | Franklin | 11 | 25011 | 1.9 | 0 | 1913 | 9999 |  |  | N | Hydro | [13 empty] | 0 | 0 | 0 | 0 | [11 empty] | FirstLight MA Hydro LLC | 100 | Public Sector Pension Investment Board | 100
Turners Falls | 6388_G_2 | 6388 | G | 2 |  | Hydro |  | NENGREST | Massachusetts | 25 | Franklin | 11 | 25011 | 0.4 | 0 | 1913 | 9999 |  |  | N | Hydro | [13 empty] | 0 | 0 | 0 | 0 | [11 empty] | FirstLight MA Hydro LLC | 100 | Public Sector Pension Investment Board | 100
Turners Falls | 6388_G_3 | 6388 | G | 3 |  | Hydro |  | NENGREST | Massachusetts | 25 | Franklin | 11 | 25011 | 1.3 | 0 | 1910 | 9999 |  |  | N | Hydro | [13 empty] | 0 | 0 | 0 | 0 | [11 empty] | FirstLight MA Hydro LLC | 100 | Public Sector Pension Investment Board | 100
Turners Falls | 6388_G_5 | 6388 | G | 5 |  | Hydro |  | NENGREST | Massachusetts | 25 | Franklin | 11 | 25011 | 1.4 | 0 | 1905 | 9999 |  |  | N | Hydro | [13 empty] | 0 | 0 | 0 | 0 | [11 empty] | FirstLight MA Hydro LLC | 100 | Public Sector Pension Investment Board | 100
Turners Falls | 6388_G_7 | 6388 | G | 7 |  | Hydro |  | NENGREST | Massachusetts | 25 | Franklin | 11 | 25011 | 1.4 | 0 | 1910 | 9999 |  |  | N | Hydro | [13 empty] | 0 | 0 | 0 | 0 | [11 empty] | FirstLight MA Hydro LLC | 100 | Public Sector Pension Investment Board | 100
Tangier | 6390_G_5 | 6390 | G | 5 |  | Combustion Turbine | IC Engine | PJM_EMAC | Virginia | 51 | Accomack | 1 | 51001 | 1.2 | 10745 | 1993 | 9999 |  |  | N | Distillate Fuel Oil | [12 empty] | 2.64 | 3.318 | 3.318 | 3.318 | 3.318 | [11 empty] | A & N Electric Coop | 100 | A & N Electric Coop | 100
Tangier | 6390_G_6 | 6390 | G | 6 |  | Combustion Turbine | IC Engine | PJM_EMAC | Virginia | 51 | Accomack | 1 | 51001 | 1.2 | 10745 | 1993 | 9999 |  |  | N | Distillate Fuel Oil | [12 empty] | 2.64 | 3.318 | 3.318 | 3.318 | 3.318 | [11 empty] | A & N Electric Coop | 100 | A & N Electric Coop | 100
Smith Island | 6391_G_2 | 6391 | G | 2 |  | Combustion Turbine | IC Engine | PJM_EMAC | Maryland | 24 | Somerset | 39 | 24039 | 0.4 | 11896 | 1969 | 9999 |  |  | N | Distillate Fuel Oil | [12 empty] | 0.3 | 1.6498 | 1.6498 | 1.6498 | 1.6498 | [11 empty] | A & N Electric Coop | 100 | A & N Electric Coop | 100
Strawberry Creek | 6393_G_1 | 6393 | G | 1 |  | Hydro |  | WECC_WY | Wyoming | 56 | Lincoln | 23 | 56023 | 0.5 | 0 | 1940 | 9999 |  |  | N | Hydro | [13 empty] | 0 | 0 | 0 | 0 | [11 empty] | Lower Valley Energy Inc | 100 | Lower Valley Energy Inc | 100
Strawberry Creek | 6393_G_2 | 6393 | G | 2 |  | Hydro |  | WECC_WY | Wyoming | 56 | Lincoln | 23 | 56023 | 0.5 | 0 | 1940 | 9999 |  |  | N | Hydro | [13 empty] | 0 | 0 | 0 | 0 | [11 empty] | Lower Valley Energy Inc | 100 | Lower Valley Energy Inc | 100
Strawberry Creek | 6393_G_3 | 6393 | G | 3 |  | Hydro |  | WECC_WY | Wyoming | 56 | Lincoln | 23 | 56023 | 0.5 | 0 | 1951 | 9999 |  |  | N | Hydro | [13 empty] | 0 | 0 | 0 | 0 | [11 empty] | Lower Valley Energy Inc | 100 | Lower Valley Energy Inc | 100
Swift Creek | 6394_G_3 | 6394 | G | 3 |  | Hydro |  | WECC_WY | Wyoming | 56 | Lincoln | 23 | 56023 | 0.8 | 0 | 2009 | 9999 |  |  | N | Hydro | [13 empty] | 0 | 0 | 0 | 0 | [11 empty] | Lower Valley Energy Inc | 100 | Lower Valley Energy Inc | 100
Swift Creek | 6394_G_4 | 6394 | G | 4 |  | Hydro |  | WECC_WY | Wyoming | 56 | Lincoln | 23 | 56023 | 0.6 | 0 | 2010 | 9999 |  |  | N | Hydro | [13 empty] | 0 | 0 | 0 | 0 | [11 empty] | Lower Valley Energy Inc | 100 | Lower Valley Energy Inc | 100
Swift Creek | 6394_G_5 | 6394 | G | 5 |  | Hydro |  | WECC_WY | Wyoming | 56 | Lincoln | 23 | 56023 | 0.3 | 0 | 2010 | 9999 |  |  | N | Hydro | [13 empty] | 0 | 0 | 0 | 0 | [11 empty] | Lower Valley Energy Inc | 100 | Lower Valley Energy Inc | 100
Anderson Ranch | 6395_G_1 | 6395 | G | 1 |  | Hydro |  | WECC_ID | Idaho | 16 | Elmore | 39 | 16039 | 20 | 0 | 1950 | 9999 |  |  | N | Hydro | [13 empty] | 0 | 0 | 0 | 0 | [11 empty] | U S Bureau of Reclamation | 100 | U S Bureau of Reclamation | 100
Anderson Ranch | 6395_G_2 | 6395 | G | 2 |  | Hydro |  | WECC_ID | Idaho | 16 | Elmore | 39 | 16039 | 20 | 0 | 1951 | 9999 |  |  | N | Hydro | [13 empty] | 0 | 0 | 0 | 0 | [11 empty] | U S Bureau of Reclamation | 100 | U S Bureau of Reclamation | 100
Black Canyon | 6396_G_1 | 6396 | G | 1 |  | Hydro |  | WECC_ID | Idaho | 16 | Gem | 45 | 16045 | 5.1 | 0 | 1925 | 9999 |  |  | N | Hydro | [13 empty] | 0 | 0 | 0 | 0 | [11 empty] | U S Bureau of Reclamation | 100 | U S Bureau of Reclamation | 100
Black Canyon | 6396_G_2 | 6396 | G | 2 |  | Hydro |  | WECC_ID | Idaho | 16 | Gem | 45 | 16045 | 5.1 | 0 | 1925 | 9999 |  |  | N | Hydro | [13 empty] | 0 | 0 | 0 | 0 | [11 empty] | U S Bureau of Reclamation | 100 | U S Bureau of Reclamation | 100
Boise R Diversion | 6397_G_1A | 6397 | G | 1A |  | Hydro |  | WECC_ID | Idaho | 16 | Ada | 1 | 16001 | 1.1 | 0 | 2004 | 9999 |  |  | N | Hydro | [13 empty] | 0 | 0 | 0 | 0 | [11 empty] | U S Bureau of Reclamation | 100 | U S Bureau of Reclamation | 100
Boise R Diversion | 6397_G_2A | 6397 | G | 2A |  | Hydro |  | WECC_ID | Idaho | 16 | Ada | 1 | 16001 | 1.1 | 0 | 2004 | 9999 |  |  | N | Hydro | [13 empty] | 0 | 0 | 0 | 0 | [11 empty] | U S Bureau of Reclamation | 100 | U S Bureau of Reclamation | 100
Boise R Diversion | 6397_G_3A | 6397 | G | 3A |  | Hydro |  | WECC_ID | Idaho | 16 | Ada | 1 | 16001 | 1.1 | 0 | 2004 | 9999 |  |  | N | Hydro | [13 empty] | 0 | 0 | 0 | 0 | [11 empty] | U S Bureau of Reclamation | 100 | U S Bureau of Reclamation | 100
Minidoka | 6398_G_6 | 6398 | G | 6 |  | Hydro |  | WECC_ID | Idaho | 16 | Minidoka | 67 | 16067 | 2.7 | 0 | 1927 | 9999 |  |  | N | Hydro | [13 empty] | 0 | 0 | 0 | 0 | [11 empty] | U S Bureau of Reclamation | 100 | U S Bureau of Reclamation | 100
Minidoka | 6398_G_7 | 6398 | G | 7 |  | Hydro |  | WECC_ID | Idaho | 16 | Minidoka | 67 | 16067 | 5 | 0 | 1942 | 9999 |  |  | N | Hydro | [13 empty] | 0 | 0 | 0 | 0 | [11 empty] | U S Bureau of Reclamation | 100 | U S Bureau of Reclamation | 100
Minidoka | 6398_G_8 | 6398 | G | 8 |  | Hydro |  | WECC_ID | Idaho | 16 | Minidoka | 67 | 16067 | 10 | 0 | 1997 | 9999 |  |  | N | Hydro | [13 empty] | 0 | 0 | 0 | 0 | [11 empty] | U S Bureau of Reclamation | 100 | U S Bureau of Reclamation | 100
Minidoka | 6398_G_9 | 6398 | G | 9 |  | Hydro |  | WECC_ID | Idaho | 16 | Minidoka | 67 | 16067 | 10 | 0 | 1997 | 9999 |  |  | N | Hydro | [13 empty] | 0 | 0 | 0 | 0 | [11 empty] | U S Bureau of Reclamation | 100 | U S Bureau of Reclamation | 100
Canyon Ferry | 6400_G_1 | 6400 | G | 1 |  | Hydro |  | WECC_MT | Montana | 30 | Lewis and Clark | 49 | 30049 | 19.2 | 0 | 1953 | 9999 |  |  | N | Hydro | [13 empty] | 0 | 0 | 0 | 0 | [11 empty] | U S Bureau of Reclamation | 100 | U S Bureau of Reclamation | 100
Canyon Ferry | 6400_G_2 | 6400 | G | 2 |  | Hydro |  | WECC_MT | Montana | 30 | Lewis and Clark | 49 | 30049 | 19.2 | 0 | 1954 | 9999 |  |  | N | Hydro | [13 empty] | 0 | 0 | 0 | 0 | [11 empty] | U S Bureau of Reclamation | 100 | U S Bureau of Reclamation | 100
Canyon Ferry | 6400_G_3 | 6400 | G | 3 |  | Hydro |  | WECC_MT | Montana | 30 | Lewis and Clark | 49 | 30049 | 19.2 | 0 | 1954 | 9999 |  |  | N | Hydro | [13 empty] | 0 | 0 | 0 | 0 | [11 empty] | U S Bureau of Reclamation | 100 | U S Bureau of Reclamation | 100
Elephant Butte | 6402_G_1 | 6402 | G | 1 |  | Hydro |  | WECC_NM | New Mexico | 35 | Sierra | 51 | 35051 | 9.3 | 0 | 1940 | 9999 |  |  | N | Hydro | [13 empty] | 0 | 0 | 0 | 0 | [11 empty] | U S Bureau of Reclamation | 100 | U S Bureau of Reclamation | 100
Elephant Butte | 6402_G_2 | 6402 | G | 2 |  | Hydro |  | WECC_NM | New Mexico | 35 | Sierra | 51 | 35051 | 9.3 | 0 | 1940 | 9999 |  |  | N | Hydro | [13 empty] | 0 | 0 | 0 | 0 | [11 empty] | U S Bureau of Reclamation | 100 | U S Bureau of Reclamation | 100
Elephant Butte | 6402_G_3 | 6402 | G | 3 |  | Hydro |  | WECC_NM | New Mexico | 35 | Sierra | 51 | 35051 | 9.3 | 0 | 1940 | 9999 |  |  | N | Hydro | [13 empty] | 0 | 0 | 0 | 0 | [11 empty] | U S Bureau of Reclamation | 100 | U S Bureau of Reclamation | 100
Green Springs | 6403_G_1 | 6403 | G | 1 |  | Hydro |  | WECC_PNW | Oregon | 41 | Jackson | 29 | 41029 | 17.2 | 0 | 1960 | 9999 |  |  | N | Hydro | [13 empty] | 0 | 0 | 0 | 0 | [11 empty] | U S Bureau of Reclamation | 100 | U S Bureau of Reclamation | 100
Deer Creek (UT) | 6404_G_1 | 6404 | G | 1 |  | Hydro |  | WECC_UT | Utah | 49 | Wasatch | 51 | 49051 | 2.7 | 0 | 1958 | 9999 |  |  | N | Hydro | [13 empty] | 0 | 0 | 0 | 0 | [11 empty] | U S Bureau of Reclamation | 100 | U S Bureau of Reclamation | 100
Deer Creek (UT) | 6404_G_2 | 6404 | G | 2 |  | Hydro |  | WECC_UT | Utah | 49 | Wasatch | 51 | 49051 | 2.7 | 0 | 1958 | 9999 |  |  | N | Hydro | [13 empty] | 0 | 0 | 0 | 0 | [11 empty] | U S Bureau of Reclamation | 100 | U S Bureau of Reclamation | 100
Flaming Gorge | 6405_G_1 | 6405 | G | 1 |  | Hydro |  | WECC_UT | Utah | 49 | Daggett | 9 | 49009 | 50.6 | 0 | 1963 | 9999 |  |  | N | Hydro | [13 empty] | 0 | 0 | 0 | 0 | [11 empty] | U S Bureau of Reclamation | 100 | U S Bureau of Reclamation | 100
Flaming Gorge | 6405_G_2 | 6405 | G | 2 |  | Hydro |  | WECC_UT | Utah | 49 | Daggett | 9 | 49009 | 50.6 | 0 | 1963 | 9999 |  |  | N | Hydro | [13 empty] | 0 | 0 | 0 | 0 | [11 empty] | U S Bureau of Reclamation | 100 | U S Bureau of Reclamation | 100
Flaming Gorge | 6405_G_3 | 6405 | G | 3 |  | Hydro |  | WECC_UT | Utah | 49 | Daggett | 9 | 49009 | 50.6 | 0 | 1964 | 9999 |  |  | N | Hydro | [13 empty] | 0 | 0 | 0 | 0 | [11 empty] | U S Bureau of Reclamation | 100 | U S Bureau of Reclamation | 100
Chandler | 6406_G_1 | 6406 | G | 1 |  | Hydro |  | WECC_PNW | Washington | 53 | Benton | 5 | 53005 | 6 | 0 | 1956 | 9999 |  |  | N | Hydro | [13 empty] | 0 | 0 | 0 | 0 | [11 empty] | U S Bureau of Reclamation | 100 | U S Bureau of Reclamation | 100
Chandler | 6406_G_2 | 6406 | G | 2 |  | Hydro |  | WECC_PNW | Washington | 53 | Benton | 5 | 53005 | 6 | 0 | 1956 | 9999 |  |  | N | Hydro | [13 empty] | 0 | 0 | 0 | 0 | [11 empty] | U S Bureau of Reclamation | 100 | U S Bureau of Reclamation | 100
Roza | 6407_G_1 | 6407 | G | 1 |  | Hydro |  | WECC_PNW | Washington | 53 | Yakima | 77 | 53077 | 12.9 | 0 | 1958 | 9999 |  |  | N | Hydro | [13 empty] | 0 | 0 | 0 | 0 | [11 empty] | U S Bureau of Reclamation | 100 | U S Bureau of Reclamation | 100
Heart Mountain | 6408_G_1 | 6408 | G | 1 |  | Hydro |  | WECC_WY | Wyoming | 56 | Park | 29 | 56029 | 5 | 0 | 1948 | 9999 |  |  | N | Hydro | [13 empty] | 0 | 0 | 0 | 0 | [11 empty] | U S Bureau of Reclamation | 100 | U S Bureau of Reclamation | 100
Alcova | 6409_G_1 | 6409 | G | 1 |  | Hydro |  | WECC_WY | Wyoming | 56 | Natrona | 25 | 56025 | 20.7 | 0 | 1955 | 9999 |  |  | N | Hydro | [13 empty] | 0 | 0 | 0 | 0 | [11 empty] | U S Bureau of Reclamation | 100 | U S Bureau of Reclamation | 100
Alcova | 6409_G_2 | 6409 | G | 2 |  | Hydro |  | WECC_WY | Wyoming | 56 | Natrona | 25 | 56025 | 20.7 | 0 | 1955 | 9999 |  |  | N | Hydro | [13 empty] | 0 | 0 | 0 | 0 | [11 empty] | U S Bureau of Reclamation | 100 | U S Bureau of Reclamation | 100
Falcon Dam & Power | 6410_G_1 | 6410 | G | 1 |  | Hydro |  | ERC_REST | Texas | 48 | Starr | 427 | 48427 | 10.5 | 0 | 1954 | 9999 |  |  | N | Hydro | [13 empty] | 0 | 0 | 0 | 0 | [11 empty] | International Boundary & Water Commission | 100 | Intl Boundary & Water Commission | 100
Falcon Dam & Power | 6410_G_2 | 6410 | G | 2 |  | Hydro |  | ERC_REST | Texas | 48 | Starr | 427 | 48427 | 10 | 0 | 1954 | 9999 |  |  | N | Hydro | [13 empty] | 0 | 0 | 0 | 0 | [11 empty] | International Boundary & Water Commission | 100 | Intl Boundary & Water Commission | 100
Falcon Dam & Power | 6410_G_3 | 6410 | G | 3 |  | Hydro |  | ERC_REST | Texas | 48 | Starr | 427 | 48427 | 10 | 0 | 1954 | 9999 |  |  | N | Hydro | [13 empty] | 0 | 0 | 0 | 0 | [11 empty] | International Boundary & Water Commission | 100 | Intl Boundary & Water Commission | 100
Sam Rayburn Dam | 6413_G_1 | 6413 | G | 1 |  | Hydro |  | MIS_WOTA | Texas | 48 | Jasper | 241 | 48241 | 26 | 0 | 1965 | 9999 |  |  | N | Hydro | [13 empty] | 0 | 0 | 0 | 0 | [11 empty] | USACE Fort Worth District | 100 | U S Army Corps of Engineers | 100
Sam Rayburn Dam | 6413_G_2 | 6413 | G | 2 |  | Hydro |  | MIS_WOTA | Texas | 48 | Jasper | 241 | 48241 | 26 | 0 | 1965 | 9999 |  |  | N | Hydro | [13 empty] | 0 | 0 | 0 | 0 | [11 empty] | USACE Fort Worth District | 100 | U S Army Corps of Engineers | 100
Whitney | 6414_G_1 | 6414 | G | 1 |  | Hydro |  | ERC_REST | Texas | 48 | Bosque | 35 | 48035 | 21 | 0 | 1953 | 9999 |  |  | N | Hydro | [13 empty] | 0 | 0 | 0 | 0 | [11 empty] | USACE Fort Worth District | 100 | U S Army Corps of Engineers | 100
Whitney | 6414_G_2 | 6414 | G | 2 |  | Hydro |  | ERC_REST | Texas | 48 | Bosque | 35 | 48035 | 21 | 0 | 1953 | 9999 |  |  | N | Hydro | [13 empty] | 0 | 0 | 0 | 0 | [11 empty] | USACE Fort Worth District | 100 | U S Army Corps of Engineers | 100
Broken Bow Dam | 6415_G_1 | 6415 | G | 1 |  | Hydro |  | SPP_WEST | Oklahoma | 40 | McCurtain | 89 | 40089 | 57.5 | 0 | 1970 | 9999 |  |  | N | Hydro | [13 empty] | 0 | 0 | 0 | 0 | [11 empty] | USACE Tulsa District | 100 | U S Army Corps of Engineers | 100
Broken Bow Dam | 6415_G_2 | 6415 | G | 2 |  | Hydro |  | SPP_WEST | Oklahoma | 40 | McCurtain | 89 | 40089 | 57.5 | 0 | 1970 | 9999 |  |  | N | Hydro | [13 empty] | 0 | 0 | 0 | 0 | [11 empty] | USACE Tulsa District | 100 | U S Army Corps of Engineers | 100
Denison | 6416_G_1 | 6416 | G | 1 |  | Hydro |  | ERC_REST | Texas | 48 | Grayson | 181 | 48181 | 50 | 0 | 1945 | 9999 |  |  | N | Hydro | [13 empty] | 0 | 0 | 0 | 0 | [11 empty] | USACE Tulsa District | 100 | U S Army Corps of Engineers | 100
Denison | 6416_G_2 | 6416 | G | 2 |  | Hydro |  | ERC_REST | Texas | 48 | Grayson | 181 | 48181 | 50 | 0 | 1949 | 9999 |  |  | N | Hydro | [13 empty] | 0 | 0 | 0 | 0 | [11 empty] | USACE Tulsa District | 100 | U S Army Corps of Engineers | 100
Center Hill | 6417_G_1 | 6417 | G | 1 |  | Hydro |  | S_C_TVA | Tennessee | 47 | DeKalb | 41 | 47041 | 52 | 0 | 1950 | 9999 |  |  | N | Hydro | [13 empty] | 0 | 0 | 0 | 0 | [11 empty] | USACE Nashville District | 100 | U S Army Corps of Engineers | 100
Center Hill | 6417_G_2 | 6417 | G | 2 |  | Hydro |  | S_C_TVA | Tennessee | 47 | DeKalb | 41 | 47041 | 50 | 0 | 1951 | 9999 |  |  | N | Hydro | [13 empty] | 0 | 0 | 0 | 0 | [11 empty] | USACE Nashville District | 100 | U S Army Corps of Engineers | 100
Center Hill | 6417_G_3 | 6417 | G | 3 |  | Hydro |  | S_C_TVA | Tennessee | 47 | DeKalb | 41 | 47041 | 52 | 0 | 1951 | 9999 |  |  | N | Hydro | [13 empty] | 0 | 0 | 0 | 0 | [11 empty] | USACE Nashville District | 100 | U S Army Corps of Engineers | 100
Cheatham | 6418_G_1 | 6418 | G | 1 |  | Hydro |  | S_C_TVA | Tennessee | 47 | Dickson | 43 | 47043 | 13.8 | 0 | 1958 | 9999 |  |  | N | Hydro | [13 empty] | 0 | 0 | 0 | 0 | [11 empty] | USACE Nashville District | 100 | U S Army Corps of Engineers | 100
Cheatham | 6418_G_2 | 6418 | G | 2 |  | Hydro |  | S_C_TVA | Tennessee | 47 | Dickson | 43 | 47043 | 13.8 | 0 | 1958 | 9999 |  |  | N | Hydro | [13 empty] | 0 | 0 | 0 | 0 | [11 empty] | USACE Nashville District | 100 | U S Army Corps of Engineers | 100
Cheatham | 6418_G_3 | 6418 | G | 3 |  | Hydro |  | S_C_TVA | Tennessee | 47 | Dickson | 43 | 47043 | 13.8 | 0 | 1958 | 9999 |  |  | N | Hydro | [13 empty] | 0 | 0 | 0 | 0 | [11 empty] | USACE Nashville District | 100 | U S Army Corps of Engineers | 100
Eufaula Dam | 6419_G_1 | 6419 | G | 1 |  | Hydro |  | SPP_WEST | Oklahoma | 40 | Haskell | 61 | 40061 | 34.5 | 0 | 1964 | 9999 |  |  | N | Hydro | [13 empty] | 0 | 0 | 0 | 0 | [11 empty] | USACE Tulsa District | 100 | U S Army Corps of Engineers | 100
Eufaula Dam | 6419_G_2 | 6419 | G | 2 |  | Hydro |  | SPP_WEST | Oklahoma | 40 | Haskell | 61 | 40061 | 34.5 | 0 | 1964 | 9999 |  |  | N | Hydro | [13 empty] | 0 | 0 | 0 | 0 | [11 empty] | USACE Tulsa District | 100 | U S Army Corps of Engineers | 100
Eufaula Dam | 6419_G_3 | 6419 | G | 3 |  | Hydro |  | SPP_WEST | Oklahoma | 40 | Haskell | 61 | 40061 | 34.5 | 0 | 1964 | 9999 |  |  | N | Hydro | [13 empty] | 0 | 0 | 0 | 0 | [11 empty] | USACE Tulsa District | 100 | U S Army Corps of Engineers | 100
Lemolo 2 | 6421_G_1 | 6421 | G | 1 |  | Hydro |  | WECC_PNW | Oregon | 41 | Douglas | 19 | 41019 | 38.5 | 0 | 1956 | 9999 |  |  | N | Hydro | [13 empty] | 0 | 0 | 0 | 0 | [11 empty] | PacifiCorp | 100 | Berkshire Hathaway Inc | 100
Madison Dam | 6422_G_MAD1 | 6422 | G | MAD1 |  | Hydro |  | WECC_MT | Montana | 30 | Madison | 57 | 30057 | 2 | 0 | 1906 | 9999 |  |  | N | Hydro | [13 empty] | 0 | 0 | 0 | 0 | [11 empty] | NorthWestern Corp | 100 | NorthWestern Corp | 100
Madison Dam | 6422_G_MAD2 | 6422 | G | MAD2 |  | Hydro |  | WECC_MT | Montana | 30 | Madison | 57 | 30057 | 2 | 0 | 1906 | 9999 |  |  | N | Hydro | [13 empty] | 0 | 0 | 0 | 0 | [11 empty] | NorthWestern Corp | 100 | NorthWestern Corp | 100
Madison Dam | 6422_G_MAD3 | 6422 | G | MAD3 |  | Hydro |  | WECC_MT | Montana | 30 | Madison | 57 | 30057 | 2 | 0 | 1906 | 9999 |  |  | N | Hydro | [13 empty] | 0 | 0 | 0 | 0 | [11 empty] | NorthWestern Corp | 100 | NorthWestern Corp | 100
Madison Dam | 6422_G_MAD4 | 6422 | G | MAD4 |  | Hydro |  | WECC_MT | Montana | 30 | Madison | 57 | 30057 | 2 | 0 | 1908 | 9999 |  |  | N | Hydro | [13 empty] | 0 | 0 | 0 | 0 | [11 empty] | NorthWestern Corp | 100 | NorthWestern Corp | 100
Chelan | 6424_G_A-1 | 6424 | G | A-1 |  | Hydro |  | WECC_PNW | Washington | 53 | Chelan | 7 | 53007 | 31.4 | 0 | 1927 | 9999 |  |  | N | Hydro | [13 empty] | 0 | 0 | 0 | 0 | [11 empty] | PUD No 1 of Chelan County | 100 | PUD No 1 of Chelan County | 100
Chelan | 6424_G_A-2 | 6424 | G | A-2 |  | Hydro |  | WECC_PNW | Washington | 53 | Chelan | 7 | 53007 | 30.7 | 0 | 1928 | 9999 |  |  | N | Hydro | [13 empty] | 0 | 0 | 0 | 0 | [11 empty] | PUD No 1 of Chelan County | 100 | PUD No 1 of Chelan County | 100
Lansing Smith | 643_G_3A | 643 | G | 3A | 8284 | Combined Cycle |  | S_SOU | Florida | 12 | Bay | 5 | 12005 | 167.6 | 7213 | 2002 | 9999 |  |  | N | Natural Gas |  |  |  | DLNB | [8 empty] | 0.001 | 0.029211 | 0.029211 | 0.029211 | 0.029211 | [11 empty] | Gulf Power Co | 100 | NextEra Energy Inc | 100
Lansing Smith | 643_G_3B | 643 | G | 3B | 8286 | Combined Cycle |  | S_SOU | Florida | 12 | Bay | 5 | 12005 | 167.6 | 7213 | 2002 | 9999 |  |  | N | Natural Gas |  |  |  | DLNB | [8 empty] | 0.001 | 0.029211 | 0.029211 | 0.029211 | 0.029211 | [11 empty] | Gulf Power Co | 100 | NextEra Energy Inc | 100
Lansing Smith | 643_G_3S | 643 | G | 3S | 8284 | Combined Cycle |  | S_SOU | Florida | 12 | Bay | 5 | 12005 | 175.9 | 7213 | 2002 | 9999 |  |  | N | Natural Gas |  |  |  | LNB | [8 empty] | 0.001 | 0.029211 | 0.029211 | 0.029211 | 0.029211 | [11 empty] | Gulf Power Co | 100 | NextEra Energy Inc | 100
Lansing Smith | 643_G_CT1 | 643 | G | CT1 |  | Combustion Turbine |  | S_SOU | Florida | 12 | Bay | 5 | 12005 | 32 | 16940 | 1971 | 9999 |  |  | N | Distillate Fuel Oil | [12 empty] | 0.8 | 0.89192 | 0.89192 | 0.89192 | 0.89192 | [11 empty] | Gulf Power Co | 100 | NextEra Energy Inc | 100
Cedar Falls (WA) | 6430_G_5 | 6430 | G | 5 |  | Hydro |  | WECC_PNW | Washington | 53 | King | 33 | 53033 | 15 | 0 | 1921 | 9999 |  |  | N | Hydro | [13 empty] | 0 | 0 | 0 | 0 | [11 empty] | Seattle City Light | 100 | Seattle City Light | 100
Cedar Falls (WA) | 6430_G_6 | 6430 | G | 6 |  | Hydro |  | WECC_PNW | Washington | 53 | King | 33 | 53033 | 15 | 0 | 1929 | 9999 |  |  | N | Hydro | [13 empty] | 0 | 0 | 0 | 0 | [11 empty] | Seattle City Light | 100 | Seattle City Light | 100
Gorge | 6431_G_21 | 6431 | G | 21 |  | Hydro |  | WECC_PNW | Washington | 53 | Whatcom | 73 | 53073 | 32 | 0 | 1924 | 9999 |  |  | N | Hydro | [13 empty] | 0 | 0 | 0 | 0 | [11 empty] | Seattle City Light | 100 | Seattle City Light | 100
Gorge | 6431_G_22 | 6431 | G | 22 |  | Hydro |  | WECC_PNW | Washington | 53 | Whatcom | 73 | 53073 | 32 | 0 | 1924 | 9999 |  |  | N | Hydro | [13 empty] | 0 | 0 | 0 | 0 | [11 empty] | Seattle City Light | 100 | Seattle City Light | 100
Gorge | 6431_G_23 | 6431 | G | 23 |  | Hydro |  | WECC_PNW | Washington | 53 | Whatcom | 73 | 53073 | 32 | 0 | 1929 | 9999 |  |  | N | Hydro | [13 empty] | 0 | 0 | 0 | 0 | [11 empty] | Seattle City Light | 100 | Seattle City Light | 100
Gorge | 6431_G_24 | 6431 | G | 24 |  | Hydro |  | WECC_PNW | Washington | 53 | Whatcom | 73 | 53073 | 97 | 0 | 1951 | 9999 |  |  | N | Hydro | [13 empty] | 0 | 0 | 0 | 0 | [11 empty] | Seattle City Light | 100 | Seattle City Light | 100
Diablo | 6432_G_31 | 6432 | G | 31 |  | Hydro |  | WECC_PNW | Washington | 53 | Whatcom | 73 | 53073 | 90 | 0 | 1937 | 9999 |  |  | N | Hydro | [13 empty] | 0 | 0 | 0 | 0 | [11 empty] | Seattle City Light | 100 | Seattle City Light | 100
Diablo | 6432_G_32 | 6432 | G | 32 |  | Hydro |  | WECC_PNW | Washington | 53 | Whatcom | 73 | 53073 | 90 | 0 | 1936 | 9999 |  |  | N | Hydro | [13 empty] | 0 | 0 | 0 | 0 | [11 empty] | Seattle City Light | 100 | Seattle City Light | 100
Diablo | 6432_G_35 | 6432 | G | 35 |  | Hydro |  | WECC_PNW | Washington | 53 | Whatcom | 73 | 53073 | 1.2 | 0 | 1936 | 9999 |  |  | N | Hydro | [13 empty] | 0 | 0 | 0 | 0 | [11 empty] | Seattle City Light | 100 | Seattle City Light | 100
Diablo | 6432_G_36 | 6432 | G | 36 |  | Hydro |  | WECC_PNW | Washington | 53 | Whatcom | 73 | 53073 | 1.2 | 0 | 1936 | 9999 |  |  | N | Hydro | [13 empty] | 0 | 0 | 0 | 0 | [11 empty] | Seattle City Light | 100 | Seattle City Light | 100
Boundary | 6433_G_51 | 6433 | G | 51 |  | Hydro |  | WECC_PNW | Washington | 53 | Pend Oreille | 51 | 53051 | 158.4 | 0 | 1967 | 9999 |  |  | N | Hydro | [13 empty] | 0 | 0 | 0 | 0 | [11 empty] | Seattle City Light | 100 | Seattle City Light | 100
Boundary | 6433_G_52 | 6433 | G | 52 |  | Hydro |  | WECC_PNW | Washington | 53 | Pend Oreille | 51 | 53051 | 161.5 | 0 | 1967 | 9999 |  |  | N | Hydro | [13 empty] | 0 | 0 | 0 | 0 | [11 empty] | Seattle City Light | 100 | Seattle City Light | 100
Boundary | 6433_G_53 | 6433 | G | 53 |  | Hydro |  | WECC_PNW | Washington | 53 | Pend Oreille | 51 | 53051 | 158.4 | 0 | 1967 | 9999 |  |  | N | Hydro | [13 empty] | 0 | 0 | 0 | 0 | [11 empty] | Seattle City Light | 100 | Seattle City Light | 100
Boundary | 6433_G_54 | 6433 | G | 54 |  | Hydro |  | WECC_PNW | Washington | 53 | Pend Oreille | 51 | 53051 | 161.5 | 0 | 1967 | 9999 |  |  | N | Hydro | [13 empty] | 0 | 0 | 0 | 0 | [11 empty] | Seattle City Light | 100 | Seattle City Light | 100
Boundary | 6433_G_55 | 6433 | G | 55 |  | Hydro |  | WECC_PNW | Washington | 53 | Pend Oreille | 51 | 53051 | 232 | 0 | 1985 | 9999 |  |  | N | Hydro | [13 empty] | 0 | 0 | 0 | 0 | [11 empty] | Seattle City Light | 100 | Seattle City Light | 100
Boundary | 6433_G_56 | 6433 | G | 56 |  | Hydro |  | WECC_PNW | Washington | 53 | Pend Oreille | 51 | 53051 | 232 | 0 | 1986 | 9999 |  |  | N | Hydro | [13 empty] | 0 | 0 | 0 | 0 | [11 empty] | Seattle City Light | 100 | Seattle City Light | 100
Queens Creek | 6438_G_1 | 6438 | G | 1 |  | Hydro |  | S_VACA | North Carolina | 37 | Macon | 113 | 37113 | 1.4 | 0 | 1949 | 9999 |  |  | N | Hydro | [13 empty] | 0 | 0 | 0 | 0 | [11 empty] | Duke Energy Carolinas | 100 | Duke Energy Corp | 100
Wilson Dam | 6440_G_1 | 6440 | G | 1 |  | Hydro |  | S_C_TVA | Alabama | 1 | Lauderdale | 77 | 01077 | 22 | 0 | 1925 | 9999 |  |  | N | Hydro | [13 empty] | 0 | 0 | 0 | 0 | [11 empty] | Tennessee Valley Authority | 100 | Tennessee Valley Authority | 100
Wilson Dam | 6440_G_10 | 6440 | G | 10 |  | Hydro |  | S_C_TVA | Alabama | 1 | Lauderdale | 77 | 01077 | 29.5 | 0 | 1942 | 9999 |  |  | N | Hydro | [13 empty] | 0 | 0 | 0 | 0 | [11 empty] | Tennessee Valley Authority | 100 | Tennessee Valley Authority | 100
Wilson Dam | 6440_G_11 | 6440 | G | 11 |  | Hydro |  | S_C_TVA | Alabama | 1 | Lauderdale | 77 | 01077 | 29.2 | 0 | 1942 | 9999 |  |  | N | Hydro | [13 empty] | 0 | 0 | 0 | 0 | [11 empty] | Tennessee Valley Authority | 100 | Tennessee Valley Authority | 100
Wilson Dam | 6440_G_12 | 6440 | G | 12 |  | Hydro |  | S_C_TVA | Alabama | 1 | Lauderdale | 77 | 01077 | 29.2 | 0 | 1942 | 9999 |  |  | N | Hydro | [13 empty] | 0 | 0 | 0 | 0 | [11 empty] | Tennessee Valley Authority | 100 | Tennessee Valley Authority | 100
Wilson Dam | 6440_G_13 | 6440 | G | 13 |  | Hydro |  | S_C_TVA | Alabama | 1 | Lauderdale | 77 | 01077 | 29.4 | 0 | 1943 | 9999 |  |  | N | Hydro | [13 empty] | 0 | 0 | 0 | 0 | [11 empty] | Tennessee Valley Authority | 100 | Tennessee Valley Authority | 100
Wilson Dam | 6440_G_14 | 6440 | G | 14 |  | Hydro |  | S_C_TVA | Alabama | 1 | Lauderdale | 77 | 01077 | 29.4 | 0 | 1943 | 9999 |  |  | N | Hydro | [13 empty] | 0 | 0 | 0 | 0 | [11 empty] | Tennessee Valley Authority | 100 | Tennessee Valley Authority | 100
Wilson Dam | 6440_G_15 | 6440 | G | 15 |  | Hydro |  | S_C_TVA | Alabama | 1 | Lauderdale | 77 | 01077 | 29.2 | 0 | 1949 | 9999 |  |  | N | Hydro | [13 empty] | 0 | 0 | 0 | 0 | [11 empty] | Tennessee Valley Authority | 100 | Tennessee Valley Authority | 100
Wilson Dam | 6440_G_16 | 6440 | G | 16 |  | Hydro |  | S_C_TVA | Alabama | 1 | Lauderdale | 77 | 01077 | 29.2 | 0 | 1950 | 9999 |  |  | N | Hydro | [13 empty] | 0 | 0 | 0 | 0 | [11 empty] | Tennessee Valley Authority | 100 | Tennessee Valley Authority | 100
Wilson Dam | 6440_G_17 | 6440 | G | 17 |  | Hydro |  | S_C_TVA | Alabama | 1 | Lauderdale | 77 | 01077 | 29 | 0 | 1950 | 9999 |  |  | N | Hydro | [13 empty] | 0 | 0 | 0 | 0 | [11 empty] | Tennessee Valley Authority | 100 | Tennessee Valley Authority | 100
Wilson Dam | 6440_G_18 | 6440 | G | 18 |  | Hydro |  | S_C_TVA | Alabama | 1 | Lauderdale | 77 | 01077 | 29 | 0 | 1950 | 9999 |  |  | N | Hydro | [13 empty] | 0 | 0 | 0 | 0 | [11 empty] | Tennessee Valley Authority | 100 | Tennessee Valley Authority | 100
Wilson Dam | 6440_G_19 | 6440 | G | 19 |  | Hydro |  | S_C_TVA | Alabama | 1 | Lauderdale | 77 | 01077 | 55 | 0 | 1961 | 9999 |  |  | N | Hydro | [13 empty] | 0 | 0 | 0 | 0 | [11 empty] | Tennessee Valley Authority | 100 | Tennessee Valley Authority | 100
Wilson Dam | 6440_G_2 | 6440 | G | 2 |  | Hydro |  | S_C_TVA | Alabama | 1 | Lauderdale | 77 | 01077 | 22.3 | 0 | 1925 | 9999 |  |  | N | Hydro | [13 empty] | 0 | 0 | 0 | 0 | [11 empty] | Tennessee Valley Authority | 100 | Tennessee Valley Authority | 100
Wilson Dam | 6440_G_20 | 6440 | G | 20 |  | Hydro |  | S_C_TVA | Alabama | 1 | Lauderdale | 77 | 01077 | 55 | 0 | 1962 | 9999 |  |  | N | Hydro | [13 empty] | 0 | 0 | 0 | 0 | [11 empty] | Tennessee Valley Authority | 100 | Tennessee Valley Authority | 100
Wilson Dam | 6440_G_21 | 6440 | G | 21 |  | Hydro |  | S_C_TVA | Alabama | 1 | Lauderdale | 77 | 01077 | 55 | 0 | 1962 | 9999 |  |  | N | Hydro | [13 empty] | 0 | 0 | 0 | 0 | [11 empty] | Tennessee Valley Authority | 100 | Tennessee Valley Authority | 100
Wilson Dam | 6440_G_3 | 6440 | G | 3 |  | Hydro |  | S_C_TVA | Alabama | 1 | Lauderdale | 77 | 01077 | 23 | 0 | 1925 | 9999 |  |  | N | Hydro | [13 empty] | 0 | 0 | 0 | 0 | [11 empty] | Tennessee Valley Authority | 100 | Tennessee Valley Authority | 100
Wilson Dam | 6440_G_4 | 6440 | G | 4 |  | Hydro |  | S_C_TVA | Alabama | 1 | Lauderdale | 77 | 01077 | 22 | 0 | 1925 | 9999 |  |  | N | Hydro | [13 empty] | 0 | 0 | 0 | 0 | [11 empty] | Tennessee Valley Authority | 100 | Tennessee Valley Authority | 100
Wilson Dam | 6440_G_5 | 6440 | G | 5 |  | Hydro |  | S_C_TVA | Alabama | 1 | Lauderdale | 77 | 01077 | 30.3 | 0 | 1925 | 9999 |  |  | N | Hydro | [13 empty] | 0 | 0 | 0 | 0 | [11 empty] | Tennessee Valley Authority | 100 | Tennessee Valley Authority | 100
Wilson Dam | 6440_G_6 | 6440 | G | 6 |  | Hydro |  | S_C_TVA | Alabama | 1 | Lauderdale | 77 | 01077 | 30.4 | 0 | 1925 | 9999 |  |  | N | Hydro | [13 empty] | 0 | 0 | 0 | 0 | [11 empty] | Tennessee Valley Authority | 100 | Tennessee Valley Authority | 100
Wilson Dam | 6440_G_7 | 6440 | G | 7 |  | Hydro |  | S_C_TVA | Alabama | 1 | Lauderdale | 77 | 01077 | 29.1 | 0 | 1925 | 9999 |  |  | N | Hydro | [13 empty] | 0 | 0 | 0 | 0 | [11 empty] | Tennessee Valley Authority | 100 | Tennessee Valley Authority | 100
Wilson Dam | 6440_G_8 | 6440 | G | 8 |  | Hydro |  | S_C_TVA | Alabama | 1 | Lauderdale | 77 | 01077 | 30.7 | 0 | 1925 | 9999 |  |  | N | Hydro | [13 empty] | 0 | 0 | 0 | 0 | [11 empty] | Tennessee Valley Authority | 100 | Tennessee Valley Authority | 100
Wilson Dam | 6440_G_9 | 6440 | G | 9 |  | Hydro |  | S_C_TVA | Alabama | 1 | Lauderdale | 77 | 01077 | 29.6 | 0 | 1942 | 9999 |  |  | N | Hydro | [13 empty] | 0 | 0 | 0 | 0 | [11 empty] | Tennessee Valley Authority | 100 | Tennessee Valley Authority | 100
Azusa | 6449_G_1 | 6449 | G | 1 |  | Hydro |  | WECC_SCE | California | 6 | Los Angeles | 37 | 06037 | 2 | 0 | 1949 | 9999 |  |  | N | Hydro | [13 empty] | 0 | 0 | 0 | 0 | [11 empty] | Pasadena Water & Power Dept | 100 | Pasadena Water & Power Dept | 100
Big Bend | 645_G_1 | 645 | G | 1 |  | Solar PV |  | FRCC | Florida | 12 | Hillsborough | 57 | 12057 | 19.4 | 0 | 2017 | 9999 |  |  | N | Solar | [13 empty] | 0 | 0 | 0 | 0 | [11 empty] | Tampa Electric Co | 100 | TECO Energy Inc | 100
Big Bend | 645_G_GT4 | 645 | G | GT4 | 90409 | Combustion Turbine |  | FRCC | Florida | 12 | Hillsborough | 57 | 12057 | 56 | 11825 | 2009 | 9999 |  |  | N | Natural Gas, Distillate Fuel Oil |  |  |  | H2O | [8 empty] | 0.06 | 0.09076 | 0.09076 | 0.09076 | 0.09076 | [11 empty] | Tampa Electric Co | 100 | TECO Energy Inc | 100
Proctor | 6450_G_1 | 6450 | G | 1 |  | Hydro |  | NENGREST | Vermont | 50 | Rutland | 21 | 50021 | 1.6 | 0 | 1927 | 9999 |  |  | N | Hydro | [13 empty] | 0 | 0 | 0 | 0 | [11 empty] | Green Mountain Power Corp | 100 | Gaz Métropolitain & Co LP | 100
Proctor | 6450_G_2 | 6450 | G | 2 |  | Hydro |  | NENGREST | Vermont | 50 | Rutland | 21 | 50021 | 0.7 | 0 | 1905 | 9999 |  |  | N | Hydro | [13 empty] | 0 | 0 | 0 | 0 | [11 empty] | Green Mountain Power Corp | 100 | Gaz Métropolitain & Co LP | 100
Proctor | 6450_G_3 | 6450 | G | 3 |  | Hydro |  | NENGREST | Vermont | 50 | Rutland | 21 | 50021 | 0.7 | 0 | 1905 | 9999 |  |  | N | Hydro | [13 empty] | 0 | 0 | 0 | 0 | [11 empty] | Green Mountain Power Corp | 100 | Gaz Métropolitain & Co LP | 100
Proctor | 6450_G_4 | 6450 | G | 4 |  | Hydro |  | NENGREST | Vermont | 50 | Rutland | 21 | 50021 | 0.7 | 0 | 1905 | 9999 |  |  | N | Hydro | [13 empty] | 0 | 0 | 0 | 0 | [11 empty] | Green Mountain Power Corp | 100 | Gaz Métropolitain & Co LP | 100
Proctor | 6450_G_5 | 6450 | G | 5 |  | Hydro |  | NENGREST | Vermont | 50 | Rutland | 21 | 50021 | 2.8 | 0 | 1984 | 9999 |  |  | N | Hydro | [13 empty] | 0 | 0 | 0 | 0 | [11 empty] | Green Mountain Power Corp | 100 | Gaz Métropolitain & Co LP | 100
Beldens | 6451_G_1 | 6451 | G | 1 |  | Hydro |  | NENGREST | Vermont | 50 | Addison | 1 | 50001 | 0.6 | 0 | 1913 | 9999 |  |  | N | Hydro | [13 empty] | 0 | 0 | 0 | 0 | [11 empty] | Green Mountain Power Corp | 100 | Gaz Métropolitain & Co LP | 100
Beldens | 6451_G_2 | 6451 | G | 2 |  | Hydro |  | NENGREST | Vermont | 50 | Addison | 1 | 50001 | 0.6 | 0 | 1913 | 9999 |  |  | N | Hydro | [13 empty] | 0 | 0 | 0 | 0 | [11 empty] | Green Mountain Power Corp | 100 | Gaz Métropolitain & Co LP | 100
Beldens | 6451_G_HC3 | 6451 | G | HC3 |  | Hydro |  | NENGREST | Vermont | 50 | Addison | 1 | 50001 | 3.2 | 0 | 1988 | 9999 |  |  | N | Hydro | [13 empty] | 0 | 0 | 0 | 0 | [11 empty] | Green Mountain Power Corp | 100 | Gaz Métropolitain & Co LP | 100
Carver Falls | 6456_G_1 | 6456 | G | 1 |  | Hydro |  | NY_Z_F | New York | 36 | Washington | 115 | 36115 | 1.3 | 0 | 1922 | 9999 |  |  | N | Hydro | [13 empty] | 0 | 0 | 0 | 0 | [11 empty] | Green Mountain Power Corp | 100 | Gaz Métropolitain & Co LP | 100
Carver Falls | 6456_G_2 | 6456 | G | 2 |  | Hydro |  | NY_Z_F | New York | 36 | Washington | 115 | 36115 | 0.6 | 0 | 1922 | 9999 |  |  | N | Hydro | [13 empty] | 0 | 0 | 0 | 0 | [11 empty] | Green Mountain Power Corp | 100 | Gaz Métropolitain & Co LP | 100
Big Fork | 6459_G_1 | 6459 | G | 1 |  | Hydro |  | WECC_MT | Montana | 30 | Flathead | 29 | 30029 | 1.9 | 0 | 1927 | 9999 |  |  | N | Hydro | [13 empty] | 0 | 0 | 0 | 0 | [11 empty] | PacifiCorp | 100 | Berkshire Hathaway Inc | 100
Big Fork | 6459_G_2 | 6459 | G | 2 |  | Hydro |  | WECC_MT | Montana | 30 | Flathead | 29 | 30029 | 1.9 | 0 | 1928 | 9999 |  |  | N | Hydro | [13 empty] | 0 | 0 | 0 | 0 | [11 empty] | PacifiCorp | 100 | Berkshire Hathaway Inc | 100
Big Fork | 6459_G_3 | 6459 | G | 3 |  | Hydro |  | WECC_MT | Montana | 30 | Flathead | 29 | 30029 | 0.8 | 0 | 1910 | 9999 |  |  | N | Hydro | [13 empty] | 0 | 0 | 0 | 0 | [11 empty] | PacifiCorp | 100 | Berkshire Hathaway Inc | 100
River Bend | 6462_G_1 | 6462 | G | 1 |  | Nuclear |  | MIS_LA | Louisiana | 22 | West Feliciana | 125 | 22125 | 967.5 | 10456 | 1986 | 9999 |  |  | N | Nuclear Fuel | [13 empty] | 0 | 0 | 0 | 0 | [11 empty] | Entergy Louisiana LLC | 100 | Entergy Corp | 100
Ames GT | 6463_G_GT1 | 6463 | G | GT1 |  | Combustion Turbine |  | MIS_MIDA | Iowa | 19 | Story | 169 | 19169 | 15.5 | 15553 | 1972 | 9999 |  |  | N | Distillate Fuel Oil | [12 empty] | 2.5 | 1.01 | 1.01 | 1.01 | 1.01 | [11 empty] | Ames Municipal Electric System | 100 | Ames Municipal Electric System | 100
Ames GT | 6463_G_GT2 | 6463 | G | GT2 | 89535 | Combustion Turbine |  | MIS_MIDA | Iowa | 19 | Story | 169 | 19169 | 26.1 | 15706 | 2005 | 9999 |  |  | N | Distillate Fuel Oil |  |  |  | H2O | [8 empty] | 0.051 | 0.14811 | 0.14811 | 0.14811 | 0.14811 | [11 empty] | Ames Municipal Electric System | 100 | Ames Municipal Electric System | 100
Gorge 18 | 6475_G_1 | 6475 | G | 1 |  | Hydro |  | NENGREST | Vermont | 50 | Chittenden | 7 | 50007 | 3 | 0 | 1928 | 9999 |  |  | N | Hydro | [13 empty] | 0 | 0 | 0 | 0 | [11 empty] | Green Mountain Power Corp | 100 | Gaz Métropolitain & Co LP | 100
San Francisquito 1 | 6479_G_1A | 6479 | G | 1A |  | Hydro |  | WEC_LADW | California | 6 | Los Angeles | 37 | 06037 | 21.2 | 0 | 1983 | 9999 |  |  | N | Hydro | [13 empty] | 0 | 0 | 0 | 0 | [11 empty] | Los Angeles Dept of Water & Power | 100 | Los Angeles Dept of Water & Power | 100
San Francisquito 1 | 6479_G_3 | 6479 | G | 3 |  | Hydro |  | WEC_LADW | California | 6 | Los Angeles | 37 | 06037 | 9.8 | 0 | 1917 | 9999 |  |  | N | Hydro | [13 empty] | 0 | 0 | 0 | 0 | [11 empty] | Los Angeles Dept of Water & Power | 100 | Los Angeles Dept of Water & Power | 100
San Francisquito 1 | 6479_G_4 | 6479 | G | 4 |  | Hydro |  | WEC_LADW | California | 6 | Los Angeles | 37 | 06037 | 11.4 | 0 | 1923 | 9999 |  |  | N | Hydro | [13 empty] | 0 | 0 | 0 | 0 | [11 empty] | Los Angeles Dept of Water & Power | 100 | Los Angeles Dept of Water & Power | 100
San Francisquito 1 | 6479_G_6 | 6479 | G | 6 |  | Hydro |  | WEC_LADW | California | 6 | Los Angeles | 37 | 06037 | 20.9 | 0 | 1987 | 9999 |  |  | N | Hydro | [13 empty] | 0 | 0 | 0 | 0 | [11 empty] | Los Angeles Dept of Water & Power | 100 | Los Angeles Dept of Water & Power | 100
San Francisquito 2 | 6480_G_2 | 6480 | G | 2 |  | Hydro |  | WEC_LADW | California | 6 | Los Angeles | 37 | 06037 | 10.4 | 0 | 1920 | 9999 |  |  | N | Hydro | [13 empty] | 0 | 0 | 0 | 0 | [11 empty] | Los Angeles Dept of Water & Power | 100 | Los Angeles Dept of Water & Power | 100
San Francisquito 2 | 6480_G_3 | 6480 | G | 3 |  | Hydro |  | WEC_LADW | California | 6 | Los Angeles | 37 | 06037 | 14.4 | 0 | 1932 | 9999 |  |  | N | Hydro | [13 empty] | 0 | 0 | 0 | 0 | [11 empty] | Los Angeles Dept of Water & Power | 100 | Los Angeles Dept of Water & Power | 100
Mcindoes | 6483_G_GEN1 | 6483 | G | GEN1 |  | Hydro |  | NENGREST | Vermont | 50 | Caledonia | 5 | 50005 | 2.3 | 0 | 1931 | 9999 |  |  | N | Hydro | [13 empty] | 0 | 0 | 0 | 0 | [11 empty] | Great River Hydro LLC | 100 | ArcLight Capital Partners LLC | 100
Mcindoes | 6483_G_GEN2 | 6483 | G | GEN2 |  | Hydro |  | NENGREST | Vermont | 50 | Caledonia | 5 | 50005 | 2.3 | 0 | 1931 | 9999 |  |  | N | Hydro | [13 empty] | 0 | 0 | 0 | 0 | [11 empty] | Great River Hydro LLC | 100 | ArcLight Capital Partners LLC | 100
Mcindoes | 6483_G_GEN3 | 6483 | G | GEN3 |  | Hydro |  | NENGREST | Vermont | 50 | Caledonia | 5 | 50005 | 2.8 | 0 | 1931 | 9999 |  |  | N | Hydro | [13 empty] | 0 | 0 | 0 | 0 | [11 empty] | Great River Hydro LLC | 100 | ArcLight Capital Partners LLC | 100
Mcindoes | 6483_G_GEN4 | 6483 | G | GEN4 |  | Hydro |  | NENGREST | Vermont | 50 | Caledonia | 5 | 50005 | 2.8 | 0 | 1931 | 9999 |  |  | N | Hydro | [13 empty] | 0 | 0 | 0 | 0 | [11 empty] | Great River Hydro LLC | 100 | ArcLight Capital Partners LLC | 100
Bend | 6484_G_1 | 6484 | G | 1 |  | Hydro |  | WECC_PNW | Oregon | 41 | Deschutes | 17 | 41017 | 0.2 | 0 | 1913 | 9999 |  |  | N | Hydro | [13 empty] | 0 | 0 | 0 | 0 | [11 empty] | PacifiCorp | 100 | Berkshire Hathaway Inc | 100
Bend | 6484_G_2 | 6484 | G | 2 |  | Hydro |  | WECC_PNW | Oregon | 41 | Deschutes | 17 | 41017 | 0.3 | 0 | 1916 | 9999 |  |  | N | Hydro | [13 empty] | 0 | 0 | 0 | 0 | [11 empty] | PacifiCorp | 100 | Berkshire Hathaway Inc | 100
Bend | 6484_G_3 | 6484 | G | 3 |  | Hydro |  | WECC_PNW | Oregon | 41 | Deschutes | 17 | 41017 | 0.5 | 0 | 1917 | 9999 |  |  | N | Hydro | [13 empty] | 0 | 0 | 0 | 0 | [11 empty] | PacifiCorp | 100 | Berkshire Hathaway Inc | 100
Mill C | 6486_G_1 | 6486 | G | 1 |  | Hydro |  | NY_Z_D | New York | 36 | Clinton | 19 | 36019 | 1 | 0 | 1944 | 9999 |  |  | N | Hydro | [13 empty] | 0 | 0 | 0 | 0 | [11 empty] | New York State Electric & Gas Corp | 100 | Iberdrola SA | 100
Mill C | 6486_G_2 | 6486 | G | 2 |  | Hydro |  | NY_Z_D | New York | 36 | Clinton | 19 | 36019 | 1.2 | 0 | 1943 | 9999 |  |  | N | Hydro | [13 empty] | 0 | 0 | 0 | 0 | [11 empty] | New York State Electric & Gas Corp | 100 | Iberdrola SA | 100
Mill C | 6486_G_3 | 6486 | G | 3 |  | Hydro |  | NY_Z_D | New York | 36 | Clinton | 19 | 36019 | 3.8 | 0 | 1984 | 9999 |  |  | N | Hydro | [13 empty] | 0 | 0 | 0 | 0 | [11 empty] | New York State Electric & Gas Corp | 100 | Iberdrola SA | 100
Vogtle | 649_G_1 | 649 | G | 1 |  | Nuclear |  | S_SOU | Georgia | 13 | Burke | 33 | 13033 | 1150 | 10456 | 1987 | 9999 |  |  | N | Nuclear Fuel | [13 empty] | 0 | 0 | 0 | 0 | [11 empty] | Georgia Power Co | 45.7 | Southern Co | 45.7
Vogtle | 649_G_2 | 649 | G | 2 |  | Nuclear |  | S_SOU | Georgia | 13 | Burke | 33 | 13033 | 1152 | 10456 | 1989 | 9999 |  |  | N | Nuclear Fuel | [13 empty] | 0 | 0 | 0 | 0 | [11 empty] | Georgia Power Co | 45.7 | Southern Co | 45.7
Vogtle | 649_G_3 | 649 | G | 3 |  | Nuclear |  | S_SOU | Georgia | 13 | Burke | 33 | 13033 | 1100 | 10456 | 2023 | 9999 |  |  | N | Nuclear Fuel | [13 empty] | 0 | 0 | 0 | 0 | [11 empty] | Georgia Power Co | 45.7 | Southern Co | 45.7
Vogtle | 649_G_4 | 649 | G | 4 |  | Nuclear |  | S_SOU | Georgia | 13 | Burke | 33 | 13033 | 1100 | 10456 | 2023 | 9999 |  |  | N | Nuclear Fuel | [13 empty] | 0 | 0 | 0 | 0 | [11 empty] | Georgia Power Co | 45.7 | Southern Co | 45.7
Oak Grove | 6505_G_1 | 6505 | G | 1 |  | Hydro |  | WECC_PNW | Oregon | 41 | Clackamas | 5 | 41005 | 22 | 0 | 1924 | 9999 |  |  | N | Hydro | [13 empty] | 0 | 0 | 0 | 0 | [11 empty] | Portland General Electric Co | 100 | Portland General Electric Co | 100
Oak Grove | 6505_G_2 | 6505 | G | 2 |  | Hydro |  | WECC_PNW | Oregon | 41 | Clackamas | 5 | 41005 | 22 | 0 | 1931 | 9999 |  |  | N | Hydro | [13 empty] | 0 | 0 | 0 | 0 | [11 empty] | Portland General Electric Co | 100 | Portland General Electric Co | 100
Moyie Springs | 6506_G_1 | 6506 | G | 1 |  | Hydro |  | WECC_PNW | Idaho | 16 | Boundary | 21 | 16021 | 1.1 | 0 | 1941 | 9999 |  |  | N | Hydro | [13 empty] | 0 | 0 | 0 | 0 | [11 empty] | Bonners Ferry ID (City of) | 100 | Bonners Ferry ID (City of) | 100
Moyie Springs | 6506_G_2 | 6506 | G | 2 |  | Hydro |  | WECC_PNW | Idaho | 16 | Boundary | 21 | 16021 | 0.4 | 0 | 1921 | 9999 |  |  | N | Hydro | [13 empty] | 0 | 0 | 0 | 0 | [11 empty] | Bonners Ferry ID (City of) | 100 | Bonners Ferry ID (City of) | 100
Moyie Springs | 6506_G_3 | 6506 | G | 3 |  | Hydro |  | WECC_PNW | Idaho | 16 | Boundary | 21 | 16021 | 1.1 | 0 | 1950 | 9999 |  |  | N | Hydro | [13 empty] | 0 | 0 | 0 | 0 | [11 empty] | Bonners Ferry ID (City of) | 100 | Bonners Ferry ID (City of) | 100
Moyie Springs | 6506_G_4 | 6506 | G | 4 |  | Hydro |  | WECC_PNW | Idaho | 16 | Boundary | 21 | 16021 | 1.7 | 0 | 1982 | 9999 |  |  | N | Hydro | [13 empty] | 0 | 0 | 0 | 0 | [11 empty] | Bonners Ferry ID (City of) | 100 | Bonners Ferry ID (City of) | 100
Drop 2 (WA) | 6507_G_1 | 6507 | G | 1 |  | Hydro |  | WECC_PNW | Washington | 53 | Yakima | 77 | 53077 | 2.1 | 0 | 1942 | 9999 |  |  | N | Hydro | [13 empty] | 0 | 0 | 0 | 0 | [11 empty] | USBIA Wapato Irrigation Project | 100 | USBIA Wapato Irrigation Project | 100
Fleish | 6513_G_1 | 6513 | G | 1 |  | Hydro |  | WECC_NNV | Nevada | 32 | Washoe | 31 | 32031 | 2.5 | 0 | 1914 | 9999 |  |  | N | Hydro | [13 empty] | 0 | 0 | 0 | 0 | [11 empty] | Sierra Pacific Power Co | 100 | Berkshire Hathaway Inc | 100
Valencia | 6515_G_GT1 | 6515 | G | GT1 |  | Combustion Turbine |  | WECC_AZ | Arizona | 4 | Santa Cruz | 23 | 04023 | 13.5 | 25000 | 1989 | 9999 |  |  | N | Natural Gas, Distillate Fuel Oil | [12 empty] | 0.8 | 0.18795 | 0.18795 | 0.18795 | 0.18795 | [11 empty] | UNS Electric Inc | 100 | Uns Energy Corp | 100
Valencia | 6515_G_GT2 | 6515 | G | GT2 |  | Combustion Turbine |  | WECC_AZ | Arizona | 4 | Santa Cruz | 23 | 04023 | 13.5 | 25000 | 1989 | 9999 |  |  | N | Natural Gas, Distillate Fuel Oil | [12 empty] | 0.8 | 0.03536 | 0.03536 | 0.03536 | 0.03536 | [11 empty] | UNS Electric Inc | 100 | Uns Energy Corp | 100
Valencia | 6515_G_GT3 | 6515 | G | GT3 |  | Combustion Turbine |  | WECC_AZ | Arizona | 4 | Santa Cruz | 23 | 04023 | 13.5 | 25000 | 1989 | 9999 |  |  | N | Natural Gas, Distillate Fuel Oil | [12 empty] | 0.8 | 0.02314 | 0.02314 | 0.02314 | 0.02314 | [11 empty] | UNS Electric Inc | 100 | Uns Energy Corp | 100
Valencia | 6515_G_GT4 | 6515 | G | GT4 |  | Combustion Turbine |  | WECC_AZ | Arizona | 4 | Santa Cruz | 23 | 04023 | 19.8 | 15616 | 2006 | 9999 |  |  | N | Natural Gas, Distillate Fuel Oil | [12 empty] | 0.8 | 0.14489 | 0.14489 | 0.14489 | 0.14489 | [11 empty] | UNS Electric Inc | 100 | Uns Energy Corp | 100
Rocky Ford | 6516_G_IC1A | 6516 | G | IC1A |  | Combustion Turbine | IC Engine | WECC_CO | Colorado | 8 | Otero | 89 | 08089 | 2 | 12283 | 1964 | 9999 |  |  | N | Distillate Fuel Oil | [13 empty] | 1.6498 | 1.6498 | 1.6498 | 1.6498 | [11 empty] | Black Hills Colorado Electric LLC | 100 | Black Hills Corp | 100
Rocky Ford | 6516_G_IC2 | 6516 | G | IC2 |  | Combustion Turbine | IC Engine | WECC_CO | Colorado | 8 | Otero | 89 | 08089 | 2 | 12283 | 1964 | 9999 |  |  | N | Distillate Fuel Oil | [12 empty] | 1.2 | 1.6498 | 1.6498 | 1.6498 | 1.6498 | [11 empty] | Black Hills Colorado Electric LLC | 100 | Black Hills Corp | 100
Rocky Ford | 6516_G_IC3 | 6516 | G | IC3 |  | Combustion Turbine | IC Engine | WECC_CO | Colorado | 8 | Otero | 89 | 08089 | 2 | 12283 | 1964 | 9999 |  |  | N | Distillate Fuel Oil | [12 empty] | 1.2 | 1.6498 | 1.6498 | 1.6498 | 1.6498 | [11 empty] | Black Hills Colorado Electric LLC | 100 | Black Hills Corp | 100
Rocky Ford | 6516_G_IC4 | 6516 | G | IC4 |  | Combustion Turbine | IC Engine | WECC_CO | Colorado | 8 | Otero | 89 | 08089 | 2 | 12283 | 1964 | 9999 |  |  | N | Distillate Fuel Oil | [12 empty] | 1.2 | 1.6498 | 1.6498 | 1.6498 | 1.6498 | [11 empty] | Black Hills Colorado Electric LLC | 100 | Black Hills Corp | 100
Rocky Ford | 6516_G_IC5 | 6516 | G | IC5 |  | Combustion Turbine | IC Engine | WECC_CO | Colorado | 8 | Otero | 89 | 08089 | 2 | 12283 | 1964 | 9999 |  |  | N | Distillate Fuel Oil | [12 empty] | 1.2 | 1.6498 | 1.6498 | 1.6498 | 1.6498 | [11 empty] | Black Hills Colorado Electric LLC | 100 | Black Hills Corp | 100
Keowee | 6517_G_1 | 6517 | G | 1 |  | Hydro |  | S_VACA | South Carolina | 45 | Pickens | 77 | 45077 | 76 | 0 | 1971 | 9999 |  |  | N | Hydro | [13 empty] | 0 | 0 | 0 | 0 | [11 empty] | Duke Energy Carolinas | 100 | Duke Energy Corp | 100
Keowee | 6517_G_2 | 6517 | G | 2 |  | Hydro |  | S_VACA | South Carolina | 45 | Pickens | 77 | 45077 | 76 | 0 | 1971 | 9999 |  |  | N | Hydro | [13 empty] | 0 | 0 | 0 | 0 | [11 empty] | Duke Energy Carolinas | 100 | Duke Energy Corp | 100
Kings Beach | 6518_G_KB1 | 6518 | G | KB1 |  | Combustion Turbine | IC Engine | WECC_NNV | California | 6 | Placer | 61 | 06061 | 2 | 11731 | 2008 | 9999 |  |  | N | Distillate Fuel Oil | [13 empty] | 0.4671 | 0.4671 | 0.4671 | 0.4671 | [11 empty] | California Pacific Electric Co LLC | 100 | California Pacific Electric Co LLC | 100
Kings Beach | 6518_G_KB2 | 6518 | G | KB2 |  | Combustion Turbine | IC Engine | WECC_NNV | California | 6 | Placer | 61 | 06061 | 2 | 11940 | 2008 | 9999 |  |  | N | Distillate Fuel Oil | [13 empty] | 0.4671 | 0.4671 | 0.4671 | 0.4671 | [11 empty] | California Pacific Electric Co LLC | 100 | California Pacific Electric Co LLC | 100
Kings Beach | 6518_G_KB3 | 6518 | G | KB3 |  | Combustion Turbine | IC Engine | WECC_NNV | California | 6 | Placer | 61 | 06061 | 2 | 11940 | 2008 | 9999 |  |  | N | Distillate Fuel Oil | [13 empty] | 0.4671 | 0.4671 | 0.4671 | 0.4671 | [11 empty] | California Pacific Electric Co LLC | 100 | California Pacific Electric Co LLC | 100
Kings Beach | 6518_G_KB4 | 6518 | G | KB4 |  | Combustion Turbine | IC Engine | WECC_NNV | California | 6 | Placer | 61 | 06061 | 2 | 11940 | 2008 | 9999 |  |  | N | Distillate Fuel Oil | [13 empty] | 0.4671 | 0.4671 | 0.4671 | 0.4671 | [11 empty] | California Pacific Electric Co LLC | 100 | California Pacific Electric Co LLC | 100
Kings Beach | 6518_G_KB5 | 6518 | G | KB5 |  | Combustion Turbine | IC Engine | WECC_NNV | California | 6 | Placer | 61 | 06061 | 2 | 11940 | 2008 | 9999 |  |  | N | Distillate Fuel Oil | [13 empty] | 0.4671 | 0.4671 | 0.4671 | 0.4671 | [11 empty] | California Pacific Electric Co LLC | 100 | California Pacific Electric Co LLC | 100
Kings Beach | 6518_G_KB6 | 6518 | G | KB6 |  | Combustion Turbine | IC Engine | WECC_NNV | California | 6 | Placer | 61 | 06061 | 2 | 11940 | 2008 | 9999 |  |  | N | Distillate Fuel Oil | [13 empty] | 0.4671 | 0.4671 | 0.4671 | 0.4671 | [11 empty] | California Pacific Electric Co LLC | 100 | California Pacific Electric Co LLC | 100
Vergennes 9 | 6519_G_1 | 6519 | G | 1 |  | Hydro |  | NENGREST | Vermont | 50 | Addison | 1 | 50001 | 0.7 | 0 | 1912 | 9999 |  |  | N | Hydro | [13 empty] | 0 | 0 | 0 | 0 | [11 empty] | Green Mountain Power Corp | 100 | Gaz Métropolitain & Co LP | 100
Vergennes 9 | 6519_G_2 | 6519 | G | 2 |  | Hydro |  | NENGREST | Vermont | 50 | Addison | 1 | 50001 | 0.7 | 0 | 1912 | 9999 |  |  | N | Hydro | [13 empty] | 0 | 0 | 0 | 0 | [11 empty] | Green Mountain Power Corp | 100 | Gaz Métropolitain & Co LP | 100
Vergennes 9 | 6519_G_4 | 6519 | G | 4 |  | Hydro |  | NENGREST | Vermont | 50 | Addison | 1 | 50001 | 1 | 0 | 1943 | 9999 |  |  | N | Hydro | [13 empty] | 0 | 0 | 0 | 0 | [11 empty] | Green Mountain Power Corp | 100 | Gaz Métropolitain & Co LP | 100
Vergennes 9 | 6519_G_5 | 6519 | G | 5 |  | Combustion Turbine | IC Engine | NENGREST | Vermont | 50 | Addison | 1 | 50001 | 2 | 10745 | 1963 | 9999 |  |  | N | Distillate Fuel Oil | [12 empty] | 2 | 1.6498 | 1.6498 | 1.6498 | 1.6498 | [11 empty] | Green Mountain Power Corp | 100 | Gaz Métropolitain & Co LP | 100
Vergennes 9 | 6519_G_6 | 6519 | G | 6 |  | Combustion Turbine | IC Engine | NENGREST | Vermont | 50 | Addison | 1 | 50001 | 2 | 10745 | 1964 | 9999 |  |  | N | Distillate Fuel Oil | [12 empty] | 2 | 1.6498 | 1.6498 | 1.6498 | 1.6498 | [11 empty] | Green Mountain Power Corp | 100 | Gaz Métropolitain & Co LP | 100
Waterbury 22 | 6520_G_1 | 6520 | G | 1 |  | Hydro |  | NENGREST | Vermont | 50 | Washington | 23 | 50023 | 5 | 0 | 1953 | 9999 |  |  | N | Hydro | [13 empty] | 0 | 0 | 0 | 0 | [11 empty] | Green Mountain Power Corp | 100 | Gaz Métropolitain & Co LP | 100
Lahontan | 6521_G_1 | 6521 | G | 1 |  | Hydro |  | WECC_NNV | Nevada | 32 | Churchill | 1 | 32001 | 0.6 | 0 | 1911 | 9999 |  |  | N | Hydro | [13 empty] | 0 | 0 | 0 | 0 | [11 empty] | Sierra Pacific Power Co | 100 | Berkshire Hathaway Inc | 100
Lahontan | 6521_G_2 | 6521 | G | 2 |  | Hydro |  | WECC_NNV | Nevada | 32 | Churchill | 1 | 32001 | 0.6 | 0 | 1911 | 9999 |  |  | N | Hydro | [13 empty] | 0 | 0 | 0 | 0 | [11 empty] | Sierra Pacific Power Co | 100 | Berkshire Hathaway Inc | 100
Lahontan | 6521_G_3 | 6521 | G | 3 |  | Hydro |  | WECC_NNV | Nevada | 32 | Churchill | 1 | 32001 | 0.6 | 0 | 1911 | 9999 |  |  | N | Hydro | [13 empty] | 0 | 0 | 0 | 0 | [11 empty] | Sierra Pacific Power Co | 100 | Berkshire Hathaway Inc | 100
Yards Creek | 6522_G_1 | 6522 | G | 1 |  | Pumped Storage |  | PJM_EMAC | New Jersey | 34 | Warren | 41 | 34041 | 140 | 0 | 1965 | 9999 |  |  | N | Pumped Storage | [13 empty] | 0 | 0 | 0 | 0 | [11 empty] | Yards Creek Energy LLC | 100 | LS Power Group | 100
Yards Creek | 6522_G_2 | 6522 | G | 2 |  | Pumped Storage |  | PJM_EMAC | New Jersey | 34 | Warren | 41 | 34041 | 140 | 0 | 1965 | 9999 |  |  | N | Pumped Storage | [13 empty] | 0 | 0 | 0 | 0 | [11 empty] | Yards Creek Energy LLC | 100 | LS Power Group | 100
Yards Creek | 6522_G_3 | 6522 | G | 3 |  | Pumped Storage |  | PJM_EMAC | New Jersey | 34 | Warren | 41 | 34041 | 140 | 0 | 1965 | 9999 |  |  | N | Pumped Storage | [13 empty] | 0 | 0 | 0 | 0 | [11 empty] | Yards Creek Energy LLC | 100 | LS Power Group | 100
Rainbow Falls Auscble | 6526_G_1 | 6526 | G | 1 |  | Hydro |  | NY_Z_D | New York | 36 | Clinton | 19 | 36019 | 1.3 | 0 | 1926 | 9999 |  |  | N | Hydro | [13 empty] | 0 | 0 | 0 | 0 | [11 empty] | New York State Electric & Gas Corp | 100 | Iberdrola SA | 100
Rainbow Falls Auscble | 6526_G_2 | 6526 | G | 2 |  | Hydro |  | NY_Z_D | New York | 36 | Clinton | 19 | 36019 | 1.3 | 0 | 1927 | 9999 |  |  | N | Hydro | [13 empty] | 0 | 0 | 0 | 0 | [11 empty] | New York State Electric & Gas Corp | 100 | Iberdrola SA | 100
E J West | 6527_G_1 | 6527 | G | 1 |  | Hydro |  | NY_Z_F | New York | 36 | Saratoga | 91 | 36091 | 10.2 | 0 | 1930 | 9999 |  |  | N | Hydro | [13 empty] | 0 | 0 | 0 | 0 | [11 empty] | Brookfield Renewable Energy Partners LP | 100 | Brookfield Asset Management Inc | 100
E J West | 6527_G_2 | 6527 | G | 2 |  | Hydro |  | NY_Z_F | New York | 36 | Saratoga | 91 | 36091 | 10.4 | 0 | 1930 | 9999 |  |  | N | Hydro | [13 empty] | 0 | 0 | 0 | 0 | [11 empty] | Brookfield Renewable Energy Partners LP | 100 | Brookfield Asset Management Inc | 100
Searsburg | 6529_G_GEN1 | 6529 | G | GEN1 |  | Hydro |  | NENGREST | Vermont | 50 | Bennington | 3 | 50003 | 4.5 | 0 | 1922 | 9999 |  |  | N | Hydro | [13 empty] | 0 | 0 | 0 | 0 | [11 empty] | Great River Hydro LLC | 100 | ArcLight Capital Partners LLC | 100
Verdi | 6531_G_1 | 6531 | G | 1 |  | Hydro |  | WECC_NNV | Nevada | 32 | Washoe | 31 | 32031 | 2.1 | 0 | 1911 | 9999 |  |  | N | Hydro | [13 empty] | 0 | 0 | 0 | 0 | [11 empty] | Sierra Pacific Power Co | 100 | Berkshire Hathaway Inc | 100
Washoe | 6532_G_1 | 6532 | G | 1 |  | Hydro |  | WECC_NNV | Nevada | 32 | Washoe | 31 | 32031 | 0.9 | 0 | 1904 | 9999 |  |  | N | Hydro | [13 empty] | 0 | 0 | 0 | 0 | [11 empty] | Sierra Pacific Power Co | 100 | Berkshire Hathaway Inc | 100
Washoe | 6532_G_2 | 6532 | G | 2 |  | Hydro |  | WECC_NNV | Nevada | 32 | Washoe | 31 | 32031 | 0.9 | 0 | 1904 | 9999 |  |  | N | Hydro | [13 empty] | 0 | 0 | 0 | 0 | [11 empty] | Sierra Pacific Power Co | 100 | Berkshire Hathaway Inc | 100
Little Cottonwood | 6537_G_1 | 6537 | G | 1 |  | Hydro |  | WECC_UT | Utah | 49 | Salt Lake | 35 | 49035 | 2.4 | 0 | 1983 | 9999 |  |  | N | Hydro | [13 empty] | 0 | 0 | 0 | 0 | [11 empty] | Murray City Power Dept | 100 | Murray City Power Dept | 100
Little Cottonwood | 6537_G_2 | 6537 | G | 2 |  | Hydro |  | WECC_UT | Utah | 49 | Salt Lake | 35 | 49035 | 2.4 | 0 | 1983 | 9999 |  |  | N | Hydro | [13 empty] | 0 | 0 | 0 | 0 | [11 empty] | Murray City Power Dept | 100 | Murray City Power Dept | 100
Dam No. 4 Hydro Station | 6543_G_1 | 6543 | G | 1 |  | Hydro |  | PJM_AP | West Virginia | 54 | Jefferson | 37 | 54037 | 0.5 | 0 | 1909 | 9999 |  |  | N | Hydro | [13 empty] | 0 | 0 | 0 | 0 | [11 empty] | PE Hydro Generation LLC | 100 | Ontario Power Generation Inc | 100
Dam No. 4 Hydro Station | 6543_G_2 | 6543 | G | 2 |  | Hydro |  | PJM_AP | West Virginia | 54 | Jefferson | 37 | 54037 | 0.5 | 0 | 1909 | 9999 |  |  | N | Hydro | [13 empty] | 0 | 0 | 0 | 0 | [11 empty] | PE Hydro Generation LLC | 100 | Ontario Power Generation Inc | 100
Dam No. 4 Hydro Station | 6543_G_3 | 6543 | G | 3 |  | Hydro |  | PJM_AP | West Virginia | 54 | Jefferson | 37 | 54037 | 0.9 | 0 | 1991 | 9999 |  |  | N | Hydro | [13 empty] | 0 | 0 | 0 | 0 | [11 empty] | PE Hydro Generation LLC | 100 | Ontario Power Generation Inc | 100
Dam No. 5 Hydro Station | 6544_G_1 | 6544 | G | 1 |  | Hydro |  | PJM_AP | West Virginia | 54 | Berkeley | 3 | 54003 | 0.5 | 0 | 1919 | 9999 |  |  | N | Hydro | [13 empty] | 0 | 0 | 0 | 0 | [11 empty] | PE Hydro Generation LLC | 100 | Ontario Power Generation Inc | 100
Dam No. 5 Hydro Station | 6544_G_2 | 6544 | G | 2 |  | Hydro |  | PJM_AP | West Virginia | 54 | Berkeley | 3 | 54003 | 0.5 | 0 | 1919 | 9999 |  |  | N | Hydro | [13 empty] | 0 | 0 | 0 | 0 | [11 empty] | PE Hydro Generation LLC | 100 | Ontario Power Generation Inc | 100
Millville Hydro Station | 6546_G_1 | 6546 | G | 1 |  | Hydro |  | PJM_AP | West Virginia | 54 | Jefferson | 37 | 54037 | 0.6 | 0 | 1913 | 9999 |  |  | N | Hydro | [13 empty] | 0 | 0 | 0 | 0 | [11 empty] | All Dams Generation LLC | 100 | Ontario Power Generation Inc | 100
Millville Hydro Station | 6546_G_2 | 6546 | G | 2 |  | Hydro |  | PJM_AP | West Virginia | 54 | Jefferson | 37 | 54037 | 0.8 | 0 | 1939 | 9999 |  |  | N | Hydro | [13 empty] | 0 | 0 | 0 | 0 | [11 empty] | All Dams Generation LLC | 100 | Ontario Power Generation Inc | 100
Millville Hydro Station | 6546_G_3 | 6546 | G | 3 |  | Hydro |  | PJM_AP | West Virginia | 54 | Jefferson | 37 | 54037 | 1 | 0 | 1938 | 9999 |  |  | N | Hydro | [13 empty] | 0 | 0 | 0 | 0 | [11 empty] | All Dams Generation LLC | 100 | Ontario Power Generation Inc | 100
Foster | 6552_G_1 | 6552 | G | 1 |  | Hydro |  | WECC_PNW | Oregon | 41 | Linn | 43 | 41043 | 10 | 0 | 1968 | 9999 |  |  | N | Hydro | [13 empty] | 0 | 0 | 0 | 0 | [11 empty] | USACE Northwestern Division | 100 | U S Army Corps of Engineers | 100
Foster | 6552_G_2 | 6552 | G | 2 |  | Hydro |  | WECC_PNW | Oregon | 41 | Linn | 43 | 41043 | 10 | 0 | 1968 | 9999 |  |  | N | Hydro | [13 empty] | 0 | 0 | 0 | 0 | [11 empty] | USACE Northwestern Division | 100 | U S Army Corps of Engineers | 100
Waverly Municipal Electric North Plant | 6554_G_10 | 6554 | G | 10 |  | Combustion Turbine | IC Engine | MIS_MIDA | Iowa | 19 | Bremer | 17 | 19017 | 7 | 11101 | 1993 | 9999 |  |  | N | Distillate Fuel Oil | [12 empty] | 2.5 | 1.6498 | 1.6498 | 1.6498 | 1.6498 | [11 empty] | Waverly Light & Power | 100 | Waverly Light & Power | 100
Waverly Municipal Electric North Plant | 6554_G_17 | 6554 | G | 17 |  | Combustion Turbine | IC Engine | MIS_MIDA | Iowa | 19 | Bremer | 17 | 19017 | 1.8 | 10745 | 2015 | 9999 |  |  | N | Distillate Fuel Oil | [13 empty] | 1.6498 | 1.6498 | 1.6498 | 1.6498 | [11 empty] | Waverly Light & Power | 100 | Waverly Light & Power | 100
Waverly Municipal Electric North Plant | 6554_G_18 | 6554 | G | 18 |  | Combustion Turbine | IC Engine | MIS_MIDA | Iowa | 19 | Bremer | 17 | 19017 | 1.8 | 10745 | 2015 | 9999 |  |  | N | Distillate Fuel Oil | [13 empty] | 1.6498 | 1.6498 | 1.6498 | 1.6498 | [11 empty] | Waverly Light & Power | 100 | Waverly Light & Power | 100
Waverly Municipal Electric North Plant | 6554_G_19 | 6554 | G | 19 |  | Combustion Turbine | IC Engine | MIS_MIDA | Iowa | 19 | Bremer | 17 | 19017 | 1.8 | 10745 | 2015 | 9999 |  |  | N | Distillate Fuel Oil | [13 empty] | 1.6498 | 1.6498 | 1.6498 | 1.6498 | [11 empty] | Waverly Light & Power | 100 | Waverly Light & Power | 100
Waverly Municipal Electric North Plant | 6554_G_20 | 6554 | G | 20 |  | Combustion Turbine | IC Engine | MIS_MIDA | Iowa | 19 | Bremer | 17 | 19017 | 1.8 | 10745 | 2015 | 9999 |  |  | N | Distillate Fuel Oil | [13 empty] | 1.6498 | 1.6498 | 1.6498 | 1.6498 | [11 empty] | Waverly Light & Power | 100 | Waverly Light & Power | 100
Waverly Municipal Electric North Plant | 6554_G_7 | 6554 | G | 7 |  | Combustion Turbine | IC Engine | MIS_MIDA | Iowa | 19 | Bremer | 17 | 19017 | 3.5 | 11065 | 1958 | 9999 |  |  | N | Natural Gas, Distillate Fuel Oil | [12 empty] | 2.5 | 1.061 | 1.061 | 1.061 | 1.061 | [11 empty] | Waverly Light & Power | 100 | Waverly Light & Power | 100
Waverly Municipal Electric North Plant | 6554_G_8 | 6554 | G | 8 |  | Combustion Turbine | IC Engine | MIS_MIDA | Iowa | 19 | Bremer | 17 | 19017 | 3.7 | 11054 | 1967 | 9999 |  |  | N | Natural Gas, Distillate Fuel Oil | [12 empty] | 2.5 | 1.061 | 1.061 | 1.061 | 1.061 | [11 empty] | Waverly Light & Power | 100 | Waverly Light & Power | 100
Waverly Municipal Electric North Plant | 6554_G_9 | 6554 | G | 9 |  | Combustion Turbine | IC Engine | MIS_MIDA | Iowa | 19 | Bremer | 17 | 19017 | 3.7 | 11054 | 1967 | 9999 |  |  | N | Natural Gas, Distillate Fuel Oil | [12 empty] | 2.5 | 1.061 | 1.061 | 1.061 | 1.061 | [11 empty] | Waverly Light & Power | 100 | Waverly Light & Power | 100
D G Hunter | 6558_G_10 | 6558 | G | 10 |  | Combustion Turbine | IC Engine | MIS_LA | Louisiana | 22 | Rapides | 79 | 22079 | 8.6 | 10745 | 2016 | 9999 |  |  | N | Natural Gas | [13 empty] | 1.061 | 1.061 | 1.061 | 1.061 | [11 empty] | Alexandria (City of) Gas Dept | 100 | Alexandria LA (City of) | 100
D G Hunter | 6558_G_11 | 6558 | G | 11 |  | Combustion Turbine | IC Engine | MIS_LA | Louisiana | 22 | Rapides | 79 | 22079 | 8.6 | 10745 | 2016 | 9999 |  |  | N | Natural Gas | [13 empty] | 1.061 | 1.061 | 1.061 | 1.061 | [11 empty] | Alexandria (City of) Gas Dept | 100 | Alexandria LA (City of) | 100
D G Hunter | 6558_G_5 | 6558 | G | 5 |  | Combustion Turbine | IC Engine | MIS_LA | Louisiana | 22 | Rapides | 79 | 22079 | 8.6 | 10745 | 2016 | 9999 |  |  | N | Natural Gas | [13 empty] | 1.061 | 1.061 | 1.061 | 1.061 | [11 empty] | Alexandria (City of) Gas Dept | 100 | Alexandria LA (City of) | 100
D G Hunter | 6558_G_6 | 6558 | G | 6 |  | Combustion Turbine | IC Engine | MIS_LA | Louisiana | 22 | Rapides | 79 | 22079 | 8.6 | 10745 | 2016 | 9999 |  |  | N | Natural Gas | [13 empty] | 1.061 | 1.061 | 1.061 | 1.061 | [11 empty] | Alexandria (City of) Gas Dept | 100 | Alexandria LA (City of) | 100
D G Hunter | 6558_G_7 | 6558 | G | 7 |  | Combustion Turbine | IC Engine | MIS_LA | Louisiana | 22 | Rapides | 79 | 22079 | 8.6 | 10745 | 2016 | 9999 |  |  | N | Natural Gas | [13 empty] | 1.061 | 1.061 | 1.061 | 1.061 | [11 empty] | Alexandria (City of) Gas Dept | 100 | Alexandria LA (City of) | 100
D G Hunter | 6558_G_8 | 6558 | G | 8 |  | Combustion Turbine | IC Engine | MIS_LA | Louisiana | 22 | Rapides | 79 | 22079 | 8.6 | 10745 | 2016 | 9999 |  |  | N | Natural Gas | [13 empty] | 1.061 | 1.061 | 1.061 | 1.061 | [11 empty] | Alexandria (City of) Gas Dept | 100 | Alexandria LA (City of) | 100
D G Hunter | 6558_G_9 | 6558 | G | 9 |  | Combustion Turbine | IC Engine | MIS_LA | Louisiana | 22 | Rapides | 79 | 22079 | 8.6 | 10745 | 2016 | 9999 |  |  | N | Natural Gas | [13 empty] | 1.061 | 1.061 | 1.061 | 1.061 | [11 empty] | Alexandria (City of) Gas Dept | 100 | Alexandria LA (City of) | 100
London | 6560_G_1 | 6560 | G | 1 |  | Hydro |  | PJM_West | West Virginia | 54 | Kanawha | 39 | 54039 | 4.8 | 0 | 1935 | 9999 |  |  | N | Hydro | [13 empty] | 0 | 0 | 0 | 0 | [11 empty] | Appalachian Power Co | 100 | American Electric Power Co Inc | 100
London | 6560_G_2 | 6560 | G | 2 |  | Hydro |  | PJM_West | West Virginia | 54 | Kanawha | 39 | 54039 | 4.8 | 0 | 1935 | 9999 |  |  | N | Hydro | [13 empty] | 0 | 0 | 0 | 0 | [11 empty] | Appalachian Power Co | 100 | American Electric Power Co Inc | 100
London | 6560_G_3 | 6560 | G | 3 |  | Hydro |  | PJM_West | West Virginia | 54 | Kanawha | 39 | 54039 | 4.8 | 0 | 1935 | 9999 |  |  | N | Hydro | [13 empty] | 0 | 0 | 0 | 0 | [11 empty] | Appalachian Power Co | 100 | American Electric Power Co Inc | 100
Marmet | 6561_G_1 | 6561 | G | 1 |  | Hydro |  | PJM_West | West Virginia | 54 | Kanawha | 39 | 54039 | 4.8 | 0 | 1935 | 9999 |  |  | N | Hydro | [13 empty] | 0 | 0 | 0 | 0 | [11 empty] | Appalachian Power Co | 100 | American Electric Power Co Inc | 100
Marmet | 6561_G_2 | 6561 | G | 2 |  | Hydro |  | PJM_West | West Virginia | 54 | Kanawha | 39 | 54039 | 4.8 | 0 | 1935 | 9999 |  |  | N | Hydro | [13 empty] | 0 | 0 | 0 | 0 | [11 empty] | Appalachian Power Co | 100 | American Electric Power Co Inc | 100
Marmet | 6561_G_3 | 6561 | G | 3 |  | Hydro |  | PJM_West | West Virginia | 54 | Kanawha | 39 | 54039 | 4.8 | 0 | 1935 | 9999 |  |  | N | Hydro | [13 empty] | 0 | 0 | 0 | 0 | [11 empty] | Appalachian Power Co | 100 | American Electric Power Co Inc | 100
Winfield | 6562_G_1 | 6562 | G | 1 |  | Hydro |  | PJM_West | West Virginia | 54 | Putnam | 79 | 54079 | 8.9 | 0 | 1938 | 9999 |  |  | N | Hydro | [13 empty] | 0 | 0 | 0 | 0 | [11 empty] | Appalachian Power Co | 100 | American Electric Power Co Inc | 100
Winfield | 6562_G_2 | 6562 | G | 2 |  | Hydro |  | PJM_West | West Virginia | 54 | Putnam | 79 | 54079 | 4.9 | 0 | 1938 | 9999 |  |  | N | Hydro | [13 empty] | 0 | 0 | 0 | 0 | [11 empty] | Appalachian Power Co | 100 | American Electric Power Co Inc | 100
Winfield | 6562_G_3 | 6562 | G | 3 |  | Hydro |  | PJM_West | West Virginia | 54 | Putnam | 79 | 54079 | 4.9 | 0 | 1938 | 9999 |  |  | N | Hydro | [13 empty] | 0 | 0 | 0 | 0 | [11 empty] | Appalachian Power Co | 100 | American Electric Power Co Inc | 100
Berlin | 6565_G_1A | 6565 | G | 1A |  | Combustion Turbine | IC Engine | PJM_EMAC | Maryland | 24 | Worcester | 47 | 24047 | 1.1 | 25000 | 1961 | 9999 |  |  | N | Distillate Fuel Oil | [12 empty] | 0.3 | 3.7918 | 3.7918 | 3.7918 | 3.7918 | [11 empty] | Berlin MD (Town of) | 100 | Berlin MD (Town of) | 100
Berlin | 6565_G_5A | 6565 | G | 5A |  | Combustion Turbine | IC Engine | PJM_EMAC | Maryland | 24 | Worcester | 47 | 24047 | 2.5 | 25000 | 1989 | 9999 |  |  | N | Distillate Fuel Oil | [12 empty] | 0.3 | 2.4901 | 2.4901 | 2.4901 | 2.4901 | [11 empty] | Berlin MD (Town of) | 100 | Berlin MD (Town of) | 100
Block Island | 6567_G_23 | 6567 | G | 23 |  | Combustion Turbine | IC Engine | NENGREST | Rhode Island | 44 | Washington | 9 | 44009 | 1.2 | 10946 | 2001 | 9999 |  |  | N | Distillate Fuel Oil |  |  |  |  | SCR | [7 empty] | 1.121 | 1.6498 | 0.32995 | 1.6498 | 0.32995 | [11 empty] | Block Island Power Co | 100 | Block Island Power Co | 100
Block Island | 6567_G_24 | 6567 | G | 24 |  | Combustion Turbine | IC Engine | NENGREST | Rhode Island | 44 | Washington | 9 | 44009 | 1.6 | 10946 | 2002 | 9999 |  |  | N | Distillate Fuel Oil |  |  |  |  | SCR | [7 empty] | 1.121 | 1.6498 | 0.32995 | 1.6498 | 0.32995 | [11 empty] | Block Island Power Co | 100 | Block Island Power Co | 100
Block Island | 6567_G_25 | 6567 | G | 25 |  | Combustion Turbine | IC Engine | NENGREST | Rhode Island | 44 | Washington | 9 | 44009 | 1.8 | 10947 | 2006 | 9999 |  |  | N | Distillate Fuel Oil |  |  |  |  | SCR | [8 empty] | 1.6498 | 0.32995 | 1.6498 | 0.32995 | [11 empty] | Block Island Power Co | 100 | Block Island Power Co | 100
Block Island | 6567_G_27 | 6567 | G | 27 |  | Combustion Turbine | IC Engine | NENGREST | Rhode Island | 44 | Washington | 9 | 44009 | 2.5 | 10745 | 2018 | 9999 |  |  | N | Distillate Fuel Oil | [13 empty] | 1.6498 | 1.6498 | 1.6498 | 1.6498 | [11 empty] | Block Island Power Co | 100 | Block Island Power Co | 100
Johnson | 6579_G_CAT8 | 6579 | G | CAT8 |  | Combustion Turbine | IC Engine | SPP_N | Kansas | 20 | Stanton | 187 | 20187 | 3 | 10766 | 2017 | 9999 |  |  | N | Distillate Fuel Oil | [13 empty] | 1.6498 | 1.6498 | 1.6498 | 1.6498 | [11 empty] | Johnson KS (City of) | 100 | Johnson KS (City of) | 100
Johnson | 6579_G_CAT9 | 6579 | G | CAT9 |  | Combustion Turbine | IC Engine | SPP_N | Kansas | 20 | Stanton | 187 | 20187 | 3 | 11000 | 2017 | 9999 |  |  | N | Distillate Fuel Oil | [13 empty] | 1.6498 | 1.6498 | 1.6498 | 1.6498 | [11 empty] | Johnson KS (City of) | 100 | Johnson KS (City of) | 100
Stock Island | 6584_G_EP2 | 6584 | G | EP2 |  | Combustion Turbine | IC Engine | FRCC | Florida | 12 | Monroe | 87 | 12087 | 2.5 | 10745 | 2012 | 9999 |  |  | N | Distillate Fuel Oil | [13 empty] | 1.6498 | 1.6498 | 1.6498 | 1.6498 | [11 empty] | Keys Energy Services | 100 | Keys Energy Services | 100
Stock Island | 6584_G_GT1 | 6584 | G | GT1 |  | Combustion Turbine |  | FRCC | Florida | 12 | Monroe | 87 | 12087 | 19 | 11975 | 1978 | 9999 |  |  | N | Distillate Fuel Oil |  |  |  | H2O | [8 empty] | 0.05 | 0.32005 | 0.32005 | 0.32005 | 0.32005 | [11 empty] | Keys Energy Services | 100 | Keys Energy Services | 100
Stock Island | 6584_G_GT2 | 6584 | G | GT2 |  | Combustion Turbine |  | FRCC | Florida | 12 | Monroe | 87 | 12087 | 17 | 11974 | 1999 | 9999 |  |  | N | Distillate Fuel Oil |  |  |  | H2O | [8 empty] | 0.05 | 0.39716 | 0.39716 | 0.39716 | 0.39716 | [11 empty] | Keys Energy Services | 100 | Keys Energy Services | 100
Stock Island | 6584_G_GT3 | 6584 | G | GT3 |  | Combustion Turbine |  | FRCC | Florida | 12 | Monroe | 87 | 12087 | 17 | 11974 | 1999 | 9999 |  |  | N | Distillate Fuel Oil |  |  |  | H2O | [8 empty] | 0.05 | 0.35951 | 0.35951 | 0.35951 | 0.35951 | [11 empty] | Keys Energy Services | 100 | Keys Energy Services | 100
Stock Island | 6584_G_GT4 | 6584 | G | GT4 | 89604 | Combustion Turbine |  | FRCC | Florida | 12 | Monroe | 87 | 12087 | 44 | 11972 | 2006 | 9999 |  |  | N | Distillate Fuel Oil |  |  |  | H2O | [8 empty] | 0.05 | 0.16273 | 0.16273 | 0.16273 | 0.16273 | [11 empty] | Keys Energy Services | 100 | Keys Energy Services | 100
Stock Island | 6584_G_MSD1 | 6584 | G | MSD1 |  | Combustion Turbine | IC Engine | FRCC | Florida | 12 | Monroe | 87 | 12087 | 7.5 | 10745 | 1991 | 9999 |  |  | N | Distillate Fuel Oil | [12 empty] | 0.002 | 1.884 | 1.884 | 1.884 | 1.884 | [11 empty] | Keys Energy Services | 100 | Keys Energy Services | 100
Stock Island | 6584_G_MSD2 | 6584 | G | MSD2 |  | Combustion Turbine | IC Engine | FRCC | Florida | 12 | Monroe | 87 | 12087 | 7.5 | 10745 | 1991 | 9999 |  |  | N | Distillate Fuel Oil | [12 empty] | 0.002 | 1.884 | 1.884 | 1.884 | 1.884 | [11 empty] | Keys Energy Services | 100 | Keys Energy Services | 100
Wilkins Station | 6586_G_1 | 6586 | G | 1 |  | Combustion Turbine | IC Engine | NENGREST | Massachusetts | 25 | Essex | 9 | 25009 | 2.5 | 11617 | 1975 | 9999 |  |  | N | Distillate Fuel Oil | [12 empty] | 0.789 | 1.2162 | 1.2162 | 1.2162 | 1.2162 | [11 empty] | Marblehead Municipal Light Dept | 100 | Marblehead Municipal Light Dept | 100
Wilkins Station | 6586_G_2 | 6586 | G | 2 |  | Combustion Turbine | IC Engine | NENGREST | Massachusetts | 25 | Essex | 9 | 25009 | 2.5 | 11707 | 1975 | 9999 |  |  | N | Distillate Fuel Oil | [12 empty] | 0.789 | 1.2632 | 1.2632 | 1.2632 | 1.2632 | [11 empty] | Marblehead Municipal Light Dept | 100 | Marblehead Municipal Light Dept | 100
Toledo Bend | 6595_G_1 | 6595 | G | 1 |  | Hydro |  | MIS_WOTA | Texas | 48 | Newton | 351 | 48351 | 40 | 0 | 1969 | 9999 |  |  | N | Hydro | [13 empty] | 0 | 0 | 0 | 0 | [11 empty] | Sabine River Authority of Louisiana | 50 | Sabine River Authority of Louisiana | 50
Toledo Bend | 6595_G_2 | 6595 | G | 2 |  | Hydro |  | MIS_WOTA | Texas | 48 | Newton | 351 | 48351 | 40 | 0 | 1969 | 9999 |  |  | N | Hydro | [13 empty] | 0 | 0 | 0 | 0 | [11 empty] | Sabine River Authority of Louisiana | 50 | Sabine River Authority of Louisiana | 50
Union Valley | 6612_G_1 | 6612 | G | 1 |  | Hydro |  | WEC_BANC | California | 6 | El Dorado | 17 | 06017 | 38.6 | 0 | 1963 | 9999 |  |  | N | Hydro | [13 empty] | 0 | 0 | 0 | 0 | [11 empty] | Sacramento Municipal Utility District | 100 | Sacramento Municipal Utility District | 100
Highgate Falls | 6618_G_1 | 6618 | G | 1 |  | Hydro |  | NENGREST | Vermont | 50 | Franklin | 11 | 50011 | 1 | 0 | 1930 | 9999 |  |  | N | Hydro | [13 empty] | 0 | 0 | 0 | 0 | [11 empty] | Swanton VT (Village of) | 100 | Swanton VT (Village of) | 100
Highgate Falls | 6618_G_2 | 6618 | G | 2 |  | Hydro |  | NENGREST | Vermont | 50 | Franklin | 11 | 50011 | 1 | 0 | 1923 | 9999 |  |  | N | Hydro | [13 empty] | 0 | 0 | 0 | 0 | [11 empty] | Swanton VT (Village of) | 100 | Swanton VT (Village of) | 100
Highgate Falls | 6618_G_4 | 6618 | G | 4 |  | Hydro |  | NENGREST | Vermont | 50 | Franklin | 11 | 50011 | 4.8 | 0 | 1990 | 9999 |  |  | N | Hydro | [13 empty] | 0 | 0 | 0 | 0 | [11 empty] | Swanton VT (Village of) | 100 | Swanton VT (Village of) | 100
Burlington (CO) | 6619_G_1 | 6619 | G | 1 |  | Combustion Turbine |  | WECC_CO | Colorado | 8 | Kit Carson | 63 | 08063 | 50 | 14201 | 1977 | 9999 |  |  | N | Distillate Fuel Oil | [12 empty] | 1.2 | 0.28704 | 0.28704 | 0.28704 | 0.28704 | [11 empty] | Tri State Generation & Transmission Association Inc | 100 | Tri State Generation & Transmission Association Inc | 100
Burlington (CO) | 6619_G_2 | 6619 | G | 2 |  | Combustion Turbine |  | WECC_CO | Colorado | 8 | Kit Carson | 63 | 08063 | 50 | 14206 | 1977 | 9999 |  |  | N | Distillate Fuel Oil | [12 empty] | 1.2 | 1.0157 | 1.0157 | 1.0157 | 1.0157 | [11 empty] | Tri State Generation & Transmission Association Inc | 100 | Tri State Generation & Transmission Association Inc | 100
Fort Peck | 6623_G_1 | 6623 | G | 1 |  | Hydro |  | SPP_WAUE | Montana | 30 | McCone | 55 | 30055 | 50 | 0 | 1943 | 9999 |  |  | N | Hydro | [13 empty] | 0 | 0 | 0 | 0 | [11 empty] | USACE Omaha District | 100 | U S Army Corps of Engineers | 100
Fort Peck | 6623_G_3 | 6623 | G | 3 |  | Hydro |  | SPP_WAUE | Montana | 30 | McCone | 55 | 30055 | 50 | 0 | 1951 | 9999 |  |  | N | Hydro | [13 empty] | 0 | 0 | 0 | 0 | [11 empty] | USACE Omaha District | 100 | U S Army Corps of Engineers | 100
Fort Peck | 6623_G_4 | 6623 | G | 4 |  | Hydro |  | SPP_WAUE | Montana | 30 | McCone | 55 | 30055 | 49 | 0 | 1961 | 9999 |  |  | N | Hydro | [13 empty] | 0 | 0 | 0 | 0 | [11 empty] | USACE Omaha District | 100 | U S Army Corps of Engineers | 100
Fort Peck | 6623_G_5 | 6623 | G | 5 |  | Hydro |  | SPP_WAUE | Montana | 30 | McCone | 55 | 30055 | 49 | 0 | 1961 | 9999 |  |  | N | Hydro | [13 empty] | 0 | 0 | 0 | 0 | [11 empty] | USACE Omaha District | 100 | U S Army Corps of Engineers | 100
Gavins Point | 6624_G_1 | 6624 | G | 1 |  | Hydro |  | SPP_WAUE | Nebraska | 31 | Cedar | 27 | 31027 | 34 | 0 | 1956 | 9999 |  |  | N | Hydro | [13 empty] | 0 | 0 | 0 | 0 | [11 empty] | USACE Omaha District | 100 | U S Army Corps of Engineers | 100
Gavins Point | 6624_G_2 | 6624 | G | 2 |  | Hydro |  | SPP_WAUE | Nebraska | 31 | Cedar | 27 | 31027 | 34 | 0 | 1956 | 9999 |  |  | N | Hydro | [13 empty] | 0 | 0 | 0 | 0 | [11 empty] | USACE Omaha District | 100 | U S Army Corps of Engineers | 100
Gavins Point | 6624_G_3 | 6624 | G | 3 |  | Hydro |  | SPP_WAUE | Nebraska | 31 | Cedar | 27 | 31027 | 34 | 0 | 1957 | 9999 |  |  | N | Hydro | [13 empty] | 0 | 0 | 0 | 0 | [11 empty] | USACE Omaha District | 100 | U S Army Corps of Engineers | 100
Deerhaven Generating Station | 663_G_GT3 | 663 | G | GT3 | 488 | Combustion Turbine |  | FRCC | Florida | 12 | Alachua | 1 | 12001 | 75 | 15493 | 1996 | 9999 |  |  | N | Natural Gas, Distillate Fuel Oil |  |  |  | DLNB + H2O | [8 empty] | 0.8 | 0.03274 | 0.03274 | 0.03274 | 0.03274 | [11 empty] | Gainesville Regional Utilities | 100 | Gainesville Regional Utilities | 100
A L Pierce | 6635_G_4 | 6635 | G | 4 | 90114 | Combustion Turbine |  | NENG_CT | Connecticut | 9 | New Haven | 9 | 09009 | 74.1 | 11843 | 2007 | 9999 |  |  | N | Natural Gas, Distillate Fuel Oil |  |  |  | DLNB + H2O | [9 empty] | 0.1076 | 0.1076 | 0.1076 | 0.1076 | [11 empty] | MPH AL Pierce LLC | 100 | Hull Street Energy LLC | 100
Lake Lynn Hydro Station | 6636_G_1 | 6636 | G | 1 |  | Hydro |  | PJM_AP | Pennsylvania | 42 | FAYETTE | 51 | 42051 | 13 | 0 | 1926 | 9999 |  |  | N | Hydro | [13 empty] | 0 | 0 | 0 | 0 | [11 empty] | Lake Lynn Generation LLC | 100 | Ontario Power Generation Inc | 100
Lake Lynn Hydro Station | 6636_G_2 | 6636 | G | 2 |  | Hydro |  | PJM_AP | Pennsylvania | 42 | FAYETTE | 51 | 42051 | 13 | 0 | 1929 | 9999 |  |  | N | Hydro | [13 empty] | 0 | 0 | 0 | 0 | [11 empty] | Lake Lynn Generation LLC | 100 | Ontario Power Generation Inc | 100
Lake Lynn Hydro Station | 6636_G_3 | 6636 | G | 3 |  | Hydro |  | PJM_AP | Pennsylvania | 42 | FAYETTE | 51 | 42051 | 13 | 0 | 1926 | 9999 |  |  | N | Hydro | [13 empty] | 0 | 0 | 0 | 0 | [11 empty] | Lake Lynn Generation LLC | 100 | Ontario Power Generation Inc | 100
Lake Lynn Hydro Station | 6636_G_4 | 6636 | G | 4 |  | Hydro |  | PJM_AP | Pennsylvania | 42 | FAYETTE | 51 | 42051 | 13 | 0 | 1926 | 9999 |  |  | N | Hydro | [13 empty] | 0 | 0 | 0 | 0 | [11 empty] | Lake Lynn Generation LLC | 100 | Ontario Power Generation Inc | 100
John R Kelly | 664_G_CT04 | 664 | G | CT04 | 489 | Combined Cycle |  | FRCC | Florida | 12 | Alachua | 1 | 12001 | 75 | 8549 | 2001 | 9999 |  |  | N | Natural Gas, Distillate Fuel Oil |  |  |  | DLNB + H2O | [9 empty] | 0.024813 | 0.024813 | 0.024813 | 0.024813 | [11 empty] | Gainesville Regional Utilities | 100 | Gainesville Regional Utilities | 100
Lake Mathews | 6644_G_1 | 6644 | G | 1 |  | Hydro |  | WECC_SCE | California | 6 | Riverside | 65 | 06065 | 4.9 | 0 | 1980 | 9999 |  |  | N | Hydro | [13 empty] | 0 | 0 | 0 | 0 | [11 empty] | Metropolitan Water District | 100 | Metropolitan Water District | 100
Foothill Feeder | 6645_G_1 | 6645 | G | 1 |  | Hydro |  | WEC_LADW | California | 6 | Los Angeles | 37 | 06037 | 3.6 | 0 | 1981 | 9999 |  |  | N | Hydro | [13 empty] | 0 | 0 | 0 | 0 | [11 empty] | Metropolitan Water District | 100 | Metropolitan Water District | 100
Foothill Feeder | 6645_G_2 | 6645 | G | 2 |  | Hydro |  | WEC_LADW | California | 6 | Los Angeles | 37 | 06037 | 3.6 | 0 | 1981 | 9999 |  |  | N | Hydro | [13 empty] | 0 | 0 | 0 | 0 | [11 empty] | Metropolitan Water District | 100 | Metropolitan Water District | 100
San Dimas | 6646_G_1 | 6646 | G | 1 |  | Hydro |  | WECC_SCE | California | 6 | Los Angeles | 37 | 06037 | 9.9 | 0 | 1981 | 9999 |  |  | N | Hydro | [13 empty] | 0 | 0 | 0 | 0 | [11 empty] | Metropolitan Water District | 100 | Metropolitan Water District | 100
Yorba Linda | 6647_G_1 | 6647 | G | 1 |  | Hydro |  | WECC_SCE | California | 6 | Orange | 59 | 06059 | 5.1 | 0 | 1981 | 9999 |  |  | N | Hydro | [13 empty] | 0 | 0 | 0 | 0 | [11 empty] | Metropolitan Water District | 100 | Metropolitan Water District | 100
G W Ivey | 665_G_13 | 665 | G | 13 |  | Combustion Turbine | IC Engine | FRCC | Florida | 12 | Miami Dade | 86 | 12086 | 1.8 | 16413 | 1972 | 9999 |  |  | N | Natural Gas, Distillate Fuel Oil | [12 empty] | 0.8 | 4.357 | 4.357 | 4.357 | 4.357 | [11 empty] | Homestead FL (City of) | 100 | Homestead FL (City of) | 100
G W Ivey | 665_G_14 | 665 | G | 14 |  | Combustion Turbine | IC Engine | FRCC | Florida | 12 | Miami Dade | 86 | 12086 | 1.8 | 16413 | 1972 | 9999 |  |  | N | Natural Gas, Distillate Fuel Oil | [12 empty] | 0.8 | 3.7448 | 3.7448 | 3.7448 | 3.7448 | [11 empty] | Homestead FL (City of) | 100 | Homestead FL (City of) | 100
G W Ivey | 665_G_15 | 665 | G | 15 |  | Combustion Turbine | IC Engine | FRCC | Florida | 12 | Miami Dade | 86 | 12086 | 1.8 | 16413 | 1972 | 9999 |  |  | N | Natural Gas, Distillate Fuel Oil | [12 empty] | 0.8 | 4.3062 | 4.3062 | 4.3062 | 4.3062 | [11 empty] | Homestead FL (City of) | 100 | Homestead FL (City of) | 100
G W Ivey | 665_G_16 | 665 | G | 16 |  | Combustion Turbine | IC Engine | FRCC | Florida | 12 | Miami Dade | 86 | 12086 | 1.8 | 16413 | 1972 | 9999 |  |  | N | Natural Gas, Distillate Fuel Oil | [12 empty] | 0.8 | 4.3062 | 4.3062 | 4.3062 | 4.3062 | [11 empty] | Homestead FL (City of) | 100 | Homestead FL (City of) | 100
G W Ivey | 665_G_17 | 665 | G | 17 |  | Combustion Turbine | IC Engine | FRCC | Florida | 12 | Miami Dade | 86 | 12086 | 1.8 | 16413 | 1972 | 9999 |  |  | N | Natural Gas, Distillate Fuel Oil | [12 empty] | 0.8 | 4.3638 | 4.3638 | 4.3638 | 4.3638 | [11 empty] | Homestead FL (City of) | 100 | Homestead FL (City of) | 100
G W Ivey | 665_G_19 | 665 | G | 19 |  | Combustion Turbine | IC Engine | FRCC | Florida | 12 | Miami Dade | 86 | 12086 | 8 | 16415 | 1975 | 9999 |  |  | N | Natural Gas, Distillate Fuel Oil | [12 empty] | 0.8 | 1.9319 | 1.9319 | 1.9319 | 1.9319 | [11 empty] | Homestead FL (City of) | 100 | Homestead FL (City of) | 100
G W Ivey | 665_G_2 | 665 | G | 2 |  | Combustion Turbine | IC Engine | FRCC | Florida | 12 | Miami Dade | 86 | 12086 | 1.8 | 16413 | 1970 | 9999 |  |  | N | Natural Gas, Distillate Fuel Oil | [13 empty] | 4.3062 | 4.3062 | 4.3062 | 4.3062 | [11 empty] | Homestead FL (City of) | 100 | Homestead FL (City of) | 100
G W Ivey | 665_G_20 | 665 | G | 20 |  | Combustion Turbine | IC Engine | FRCC | Florida | 12 | Miami Dade | 86 | 12086 | 6 | 16414 | 1981 | 9999 |  |  | N | Natural Gas, Distillate Fuel Oil | [12 empty] | 0.8 | 4.3226 | 4.3226 | 4.3226 | 4.3226 | [11 empty] | Homestead FL (City of) | 100 | Homestead FL (City of) | 100
G W Ivey | 665_G_21 | 665 | G | 21 |  | Combustion Turbine | IC Engine | FRCC | Florida | 12 | Miami Dade | 86 | 12086 | 6 | 16414 | 1981 | 9999 |  |  | N | Natural Gas, Distillate Fuel Oil | [12 empty] | 0.8 | 4.3599 | 4.3599 | 4.3599 | 4.3599 | [11 empty] | Homestead FL (City of) | 100 | Homestead FL (City of) | 100
G W Ivey | 665_G_22 | 665 | G | 22 |  | Combustion Turbine | IC Engine | FRCC | Florida | 12 | Miami Dade | 86 | 12086 | 0.1 | 25000 | 2013 | 9999 |  |  | N | Distillate Fuel Oil | [13 empty] | 1.6498 | 1.6498 | 1.6498 | 1.6498 | [11 empty] | Homestead FL (City of) | 100 | Homestead FL (City of) | 100
G W Ivey | 665_G_3 | 665 | G | 3 |  | Combustion Turbine | IC Engine | FRCC | Florida | 12 | Miami Dade | 86 | 12086 | 1.8 | 16413 | 1970 | 9999 |  |  | N | Natural Gas, Distillate Fuel Oil | [13 empty] | 4.3062 | 4.3062 | 4.3062 | 4.3062 | [11 empty] | Homestead FL (City of) | 100 | Homestead FL (City of) | 100
Mexico | 6650_G_1 | 6650 | G | 1 | 90098 | Combustion Turbine |  | MIS_MO | Missouri | 29 | Audrain | 7 | 29007 | 53 | 15788 | 1978 | 9999 |  |  | N | Distillate Fuel Oil | [12 empty] | 2.02 | 1.2 | 1.2 | 1.2 | 1.2 | [11 empty] | Ameren Missouri | 100 | Ameren Corp | 100
Moberly | 6651_G_1 | 6651 | G | 1 | 90099 | Combustion Turbine |  | MIS_MO | Missouri | 29 | Randolph | 175 | 29175 | 53 | 24030 | 1978 | 9999 |  |  | N | Distillate Fuel Oil | [12 empty] | 2.02 | 1.2 | 1.2 | 1.2 | 1.2 | [11 empty] | Ameren Missouri | 100 | Ameren Corp | 100
Moreau | 6652_G_1 | 6652 | G | 1 | 90100 | Combustion Turbine |  | MIS_MO | Missouri | 29 | Cole | 51 | 29051 | 53 | 22314 | 1978 | 9999 |  |  | N | Distillate Fuel Oil | [12 empty] | 2.02 | 1.2 | 1.2 | 1.2 | 1.2 | [11 empty] | Ameren Missouri | 100 | Ameren Corp | 100
J D Kennedy | 666_G_GT37 | 666 | G | GT37 | 493 | Combustion Turbine |  | FRCC | Florida | 12 | Duval | 31 | 12031 | 158.6 | 12606 | 2000 | 9999 |  |  | N | Natural Gas, Distillate Fuel Oil |  |  |  | DLNB + H2O | [8 empty] | 0.8 | 0.03636 | 0.03636 | 0.03636 | 0.03636 | [11 empty] | JEA | 100 | JEA | 100
J D Kennedy | 666_G_GT38 | 666 | G | GT38 | 90118 | Combustion Turbine |  | FRCC | Florida | 12 | Duval | 31 | 12031 | 158.6 | 12607 | 2009 | 9999 |  |  | N | Natural Gas, Distillate Fuel Oil |  |  |  | DLNB | [9 empty] | 0.03682 | 0.03682 | 0.03682 | 0.03682 | [11 empty] | JEA | 100 | JEA | 100
Northside Generating Station | 667_G_4 | 667 | G | 4 |  | Combustion Turbine |  | FRCC | Florida | 12 | Duval | 31 | 12031 | 53 | 18618 | 1975 | 9999 |  |  | N | Distillate Fuel Oil | [12 empty] | 0.8 | 0.35628 | 0.35628 | 0.35628 | 0.35628 | [11 empty] | JEA | 100 | JEA | 100
Northside Generating Station | 667_G_5 | 667 | G | 5 |  | Combustion Turbine |  | FRCC | Florida | 12 | Duval | 31 | 12031 | 53 | 18626 | 1974 | 9999 |  |  | N | Distillate Fuel Oil | [12 empty] | 0.8 | 0.38642 | 0.38642 | 0.38642 | 0.38642 | [11 empty] | JEA | 100 | JEA | 100
Northside Generating Station | 667_G_6 | 667 | G | 6 |  | Combustion Turbine |  | FRCC | Florida | 12 | Duval | 31 | 12031 | 53 | 18626 | 1974 | 9999 |  |  | N | Distillate Fuel Oil | [12 empty] | 0.8 | 0.38755 | 0.38755 | 0.38755 | 0.38755 | [11 empty] | JEA | 100 | JEA | 100
Northside Generating Station | 667_G_GT3 | 667 | G | GT3 |  | Combustion Turbine |  | FRCC | Florida | 12 | Duval | 31 | 12031 | 53 | 18626 | 1975 | 9999 |  |  | N | Distillate Fuel Oil | [12 empty] | 0.8 | 0.36986 | 0.36986 | 0.36986 | 0.36986 | [11 empty] | JEA | 100 | JEA | 100
Northside Generating Station | 667_G_ST3 | 667 | G | ST3 | 500 | O/G Steam |  | FRCC | Florida | 12 | Duval | 31 | 12031 | 524 | 11615 | 1977 | 9999 | wall | dry | N | Natural Gas, Residual Fuel Oil |  |  |  | LNB | SNCR | [8 empty] | 0.19131 | 0.19131 | 0.19131 | 0.19131 | [11 empty] | JEA | 100 | JEA | 100
Pebbly Beach Generating Station | 6704_G_10 | 6704 | G | 10 |  | Combustion Turbine | IC Engine | WECC_SCE | California | 6 | Los Angeles | 37 | 06037 | 1.1 | 10745 | 1966 | 9999 |  |  | N | Distillate Fuel Oil | [12 empty] | 0.74 | 0.45155 | 0.45155 | 0.45155 | 0.45155 | [11 empty] | Southern California Edison Co | 100 | Edison International | 100
Pebbly Beach Generating Station | 6704_G_12 | 6704 | G | 12 |  | Combustion Turbine | IC Engine | WECC_SCE | California | 6 | Los Angeles | 37 | 06037 | 1.6 | 10745 | 1976 | 9999 |  |  | N | Distillate Fuel Oil | [12 empty] | 0.74 | 0.45155 | 0.45155 | 0.45155 | 0.45155 | [11 empty] | Southern California Edison Co | 100 | Edison International | 100
Pebbly Beach Generating Station | 6704_G_14 | 6704 | G | 14 |  | Combustion Turbine | IC Engine | WECC_SCE | California | 6 | Los Angeles | 37 | 06037 | 1.4 | 10745 | 1986 | 9999 |  |  | N | Distillate Fuel Oil | [12 empty] | 0.74 | 0.45155 | 0.45155 | 0.45155 | 0.45155 | [11 empty] | Southern California Edison Co | 100 | Edison International | 100
Pebbly Beach Generating Station | 6704_G_15 | 6704 | G | 15 |  | Combustion Turbine | IC Engine | WECC_SCE | California | 6 | Los Angeles | 37 | 06037 | 2.8 | 10745 | 1995 | 9999 |  |  | N | Distillate Fuel Oil | [12 empty] | 0.74 | 0.45155 | 0.45155 | 0.45155 | 0.45155 | [11 empty] | Southern California Edison Co | 100 | Edison International | 100
Pebbly Beach Generating Station | 6704_G_7 | 6704 | G | 7 |  | Combustion Turbine | IC Engine | WECC_SCE | California | 6 | Los Angeles | 37 | 06037 | 1 | 10745 | 1958 | 9999 |  |  | N | Distillate Fuel Oil | [12 empty] | 0.74 | 0.45155 | 0.45155 | 0.45155 | 0.45155 | [11 empty] | Southern California Edison Co | 100 | Edison International | 100
Pebbly Beach Generating Station | 6704_G_8 | 6704 | G | 8 |  | Combustion Turbine | IC Engine | WECC_SCE | California | 6 | Los Angeles | 37 | 06037 | 1.5 | 10745 | 1963 | 9999 |  |  | N | Distillate Fuel Oil | [12 empty] | 0.74 | 0.45155 | 0.45155 | 0.45155 | 0.45155 | [11 empty] | Southern California Edison Co | 100 | Edison International | 100
Pebbly Beach Generating Station | 6704_G_MT01 | 6704 | G | MT01 |  | Combustion Turbine |  | WEC_LADW | California | 6 | Los Angeles | 37 | 06037 | 0.1 | 15276 | 2011 | 9999 |  |  | N | Natural Gas | [13 empty] | 0.79549 | 0.79549 | 0.79549 | 0.79549 | [11 empty] | Southern California Edison Co | 100 | Edison International | 100
Pebbly Beach Generating Station | 6704_G_MT02 | 6704 | G | MT02 |  | Combustion Turbine |  | WEC_LADW | California | 6 | Los Angeles | 37 | 06037 | 0.1 | 15294 | 2011 | 9999 |  |  | N | Natural Gas | [13 empty] | 0.79549 | 0.79549 | 0.79549 | 0.79549 | [11 empty] | Southern California Edison Co | 100 | Edison International | 100
Pebbly Beach Generating Station | 6704_G_MT03 | 6704 | G | MT03 |  | Combustion Turbine |  | WEC_LADW | California | 6 | Los Angeles | 37 | 06037 | 0.1 | 15294 | 2011 | 9999 |  |  | N | Natural Gas | [13 empty] | 0.79549 | 0.79549 | 0.79549 | 0.79549 | [11 empty] | Southern California Edison Co | 100 | Edison International | 100
Pebbly Beach Generating Station | 6704_G_MT04 | 6704 | G | MT04 |  | Combustion Turbine |  | WEC_LADW | California | 6 | Los Angeles | 37 | 06037 | 0.1 | 15294 | 2011 | 9999 |  |  | N | Natural Gas | [13 empty] | 0.79549 | 0.79549 | 0.79549 | 0.79549 | [11 empty] | Southern California Edison Co | 100 | Edison International | 100
Pebbly Beach Generating Station | 6704_G_MT05 | 6704 | G | MT05 |  | Combustion Turbine |  | WEC_LADW | California | 6 | Los Angeles | 37 | 06037 | 0.1 | 15294 | 2011 | 9999 |  |  | N | Natural Gas | [13 empty] | 0.79549 | 0.79549 | 0.79549 | 0.79549 | [11 empty] | Southern California Edison Co | 100 | Edison International | 100
Pebbly Beach Generating Station | 6704_G_MT06 | 6704 | G | MT06 |  | Combustion Turbine |  | WEC_LADW | California | 6 | Los Angeles | 37 | 06037 | 0.1 | 15294 | 2011 | 9999 |  |  | N | Natural Gas | [13 empty] | 0.79549 | 0.79549 | 0.79549 | 0.79549 | [11 empty] | Southern California Edison Co | 100 | Edison International | 100
Pebbly Beach Generating Station | 6704_G_MT07 | 6704 | G | MT07 |  | Combustion Turbine |  | WEC_LADW | California | 6 | Los Angeles | 37 | 06037 | 0.1 | 15294 | 2011 | 9999 |  |  | N | Natural Gas | [13 empty] | 0.79549 | 0.79549 | 0.79549 | 0.79549 | [11 empty] | Southern California Edison Co | 100 | Edison International | 100
Pebbly Beach Generating Station | 6704_G_MT08 | 6704 | G | MT08 |  | Combustion Turbine |  | WEC_LADW | California | 6 | Los Angeles | 37 | 06037 | 0.1 | 15294 | 2011 | 9999 |  |  | N | Natural Gas | [13 empty] | 0.79549 | 0.79549 | 0.79549 | 0.79549 | [11 empty] | Southern California Edison Co | 100 | Edison International | 100
Pebbly Beach Generating Station | 6704_G_MT09 | 6704 | G | MT09 |  | Combustion Turbine |  | WEC_LADW | California | 6 | Los Angeles | 37 | 06037 | 0.1 | 15294 | 2011 | 9999 |  |  | N | Natural Gas | [13 empty] | 0.79549 | 0.79549 | 0.79549 | 0.79549 | [11 empty] | Southern California Edison Co | 100 | Edison International | 100
Pebbly Beach Generating Station | 6704_G_MT10 | 6704 | G | MT10 |  | Combustion Turbine |  | WEC_LADW | California | 6 | Los Angeles | 37 | 06037 | 0.1 | 15294 | 2011 | 9999 |  |  | N | Natural Gas | [13 empty] | 0.79549 | 0.79549 | 0.79549 | 0.79549 | [11 empty] | Southern California Edison Co | 100 | Edison International | 100
Pebbly Beach Generating Station | 6704_G_MT11 | 6704 | G | MT11 |  | Combustion Turbine |  | WEC_LADW | California | 6 | Los Angeles | 37 | 06037 | 0.1 | 15294 | 2011 | 9999 |  |  | N | Natural Gas | [13 empty] | 0.79549 | 0.79549 | 0.79549 | 0.79549 | [11 empty] | Southern California Edison Co | 100 | Edison International | 100
Pebbly Beach Generating Station | 6704_G_MT14 | 6704 | G | MT14 |  | Combustion Turbine |  | WEC_LADW | California | 6 | Los Angeles | 37 | 06037 | 0.1 | 15294 | 2011 | 9999 |  |  | N | Natural Gas | [13 empty] | 0.79549 | 0.79549 | 0.79549 | 0.79549 | [11 empty] | Southern California Edison Co | 100 | Edison International | 100
Pebbly Beach Generating Station | 6704_G_MT15 | 6704 | G | MT15 |  | Combustion Turbine |  | WEC_LADW | California | 6 | Los Angeles | 37 | 06037 | 0.1 | 15294 | 2011 | 9999 |  |  | N | Natural Gas | [13 empty] | 0.79549 | 0.79549 | 0.79549 | 0.79549 | [11 empty] | Southern California Edison Co | 100 | Edison International | 100
Pebbly Beach Generating Station | 6704_G_MT16 | 6704 | G | MT16 |  | Combustion Turbine |  | WEC_LADW | California | 6 | Los Angeles | 37 | 06037 | 0.1 | 15294 | 2011 | 9999 |  |  | N | Natural Gas | [13 empty] | 0.79549 | 0.79549 | 0.79549 | 0.79549 | [11 empty] | Southern California Edison Co | 100 | Edison International | 100
Pebbly Beach Generating Station | 6704_G_MT17 | 6704 | G | MT17 |  | Combustion Turbine |  | WEC_LADW | California | 6 | Los Angeles | 37 | 06037 | 0.1 | 15294 | 2011 | 9999 |  |  | N | Natural Gas | [13 empty] | 0.79549 | 0.79549 | 0.79549 | 0.79549 | [11 empty] | Southern California Edison Co | 100 | Edison International | 100
Pebbly Beach Generating Station | 6704_G_MT18 | 6704 | G | MT18 |  | Combustion Turbine |  | WEC_LADW | California | 6 | Los Angeles | 37 | 06037 | 0.1 | 15294 | 2011 | 9999 |  |  | N | Natural Gas | [13 empty] | 0.79549 | 0.79549 | 0.79549 | 0.79549 | [11 empty] | Southern California Edison Co | 100 | Edison International | 100
Pebbly Beach Generating Station | 6704_G_MT19 | 6704 | G | MT19 |  | Combustion Turbine |  | WEC_LADW | California | 6 | Los Angeles | 37 | 06037 | 0.1 | 15294 | 2011 | 9999 |  |  | N | Natural Gas | [13 empty] | 0.79549 | 0.79549 | 0.79549 | 0.79549 | [11 empty] | Southern California Edison Co | 100 | Edison International | 100
Pebbly Beach Generating Station | 6704_G_MT20 | 6704 | G | MT20 |  | Combustion Turbine |  | WEC_LADW | California | 6 | Los Angeles | 37 | 06037 | 0.1 | 15294 | 2011 | 9999 |  |  | N | Natural Gas | [13 empty] | 0.79549 | 0.79549 | 0.79549 | 0.79549 | [11 empty] | Southern California Edison Co | 100 | Edison International | 100
Pebbly Beach Generating Station | 6704_G_MT21 | 6704 | G | MT21 |  | Combustion Turbine |  | WEC_LADW | California | 6 | Los Angeles | 37 | 06037 | 0.1 | 15294 | 2011 | 9999 |  |  | N | Natural Gas | [13 empty] | 0.79549 | 0.79549 | 0.79549 | 0.79549 | [11 empty] | Southern California Edison Co | 100 | Edison International | 100
Pebbly Beach Generating Station | 6704_G_MT22 | 6704 | G | MT22 |  | Combustion Turbine |  | WEC_LADW | California | 6 | Los Angeles | 37 | 06037 | 0.1 | 15294 | 2011 | 9999 |  |  | N | Natural Gas | [13 empty] | 0.79549 | 0.79549 | 0.79549 | 0.79549 | [11 empty] | Southern California Edison Co | 100 | Edison International | 100
Pebbly Beach Generating Station | 6704_G_MT23 | 6704 | G | MT23 |  | Combustion Turbine |  | WEC_LADW | California | 6 | Los Angeles | 37 | 06037 | 0.1 | 15294 | 2011 | 9999 |  |  | N | Natural Gas | [13 empty] | 0.79549 | 0.79549 | 0.79549 | 0.79549 | [11 empty] | Southern California Edison Co | 100 | Edison International | 100
Pebbly Beach Generating Station | 6704_G_MT24 | 6704 | G | MT24 |  | Combustion Turbine |  | WEC_LADW | California | 6 | Los Angeles | 37 | 06037 | 0.1 | 15294 | 2011 | 9999 |  |  | N | Natural Gas | [13 empty] | 0.79549 | 0.79549 | 0.79549 | 0.79549 | [11 empty] | Southern California Edison Co | 100 | Edison International | 100
Pebbly Beach Generating Station | 6704_G_MT25 | 6704 | G | MT25 |  | Combustion Turbine |  | WEC_LADW | California | 6 | Los Angeles | 37 | 06037 | 0.1 | 15294 | 2011 | 9999 |  |  | N | Natural Gas | [13 empty] | 0.79549 | 0.79549 | 0.79549 | 0.79549 | [11 empty] | Southern California Edison Co | 100 | Edison International | 100
Pebbly Beach Generating Station | 6704_G_NASB1 | 6704 | G | NASB1 |  | Energy Storage |  | WEC_LADW | California | 6 | Los Angeles | 37 | 06037 | 1 | 0 | 2012 | 9999 |  |  | N | Energy Storage | [13 empty] | 0 | 0 | 0 | 0 | [11 empty] | Southern California Edison Co | 100 | Edison International | 100
Tom G Smith | 673_G_GT1 | 673 | G | GT1 |  | Combustion Turbine |  | FRCC | Florida | 12 | Palm Beach | 99 | 12099 | 26 | 25000 | 1976 | 9999 |  |  | N | Distillate Fuel Oil | [12 empty] | 0.8 | 1.2001 | 1.2001 | 1.2001 | 1.2001 | [11 empty] | Lake Worth Utilities | 100 | Lake Worth Utilities | 100
Tom G Smith | 673_G_GT2 | 673 | G | GT2 |  | Combined Cycle |  | FRCC | Florida | 12 | Palm Beach | 99 | 12099 | 21 | 13992 | 1978 | 9999 |  |  | N | Natural Gas, Distillate Fuel Oil | [13 empty] | 0.068427 | 0.068427 | 0.068427 | 0.068427 | [11 empty] | Lake Worth Utilities | 100 | Lake Worth Utilities | 100
Tom G Smith | 673_G_MU1 | 673 | G | MU1 |  | Combustion Turbine | IC Engine | FRCC | Florida | 12 | Palm Beach | 99 | 12099 | 2 | 18384 | 1965 | 9999 |  |  | N | Distillate Fuel Oil | [13 empty] | 3.2136 | 3.2136 | 3.2136 | 3.2136 | [11 empty] | Lake Worth Utilities | 100 | Lake Worth Utilities | 100
Tom G Smith | 673_G_MU2 | 673 | G | MU2 |  | Combustion Turbine | IC Engine | FRCC | Florida | 12 | Palm Beach | 99 | 12099 | 2 | 25000 | 1965 | 9999 |  |  | N | Distillate Fuel Oil | [13 empty] | 3.2136 | 3.2136 | 3.2136 | 3.2136 | [11 empty] | Lake Worth Utilities | 100 | Lake Worth Utilities | 100
Tom G Smith | 673_G_MU3 | 673 | G | MU3 |  | Combustion Turbine | IC Engine | FRCC | Florida | 12 | Palm Beach | 99 | 12099 | 2 | 17253 | 1965 | 9999 |  |  | N | Distillate Fuel Oil | [13 empty] | 3.2079 | 3.2079 | 3.2079 | 3.2079 | [11 empty] | Lake Worth Utilities | 100 | Lake Worth Utilities | 100
Tom G Smith | 673_G_MU4 | 673 | G | MU4 |  | Combustion Turbine | IC Engine | FRCC | Florida | 12 | Palm Beach | 99 | 12099 | 2 | 17253 | 1965 | 9999 |  |  | N | Distillate Fuel Oil | [13 empty] | 3.2136 | 3.2136 | 3.2136 | 3.2136 | [11 empty] | Lake Worth Utilities | 100 | Lake Worth Utilities | 100
Tom G Smith | 673_G_MU5 | 673 | G | MU5 |  | Combustion Turbine | IC Engine | FRCC | Florida | 12 | Palm Beach | 99 | 12099 | 2 | 17253 | 1965 | 9999 |  |  | N | Distillate Fuel Oil | [13 empty] | 3.2136 | 3.2136 | 3.2136 | 3.2136 | [11 empty] | Lake Worth Utilities | 100 | Lake Worth Utilities | 100
Tom G Smith | 673_G_S5 | 673 | G | S5 |  | Combined Cycle |  | FRCC | Florida | 12 | Palm Beach | 99 | 12099 | 10 | 13992 | 1978 | 9999 |  |  | N | Natural Gas, Distillate Fuel Oil | [13 empty] | 0.068427 | 0.068427 | 0.068427 | 0.068427 | [11 empty] | Lake Worth Utilities | 100 | Lake Worth Utilities | 100
Rock Lake CT | 6741_G_1 | 6741 | G | 1 | 90185 | Combustion Turbine |  | MIS_MNWI | Minnesota | 27 | Pine | 115 | 27115 | 22.1 | 15120 | 1978 | 9999 |  |  | N | Distillate Fuel Oil | [13 empty] | 1.1998 | 1.1998 | 1.1998 | 1.1998 | [11 empty] | Great River Energy | 100 | Great River Energy | 100
Larsen Memorial | 675_G_2 | 675 | G | 2 |  | Combustion Turbine |  | FRCC | Florida | 12 | Polk | 105 | 12105 | 10 | 19923 | 1962 | 9999 |  |  | N | Natural Gas, Distillate Fuel Oil | [13 empty] | 2.3358 | 2.3358 | 2.3358 | 2.3358 | [11 empty] | Lakeland Dept of Electric Water Utilities | 100 | Lakeland Dept of Electric Water Utilities | 100
Larsen Memorial | 675_G_3 | 675 | G | 3 |  | Combustion Turbine |  | FRCC | Florida | 12 | Polk | 105 | 12105 | 9 | 19931 | 1962 | 9999 |  |  | N | Natural Gas, Distillate Fuel Oil | [13 empty] | 0.34159 | 0.34159 | 0.34159 | 0.34159 | [11 empty] | Lakeland Dept of Electric Water Utilities | 100 | Lakeland Dept of Electric Water Utilities | 100
Larsen Memorial | 675_G_5 | 675 | G | 5 | 509 | Combined Cycle |  | FRCC | Florida | 12 | Polk | 105 | 12105 | 29 | 11430 | 1956 | 9999 |  |  | N | Natural Gas, Distillate Fuel Oil |  |  |  | H2O | [9 empty] | 0.043757 | 0.043757 | 0.043757 | 0.043757 | [11 empty] | Lakeland Dept of Electric Water Utilities | 100 | Lakeland Dept of Electric Water Utilities | 100
Larsen Memorial | 675_G_8 | 675 | G | 8 | 509 | Combined Cycle |  | FRCC | Florida | 12 | Polk | 105 | 12105 | 76 | 11430 | 1992 | 9999 |  |  | N | Natural Gas, Distillate Fuel Oil |  |  |  | H2O | [9 empty] | 0.043757 | 0.043757 | 0.043757 | 0.043757 | [11 empty] | Lakeland Dept of Electric Water Utilities | 100 | Lakeland Dept of Electric Water Utilities | 100
C D McIntosh Jr | 676_G_5CT | 676 | G | 5CT | 515 | Combined Cycle |  | FRCC | Florida | 12 | Polk | 105 | 12105 | 215 | 7296 | 2001 | 9999 |  |  | N | Natural Gas |  |  |  |  | SCR | [8 empty] | 0.024863 | 0.024863 | 0.024863 | 0.024863 | [11 empty] | Lakeland Dept of Electric Water Utilities | 100 | Lakeland Dept of Electric Water Utilities | 100
C D McIntosh Jr | 676_G_5ST | 676 | G | 5ST | 515 | Combined Cycle |  | FRCC | Florida | 12 | Polk | 105 | 12105 | 123 | 7296 | 2002 | 9999 | other |  | N | Natural Gas |  |  |  | LNB | SCR | [8 empty] | 0.024863 | 0.024863 | 0.024863 | 0.024863 | [11 empty] | Lakeland Dept of Electric Water Utilities | 100 | Lakeland Dept of Electric Water Utilities | 100
C D McIntosh Jr | 676_G_GT1 | 676 | G | GT1 |  | Combustion Turbine |  | FRCC | Florida | 12 | Polk | 105 | 12105 | 16 | 10745 | 1973 | 9999 |  |  | N | Natural Gas, Distillate Fuel Oil | [12 empty] | 0.8 | 1.2312 | 1.2312 | 1.2312 | 1.2312 | [11 empty] | Lakeland Dept of Electric Water Utilities | 100 | Lakeland Dept of Electric Water Utilities | 100
C D McIntosh Jr | 676_G_GT2 | 676 | G | GT2 |  | Combustion Turbine |  | FRCC | Florida | 12 | Polk | 105 | 12105 | 115 | 10745 | 2020 | 9999 |  |  | N | Natural Gas, Distillate Fuel Oil | [13 empty] | 0.011 | 0.011 | 0.011 | 0.011 | [11 empty] | Lakeland Dept of Electric Water Utilities | 100 | Lakeland Dept of Electric Water Utilities | 100
C D McIntosh Jr | 676_G_IC1 | 676 | G | IC1 |  | Combustion Turbine | IC Engine | FRCC | Florida | 12 | Polk | 105 | 12105 | 2.5 | 11882 | 1970 | 9999 |  |  | N | Distillate Fuel Oil | [13 empty] | 4.3905 | 4.3905 | 4.3905 | 4.3905 | [11 empty] | Lakeland Dept of Electric Water Utilities | 100 | Lakeland Dept of Electric Water Utilities | 100
C D McIntosh Jr | 676_G_IC2 | 676 | G | IC2 |  | Combustion Turbine | IC Engine | FRCC | Florida | 12 | Polk | 105 | 12105 | 2.5 | 12059 | 1970 | 9999 |  |  | N | Distillate Fuel Oil | [13 empty] | 1.6498 | 1.6498 | 1.6498 | 1.6498 | [11 empty] | Lakeland Dept of Electric Water Utilities | 100 | Lakeland Dept of Electric Water Utilities | 100
Rawhide | 6761_G_A | 6761 | G | A | 8360 | Combustion Turbine |  | WECC_CO | Colorado | 8 | Larimer | 69 | 08069 | 65 | 11879 | 2002 | 9999 |  |  | N | Natural Gas |  |  |  | DLNB | [8 empty] | 1.2 | 0.03514 | 0.03514 | 0.03514 | 0.03514 | [11 empty] | Platte River Power Authority | 100 | Platte River Power Authority | 100
Rawhide | 6761_G_B | 6761 | G | B | 8362 | Combustion Turbine |  | WECC_CO | Colorado | 8 | Larimer | 69 | 08069 | 65 | 11879 | 2002 | 9999 |  |  | N | Natural Gas |  |  |  | DLNB | [8 empty] | 1.2 | 0.03984 | 0.03984 | 0.03984 | 0.03984 | [11 empty] | Platte River Power Authority | 100 | Platte River Power Authority | 100
Rawhide | 6761_G_C | 6761 | G | C | 8364 | Combustion Turbine |  | WECC_CO | Colorado | 8 | Larimer | 69 | 08069 | 65 | 11879 | 2002 | 9999 |  |  | N | Natural Gas |  |  |  | DLNB | [8 empty] | 1.2 | 0.04152 | 0.04152 | 0.04152 | 0.04152 | [11 empty] | Platte River Power Authority | 100 | Platte River Power Authority | 100
Rawhide | 6761_G_D | 6761 | G | D | 89476 | Combustion Turbine |  | WECC_CO | Colorado | 8 | Larimer | 69 | 08069 | 65 | 11879 | 2004 | 9999 |  |  | N | Natural Gas |  |  |  | DLNB | [8 empty] | 1.2 | 0.03088 | 0.03088 | 0.03088 | 0.03088 | [11 empty] | Platte River Power Authority | 100 | Platte River Power Authority | 100
Rawhide | 6761_G_F | 6761 | G | F | 90256 | Combustion Turbine |  | WECC_CO | Colorado | 8 | Larimer | 69 | 08069 | 128 | 11879 | 2008 | 9999 |  |  | N | Natural Gas |  |  |  | DLNB | [9 empty] | 0.03827 | 0.03827 | 0.03827 | 0.03827 | [11 empty] | Platte River Power Authority | 100 | Platte River Power Authority | 100
W K Sanders | 678_G_1 | 678 | G | 1 |  | Hydro |  | NENGREST | Vermont | 50 | Lamoille | 15 | 50015 | 0.7 | 0 | 1983 | 9999 |  |  | N | Hydro | [13 empty] | 0 | 0 | 0 | 0 | [11 empty] | Morrisville Water & Light Dept VT (Village of) | 100 | Morrisville Water & Light Dept VT (Village of) | 100
W K Sanders | 678_G_2 | 678 | G | 2 |  | Hydro |  | NENGREST | Vermont | 50 | Lamoille | 15 | 50015 | 0.7 | 0 | 1983 | 9999 |  |  | N | Hydro | [13 empty] | 0 | 0 | 0 | 0 | [11 empty] | Morrisville Water & Light Dept VT (Village of) | 100 | Morrisville Water & Light Dept VT (Village of) | 100
St Stephen | 6789_G_1 | 6789 | G | 1 |  | Hydro |  | S_VACA | South Carolina | 45 | Berkeley | 15 | 45015 | 28 | 0 | 1985 | 9999 |  |  | N | Hydro | [13 empty] | 0 | 0 | 0 | 0 | [11 empty] | USACE Buffalo District | 100 | U S Army Corps of Engineers | 100
St Stephen | 6789_G_2 | 6789 | G | 2 |  | Hydro |  | S_VACA | South Carolina | 45 | Berkeley | 15 | 45015 | 28 | 0 | 1985 | 9999 |  |  | N | Hydro | [13 empty] | 0 | 0 | 0 | 0 | [11 empty] | USACE Buffalo District | 100 | U S Army Corps of Engineers | 100
St Stephen | 6789_G_3 | 6789 | G | 3 |  | Hydro |  | S_VACA | South Carolina | 45 | Berkeley | 15 | 45015 | 28 | 0 | 1985 | 9999 |  |  | N | Hydro | [13 empty] | 0 | 0 | 0 | 0 | [11 empty] | USACE Buffalo District | 100 | U S Army Corps of Engineers | 100
Augusta Electric Plant No 2 | 6791_G_1 | 6791 | G | 1 |  | Combustion Turbine | IC Engine | SPP_N | Kansas | 20 | Butler | 15 | 20015 | 4 | 18000 | 1968 | 9999 |  |  | N | Natural Gas, Distillate Fuel Oil | [13 empty] | 2.7 | 2.7 | 2.7 | 2.7 | [11 empty] | Augusta KS (City of) | 100 | Augusta KS (City of) | 100
Augusta Electric Plant No 2 | 6791_G_2 | 6791 | G | 2 |  | Combustion Turbine | IC Engine | SPP_N | Kansas | 20 | Butler | 15 | 20015 | 4 | 18000 | 1968 | 9999 |  |  | N | Natural Gas, Distillate Fuel Oil | [13 empty] | 2.7 | 2.7 | 2.7 | 2.7 | [11 empty] | Augusta KS (City of) | 100 | Augusta KS (City of) | 100
Augusta Electric Plant No 2 | 6791_G_3 | 6791 | G | 3 |  | Combustion Turbine | IC Engine | SPP_N | Kansas | 20 | Butler | 15 | 20015 | 6 | 18000 | 1981 | 9999 |  |  | N | Natural Gas, Distillate Fuel Oil | [13 empty] | 2.7 | 2.7 | 2.7 | 2.7 | [11 empty] | Augusta KS (City of) | 100 | Augusta KS (City of) | 100
Augusta Electric Plant No 2 | 6791_G_4 | 6791 | G | 4 |  | Combustion Turbine | IC Engine | SPP_N | Kansas | 20 | Butler | 15 | 20015 | 6.1 | 18000 | 2005 | 9999 |  |  | N | Natural Gas, Distillate Fuel Oil | [13 empty] | 1.061 | 1.061 | 1.061 | 1.061 | [11 empty] | Augusta KS (City of) | 100 | Augusta KS (City of) | 100
Kerckhoff 2 | 682_G_1 | 682 | G | 1 |  | Hydro |  | WEC_CALN | California | 6 | Fresno | 19 | 06019 | 155 | 0 | 1983 | 9999 |  |  | N | Hydro | [13 empty] | 0 | 0 | 0 | 0 | [11 empty] | Pacific Gas & Electric Co | 100 | PG&E Corp | 100
St Bonifacius | 6824_G_1 | 6824 | G | 1 | 90186 | Combustion Turbine |  | MIS_MNWI | Minnesota | 27 | Carver | 19 | 27019 | 60.1 | 16117 | 1978 | 9999 |  |  | N | Distillate Fuel Oil | [12 empty] | 0.5 | 0.88339 | 0.88339 | 0.88339 | 0.88339 | [11 empty] | Great River Energy | 100 | Great River Energy | 100
Indian River Plant | 683_G_A | 683 | G | A |  | Combustion Turbine |  | FRCC | Florida | 12 | Brevard | 9 | 12009 | 37 | 25000 | 1989 | 9999 |  |  | N | Natural Gas, Distillate Fuel Oil | [12 empty] | 0.8 | 0.69995 | 0.69995 | 0.69995 | 0.69995 | [11 empty] | Orlando Utilities Commission | 48.8 | Orlando Utilities Commission | 48.8
Indian River Plant | 683_G_B | 683 | G | B |  | Combustion Turbine |  | FRCC | Florida | 12 | Brevard | 9 | 12009 | 37 | 25000 | 1989 | 9999 |  |  | N | Natural Gas, Distillate Fuel Oil | [12 empty] | 0.8 | 0.7001 | 0.7001 | 0.7001 | 0.7001 | [11 empty] | Orlando Utilities Commission | 48.8 | Orlando Utilities Commission | 48.8
Indian River Plant | 683_G_C | 683 | G | C | 516 | Combustion Turbine |  | FRCC | Florida | 12 | Brevard | 9 | 12009 | 108 | 18700 | 1992 | 9999 |  |  | N | Natural Gas, Distillate Fuel Oil |  |  |  | H2O | [8 empty] | 0.8 | 0.07319 | 0.07319 | 0.07319 | 0.07319 | [11 empty] | Orlando Utilities Commission | 79 | Orlando Utilities Commission | 79
Indian River Plant | 683_G_D | 683 | G | D | 517 | Combustion Turbine |  | FRCC | Florida | 12 | Brevard | 9 | 12009 | 108 | 18700 | 1992 | 9999 |  |  | N | Natural Gas, Distillate Fuel Oil |  |  |  | H2O | [8 empty] | 0.8 | 0.06485 | 0.06485 | 0.06485 | 0.06485 | [11 empty] | Orlando Utilities Commission | 79 | Orlando Utilities Commission | 79
Arvah B Hopkins | 688_G_2 | 688 | G | 2 | 89683 | Combined Cycle |  | FRCC | Florida | 12 | Leon | 73 | 12073 | 141 | 7905 | 1977 | 9999 | wall | dry | N | Natural Gas, Distillate Fuel Oil |  |  |  | FR | SCR | [7 empty] | 1.4 | 0.017309 | 0.017309 | 0.017309 | 0.017309 | [11 empty] | Tallahassee FL (City of) | 100 | Tallahassee FL (City of) | 100
Arvah B Hopkins | 688_G_CT 2A | 688 | G | CT 2A | 89683 | Combined Cycle |  | FRCC | Florida | 12 | Leon | 73 | 12073 | 159 | 7905 | 2008 | 9999 |  |  | N | Natural Gas, Distillate Fuel Oil |  |  |  | DLNB + H2O | SCR | [8 empty] | 0.017309 | 0.017309 | 0.017309 | 0.017309 | [11 empty] | Tallahassee FL (City of) | 100 | Tallahassee FL (City of) | 100
Arvah B Hopkins | 688_G_GT3 | 688 | G | GT3 | 89526 | Combustion Turbine |  | FRCC | Florida | 12 | Leon | 73 | 12073 | 46 | 10745 | 2005 | 9999 |  |  | N | Natural Gas, Distillate Fuel Oil |  |  |  | H2O | SCR | [7 empty] | 0.8 | 0.01659 | 0.01659 | 0.01659 | 0.01659 | [11 empty] | Tallahassee FL (City of) | 100 | Tallahassee FL (City of) | 100
Arvah B Hopkins | 688_G_GT4 | 688 | G | GT4 | 89527 | Combustion Turbine |  | FRCC | Florida | 12 | Leon | 73 | 12073 | 46 | 10745 | 2005 | 9999 |  |  | N | Natural Gas, Distillate Fuel Oil |  |  |  | H2O | SCR | [7 empty] | 0.8 | 0.01919 | 0.01919 | 0.01919 | 0.01919 | [11 empty] | Tallahassee FL (City of) | 100 | Tallahassee FL (City of) | 100
Arvah B Hopkins | 688_G_IC1 | 688 | G | IC1 |  | Combustion Turbine | IC Engine | FRCC | Florida | 12 | Leon | 73 | 12073 | 18.5 | 10745 | 2019 | 9999 |  |  | N | Natural Gas | [13 empty] | 1.061 | 1.061 | 1.061 | 1.061 | [11 empty] | Tallahassee FL (City of) | 100 | Tallahassee FL (City of) | 100
Arvah B Hopkins | 688_G_IC2 | 688 | G | IC2 |  | Combustion Turbine | IC Engine | FRCC | Florida | 12 | Leon | 73 | 12073 | 18.5 | 10745 | 2019 | 9999 |  |  | N | Natural Gas | [13 empty] | 1.061 | 1.061 | 1.061 | 1.061 | [11 empty] | Tallahassee FL (City of) | 100 | Tallahassee FL (City of) | 100
Arvah B Hopkins | 688_G_IC3 | 688 | G | IC3 |  | Combustion Turbine | IC Engine | FRCC | Florida | 12 | Leon | 73 | 12073 | 18.5 | 10745 | 2019 | 9999 |  |  | N | Natural Gas | [13 empty] | 1.061 | 1.061 | 1.061 | 1.061 | [11 empty] | Tallahassee FL (City of) | 100 | Tallahassee FL (City of) | 100
Arvah B Hopkins | 688_G_IC4 | 688 | G | IC4 |  | Combustion Turbine | IC Engine | FRCC | Florida | 12 | Leon | 73 | 12073 | 18.5 | 10745 | 2019 | 9999 |  |  | N | Natural Gas | [13 empty] | 1.061 | 1.061 | 1.061 | 1.061 | [11 empty] | Tallahassee FL (City of) | 100 | Tallahassee FL (City of) | 100
S O Purdom | 689_G_8 | 689 | G | 8 | 521 | Combined Cycle |  | FRCC | Florida | 12 | Wakulla | 129 | 12129 | 154 | 7781 | 2000 | 9999 |  |  | N | Natural Gas, Distillate Fuel Oil |  |  |  | DLNB + H2O | [9 empty] | 0.029329 | 0.029329 | 0.029329 | 0.029329 | [11 empty] | Tallahassee FL (City of) | 100 | Tallahassee FL (City of) | 100
S O Purdom | 689_G_9 | 689 | G | 9 | 521 | Combined Cycle |  | FRCC | Florida | 12 | Wakulla | 129 | 12129 | 72 | 7781 | 2000 | 9999 | other | dry | N | Natural Gas, Distillate Fuel Oil |  |  |  | LNB | [9 empty] | 0.029329 | 0.029329 | 0.029329 | 0.029329 | [11 empty] | Tallahassee FL (City of) | 100 | Tallahassee FL (City of) | 100
J Woodruff | 690_G_1A | 690 | G | 1A |  | Hydro |  | FRCC | Florida | 12 | Gadsden | 39 | 12039 | 14.5 | 0 | 2003 | 9999 |  |  | N | Hydro | [13 empty] | 0 | 0 | 0 | 0 | [11 empty] | USACE Mobile District | 100 | U S Army Corps of Engineers | 100
J Woodruff | 690_G_2A | 690 | G | 2A |  | Hydro |  | FRCC | Florida | 12 | Gadsden | 39 | 12039 | 14.5 | 0 | 2002 | 9999 |  |  | N | Hydro | [13 empty] | 0 | 0 | 0 | 0 | [11 empty] | USACE Mobile District | 100 | U S Army Corps of Engineers | 100
J Woodruff | 690_G_3A | 690 | G | 3A |  | Hydro |  | FRCC | Florida | 12 | Gadsden | 39 | 12039 | 14.5 | 0 | 2001 | 9999 |  |  | N | Hydro | [13 empty] | 0 | 0 | 0 | 0 | [11 empty] | USACE Mobile District | 100 | U S Army Corps of Engineers | 100
Medicine Bow | 692_G_10 | 692 | G | 10 |  | Onshore Wind |  | WECC_WY | Wyoming | 56 | Carbon | 7 | 56007 | 0.7 | 0 | 2000 | 9999 |  |  | N | Wind | [13 empty] | 0 | 0 | 0 | 0 | [11 empty] | Crystal Lake Wind Energy III LLC | 100 | NextEra Energy Inc | 100
Medicine Bow | 692_G_11 | 692 | G | 11 |  | Onshore Wind |  | WECC_WY | Wyoming | 56 | Carbon | 7 | 56007 | 0.7 | 0 | 2000 | 9999 |  |  | N | Wind | [13 empty] | 0 | 0 | 0 | 0 | [11 empty] | Medicine Bow Wind LLC | 100 | Gamesa Corporación Tecnológica SA | 100
Medicine Bow | 692_G_1A | 692 | G | 1A |  | Onshore Wind |  | WECC_WY | Wyoming | 56 | Carbon | 7 | 56007 | 0.6 | 0 | 1998 | 9999 |  |  | N | Wind | [13 empty] | 0 | 0 | 0 | 0 | [11 empty] | Medicine Bow Wind LLC | 100 | Gamesa Corporación Tecnológica SA | 100
Medicine Bow | 692_G_2A | 692 | G | 2A |  | Onshore Wind |  | WECC_WY | Wyoming | 56 | Carbon | 7 | 56007 | 0.6 | 0 | 1998 | 9999 |  |  | N | Wind | [13 empty] | 0 | 0 | 0 | 0 | [11 empty] | Medicine Bow Wind LLC | 100 | Gamesa Corporación Tecnológica SA | 100
Medicine Bow | 692_G_5 | 692 | G | 5 |  | Onshore Wind |  | WECC_WY | Wyoming | 56 | Carbon | 7 | 56007 | 0.7 | 0 | 1999 | 9999 |  |  | N | Wind | [13 empty] | 0 | 0 | 0 | 0 | [11 empty] | Medicine Bow Wind LLC | 100 | Gamesa Corporación Tecnológica SA | 100
Medicine Bow | 692_G_6 | 692 | G | 6 |  | Onshore Wind |  | WECC_WY | Wyoming | 56 | Carbon | 7 | 56007 | 0.7 | 0 | 1999 | 9999 |  |  | N | Wind | [13 empty] | 0 | 0 | 0 | 0 | [11 empty] | Medicine Bow Wind LLC | 100 | Gamesa Corporación Tecnológica SA | 100
Medicine Bow | 692_G_7 | 692 | G | 7 |  | Onshore Wind |  | WECC_WY | Wyoming | 56 | Carbon | 7 | 56007 | 0.7 | 0 | 1999 | 9999 |  |  | N | Wind | [13 empty] | 0 | 0 | 0 | 0 | [11 empty] | Medicine Bow Wind LLC | 100 | Gamesa Corporación Tecnológica SA | 100
Medicine Bow | 692_G_8 | 692 | G | 8 |  | Onshore Wind |  | WECC_WY | Wyoming | 56 | Carbon | 7 | 56007 | 0.7 | 0 | 1999 | 9999 |  |  | N | Wind | [13 empty] | 0 | 0 | 0 | 0 | [11 empty] | Medicine Bow Wind LLC | 100 | Gamesa Corporación Tecnológica SA | 100
Medicine Bow | 692_G_9 | 692 | G | 9 |  | Onshore Wind |  | WECC_WY | Wyoming | 56 | Carbon | 7 | 56007 | 0.7 | 0 | 1999 | 9999 |  |  | N | Wind | [13 empty] | 0 | 0 | 0 | 0 | [11 empty] | Medicine Bow Wind LLC | 100 | Gamesa Corporación Tecnológica SA | 100
Marathon Generating Plant | 696_G_10 | 696 | G | 10 |  | Combustion Turbine | IC Engine | FRCC | Florida | 12 | Monroe | 87 | 12087 | 3.5 | 12283 | 1998 | 9999 |  |  | N | Distillate Fuel Oil | [12 empty] | 0.8 | 3.1547 | 3.1547 | 3.1547 | 3.1547 | [11 empty] | Florida Keys Electric Coop Association Inc | 100 | Florida Keys Electric Coop Association Inc | 100
Marathon Generating Plant | 696_G_11 | 696 | G | 11 |  | Combustion Turbine | IC Engine | FRCC | Florida | 12 | Monroe | 87 | 12087 | 3.5 | 12283 | 2001 | 9999 |  |  | N | Distillate Fuel Oil | [12 empty] | 0.8 | 3.1675 | 3.1675 | 3.1675 | 3.1675 | [11 empty] | Florida Keys Electric Coop Association Inc | 100 | Florida Keys Electric Coop Association Inc | 100
Marathon Generating Plant | 696_G_8 | 696 | G | 8 |  | Combustion Turbine | IC Engine | FRCC | Florida | 12 | Monroe | 87 | 12087 | 2 | 12283 | 1989 | 9999 |  |  | N | Distillate Fuel Oil | [12 empty] | 0.8 | 0.47736 | 0.47736 | 0.47736 | 0.47736 | [11 empty] | Florida Keys Electric Coop Association Inc | 100 | Florida Keys Electric Coop Association Inc | 100
Marathon Generating Plant | 696_G_9 | 696 | G | 9 |  | Combustion Turbine | IC Engine | FRCC | Florida | 12 | Monroe | 87 | 12087 | 2 | 12283 | 1989 | 9999 |  |  | N | Distillate Fuel Oil | [12 empty] | 0.8 | 0.49004 | 0.49004 | 0.49004 | 0.49004 | [11 empty] | Florida Keys Electric Coop Association Inc | 100 | Florida Keys Electric Coop Association Inc | 100
Trenton North | 698_G_1 | 698 | G | 1 |  | Combustion Turbine | IC Engine | MIS_MO | Missouri | 29 | Grundy | 79 | 29079 | 2.7 | 12307 | 1974 | 9999 |  |  | N | Distillate Fuel Oil | [12 empty] | 2.3 | 3.481 | 3.481 | 3.481 | 3.481 | [11 empty] | Trenton Municipal Utilities | 100 | Trenton Municipal Utilities | 100
Trenton North | 698_G_2 | 698 | G | 2 |  | Combustion Turbine | IC Engine | MIS_MO | Missouri | 29 | Grundy | 79 | 29079 | 2.7 | 12282 | 1974 | 9999 |  |  | N | Distillate Fuel Oil | [12 empty] | 2.3 | 1.6498 | 1.6498 | 1.6498 | 1.6498 | [11 empty] | Trenton Municipal Utilities | 100 | Trenton Municipal Utilities | 100
Trenton North | 698_G_3 | 698 | G | 3 |  | Combustion Turbine | IC Engine | MIS_MO | Missouri | 29 | Grundy | 79 | 29079 | 2.7 | 12282 | 1974 | 9999 |  |  | N | Distillate Fuel Oil | [12 empty] | 2.3 | 1.6498 | 1.6498 | 1.6498 | 1.6498 | [11 empty] | Trenton Municipal Utilities | 100 | Trenton Municipal Utilities | 100
Trenton North | 698_G_4 | 698 | G | 4 |  | Combustion Turbine | IC Engine | MIS_MO | Missouri | 29 | Grundy | 79 | 29079 | 2.7 | 12282 | 1974 | 9999 |  |  | N | Distillate Fuel Oil | [12 empty] | 2.3 | 1.6498 | 1.6498 | 1.6498 | 1.6498 | [11 empty] | Trenton Municipal Utilities | 100 | Trenton Municipal Utilities | 100
Trenton North | 698_G_5 | 698 | G | 5 |  | Combustion Turbine | IC Engine | MIS_MO | Missouri | 29 | Grundy | 79 | 29079 | 2.7 | 12282 | 1975 | 9999 |  |  | N | Distillate Fuel Oil | [12 empty] | 2.3 | 2.7103 | 2.7103 | 2.7103 | 2.7103 | [11 empty] | Trenton Municipal Utilities | 100 | Trenton Municipal Utilities | 100
Hugoton 2 | 7011_G_10 | 7011 | G | 10 |  | Combustion Turbine | IC Engine | SPP_N | Kansas | 20 | Stevens | 189 | 20189 | 4 | 10745 | 1983 | 9999 |  |  | N | Natural Gas, Distillate Fuel Oil | [12 empty] | 3 | 1.6498 | 1.6498 | 1.6498 | 1.6498 | [11 empty] | Hugoton KS (City of) | 100 | Hugoton KS (City of) | 100
Hugoton 2 | 7011_G_11 | 7011 | G | 11 |  | Combustion Turbine | IC Engine | SPP_N | Kansas | 20 | Stevens | 189 | 20189 | 2.2 | 10745 | 1997 | 9999 |  |  | N | Natural Gas, Distillate Fuel Oil | [12 empty] | 3 | 1.6498 | 1.6498 | 1.6498 | 1.6498 | [11 empty] | Hugoton KS (City of) | 100 | Hugoton KS (City of) | 100
Hugoton 2 | 7011_G_12 | 7011 | G | 12 |  | Combustion Turbine | IC Engine | SPP_N | Kansas | 20 | Stevens | 189 | 20189 | 2.8 | 10745 | 1997 | 9999 |  |  | N | Natural Gas, Distillate Fuel Oil | [12 empty] | 3 | 1.6498 | 1.6498 | 1.6498 | 1.6498 | [11 empty] | Hugoton KS (City of) | 100 | Hugoton KS (City of) | 100
Hugoton 2 | 7011_G_13 | 7011 | G | 13 |  | Combustion Turbine | IC Engine | SPP_N | Kansas | 20 | Stevens | 189 | 20189 | 0.5 | 10745 | 1998 | 9999 |  |  | N | Natural Gas | [12 empty] | 3 | 1.061 | 1.061 | 1.061 | 1.061 | [11 empty] | Hugoton KS (City of) | 100 | Hugoton KS (City of) | 100
Hugoton 2 | 7011_G_7 | 7011 | G | 7 |  | Combustion Turbine | IC Engine | SPP_N | Kansas | 20 | Stevens | 189 | 20189 | 2 | 10745 | 1964 | 9999 |  |  | N | Natural Gas, Distillate Fuel Oil | [12 empty] | 3 | 1.6498 | 1.6498 | 1.6498 | 1.6498 | [11 empty] | Hugoton KS (City of) | 100 | Hugoton KS (City of) | 100
Hugoton 2 | 7011_G_8 | 7011 | G | 8 |  | Combustion Turbine | IC Engine | SPP_N | Kansas | 20 | Stevens | 189 | 20189 | 1.8 | 10745 | 1971 | 9999 |  |  | N | Natural Gas, Distillate Fuel Oil | [12 empty] | 3 | 1.6498 | 1.6498 | 1.6498 | 1.6498 | [11 empty] | Hugoton KS (City of) | 100 | Hugoton KS (City of) | 100
Hugoton 2 | 7011_G_9A | 7011 | G | 9A |  | Combustion Turbine | IC Engine | SPP_N | Kansas | 20 | Stevens | 189 | 20189 | 4 | 10745 | 1994 | 9999 |  |  | N | Natural Gas, Distillate Fuel Oil | [12 empty] | 3 | 1.6498 | 1.6498 | 1.6498 | 1.6498 | [11 empty] | Hugoton KS (City of) | 100 | Hugoton KS (City of) | 100
Lower No 1 | 7012_G_2 | 7012 | G | 2 |  | Hydro |  | WECC_ID | Idaho | 16 | Bonneville | 19 | 16019 | 8 | 0 | 1982 | 9999 |  |  | N | Hydro | [13 empty] | 0 | 0 | 0 | 0 | [11 empty] | Idaho Falls ID (City of) | 100 | Idaho Falls ID (City of) | 100
East 12th Street | 7013_G_5 | 7013 | G | 5 |  | Combustion Turbine | IC Engine | SPP_N | Kansas | 20 | Cowley | 35 | 20035 | 1.6 | 16553 | 2002 | 9999 |  |  | N | Distillate Fuel Oil | [13 empty] | 1.6498 | 1.6498 | 1.6498 | 1.6498 | [11 empty] | Winfield KS (City of) | 100 | Winfield KS (City of) | 100
Unit 4 | 7015_G_1 | 7015 | G | 1 |  | Hydro |  | WECC_UT | Utah | 49 | Sanpete | 39 | 49039 | 1.1 | 0 | 1993 | 9999 |  |  | N | Hydro | [13 empty] | 0 | 0 | 0 | 0 | [11 empty] | MT Pleasant UT (City of) | 100 | MT Pleasant UT (City of) | 100
Chanute 3 | 7018_G_10 | 7018 | G | 10 |  | Combustion Turbine | IC Engine | SPP_N | Kansas | 20 | Neosho | 133 | 20133 | 6.9 | 11875 | 1986 | 9999 |  |  | N | Natural Gas, Distillate Fuel Oil | [12 empty] | 3 | 2.7 | 2.7 | 2.7 | 2.7 | [11 empty] | Chanute Municipal Electric Utility | 100 | Chanute Municipal Electric Utility | 100
Chanute 3 | 7018_G_11 | 7018 | G | 11 |  | Combustion Turbine | IC Engine | SPP_N | Kansas | 20 | Neosho | 133 | 20133 | 6.9 | 11876 | 1986 | 9999 |  |  | N | Natural Gas | [12 empty] | 3 | 2.7 | 2.7 | 2.7 | 2.7 | [11 empty] | Chanute Municipal Electric Utility | 100 | Chanute Municipal Electric Utility | 100
Chanute 3 | 7018_G_12 | 7018 | G | 12 |  | Combustion Turbine | IC Engine | SPP_N | Kansas | 20 | Neosho | 133 | 20133 | 5.5 | 11876 | 1991 | 9999 |  |  | N | Distillate Fuel Oil | [12 empty] | 3 | 1.6498 | 1.6498 | 1.6498 | 1.6498 | [11 empty] | Chanute Municipal Electric Utility | 100 | Chanute Municipal Electric Utility | 100
Chanute 3 | 7018_G_13 | 7018 | G | 13 |  | Combustion Turbine | IC Engine | SPP_N | Kansas | 20 | Neosho | 133 | 20133 | 5.9 | 11878 | 1991 | 9999 |  |  | N | Distillate Fuel Oil | [12 empty] | 3 | 3.2 | 3.2 | 3.2 | 3.2 | [11 empty] | Chanute Municipal Electric Utility | 100 | Chanute Municipal Electric Utility | 100
Chanute 3 | 7018_G_9 | 7018 | G | 9 |  | Combustion Turbine | IC Engine | SPP_N | Kansas | 20 | Neosho | 133 | 20133 | 6.9 | 11876 | 1985 | 9999 |  |  | N | Natural Gas, Distillate Fuel Oil | [12 empty] | 3 | 2.7 | 2.7 | 2.7 | 2.7 | [11 empty] | Chanute Municipal Electric Utility | 100 | Chanute Municipal Electric Utility | 100
Bartletts Ferry | 702_G_1 | 702 | G | 1 |  | Hydro |  | S_SOU | Alabama | 1 | Lee | 81 | 01081 | 16.4 | 0 | 1926 | 9999 |  |  | N | Hydro | [13 empty] | 0 | 0 | 0 | 0 | [11 empty] | Georgia Power Co | 100 | Southern Co | 100
Bartletts Ferry | 702_G_2 | 702 | G | 2 |  | Hydro |  | S_SOU | Alabama | 1 | Lee | 81 | 01081 | 16.4 | 0 | 1926 | 9999 |  |  | N | Hydro | [13 empty] | 0 | 0 | 0 | 0 | [11 empty] | Georgia Power Co | 100 | Southern Co | 100
Bartletts Ferry | 702_G_3 | 702 | G | 3 |  | Hydro |  | S_SOU | Alabama | 1 | Lee | 81 | 01081 | 16.4 | 0 | 1928 | 9999 |  |  | N | Hydro | [13 empty] | 0 | 0 | 0 | 0 | [11 empty] | Georgia Power Co | 100 | Southern Co | 100
Bartletts Ferry | 702_G_4 | 702 | G | 4 |  | Hydro |  | S_SOU | Alabama | 1 | Lee | 81 | 01081 | 21.9 | 0 | 1951 | 9999 |  |  | N | Hydro | [13 empty] | 0 | 0 | 0 | 0 | [11 empty] | Georgia Power Co | 100 | Southern Co | 100
Bartletts Ferry | 702_G_5 | 702 | G | 5 |  | Hydro |  | S_SOU | Alabama | 1 | Lee | 81 | 01081 | 59 | 0 | 1985 | 9999 |  |  | N | Hydro | [13 empty] | 0 | 0 | 0 | 0 | [11 empty] | Georgia Power Co | 100 | Southern Co | 100
Bartletts Ferry | 702_G_6 | 702 | G | 6 |  | Hydro |  | S_SOU | Alabama | 1 | Lee | 81 | 01081 | 59 | 0 | 1985 | 9999 |  |  | N | Hydro | [13 empty] | 0 | 0 | 0 | 0 | [11 empty] | Georgia Power Co | 100 | Southern Co | 100
Whitehead | 7028_G_K1 | 7028 | G | K1 |  | Combustion Turbine | IC Engine | WECC_UT | Utah | 49 | Utah | 49 | 49049 | 5.9 | 11420 | 1986 | 9999 |  |  | N | Natural Gas | [12 empty] | 0.85 | 2.4437 | 2.4437 | 2.4437 | 2.4437 | [11 empty] | Springville UT (City of) | 100 | Springville UT (City of) | 100
Whitehead | 7028_G_K2 | 7028 | G | K2 |  | Combustion Turbine | IC Engine | WECC_UT | Utah | 49 | Utah | 49 | 49049 | 6 | 11421 | 1986 | 9999 |  |  | N | Natural Gas | [12 empty] | 0.85 | 1.061 | 1.061 | 1.061 | 1.061 | [11 empty] | Springville UT (City of) | 100 | Springville UT (City of) | 100
Whitehead | 7028_G_K3 | 7028 | G | K3 |  | Combustion Turbine | IC Engine | WECC_UT | Utah | 49 | Utah | 49 | 49049 | 5.9 | 11420 | 2000 | 9999 |  |  | N | Natural Gas | [12 empty] | 0.85 | 2.5907 | 2.5907 | 2.5907 | 2.5907 | [11 empty] | Springville UT (City of) | 100 | Springville UT (City of) | 100
Whitehead | 7028_G_K4 | 7028 | G | K4 |  | Combustion Turbine | IC Engine | WECC_UT | Utah | 49 | Utah | 49 | 49049 | 4 | 11419 | 2002 | 9999 |  |  | N | Natural Gas | [12 empty] | 0.85 | 1.061 | 1.061 | 1.061 | 1.061 | [11 empty] | Springville UT (City of) | 100 | Springville UT (City of) | 100
Whitehead | 7028_G_K6CAT | 7028 | G | K6CAT |  | Combustion Turbine | IC Engine | WECC_UT | Utah | 49 | Utah | 49 | 49049 | 2.5 | 10745 | 2016 | 9999 |  |  | Y | Natural Gas | [13 empty] | 1.061 | 1.061 | 1.061 | 1.061 | [11 empty] | Springville UT (City of) | 100 | Springville UT (City of) | 100
Whitehead | 7028_G_K7CAT | 7028 | G | K7CAT |  | Combustion Turbine | IC Engine | WECC_UT | Utah | 49 | Utah | 49 | 49049 | 2.5 | 10745 | 2016 | 9999 |  |  | Y | Natural Gas | [13 empty] | 1.061 | 1.061 | 1.061 | 1.061 | [11 empty] | Springville UT (City of) | 100 | Springville UT (City of) | 100
Gravel Neck | 7032_G_1 | 7032 | G | 1 |  | Combustion Turbine |  | PJM_Dom | Virginia | 51 | Surry | 181 | 51181 | 12 | 12716 | 1970 | 9999 |  |  | N | Distillate Fuel Oil | [12 empty] | 2.64 | 0.18396 | 0.18396 | 0.18396 | 0.18396 | [11 empty] | Virginia Electric & Power Co | 100 | Dominion Energy Inc | 100
Gravel Neck | 7032_G_2 | 7032 | G | 2 |  | Combustion Turbine |  | PJM_Dom | Virginia | 51 | Surry | 181 | 51181 | 16 | 12717 | 1970 | 9999 |  |  | N | Distillate Fuel Oil | [12 empty] | 2.64 | 0.11655 | 0.11655 | 0.11655 | 0.11655 | [11 empty] | Virginia Electric & Power Co | 100 | Dominion Energy Inc | 100
Gravel Neck | 7032_G_3 | 7032 | G | 3 | 88238 | Combustion Turbine |  | PJM_Dom | Virginia | 51 | Surry | 181 | 51181 | 85 | 12717 | 1989 | 9999 |  |  | N | Natural Gas, Distillate Fuel Oil |  |  |  | H2O | [8 empty] | 2.64 | 0.15199 | 0.15199 | 0.15199 | 0.15199 | [11 empty] | Virginia Electric & Power Co | 100 | Dominion Energy Inc | 100
Gravel Neck | 7032_G_4 | 7032 | G | 4 | 88239 | Combustion Turbine |  | PJM_Dom | Virginia | 51 | Surry | 181 | 51181 | 85 | 12717 | 1989 | 9999 |  |  | N | Natural Gas, Distillate Fuel Oil |  |  |  | H2O | [8 empty] | 2.64 | 0.1631 | 0.1631 | 0.1631 | 0.1631 | [11 empty] | Virginia Electric & Power Co | 100 | Dominion Energy Inc | 100
Gravel Neck | 7032_G_5 | 7032 | G | 5 | 88240 | Combustion Turbine |  | PJM_Dom | Virginia | 51 | Surry | 181 | 51181 | 85 | 12717 | 1989 | 9999 |  |  | N | Natural Gas, Distillate Fuel Oil |  |  |  | H2O | [8 empty] | 2.64 | 0.15261 | 0.15261 | 0.15261 | 0.15261 | [11 empty] | Virginia Electric & Power Co | 100 | Dominion Energy Inc | 100
Gravel Neck | 7032_G_6 | 7032 | G | 6 | 88241 | Combustion Turbine |  | PJM_Dom | Virginia | 51 | Surry | 181 | 51181 | 85 | 12717 | 1989 | 9999 |  |  | N | Natural Gas, Distillate Fuel Oil |  |  |  | H2O | [8 empty] | 2.64 | 0.15619 | 0.15619 | 0.15619 | 0.15619 | [11 empty] | Virginia Electric & Power Co | 100 | Dominion Energy Inc | 100
Hydro II | 7034_G_1 | 7034 | G | 1 |  | Hydro |  | WECC_UT | Utah | 49 | Cache | 5 | 49005 | 3.1 | 0 | 1986 | 9999 |  |  | N | Hydro | [13 empty] | 0 | 0 | 0 | 0 | [11 empty] | Logan City Light & Power | 100 | Logan City Light & Power | 100
Hydro II | 7034_G_2 | 7034 | G | 2 |  | Hydro |  | WECC_UT | Utah | 49 | Cache | 5 | 49005 | 3.1 | 0 | 1986 | 9999 |  |  | N | Hydro | [13 empty] | 0 | 0 | 0 | 0 | [11 empty] | Logan City Light & Power | 100 | Logan City Light & Power | 100
Lake (WY) | 7039_G_1 | 7039 | G | 1 |  | Combustion Turbine | IC Engine | WECC_WY | Wyoming | 56 | Teton | 39 | 56039 | 2.7 | 10745 | 1967 | 9999 |  |  | N | Distillate Fuel Oil | [12 empty] | 0.8 | 1.6498 | 1.6498 | 1.6498 | 1.6498 | [11 empty] | NorthWestern Corp | 100 | NorthWestern Corp | 100
Burton Dam | 704_G_1 | 704 | G | 1 |  | Hydro |  | S_SOU | Georgia | 13 | Rabun | 241 | 13241 | 4.8 | 0 | 1927 | 9999 |  |  | N | Hydro | [13 empty] | 0 | 0 | 0 | 0 | [11 empty] | Georgia Power Co | 100 | Southern Co | 100
Burton Dam | 704_G_2 | 704 | G | 2 |  | Hydro |  | S_SOU | Georgia | 13 | Rabun | 241 | 13241 | 4.8 | 0 | 1927 | 9999 |  |  | N | Hydro | [13 empty] | 0 | 0 | 0 | 0 | [11 empty] | Georgia Power Co | 100 | Southern Co | 100
Ellis Hydro | 7040_G_1 | 7040 | G | 1 |  | Hydro |  | SPP_WEST | Arkansas | 5 | Crawford | 33 | 05033 | 5 | 0 | 1988 | 9999 |  |  | N | Hydro | [13 empty] | 0 | 0 | 0 | 0 | [11 empty] | Arkansas Electric Coop Corp | 100 | Arkansas Electric Coop Corp | 100
Ellis Hydro | 7040_G_2 | 7040 | G | 2 |  | Hydro |  | SPP_WEST | Arkansas | 5 | Crawford | 33 | 05033 | 6 | 0 | 1988 | 9999 |  |  | N | Hydro | [13 empty] | 0 | 0 | 0 | 0 | [11 empty] | Arkansas Electric Coop Corp | 100 | Arkansas Electric Coop Corp | 100
Ellis Hydro | 7040_G_3 | 7040 | G | 3 |  | Hydro |  | SPP_WEST | Arkansas | 5 | Crawford | 33 | 05033 | 6 | 0 | 1988 | 9999 |  |  | N | Hydro | [13 empty] | 0 | 0 | 0 | 0 | [11 empty] | Arkansas Electric Coop Corp | 100 | Arkansas Electric Coop Corp | 100
Wrightsville Hydro Plant | 7051_G_1 | 7051 | G | 1 |  | Hydro |  | NENGREST | Vermont | 50 | Washington | 23 | 50023 | 0.1 | 0 | 1985 | 9999 |  |  | N | Hydro | [13 empty] | 0 | 0 | 0 | 0 | [11 empty] | Washington Electric Coop Inc (VT) | 100 | Washington Electric Coop Inc (VT) | 100
Wrightsville Hydro Plant | 7051_G_2 | 7051 | G | 2 |  | Hydro |  | NENGREST | Vermont | 50 | Washington | 23 | 50023 | 0.2 | 0 | 1985 | 9999 |  |  | N | Hydro | [13 empty] | 0 | 0 | 0 | 0 | [11 empty] | Washington Electric Coop Inc (VT) | 100 | Washington Electric Coop Inc (VT) | 100
Wrightsville Hydro Plant | 7051_G_3 | 7051 | G | 3 |  | Hydro |  | NENGREST | Vermont | 50 | Washington | 23 | 50023 | 0.4 | 0 | 1985 | 9999 |  |  | N | Hydro | [13 empty] | 0 | 0 | 0 | 0 | [11 empty] | Washington Electric Coop Inc (VT) | 100 | Washington Electric Coop Inc (VT) | 100
Bolton Falls | 7056_G_1 | 7056 | G | 1 |  | Hydro |  | NENGREST | Vermont | 50 | Washington | 23 | 50023 | 3.9 | 0 | 1986 | 9999 |  |  | N | Hydro | [13 empty] | 0 | 0 | 0 | 0 | [11 empty] | Green Mountain Power Corp | 100 | Gaz Métropolitain & Co LP | 100
Bolton Falls | 7056_G_2 | 7056 | G | 2 |  | Hydro |  | NENGREST | Vermont | 50 | Washington | 23 | 50023 | 3.9 | 0 | 1986 | 9999 |  |  | N | Hydro | [13 empty] | 0 | 0 | 0 | 0 | [11 empty] | Green Mountain Power Corp | 100 | Gaz Métropolitain & Co LP | 100
Solon Diesel | 7058_G_1 | 7058 | G | 1 |  | Combustion Turbine | IC Engine | MIS_MNWI | Wisconsin | 55 | Douglas | 31 | 55031 | 0.8 | 16822 | 1988 | 9999 |  |  | N | Distillate Fuel Oil | [12 empty] | 3 | 1.6498 | 1.6498 | 1.6498 | 1.6498 | [11 empty] | Dahlberg Light & Power Co | 100 | Dahlberg Light & Power Co | 100
Solon Diesel | 7058_G_2 | 7058 | G | 2 |  | Combustion Turbine | IC Engine | MIS_MNWI | Wisconsin | 55 | Douglas | 31 | 55031 | 0.8 | 17606 | 1988 | 9999 |  |  | N | Distillate Fuel Oil | [12 empty] | 3 | 1.6498 | 1.6498 | 1.6498 | 1.6498 | [11 empty] | Dahlberg Light & Power Co | 100 | Dahlberg Light & Power Co | 100
Solon Diesel | 7058_G_3 | 7058 | G | 3 |  | Combustion Turbine | IC Engine | MIS_MNWI | Wisconsin | 55 | Douglas | 31 | 55031 | 0.8 | 17606 | 1989 | 9999 |  |  | N | Distillate Fuel Oil | [12 empty] | 3 | 1.6498 | 1.6498 | 1.6498 | 1.6498 | [11 empty] | Dahlberg Light & Power Co | 100 | Dahlberg Light & Power Co | 100
Solon Diesel | 7058_G_4 | 7058 | G | 4 |  | Combustion Turbine | IC Engine | MIS_MNWI | Wisconsin | 55 | Douglas | 31 | 55031 | 0.8 | 17606 | 1989 | 9999 |  |  | N | Distillate Fuel Oil | [12 empty] | 3 | 1.6498 | 1.6498 | 1.6498 | 1.6498 | [11 empty] | Dahlberg Light & Power Co | 100 | Dahlberg Light & Power Co | 100
Solon Diesel | 7058_G_5 | 7058 | G | 5 |  | Combustion Turbine | IC Engine | MIS_MNWI | Wisconsin | 55 | Douglas | 31 | 55031 | 0.8 | 17606 | 1989 | 9999 |  |  | N | Distillate Fuel Oil | [12 empty] | 3 | 1.6498 | 1.6498 | 1.6498 | 1.6498 | [11 empty] | Dahlberg Light & Power Co | 100 | Dahlberg Light & Power Co | 100
Solon Diesel | 7058_G_6 | 7058 | G | 6 |  | Combustion Turbine | IC Engine | MIS_MNWI | Wisconsin | 55 | Douglas | 31 | 55031 | 0.8 | 17606 | 1995 | 9999 |  |  | N | Distillate Fuel Oil | [12 empty] | 3 | 1.6498 | 1.6498 | 1.6498 | 1.6498 | [11 empty] | Dahlberg Light & Power Co | 100 | Dahlberg Light & Power Co | 100
Solon Diesel | 7058_G_7 | 7058 | G | 7 |  | Combustion Turbine | IC Engine | MIS_MNWI | Wisconsin | 55 | Douglas | 31 | 55031 | 0.8 | 17606 | 1995 | 9999 |  |  | N | Distillate Fuel Oil | [12 empty] | 3 | 1.6498 | 1.6498 | 1.6498 | 1.6498 | [11 empty] | Dahlberg Light & Power Co | 100 | Dahlberg Light & Power Co | 100
Solon Diesel | 7058_G_8 | 7058 | G | 8 |  | Combustion Turbine | IC Engine | MIS_MNWI | Wisconsin | 55 | Douglas | 31 | 55031 | 0.8 | 17606 | 1995 | 9999 |  |  | N | Distillate Fuel Oil | [12 empty] | 3 | 1.6498 | 1.6498 | 1.6498 | 1.6498 | [11 empty] | Dahlberg Light & Power Co | 100 | Dahlberg Light & Power Co | 100
Flint River | 706_G_1 | 706 | G | 1 |  | Hydro |  | S_SOU | Georgia | 13 | Dougherty | 95 | 13095 | 2.1 | 0 | 1921 | 9999 |  |  | N | Hydro | [13 empty] | 0 | 0 | 0 | 0 | [11 empty] | Georgia Power Co | 100 | Southern Co | 100
Flint River | 706_G_2 | 706 | G | 2 |  | Hydro |  | S_SOU | Georgia | 13 | Dougherty | 95 | 13095 | 2.1 | 0 | 1921 | 9999 |  |  | N | Hydro | [13 empty] | 0 | 0 | 0 | 0 | [11 empty] | Georgia Power Co | 100 | Southern Co | 100
Flint River | 706_G_3 | 706 | G | 3 |  | Hydro |  | S_SOU | Georgia | 13 | Dougherty | 95 | 13095 | 2.1 | 0 | 1925 | 9999 |  |  | N | Hydro | [13 empty] | 0 | 0 | 0 | 0 | [11 empty] | Georgia Power Co | 100 | Southern Co | 100
Sibley No Two | 7060_G_4 | 7060 | G | 4 |  | Combustion Turbine | IC Engine | MIS_IA | Iowa | 19 | Osceola | 143 | 19143 | 1 | 10745 | 1987 | 9999 |  |  | N | Natural Gas | [12 empty] | 2.5 | 1.061 | 1.061 | 1.061 | 1.061 | [11 empty] | Sibley IA (City of) | 100 | Sibley IA (City of) | 100
McIntosh (AL) | 7063_G_1 | 7063 | G | 1 | 2924 | Combustion Turbine |  | S_SOU | Alabama | 1 | Washington | 129 | 01129 | 110 | 18700 | 1991 | 9999 |  |  | N | Natural Gas | [13 empty] | 0.21621 | 0.21621 | 0.21621 | 0.21621 | [11 empty] | PowerSouth Energy Coop | 100 | PowerSouth Energy Coop | 100
McIntosh (AL) | 7063_G_2 | 7063 | G | 2 | 2925 | Combustion Turbine |  | S_SOU | Alabama | 1 | Washington | 129 | 01129 | 114 | 11359 | 1998 | 9999 |  |  | N | Natural Gas, Distillate Fuel Oil |  |  |  | H2O | [8 empty] | 0.006 | 0.07097 | 0.07097 | 0.07097 | 0.07097 | [11 empty] | PowerSouth Energy Coop | 100 | PowerSouth Energy Coop | 100
McIntosh (AL) | 7063_G_3 | 7063 | G | 3 | 2926 | Combustion Turbine |  | S_SOU | Alabama | 1 | Washington | 129 | 01129 | 114 | 11359 | 1998 | 9999 |  |  | N | Natural Gas, Distillate Fuel Oil |  |  |  | H2O | [8 empty] | 0.006 | 0.05678 | 0.05678 | 0.05678 | 0.05678 | [11 empty] | PowerSouth Energy Coop | 100 | PowerSouth Energy Coop | 100
McIntosh (AL) | 7063_G_4 | 7063 | G | 4 | 90423 | Combustion Turbine |  | S_SOU | Alabama | 1 | Washington | 129 | 01129 | 175 | 11359 | 2010 | 9999 |  |  | N | Natural Gas |  |  |  | DLNB | [9 empty] | 0.03616 | 0.03616 | 0.03616 | 0.03616 | [11 empty] | PowerSouth Energy Coop | 100 | PowerSouth Energy Coop | 100
McIntosh (AL) | 7063_G_5 | 7063 | G | 5 | 90424 | Combustion Turbine |  | S_SOU | Alabama | 1 | Washington | 129 | 01129 | 175 | 11359 | 2010 | 9999 |  |  | N | Natural Gas |  |  |  | DLNB | [9 empty] | 0.03737 | 0.03737 | 0.03737 | 0.03737 | [11 empty] | PowerSouth Energy Coop | 100 | PowerSouth Energy Coop | 100
Stampede | 7066_G_1 | 7066 | G | 1 |  | Hydro |  | WEC_CALN | California | 6 | Sierra | 91 | 06091 | 3 | 0 | 1988 | 9999 |  |  | N | Hydro | [13 empty] | 0 | 0 | 0 | 0 | [11 empty] | U S Bureau of Reclamation | 100 | U S Bureau of Reclamation | 100
Stampede | 7066_G_2 | 7066 | G | 2 |  | Hydro |  | WEC_CALN | California | 6 | Sierra | 91 | 06091 | 0.6 | 0 | 1988 | 9999 |  |  | N | Hydro | [13 empty] | 0 | 0 | 0 | 0 | [11 empty] | U S Bureau of Reclamation | 100 | U S Bureau of Reclamation | 100
Goat Rock | 707_G_3 | 707 | G | 3 |  | Hydro |  | S_SOU | Alabama | 1 | Lee | 81 | 01081 | 5 | 0 | 1915 | 9999 |  |  | N | Hydro | [13 empty] | 0 | 0 | 0 | 0 | [11 empty] | Georgia Power Co | 100 | Southern Co | 100
Goat Rock | 707_G_4 | 707 | G | 4 |  | Hydro |  | S_SOU | Alabama | 1 | Lee | 81 | 01081 | 5 | 0 | 1920 | 9999 |  |  | N | Hydro | [13 empty] | 0 | 0 | 0 | 0 | [11 empty] | Georgia Power Co | 100 | Southern Co | 100
Goat Rock | 707_G_5 | 707 | G | 5 |  | Hydro |  | S_SOU | Alabama | 1 | Lee | 81 | 01081 | 5 | 0 | 1955 | 9999 |  |  | N | Hydro | [13 empty] | 0 | 0 | 0 | 0 | [11 empty] | Georgia Power Co | 100 | Southern Co | 100
Goat Rock | 707_G_6 | 707 | G | 6 |  | Hydro |  | S_SOU | Alabama | 1 | Lee | 81 | 01081 | 5 | 0 | 1956 | 9999 |  |  | N | Hydro | [13 empty] | 0 | 0 | 0 | 0 | [11 empty] | Georgia Power Co | 100 | Southern Co | 100
Goat Rock | 707_G_7 | 707 | G | 7 |  | Hydro |  | S_SOU | Alabama | 1 | Lee | 81 | 01081 | 9.3 | 0 | 2005 | 9999 |  |  | N | Hydro | [13 empty] | 0 | 0 | 0 | 0 | [11 empty] | Georgia Power Co | 100 | Southern Co | 100
Goat Rock | 707_G_8 | 707 | G | 8 |  | Hydro |  | S_SOU | Alabama | 1 | Lee | 81 | 01081 | 9.3 | 0 | 2005 | 9999 |  |  | N | Hydro | [13 empty] | 0 | 0 | 0 | 0 | [11 empty] | Georgia Power Co | 100 | Southern Co | 100
Mojave Siphon | 7072_G_1 | 7072 | G | 1 |  | Hydro |  | WECC_SCE | California | 6 | San Bernardino | 71 | 06071 | 10.8 | 0 | 1996 | 9999 |  |  | N | Hydro | [13 empty] | 0 | 0 | 0 | 0 | [11 empty] | California Dept Water Resources | 100 | California Dept Water Resources | 100
Mojave Siphon | 7072_G_2 | 7072 | G | 2 |  | Hydro |  | WECC_SCE | California | 6 | San Bernardino | 71 | 06071 | 10.8 | 0 | 1996 | 9999 |  |  | N | Hydro | [13 empty] | 0 | 0 | 0 | 0 | [11 empty] | California Dept Water Resources | 100 | California Dept Water Resources | 100
Mojave Siphon | 7072_G_3 | 7072 | G | 3 |  | Hydro |  | WECC_SCE | California | 6 | San Bernardino | 71 | 06071 | 10.8 | 0 | 1996 | 9999 |  |  | N | Hydro | [13 empty] | 0 | 0 | 0 | 0 | [11 empty] | California Dept Water Resources | 100 | California Dept Water Resources | 100
Upper Salmon B | 7079_G_1 | 7079 | G | 1 |  | Hydro |  | WECC_ID | Idaho | 16 | Twin Falls | 83 | 16083 | 8.8 | 0 | 1947 | 9999 |  |  | N | Hydro | [13 empty] | 0 | 0 | 0 | 0 | [11 empty] | Idaho Power Co | 100 | IDACORP Inc | 100
Upper Salmon B | 7079_G_2 | 7079 | G | 2 |  | Hydro |  | WECC_ID | Idaho | 16 | Twin Falls | 83 | 16083 | 8.4 | 0 | 1947 | 9999 |  |  | N | Hydro | [13 empty] | 0 | 0 | 0 | 0 | [11 empty] | Idaho Power Co | 100 | IDACORP Inc | 100
St George Red Rock | 7080_G_1 | 7080 | G | 1 |  | Combustion Turbine | IC Engine | WECC_UT | Utah | 49 | Washington | 53 | 49053 | 7 | 10745 | 1987 | 9999 |  |  | N | Distillate Fuel Oil | [12 empty] | 0.85 | 1.6498 | 1.6498 | 1.6498 | 1.6498 | [11 empty] | St George Dept Water & Power | 100 | St George Dept Water & Power | 100
St George Red Rock | 7080_G_2 | 7080 | G | 2 |  | Combustion Turbine | IC Engine | WECC_UT | Utah | 49 | Washington | 53 | 49053 | 7 | 10745 | 1987 | 9999 |  |  | N | Distillate Fuel Oil | [12 empty] | 0.85 | 2.2801 | 2.2801 | 2.2801 | 2.2801 | [11 empty] | St George Dept Water & Power | 100 | St George Dept Water & Power | 100
Harry Allen | 7082_G_5 | 7082 | G | 5 | 2933 | Combined Cycle |  | WECC_SNV | Nevada | 32 | Clark | 3 | 32003 | 151.6 | 7078 | 2011 | 9999 |  |  | N | Natural Gas |  |  |  | DLNB | SCR | [8 empty] | 0.0056753 | 0.0056753 | 0.0056753 | 0.0056753 | [11 empty] | Nevada Power Co | 100 | Berkshire Hathaway Inc | 100
Harry Allen | 7082_G_6 | 7082 | G | 6 | 2934 | Combined Cycle |  | WECC_SNV | Nevada | 32 | Clark | 3 | 32003 | 151.6 | 7078 | 2011 | 9999 |  |  | N | Natural Gas |  |  |  | DLNB | SCR | [8 empty] | 0.0056753 | 0.0056753 | 0.0056753 | 0.0056753 | [11 empty] | Nevada Power Co | 100 | Berkshire Hathaway Inc | 100
Harry Allen | 7082_G_7 | 7082 | G | 7 | 2933 | Combined Cycle |  | WECC_SNV | Nevada | 32 | Clark | 3 | 32003 | 206.8 | 7078 | 2011 | 9999 |  |  | N | Natural Gas |  |  |  | DLNB | SCR | [8 empty] | 0.0056753 | 0.0056753 | 0.0056753 | 0.0056753 | [11 empty] | Nevada Power Co | 100 | Berkshire Hathaway Inc | 100
Harry Allen | 7082_G_GT1 | 7082 | G | GT1 | 2931 | Combustion Turbine |  | WECC_SNV | Nevada | 32 | Clark | 3 | 32003 | 72 | 11653 | 1995 | 9999 |  |  | N | Natural Gas |  |  |  | DLNB + H2O | [8 empty] | 1.4 | 0.03555 | 0.03555 | 0.03555 | 0.03555 | [11 empty] | Nevada Power Co | 100 | Berkshire Hathaway Inc | 100
Harry Allen | 7082_G_GT4 | 7082 | G | GT4 | 2932 | Combustion Turbine |  | WECC_SNV | Nevada | 32 | Clark | 3 | 32003 | 72 | 11653 | 2006 | 9999 |  |  | N | Natural Gas |  |  |  | DLNB | [8 empty] | 0.8 | 0.0231 | 0.0231 | 0.0231 | 0.0231 | [11 empty] | Nevada Power Co | 100 | Berkshire Hathaway Inc | 100
Jack McDonough | 710_G_3A | 710 | G | 3A | 90360 | Combustion Turbine |  | S_SOU | Georgia | 13 | Cobb | 67 | 13067 | 32 | 25000 | 1971 | 9999 |  |  | N | Natural Gas, Distillate Fuel Oil | [12 empty] | 3.09 | 0.97093 | 0.97093 | 0.97093 | 0.97093 | [11 empty] | Georgia Power Co | 100 | Southern Co | 100
Jack McDonough | 710_G_3B | 710 | G | 3B | 90362 | Combustion Turbine |  | S_SOU | Georgia | 13 | Cobb | 67 | 13067 | 32 | 25000 | 1971 | 9999 |  |  | N | Natural Gas, Distillate Fuel Oil | [12 empty] | 3.09 | 0.8671 | 0.8671 | 0.8671 | 0.8671 | [11 empty] | Georgia Power Co | 100 | Southern Co | 100
Jack McDonough | 710_G_4 | 710 | G | 4 | 90761 | Combined Cycle |  | S_SOU | Georgia | 13 | Cobb | 67 | 13067 | 360 | 7050 | 2011 | 9999 |  |  | N | Natural Gas, Distillate Fuel Oil |  |  |  | LNB | SCR | [8 empty] | 0.0075135 | 0.0075135 | 0.0075135 | 0.0075135 | [11 empty] | Georgia Power Co | 100 | Southern Co | 100
Jack McDonough | 710_G_5 | 710 | G | 5 | 90763 | Combined Cycle |  | S_SOU | Georgia | 13 | Cobb | 67 | 13067 | 360 | 7050 | 2012 | 9999 |  |  | N | Natural Gas, Distillate Fuel Oil |  |  |  | LNB | SCR | [8 empty] | 0.0073258 | 0.0073258 | 0.0073258 | 0.0073258 | [11 empty] | Georgia Power Co | 100 | Southern Co | 100
Jack McDonough | 710_G_5ACT | 710 | G | 5ACT | 90763 | Combined Cycle |  | S_SOU | Georgia | 13 | Cobb | 67 | 13067 | 231.5 | 7050 | 2012 | 9999 |  |  | N | Natural Gas, Distillate Fuel Oil |  |  |  | DLNB + H2O | SCR | [8 empty] | 0.0073258 | 0.0073258 | 0.0073258 | 0.0073258 | [11 empty] | Georgia Power Co | 100 | Southern Co | 100
Jack McDonough | 710_G_5BCT | 710 | G | 5BCT | 90764 | Combined Cycle |  | S_SOU | Georgia | 13 | Cobb | 67 | 13067 | 231.5 | 7050 | 2012 | 9999 |  |  | N | Natural Gas, Distillate Fuel Oil |  |  |  | DLNB | SCR | [8 empty] | 0.0073258 | 0.0073258 | 0.0073258 | 0.0073258 | [11 empty] | Georgia Power Co | 100 | Southern Co | 100
Jack McDonough | 710_G_6 | 710 | G | 6 | 90765 | Combined Cycle |  | S_SOU | Georgia | 13 | Cobb | 67 | 13067 | 360 | 7050 | 2012 | 9999 |  |  | N | Natural Gas |  |  |  | LNB | SCR | [8 empty] | 0.0073246 | 0.0073246 | 0.0073246 | 0.0073246 | [11 empty] | Georgia Power Co | 100 | Southern Co | 100
Jack McDonough | 710_G_6ACT | 710 | G | 6ACT | 90765 | Combined Cycle |  | S_SOU | Georgia | 13 | Cobb | 67 | 13067 | 233 | 7050 | 2012 | 9999 |  |  | N | Natural Gas |  |  |  | DLNB | SCR | [8 empty] | 0.0073246 | 0.0073246 | 0.0073246 | 0.0073246 | [11 empty] | Georgia Power Co | 100 | Southern Co | 100
Jack McDonough | 710_G_6BCT | 710 | G | 6BCT | 90766 | Combined Cycle |  | S_SOU | Georgia | 13 | Cobb | 67 | 13067 | 233 | 7050 | 2012 | 9999 |  |  | N | Natural Gas |  |  |  | DLNB | SCR | [8 empty] | 0.0073246 | 0.0073246 | 0.0073246 | 0.0073246 | [11 empty] | Georgia Power Co | 100 | Southern Co | 100
Jack McDonough | 710_G_CT4A | 710 | G | CT4A | 90761 | Combined Cycle |  | S_SOU | Georgia | 13 | Cobb | 67 | 13067 | 230.5 | 7050 | 2011 | 9999 |  |  | N | Natural Gas, Distillate Fuel Oil |  |  |  | DLNB + H2O | SCR | [8 empty] | 0.0075135 | 0.0075135 | 0.0075135 | 0.0075135 | [11 empty] | Georgia Power Co | 100 | Southern Co | 100
Jack McDonough | 710_G_CT4B | 710 | G | CT4B | 90762 | Combined Cycle |  | S_SOU | Georgia | 13 | Cobb | 67 | 13067 | 230.5 | 7050 | 2011 | 9999 |  |  | N | Natural Gas, Distillate Fuel Oil |  |  |  | DLNB | SCR | [8 empty] | 0.0075135 | 0.0075135 | 0.0075135 | 0.0075135 | [11 empty] | Georgia Power Co | 100 | Southern Co | 100
Heber City | 7111_G_1 | 7111 | G | 1 |  | Combustion Turbine | IC Engine | WECC_UT | Utah | 49 | Wasatch | 51 | 49051 | 1.4 | 10959 | 2004 | 9999 |  |  | N | Natural Gas | [12 empty] | 0.85 | 0.20238 | 0.20238 | 0.20238 | 0.20238 | [11 empty] | Heber Light & Power Co | 100 | Heber Light & Power Co | 100
Heber City | 7111_G_11 | 7111 | G | 11 |  | Combustion Turbine | IC Engine | WECC_UT | Utah | 49 | Wasatch | 51 | 49051 | 1.9 | 10745 | 2015 | 9999 |  |  | N | Natural Gas | [13 empty] | 1.061 | 1.061 | 1.061 | 1.061 | [11 empty] | Heber Light & Power Co | 100 | Heber Light & Power Co | 100
Heber City | 7111_G_12 | 7111 | G | 12 |  | Combustion Turbine | IC Engine | WECC_UT | Utah | 49 | Wasatch | 51 | 49051 | 2.3 | 10745 | 2015 | 9999 |  |  | N | Natural Gas | [13 empty] | 1.061 | 1.061 | 1.061 | 1.061 | [11 empty] | Heber Light & Power Co | 100 | Heber Light & Power Co | 100
Heber City | 7111_G_2 | 7111 | G | 2 |  | Combustion Turbine | IC Engine | WECC_UT | Utah | 49 | Wasatch | 51 | 49051 | 1.4 | 10959 | 2004 | 9999 |  |  | N | Natural Gas | [12 empty] | 0.85 | 0.31682 | 0.31682 | 0.31682 | 0.31682 | [11 empty] | Heber Light & Power Co | 100 | Heber Light & Power Co | 100
Heber City | 7111_G_4 | 7111 | G | 4 |  | Combustion Turbine | IC Engine | WECC_UT | Utah | 49 | Wasatch | 51 | 49051 | 1.9 | 10958 | 2003 | 9999 |  |  | N | Natural Gas | [12 empty] | 0.85 | 0.3003 | 0.3003 | 0.3003 | 0.3003 | [11 empty] | Heber Light & Power Co | 100 | Heber Light & Power Co | 100
Heber City | 7111_G_NA10 | 7111 | G | NA10 |  | Combustion Turbine | IC Engine | WECC_UT | Utah | 49 | Wasatch | 51 | 49051 | 1.9 | 10958 | 2002 | 9999 |  |  | N | Natural Gas | [12 empty] | 0.85 | 0.02071 | 0.02071 | 0.02071 | 0.02071 | [11 empty] | Heber Light & Power Co | 100 | Heber Light & Power Co | 100
Heber City | 7111_G_NA5 | 7111 | G | NA5 |  | Combustion Turbine | IC Engine | WECC_UT | Utah | 49 | Wasatch | 51 | 49051 | 0.7 | 10959 | 1990 | 9999 |  |  | N | Natural Gas | [12 empty] | 0.85 | 0.18969 | 0.18969 | 0.18969 | 0.18969 | [11 empty] | Heber Light & Power Co | 100 | Heber Light & Power Co | 100
Heber City | 7111_G_NA6 | 7111 | G | NA6 |  | Combustion Turbine | IC Engine | WECC_UT | Utah | 49 | Wasatch | 51 | 49051 | 0.7 | 10959 | 2001 | 9999 |  |  | N | Natural Gas | [12 empty] | 0.85 | 0.14942 | 0.14942 | 0.14942 | 0.14942 | [11 empty] | Heber Light & Power Co | 100 | Heber Light & Power Co | 100
Heber City | 7111_G_NA9 | 7111 | G | NA9 |  | Combustion Turbine | IC Engine | WECC_UT | Utah | 49 | Wasatch | 51 | 49051 | 1.9 | 10958 | 2003 | 9999 |  |  | N | Natural Gas | [12 empty] | 0.85 | 0.01118 | 0.01118 | 0.01118 | 0.01118 | [11 empty] | Heber Light & Power Co | 100 | Heber Light & Power Co | 100
PEC Headworks | 7113_G_1 | 7113 | G | 1 |  | Hydro |  | WECC_PNW | Washington | 53 | Grant | 25 | 53025 | 6.6 | 0 | 1990 | 9999 |  |  | N | Hydro | [13 empty] | 0 | 0 | 0 | 0 | [11 empty] | Grand Coulee Project Hydroelectric Authority | 100 | East Columbia Basin Irrigation District | 100
Hoist | 7115_G_2 | 7115 | G | 2 |  | Hydro |  | MIS_WUMS | Michigan | 26 | Marquette | 103 | 26103 | 0.8 | 0 | 1988 | 9999 |  |  | N | Hydro | [13 empty] | 0 | 0 | 0 | 0 | [11 empty] | Upper Peninsula Power Co | 100 | Balfour Beatty Infrastructure Inc | 100
Hoist | 7115_G_3 | 7115 | G | 3 |  | Hydro |  | MIS_WUMS | Michigan | 26 | Marquette | 103 | 26103 | 1.2 | 0 | 1988 | 9999 |  |  | N | Hydro | [13 empty] | 0 | 0 | 0 | 0 | [11 empty] | Upper Peninsula Power Co | 100 | Balfour Beatty Infrastructure Inc | 100
McClure Dam | 7116_G_1 | 7116 | G | 1 |  | Hydro |  | MIS_WUMS | Michigan | 26 | Marquette | 103 | 26103 | 2.9 | 0 | 1988 | 9999 |  |  | N | Hydro | [13 empty] | 0 | 0 | 0 | 0 | [11 empty] | Upper Peninsula Power Co | 100 | Balfour Beatty Infrastructure Inc | 100
McClure Dam | 7116_G_2 | 7116 | G | 2 |  | Hydro |  | MIS_WUMS | Michigan | 26 | Marquette | 103 | 26103 | 2.9 | 0 | 1988 | 9999 |  |  | N | Hydro | [13 empty] | 0 | 0 | 0 | 0 | [11 empty] | Upper Peninsula Power Co | 100 | Balfour Beatty Infrastructure Inc | 100
Cataract (MI) | 7118_G_1 | 7118 | G | 1 |  | Hydro |  | MIS_WUMS | Michigan | 26 | Marquette | 103 | 26103 | 0.6 | 0 | 1988 | 9999 |  |  | N | Hydro | [13 empty] | 0 | 0 | 0 | 0 | [11 empty] | Upper Peninsula Power Co | 100 | Balfour Beatty Infrastructure Inc | 100
Gladstone | 7119_G_1 | 7119 | G | 1 |  | Combustion Turbine |  | MIS_WUMS | Michigan | 26 | Delta | 41 | 26041 | 17 | 16213 | 1975 | 9999 |  |  | N | Distillate Fuel Oil | [12 empty] | 1.67 | 1.01 | 1.01 | 1.01 | 1.01 | [11 empty] | Upper Peninsula Power Co | 100 | Balfour Beatty Infrastructure Inc | 100
Lloyd Shoals | 712_G_1 | 712 | G | 1 |  | Hydro |  | S_SOU | Georgia | 13 | Jasper | 159 | 13159 | 3.8 | 0 | 1911 | 9999 |  |  | N | Hydro | [13 empty] | 0 | 0 | 0 | 0 | [11 empty] | Georgia Power Co | 100 | Southern Co | 100
Lloyd Shoals | 712_G_2 | 712 | G | 2 |  | Hydro |  | S_SOU | Georgia | 13 | Jasper | 159 | 13159 | 3.8 | 0 | 1911 | 9999 |  |  | N | Hydro | [13 empty] | 0 | 0 | 0 | 0 | [11 empty] | Georgia Power Co | 100 | Southern Co | 100
Lloyd Shoals | 712_G_3 | 712 | G | 3 |  | Hydro |  | S_SOU | Georgia | 13 | Jasper | 159 | 13159 | 3.8 | 0 | 1911 | 9999 |  |  | N | Hydro | [13 empty] | 0 | 0 | 0 | 0 | [11 empty] | Georgia Power Co | 100 | Southern Co | 100
Lloyd Shoals | 712_G_4 | 712 | G | 4 |  | Hydro |  | S_SOU | Georgia | 13 | Jasper | 159 | 13159 | 3.8 | 0 | 1911 | 9999 |  |  | N | Hydro | [13 empty] | 0 | 0 | 0 | 0 | [11 empty] | Georgia Power Co | 100 | Southern Co | 100
Lloyd Shoals | 712_G_5 | 712 | G | 5 |  | Hydro |  | S_SOU | Georgia | 13 | Jasper | 159 | 13159 | 3.8 | 0 | 1916 | 9999 |  |  | N | Hydro | [13 empty] | 0 | 0 | 0 | 0 | [11 empty] | Georgia Power Co | 100 | Southern Co | 100
Lloyd Shoals | 712_G_6 | 712 | G | 6 |  | Hydro |  | S_SOU | Georgia | 13 | Jasper | 159 | 13159 | 3.8 | 0 | 1917 | 9999 |  |  | N | Hydro | [13 empty] | 0 | 0 | 0 | 0 | [11 empty] | Georgia Power Co | 100 | Southern Co | 100
Bad Creek | 7125_G_1 | 7125 | G | 1 |  | Pumped Storage |  | S_VACA | South Carolina | 45 | Oconee | 73 | 45073 | 405 | 0 | 1991 | 9999 |  |  | N | Pumped Storage | [13 empty] | 0 | 0 | 0 | 0 | [11 empty] | Duke Energy Carolinas | 100 | Duke Energy Corp | 100
Bad Creek | 7125_G_2 | 7125 | G | 2 |  | Pumped Storage |  | S_VACA | South Carolina | 45 | Oconee | 73 | 45073 | 405 | 0 | 1991 | 9999 |  |  | N | Pumped Storage | [13 empty] | 0 | 0 | 0 | 0 | [11 empty] | Duke Energy Carolinas | 100 | Duke Energy Corp | 100
Bad Creek | 7125_G_3 | 7125 | G | 3 |  | Pumped Storage |  | S_VACA | South Carolina | 45 | Oconee | 73 | 45073 | 405 | 0 | 1991 | 9999 |  |  | N | Pumped Storage | [13 empty] | 0 | 0 | 0 | 0 | [11 empty] | Duke Energy Carolinas | 100 | Duke Energy Corp | 100
Bad Creek | 7125_G_4 | 7125 | G | 4 |  | Pumped Storage |  | S_VACA | South Carolina | 45 | Oconee | 73 | 45073 | 405 | 0 | 1991 | 9999 |  |  | N | Pumped Storage | [13 empty] | 0 | 0 | 0 | 0 | [11 empty] | Duke Energy Carolinas | 100 | Duke Energy Corp | 100
Wynoochee | 7127_G_1 | 7127 | G | 1 |  | Hydro |  | WECC_PNW | Washington | 53 | Grays Harbor | 27 | 53027 | 15.5 | 0 | 1994 | 9999 |  |  | N | Hydro | [13 empty] | 0 | 0 | 0 | 0 | [11 empty] | Tacoma Public Utilities | 100 | Tacoma Public Utilities | 100
William F Matson Generating Station | 7128_G_1 | 7128 | G | 1 |  | Hydro |  | PJM_PENE | Pennsylvania | 42 | Huntingdon | 61 | 42061 | 2.4 | 0 | 1988 | 9999 |  |  | N | Hydro | [13 empty] | 0 | 0 | 0 | 0 | [11 empty] | Allegheny Electric Coop Inc | 100 | Allegheny Electric Coop Inc | 100
William F Matson Generating Station | 7128_G_2 | 7128 | G | 2 |  | Hydro |  | PJM_PENE | Pennsylvania | 42 | Huntingdon | 61 | 42061 | 6 | 0 | 1988 | 9999 |  |  | N | Hydro | [13 empty] | 0 | 0 | 0 | 0 | [11 empty] | Allegheny Electric Coop Inc | 100 | Allegheny Electric Coop Inc | 100
Thermalito Diverson Dam | 7129_G_TD1 | 7129 | G | TD1 |  | Hydro |  | WEC_CALN | California | 6 | Butte | 7 | 06007 | 3 | 0 | 1987 | 9999 |  |  | N | Hydro | [13 empty] | 0 | 0 | 0 | 0 | [11 empty] | California Dept Water Resources | 100 | California Dept Water Resources | 100
Brandon Station | 7131_G_1 | 7131 | G | 1 |  | Combustion Turbine |  | SPP_SPS | Texas | 48 | Lubbock | 303 | 48303 | 20 | 10249 | 1990 | 9999 |  |  | Y | Natural Gas | [12 empty] | 3 | 0.09267 | 0.09267 | 0.09267 | 0.09267 | [11 empty] | Lubbock Power & Light Dept | 100 | Lubbock Power & Light Dept | 100
Pine View Dam | 7132_G_NA1 | 7132 | G | NA1 |  | Hydro |  | WECC_UT | Utah | 49 | Weber | 57 | 49057 | 1.8 | 0 | 1991 | 9999 |  |  | N | Hydro | [13 empty] | 0 | 0 | 0 | 0 | [11 empty] | Bountiful City Light & Power | 100 | Bountiful City Light & Power | 100
Whillock | 7135_G_1 | 7135 | G | 1 |  | Hydro |  | MIS_AR | Arkansas | 5 | Conway | 29 | 05029 | 6 | 0 | 1993 | 9999 |  |  | N | Hydro | [13 empty] | 0 | 0 | 0 | 0 | [11 empty] | Arkansas Electric Coop Corp | 100 | Arkansas Electric Coop Corp | 100
Whillock | 7135_G_2 | 7135 | G | 2 |  | Hydro |  | MIS_AR | Arkansas | 5 | Conway | 29 | 05029 | 6 | 0 | 1993 | 9999 |  |  | N | Hydro | [13 empty] | 0 | 0 | 0 | 0 | [11 empty] | Arkansas Electric Coop Corp | 100 | Arkansas Electric Coop Corp | 100
Whillock | 7135_G_3 | 7135 | G | 3 |  | Hydro |  | MIS_AR | Arkansas | 5 | Conway | 29 | 05029 | 5 | 0 | 1993 | 9999 |  |  | N | Hydro | [13 empty] | 0 | 0 | 0 | 0 | [11 empty] | Arkansas Electric Coop Corp | 100 | Arkansas Electric Coop Corp | 100
Forked River | 7138_G_1 | 7138 | G | 1 | 2945 | Combustion Turbine |  | PJM_EMAC | New Jersey | 34 | Ocean | 29 | 34029 | 34.5 | 14438 | 1989 | 9999 |  |  | N | Natural Gas, Distillate Fuel Oil |  |  |  | H2O | [8 empty] | 0.32 | 0.14101 | 0.14101 | 0.14101 | 0.14101 | [11 empty] | Forked River Power LLC | 100 | Maxim Power Corp | 100
Forked River | 7138_G_2 | 7138 | G | 2 | 2946 | Combustion Turbine |  | PJM_EMAC | New Jersey | 34 | Ocean | 29 | 34029 | 32.5 | 14423 | 1989 | 9999 |  |  | N | Natural Gas, Distillate Fuel Oil |  |  |  | DLNB + H2O | [8 empty] | 0.32 | 0.30436 | 0.30436 | 0.30436 | 0.30436 | [11 empty] | Forked River Power LLC | 100 | Maxim Power Corp | 100
Toadtown | 714_G_1 | 714 | G | 1 |  | Hydro |  | WEC_CALN | California | 6 | Butte | 7 | 06007 | 1.5 | 0 | 1986 | 9999 |  |  | N | Hydro | [13 empty] | 0 | 0 | 0 | 0 | [11 empty] | Pacific Gas & Electric Co | 100 | PG&E Corp | 100
Pleasant Hill | 7145_G_1 | 7145 | G | 1 | 90077 | Combustion Turbine |  | MIS_MIDA | Iowa | 19 | Polk | 153 | 19153 | 38 | 16482 | 1990 | 9999 |  |  | N | Natural Gas, Distillate Fuel Oil |  |  |  | H2O | [8 empty] | 0.5 | 0.25392 | 0.25392 | 0.25392 | 0.25392 | [11 empty] | MidAmerican Energy Co | 100 | Berkshire Hathaway Inc | 100
Pleasant Hill | 7145_G_2 | 7145 | G | 2 | 90078 | Combustion Turbine |  | MIS_MIDA | Iowa | 19 | Polk | 153 | 19153 | 37.8 | 16482 | 1990 | 9999 |  |  | N | Natural Gas, Distillate Fuel Oil |  |  |  | H2O | [8 empty] | 0.5 | 0.25385 | 0.25385 | 0.25385 | 0.25385 | [11 empty] | MidAmerican Energy Co | 100 | Berkshire Hathaway Inc | 100
Pleasant Hill | 7145_G_3 | 7145 | G | 3 | 2954 | Combustion Turbine |  | MIS_MIDA | Iowa | 19 | Polk | 153 | 19153 | 79.7 | 16463 | 1994 | 9999 |  |  | N | Natural Gas, Distillate Fuel Oil |  |  |  | H2O | [8 empty] | 0.5 | 0.15756 | 0.15756 | 0.15756 | 0.15756 | [11 empty] | MidAmerican Energy Co | 100 | Berkshire Hathaway Inc | 100
Wading River | 7146_G_02 | 7146 | G | 02 | 2956 | Combustion Turbine |  | NY_Z_K | New York | 36 | Suffolk | 103 | 36103 | 76.9 | 14576 | 1989 | 9999 |  |  | N | Distillate Fuel Oil |  |  |  | H2O | [8 empty] | 1.053 | 0.16278 | 0.16278 | 0.16278 | 0.16278 | [11 empty] | National Grid Generation LLC | 100 | National Grid Plc | 100
Wading River | 7146_G_03 | 7146 | G | 03 | 2957 | Combustion Turbine |  | NY_Z_K | New York | 36 | Suffolk | 103 | 36103 | 81.7 | 14643 | 1989 | 9999 |  |  | N | Distillate Fuel Oil |  |  |  | H2O | [8 empty] | 1.053 | 0.16278 | 0.16278 | 0.16278 | 0.16278 | [11 empty] | National Grid Generation LLC | 100 | National Grid Plc | 100
Wading River | 7146_G_1 | 7146 | G | 1 | 2955 | Combustion Turbine |  | NY_Z_K | New York | 36 | Suffolk | 103 | 36103 | 82 | 14599 | 1989 | 9999 |  |  | N | Distillate Fuel Oil |  |  |  | H2O | [8 empty] | 1.053 | 0.16278 | 0.16278 | 0.16278 | 0.16278 | [11 empty] | National Grid Generation LLC | 100 | National Grid Plc | 100
Mill Creek 3 | 7147_G_3 | 7147 | G | 3 |  | Hydro |  | WECC_SCE | California | 6 | San Bernardino | 71 | 06071 | 1 | 0 | 1903 | 9999 |  |  | N | Hydro | [13 empty] | 0 | 0 | 0 | 0 | [11 empty] | Southern California Edison Co | 100 | Edison International | 100
Mill Creek 3 | 7147_G_4 | 7147 | G | 4 |  | Hydro |  | WECC_SCE | California | 6 | San Bernardino | 71 | 06071 | 1 | 0 | 1904 | 9999 |  |  | N | Hydro | [13 empty] | 0 | 0 | 0 | 0 | [11 empty] | Southern California Edison Co | 100 | Edison International | 100
Mill Creek 3 | 7147_G_5 | 7147 | G | 5 |  | Hydro |  | WECC_SCE | California | 6 | San Bernardino | 71 | 06071 | 1 | 0 | 1904 | 9999 |  |  | N | Hydro | [13 empty] | 0 | 0 | 0 | 0 | [11 empty] | Southern California Edison Co | 100 | Edison International | 100
McManus | 715_G_3A | 715 | G | 3A | 90262 | Combustion Turbine |  | S_SOU | Georgia | 13 | Glynn | 127 | 13127 | 46 | 16959 | 1972 | 9999 |  |  | N | Distillate Fuel Oil | [12 empty] | 3.09 | 1.2001 | 1.2001 | 1.2001 | 1.2001 | [11 empty] | Georgia Power Co | 100 | Southern Co | 100
McManus | 715_G_3B | 715 | G | 3B | 90263 | Combustion Turbine |  | S_SOU | Georgia | 13 | Glynn | 127 | 13127 | 46 | 16959 | 1972 | 9999 |  |  | N | Distillate Fuel Oil | [12 empty] | 3.09 | 1.2 | 1.2 | 1.2 | 1.2 | [11 empty] | Georgia Power Co | 100 | Southern Co | 100
McManus | 715_G_3C | 715 | G | 3C | 90264 | Combustion Turbine |  | S_SOU | Georgia | 13 | Glynn | 127 | 13127 | 46 | 16959 | 1972 | 9999 |  |  | N | Distillate Fuel Oil | [12 empty] | 3.09 | 1.2 | 1.2 | 1.2 | 1.2 | [11 empty] | Georgia Power Co | 100 | Southern Co | 100
McManus | 715_G_4A | 715 | G | 4A | 90265 | Combustion Turbine |  | S_SOU | Georgia | 13 | Glynn | 127 | 13127 | 46 | 16959 | 1972 | 9999 |  |  | N | Distillate Fuel Oil | [12 empty] | 0.8 | 1.1999 | 1.1999 | 1.1999 | 1.1999 | [11 empty] | Georgia Power Co | 100 | Southern Co | 100
McManus | 715_G_4B | 715 | G | 4B | 90266 | Combustion Turbine |  | S_SOU | Georgia | 13 | Glynn | 127 | 13127 | 46 | 16959 | 1972 | 9999 |  |  | N | Distillate Fuel Oil | [12 empty] | 0.8 | 1.2003 | 1.2003 | 1.2003 | 1.2003 | [11 empty] | Georgia Power Co | 100 | Southern Co | 100
McManus | 715_G_4C | 715 | G | 4C | 90267 | Combustion Turbine |  | S_SOU | Georgia | 13 | Glynn | 127 | 13127 | 46 | 16959 | 1972 | 9999 |  |  | N | Distillate Fuel Oil | [12 empty] | 0.8 | 1.1999 | 1.1999 | 1.1999 | 1.1999 | [11 empty] | Georgia Power Co | 100 | Southern Co | 100
McManus | 715_G_4D | 715 | G | 4D | 90268 | Combustion Turbine |  | S_SOU | Georgia | 13 | Glynn | 127 | 13127 | 46 | 16959 | 1972 | 9999 |  |  | N | Distillate Fuel Oil | [12 empty] | 0.8 | 1.2 | 1.2 | 1.2 | 1.2 | [11 empty] | Georgia Power Co | 100 | Southern Co | 100
McManus | 715_G_4E | 715 | G | 4E | 90270 | Combustion Turbine |  | S_SOU | Georgia | 13 | Glynn | 127 | 13127 | 46 | 16959 | 1972 | 9999 |  |  | N | Distillate Fuel Oil | [12 empty] | 0.8 | 1.1998 | 1.1998 | 1.1998 | 1.1998 | [11 empty] | Georgia Power Co | 100 | Southern Co | 100
McManus | 715_G_4F | 715 | G | 4F | 90271 | Combustion Turbine |  | S_SOU | Georgia | 13 | Glynn | 127 | 13127 | 46 | 16959 | 1972 | 9999 |  |  | N | Distillate Fuel Oil | [12 empty] | 0.8 | 1.2 | 1.2 | 1.2 | 1.2 | [11 empty] | Georgia Power Co | 100 | Southern Co | 100
McManus | 715_G_IC1 | 715 | G | IC1 |  | Combustion Turbine | IC Engine | S_SOU | Georgia | 13 | Glynn | 127 | 13127 | 2 | 25000 | 1964 | 9999 |  |  | N | Distillate Fuel Oil | [12 empty] | 0.5 | 1.6498 | 1.6498 | 1.6498 | 1.6498 | [11 empty] | Georgia Power Co | 100 | Southern Co | 100
Stony Gorge | 7151_G_1 | 7151 | G | 1 |  | Hydro |  | WEC_CALN | California | 6 | Glenn | 21 | 06021 | 2.5 | 0 | 1986 | 9999 |  |  | N | Hydro | [13 empty] | 0 | 0 | 0 | 0 | [11 empty] | Silicon Valley Power | 100 | Santa Clara CA (City of) | 100
Stony Gorge | 7151_G_2 | 7151 | G | 2 |  | Hydro |  | WEC_CALN | California | 6 | Glenn | 21 | 06021 | 2.5 | 0 | 1986 | 9999 |  |  | N | Hydro | [13 empty] | 0 | 0 | 0 | 0 | [11 empty] | Silicon Valley Power | 100 | Santa Clara CA (City of) | 100
Hay Road | 7153_G_HR1 | 7153 | G | HR1 | 2964 | Combined Cycle |  | PJM_EMAC | Delaware | 10 | New Castle | 3 | 10003 | 126 | 8104 | 1989 | 9999 |  |  | N | Natural Gas, Distillate Fuel Oil |  |  |  | H2O + OFA | [8 empty] | 0.04 | 0.054397 | 0.054397 | 0.054397 | 0.054397 | [11 empty] | Calpine Mid Atlantic Generation LLC | 100 | Energy Capital Partners | 100
Hay Road | 7153_G_HR2 | 7153 | G | HR2 | 2965 | Combined Cycle |  | PJM_EMAC | Delaware | 10 | New Castle | 3 | 10003 | 126 | 8104 | 1989 | 9999 |  |  | N | Natural Gas, Distillate Fuel Oil |  |  |  | H2O + OFA | [8 empty] | 0.04 | 0.054397 | 0.054397 | 0.054397 | 0.054397 | [11 empty] | Calpine Mid Atlantic Generation LLC | 100 | Energy Capital Partners | 100
Hay Road | 7153_G_HR3 | 7153 | G | HR3 | 2963 | Combined Cycle |  | PJM_EMAC | Delaware | 10 | New Castle | 3 | 10003 | 126 | 8104 | 1991 | 9999 |  |  | N | Natural Gas, Distillate Fuel Oil |  |  |  | H2O + OFA | [8 empty] | 0.04 | 0.054397 | 0.054397 | 0.054397 | 0.054397 | [11 empty] | Calpine Mid Atlantic Generation LLC | 100 | Energy Capital Partners | 100
Hay Road | 7153_G_HR4 | 7153 | G | HR4 | 2963 | Combined Cycle |  | PJM_EMAC | Delaware | 10 | New Castle | 3 | 10003 | 187 | 8104 | 1993 | 9999 |  |  | N | Natural Gas, Distillate Fuel Oil |  |  |  | H2O + OFA | [8 empty] | 0.04 | 0.054397 | 0.054397 | 0.054397 | 0.054397 | [11 empty] | Calpine Mid Atlantic Generation LLC | 100 | Energy Capital Partners | 100
Hay Road | 7153_G_HR5 | 7153 | G | HR5 | 2966 | Combined Cycle |  | PJM_EMAC | Delaware | 10 | New Castle | 3 | 10003 | 128 | 8104 | 2001 | 9999 |  |  | N | Natural Gas, Distillate Fuel Oil |  |  |  | H2O + OFA | SCR | [7 empty] | 0.04 | 0.022027 | 0.022027 | 0.022027 | 0.022027 | [11 empty] | Calpine Mid Atlantic Generation LLC | 100 | Energy Capital Partners | 100
Hay Road | 7153_G_HR6 | 7153 | G | HR6 | 2967 | Combined Cycle |  | PJM_EMAC | Delaware | 10 | New Castle | 3 | 10003 | 128 | 8104 | 2001 | 9999 |  |  | N | Natural Gas, Distillate Fuel Oil |  |  |  | H2O + OFA | SCR | [7 empty] | 0.04 | 0.022027 | 0.022027 | 0.022027 | 0.022027 | [11 empty] | Calpine Mid Atlantic Generation LLC | 100 | Energy Capital Partners | 100
Hay Road | 7153_G_HR7 | 7153 | G | HR7 | 2968 | Combined Cycle |  | PJM_EMAC | Delaware | 10 | New Castle | 3 | 10003 | 128 | 8104 | 2001 | 9999 |  |  | N | Natural Gas, Distillate Fuel Oil |  |  |  | H2O + OFA | SCR | [7 empty] | 0.04 | 0.022027 | 0.022027 | 0.022027 | 0.022027 | [11 empty] | Calpine Mid Atlantic Generation LLC | 100 | Energy Capital Partners | 100
Hay Road | 7153_G_HR8 | 7153 | G | HR8 | 2966 | Combined Cycle |  | PJM_EMAC | Delaware | 10 | New Castle | 3 | 10003 | 187 | 8104 | 2002 | 9999 |  |  | N | Natural Gas, Distillate Fuel Oil |  |  |  | H2O + OFA | SCR | [7 empty] | 0.04 | 0.022027 | 0.022027 | 0.022027 | 0.022027 | [11 empty] | Calpine Mid Atlantic Generation LLC | 100 | Energy Capital Partners | 100
Lime Creek | 7155_G_1 | 7155 | G | 1 | 2969 | Combustion Turbine |  | MIS_IA | Iowa | 19 | Cerro Gordo | 33 | 19033 | 35.6 | 22308 | 1991 | 9999 |  |  | N | Distillate Fuel Oil |  |  |  | H2O | [8 empty] | 2.5 | 0.28736 | 0.28736 | 0.28736 | 0.28736 | [11 empty] | Interstate Power & Light Co | 100 | Alliant Energy Corp | 100
Lime Creek | 7155_G_2 | 7155 | G | 2 | 2970 | Combustion Turbine |  | MIS_IA | Iowa | 19 | Cerro Gordo | 33 | 19033 | 34.4 | 22428 | 1991 | 9999 |  |  | N | Distillate Fuel Oil |  |  |  | H2O | [8 empty] | 2.5 | 0.26676 | 0.26676 | 0.26676 | 0.26676 | [11 empty] | Interstate Power & Light Co | 100 | Alliant Energy Corp | 100
Woodsdale | 7158_G_GT1 | 7158 | G | GT1 | 2973 | Combustion Turbine |  | PJM_West | Ohio | 39 | Butler | 17 | 39017 | 78 | 19620 | 1993 | 9999 |  |  | N | Natural Gas |  |  |  | H2O | [8 empty] | 0.5 | 0.1296 | 0.1296 | 0.1296 | 0.1296 | [11 empty] | Duke Energy Kentucky | 100 | Duke Energy Corp | 100
Woodsdale | 7158_G_GT2 | 7158 | G | GT2 | 2977 | Combustion Turbine |  | PJM_West | Ohio | 39 | Butler | 17 | 39017 | 80 | 18700 | 1992 | 9999 |  |  | N | Natural Gas |  |  |  | H2O | [8 empty] | 0.5 | 0.14308 | 0.14308 | 0.14308 | 0.14308 | [11 empty] | Duke Energy Kentucky | 100 | Duke Energy Corp | 100
Woodsdale | 7158_G_GT3 | 7158 | G | GT3 | 2978 | Combustion Turbine |  | PJM_West | Ohio | 39 | Butler | 17 | 39017 | 80 | 18700 | 1992 | 9999 |  |  | N | Natural Gas |  |  |  | H2O | [8 empty] | 0.5 | 0.13948 | 0.13948 | 0.13948 | 0.13948 | [11 empty] | Duke Energy Kentucky | 100 | Duke Energy Corp | 100
Woodsdale | 7158_G_GT4 | 7158 | G | GT4 | 2979 | Combustion Turbine |  | PJM_West | Ohio | 39 | Butler | 17 | 39017 | 78 | 19621 | 1992 | 9999 |  |  | N | Natural Gas |  |  |  | H2O | [8 empty] | 0.5 | 0.14031 | 0.14031 | 0.14031 | 0.14031 | [11 empty] | Duke Energy Kentucky | 100 | Duke Energy Corp | 100
Woodsdale | 7158_G_GT5 | 7158 | G | GT5 | 2980 | Combustion Turbine |  | PJM_West | Ohio | 39 | Butler | 17 | 39017 | 80 | 18700 | 1992 | 9999 |  |  | N | Natural Gas |  |  |  | H2O | [8 empty] | 0.5 | 0.1338 | 0.1338 | 0.1338 | 0.1338 | [11 empty] | Duke Energy Kentucky | 100 | Duke Energy Corp | 100
Woodsdale | 7158_G_GT6 | 7158 | G | GT6 | 2981 | Combustion Turbine |  | PJM_West | Ohio | 39 | Butler | 17 | 39017 | 80 | 18700 | 1992 | 9999 |  |  | N | Natural Gas |  |  |  | H2O | [8 empty] | 0.5 | 0.12459 | 0.12459 | 0.12459 | 0.12459 | [11 empty] | Duke Energy Kentucky | 100 | Duke Energy Corp | 100
Concord | 7159_G_1 | 7159 | G | 1 | 2985 | Combustion Turbine |  | MIS_WUMS | Wisconsin | 55 | Jefferson | 55 | 55055 | 90 | 14358 | 1993 | 9999 |  |  | N | Natural Gas, Distillate Fuel Oil |  |  |  | H2O | [8 empty] | 0.002 | 0.0947 | 0.0947 | 0.0947 | 0.0947 | [11 empty] | Wisconsin Electric Power Co | 100 | WEC Energy Group Inc | 100
Concord | 7159_G_2 | 7159 | G | 2 | 2986 | Combustion Turbine |  | MIS_WUMS | Wisconsin | 55 | Jefferson | 55 | 55055 | 89.7 | 14359 | 1993 | 9999 |  |  | N | Natural Gas, Distillate Fuel Oil |  |  |  | H2O | [8 empty] | 0.002 | 0.0912 | 0.0912 | 0.0912 | 0.0912 | [11 empty] | Wisconsin Electric Power Co | 100 | WEC Energy Group Inc | 100
Concord | 7159_G_3 | 7159 | G | 3 | 2987 | Combustion Turbine |  | MIS_WUMS | Wisconsin | 55 | Jefferson | 55 | 55055 | 90.7 | 14358 | 1994 | 9999 |  |  | N | Natural Gas, Distillate Fuel Oil |  |  |  | H2O | [8 empty] | 0.002 | 0.07831 | 0.07831 | 0.07831 | 0.07831 | [11 empty] | Wisconsin Electric Power Co | 100 | WEC Energy Group Inc | 100
Concord | 7159_G_4 | 7159 | G | 4 | 2988 | Combustion Turbine |  | MIS_WUMS | Wisconsin | 55 | Jefferson | 55 | 55055 | 91.2 | 14358 | 1994 | 9999 |  |  | N | Natural Gas, Distillate Fuel Oil |  |  |  | H2O | [8 empty] | 0.002 | 0.09071 | 0.09071 | 0.09071 | 0.09071 | [11 empty] | Wisconsin Electric Power Co | 100 | WEC Energy Group Inc | 100
Waddell | 7164_G_PG3 | 7164 | G | PG3 |  | Pumped Storage |  | WECC_AZ | Arizona | 4 | Maricopa | 13 | 04013 | 10 | 0 | 1993 | 9999 |  |  | N | Pumped Storage | [13 empty] | 0 | 0 | 0 | 0 | [11 empty] | U S Bureau of Reclamation | 100 | U S Bureau of Reclamation | 100
Waddell | 7164_G_PG6 | 7164 | G | PG6 |  | Pumped Storage |  | WECC_AZ | Arizona | 4 | Maricopa | 13 | 04013 | 10 | 0 | 1993 | 9999 |  |  | N | Pumped Storage | [13 empty] | 0 | 0 | 0 | 0 | [11 empty] | U S Bureau of Reclamation | 100 | U S Bureau of Reclamation | 100
Waddell | 7164_G_PG7 | 7164 | G | PG7 |  | Pumped Storage |  | WECC_AZ | Arizona | 4 | Maricopa | 13 | 04013 | 10 | 0 | 1993 | 9999 |  |  | N | Pumped Storage | [13 empty] | 0 | 0 | 0 | 0 | [11 empty] | U S Bureau of Reclamation | 100 | U S Bureau of Reclamation | 100
Waddell | 7164_G_PS1 | 7164 | G | PS1 |  | Pumped Storage |  | WECC_AZ | Arizona | 4 | Maricopa | 13 | 04013 | 10 | 0 | 1993 | 9999 |  |  | N | Pumped Storage | [13 empty] | 0 | 0 | 0 | 0 | [11 empty] | U S Bureau of Reclamation | 100 | U S Bureau of Reclamation | 100
Murray | 7166_G_1 | 7166 | G | 1 |  | Hydro |  | MIS_AR | Arkansas | 5 | Pulaski | 119 | 05119 | 21.2 | 0 | 1988 | 9999 |  |  | N | Hydro | [13 empty] | 0 | 0 | 0 | 0 | [11 empty] | North Little Rock AR (City of) | 100 | North Little Rock AR (City of) | 100
Murray | 7166_G_2 | 7166 | G | 2 |  | Hydro |  | MIS_AR | Arkansas | 5 | Pulaski | 119 | 05119 | 21.2 | 0 | 1988 | 9999 |  |  | N | Hydro | [13 empty] | 0 | 0 | 0 | 0 | [11 empty] | North Little Rock AR (City of) | 100 | North Little Rock AR (City of) | 100
Morgan Falls | 717_G_1 | 717 | G | 1 |  | Hydro |  | S_SOU | Georgia | 13 | Fulton | 121 | 13121 | 1.5 | 0 | 1903 | 9999 |  |  | N | Hydro | [13 empty] | 0 | 0 | 0 | 0 | [11 empty] | Georgia Power Co | 100 | Southern Co | 100
Morgan Falls | 717_G_2 | 717 | G | 2 |  | Hydro |  | S_SOU | Georgia | 13 | Fulton | 121 | 13121 | 1.5 | 0 | 1903 | 9999 |  |  | N | Hydro | [13 empty] | 0 | 0 | 0 | 0 | [11 empty] | Georgia Power Co | 100 | Southern Co | 100
Morgan Falls | 717_G_3 | 717 | G | 3 |  | Hydro |  | S_SOU | Georgia | 13 | Fulton | 121 | 13121 | 1.5 | 0 | 1903 | 9999 |  |  | N | Hydro | [13 empty] | 0 | 0 | 0 | 0 | [11 empty] | Georgia Power Co | 100 | Southern Co | 100
Morgan Falls | 717_G_4 | 717 | G | 4 |  | Hydro |  | S_SOU | Georgia | 13 | Fulton | 121 | 13121 | 1.5 | 0 | 1903 | 9999 |  |  | N | Hydro | [13 empty] | 0 | 0 | 0 | 0 | [11 empty] | Georgia Power Co | 100 | Southern Co | 100
Morgan Falls | 717_G_5 | 717 | G | 5 |  | Hydro |  | S_SOU | Georgia | 13 | Fulton | 121 | 13121 | 1.5 | 0 | 1903 | 9999 |  |  | N | Hydro | [13 empty] | 0 | 0 | 0 | 0 | [11 empty] | Georgia Power Co | 100 | Southern Co | 100
Morgan Falls | 717_G_6 | 717 | G | 6 |  | Hydro |  | S_SOU | Georgia | 13 | Fulton | 121 | 13121 | 1.5 | 0 | 1903 | 9999 |  |  | N | Hydro | [13 empty] | 0 | 0 | 0 | 0 | [11 empty] | Georgia Power Co | 100 | Southern Co | 100
Morgan Falls | 717_G_7 | 717 | G | 7 |  | Hydro |  | S_SOU | Georgia | 13 | Fulton | 121 | 13121 | 1.5 | 0 | 1903 | 9999 |  |  | N | Hydro | [13 empty] | 0 | 0 | 0 | 0 | [11 empty] | Georgia Power Co | 100 | Southern Co | 100
Headgate Rock | 7179_G_1 | 7179 | G | 1 |  | Hydro |  | WECC_AZ | Arizona | 4 | La Paz | 12 | 04012 | 6.5 | 0 | 1993 | 9999 |  |  | N | Hydro | [13 empty] | 0 | 0 | 0 | 0 | [11 empty] | Colorado River Indian Irrigation Project | 100 | Colorado River Indian Irrigation Project | 100
Headgate Rock | 7179_G_2 | 7179 | G | 2 |  | Hydro |  | WECC_AZ | Arizona | 4 | La Paz | 12 | 04012 | 6.5 | 0 | 1993 | 9999 |  |  | N | Hydro | [13 empty] | 0 | 0 | 0 | 0 | [11 empty] | Colorado River Indian Irrigation Project | 100 | Colorado River Indian Irrigation Project | 100
Headgate Rock | 7179_G_3 | 7179 | G | 3 |  | Hydro |  | WECC_AZ | Arizona | 4 | La Paz | 12 | 04012 | 6.5 | 0 | 1993 | 9999 |  |  | N | Hydro | [13 empty] | 0 | 0 | 0 | 0 | [11 empty] | Colorado River Indian Irrigation Project | 100 | Colorado River Indian Irrigation Project | 100
Nacoochee | 718_G_1 | 718 | G | 1 |  | Hydro |  | S_SOU | Georgia | 13 | Rabun | 241 | 13241 | 3 | 0 | 1926 | 9999 |  |  | N | Hydro | [13 empty] | 0 | 0 | 0 | 0 | [11 empty] | Georgia Power Co | 100 | Southern Co | 100
Nacoochee | 718_G_2 | 718 | G | 2 |  | Hydro |  | S_SOU | Georgia | 13 | Rabun | 241 | 13241 | 3 | 0 | 1926 | 9999 |  |  | N | Hydro | [13 empty] | 0 | 0 | 0 | 0 | [11 empty] | Georgia Power Co | 100 | Southern Co | 100
Whiskeytown | 7189_G_1 | 7189 | G | 1 |  | Hydro |  | WEC_CALN | California | 6 | Shasta | 89 | 06089 | 3.5 | 0 | 1986 | 9999 |  |  | N | Hydro | [13 empty] | 0 | 0 | 0 | 0 | [11 empty] | Redding Electric Utility | 100 | Redding Electric Utility | 100
North Highlands | 719_G_1 | 719 | G | 1 |  | Hydro |  | S_SOU | Georgia | 13 | Muscogee | 215 | 13215 | 10.7 | 0 | 1963 | 9999 |  |  | N | Hydro | [13 empty] | 0 | 0 | 0 | 0 | [11 empty] | Georgia Power Co | 100 | Southern Co | 100
North Highlands | 719_G_2 | 719 | G | 2 |  | Hydro |  | S_SOU | Georgia | 13 | Muscogee | 215 | 13215 | 10.7 | 0 | 1963 | 9999 |  |  | N | Hydro | [13 empty] | 0 | 0 | 0 | 0 | [11 empty] | Georgia Power Co | 100 | Southern Co | 100
North Highlands | 719_G_3 | 719 | G | 3 |  | Hydro |  | S_SOU | Georgia | 13 | Muscogee | 215 | 13215 | 10.7 | 0 | 1963 | 9999 |  |  | N | Hydro | [13 empty] | 0 | 0 | 0 | 0 | [11 empty] | Georgia Power Co | 100 | Southern Co | 100
North Highlands | 719_G_4 | 719 | G | 4 |  | Hydro |  | S_SOU | Georgia | 13 | Muscogee | 215 | 13215 | 2.3 | 0 | 1963 | 9999 |  |  | N | Hydro | [13 empty] | 0 | 0 | 0 | 0 | [11 empty] | Georgia Power Co | 100 | Southern Co | 100
Milner Hydro | 7190_G_1 | 7190 | G | 1 |  | Hydro |  | WECC_ID | Idaho | 16 | Cassia | 31 | 16031 | 47.8 | 0 | 1992 | 9999 |  |  | N | Hydro | [13 empty] | 0 | 0 | 0 | 0 | [11 empty] | Idaho Power Co | 100 | IDACORP Inc | 100
Milner Hydro | 7190_G_2 | 7190 | G | 2 |  | Hydro |  | WECC_ID | Idaho | 16 | Cassia | 31 | 16031 | 12.5 | 0 | 1992 | 9999 |  |  | N | Hydro | [13 empty] | 0 | 0 | 0 | 0 | [11 empty] | Idaho Power Co | 100 | IDACORP Inc | 100
Milner Hydro | 7190_G_3 | 7190 | G | 3 |  | Hydro |  | WECC_ID | Idaho | 16 | Cassia | 31 | 16031 | 0.8 | 0 | 1992 | 9999 |  |  | N | Hydro | [13 empty] | 0 | 0 | 0 | 0 | [11 empty] | Idaho Power Co | 100 | IDACORP Inc | 100
Tallassee Hydro Project | 7191_G_1 | 7191 | G | 1 |  | Hydro |  | S_SOU | Georgia | 13 | Clarke | 59 | 13059 | 2 | 0 | 1986 | 9999 |  |  | N | Hydro | [13 empty] | 0 | 0 | 0 | 0 | [11 empty] | Tallassee Shoals LLC | 100 | Tallassee Shoals LLC | 100
Tallassee Hydro Project | 7191_G_2 | 7191 | G | 2 |  | Hydro |  | S_SOU | Georgia | 13 | Clarke | 59 | 13059 | 0.1 | 0 | 1986 | 9999 |  |  | N | Hydro | [13 empty] | 0 | 0 | 0 | 0 | [11 empty] | Tallassee Shoals LLC | 100 | Tallassee Shoals LLC | 100
Venice Hydro | 72_G_1 | 72 | G | 1 |  | Hydro |  | WECC_SCE | California | 6 | Los Angeles | 37 | 06037 | 10.1 | 0 | 1982 | 9999 |  |  | N | Hydro | [13 empty] | 0 | 0 | 0 | 0 | [11 empty] | Metropolitan Water District | 100 | Metropolitan Water District | 100
Oliver Dam | 720_G_1 | 720 | G | 1 |  | Hydro |  | S_SOU | Georgia | 13 | Muscogee | 215 | 13215 | 17.7 | 0 | 1959 | 9999 |  |  | N | Hydro | [13 empty] | 0 | 0 | 0 | 0 | [11 empty] | Georgia Power Co | 100 | Southern Co | 100
Oliver Dam | 720_G_2 | 720 | G | 2 |  | Hydro |  | S_SOU | Georgia | 13 | Muscogee | 215 | 13215 | 17.7 | 0 | 1959 | 9999 |  |  | N | Hydro | [13 empty] | 0 | 0 | 0 | 0 | [11 empty] | Georgia Power Co | 100 | Southern Co | 100
Oliver Dam | 720_G_3 | 720 | G | 3 |  | Hydro |  | S_SOU | Georgia | 13 | Muscogee | 215 | 13215 | 17.7 | 0 | 1959 | 9999 |  |  | N | Hydro | [13 empty] | 0 | 0 | 0 | 0 | [11 empty] | Georgia Power Co | 100 | Southern Co | 100
Oliver Dam | 720_G_4 | 720 | G | 4 |  | Hydro |  | S_SOU | Georgia | 13 | Muscogee | 215 | 13215 | 5.9 | 0 | 1959 | 9999 |  |  | N | Hydro | [13 empty] | 0 | 0 | 0 | 0 | [11 empty] | Georgia Power Co | 100 | Southern Co | 100
Robert D Willis | 7200_G_1 | 7200 | G | 1 |  | Hydro |  | MIS_WOTA | Texas | 48 | Jasper | 241 | 48241 | 4 | 0 | 1989 | 9999 |  |  | N | Hydro | [13 empty] | 0 | 0 | 0 | 0 | [11 empty] | USACE Fort Worth District | 100 | U S Army Corps of Engineers | 100
Robert D Willis | 7200_G_2 | 7200 | G | 2 |  | Hydro |  | MIS_WOTA | Texas | 48 | Jasper | 241 | 48241 | 4 | 0 | 1989 | 9999 |  |  | N | Hydro | [13 empty] | 0 | 0 | 0 | 0 | [11 empty] | USACE Fort Worth District | 100 | U S Army Corps of Engineers | 100
South Fond Du Lac | 7203_G_CT1 | 7203 | G | CT1 | 2999 | Combustion Turbine |  | MIS_WUMS | Wisconsin | 55 | Fond Du Lac | 39 | 55039 | 79.6 | 13955 | 1993 | 9999 |  |  | N | Natural Gas, Distillate Fuel Oil |  |  |  | H2O | [9 empty] | 0.12302 | 0.12302 | 0.12302 | 0.12302 | [11 empty] | Wisconsin Power & Light Co | 100 | Alliant Energy Corp | 100
South Fond Du Lac | 7203_G_CT2 | 7203 | G | CT2 | 3000 | Combustion Turbine |  | MIS_WUMS | Wisconsin | 55 | Fond Du Lac | 39 | 55039 | 79 | 13959 | 1994 | 9999 |  |  | N | Natural Gas, Distillate Fuel Oil |  |  |  | H2O | [9 empty] | 0.12597 | 0.12597 | 0.12597 | 0.12597 | [11 empty] | Wisconsin Power & Light Co | 100 | Alliant Energy Corp | 100
South Fond Du Lac | 7203_G_CT3 | 7203 | G | CT3 | 3001 | Combustion Turbine |  | MIS_WUMS | Wisconsin | 55 | Fond Du Lac | 39 | 55039 | 81 | 13964 | 1994 | 9999 |  |  | N | Natural Gas, Distillate Fuel Oil |  |  |  | H2O | [9 empty] | 0.08743 | 0.08743 | 0.08743 | 0.08743 | [11 empty] | Wisconsin Power & Light Co | 100 | Alliant Energy Corp | 100
South Fond Du Lac | 7203_G_CT4 | 7203 | G | CT4 | 3002 | Combustion Turbine |  | MIS_WUMS | Wisconsin | 55 | Fond Du Lac | 39 | 55039 | 82.7 | 13949 | 1996 | 9999 |  |  | N | Natural Gas, Distillate Fuel Oil |  |  |  | H2O | [9 empty] | 0.11616 | 0.11616 | 0.11616 | 0.11616 | [11 empty] | Wisconsin Power & Light Co | 100 | Alliant Energy Corp | 100
Darbytown | 7212_G_1 | 7212 | G | 1 | 88242 | Combustion Turbine |  | PJM_Dom | Virginia | 51 | Henrico | 87 | 51087 | 84 | 12340 | 1990 | 9999 |  |  | N | Natural Gas, Distillate Fuel Oil |  |  |  | H2O | [8 empty] | 2.64 | 0.15336 | 0.15336 | 0.15336 | 0.15336 | [11 empty] | Virginia Electric & Power Co | 100 | Dominion Energy Inc | 100
Darbytown | 7212_G_2 | 7212 | G | 2 | 88243 | Combustion Turbine |  | PJM_Dom | Virginia | 51 | Henrico | 87 | 51087 | 84 | 12340 | 1990 | 9999 |  |  | N | Natural Gas, Distillate Fuel Oil |  |  |  | H2O | [8 empty] | 2.64 | 0.15519 | 0.15519 | 0.15519 | 0.15519 | [11 empty] | Virginia Electric & Power Co | 100 | Dominion Energy Inc | 100
Darbytown | 7212_G_3 | 7212 | G | 3 | 88244 | Combustion Turbine |  | PJM_Dom | Virginia | 51 | Henrico | 87 | 51087 | 84 | 12340 | 1990 | 9999 |  |  | N | Natural Gas, Distillate Fuel Oil |  |  |  | H2O | [8 empty] | 2.64 | 0.15558 | 0.15558 | 0.15558 | 0.15558 | [11 empty] | Virginia Electric & Power Co | 100 | Dominion Energy Inc | 100
Darbytown | 7212_G_4 | 7212 | G | 4 | 88245 | Combustion Turbine |  | PJM_Dom | Virginia | 51 | Henrico | 87 | 51087 | 84 | 12340 | 1990 | 9999 |  |  | N | Natural Gas, Distillate Fuel Oil |  |  |  | H2O | [8 empty] | 2.64 | 0.15353 | 0.15353 | 0.15353 | 0.15353 | [11 empty] | Virginia Electric & Power Co | 100 | Dominion Energy Inc | 100
Sinclair Dam | 722_G_1 | 722 | G | 1 |  | Hydro |  | S_SOU | Georgia | 13 | Baldwin | 9 | 13009 | 21.9 | 0 | 1953 | 9999 |  |  | N | Hydro | [13 empty] | 0 | 0 | 0 | 0 | [11 empty] | Georgia Power Co | 100 | Southern Co | 100
Sinclair Dam | 722_G_2 | 722 | G | 2 |  | Hydro |  | S_SOU | Georgia | 13 | Baldwin | 9 | 13009 | 21.9 | 0 | 1953 | 9999 |  |  | N | Hydro | [13 empty] | 0 | 0 | 0 | 0 | [11 empty] | Georgia Power Co | 100 | Southern Co | 100
Black Butte | 7229_G_1 | 7229 | G | 1 |  | Hydro |  | WEC_CALN | California | 6 | Tehama | 103 | 06103 | 6.1 | 0 | 1988 | 9999 |  |  | N | Hydro | [13 empty] | 0 | 0 | 0 | 0 | [11 empty] | Silicon Valley Power | 100 | Santa Clara CA (City of) | 100
Tallulah Falls | 723_G_1 | 723 | G | 1 |  | Hydro |  | S_SOU | Georgia | 13 | Habersham | 137 | 13137 | 12.1 | 0 | 1913 | 9999 |  |  | N | Hydro | [13 empty] | 0 | 0 | 0 | 0 | [11 empty] | Georgia Power Co | 100 | Southern Co | 100
Tallulah Falls | 723_G_2 | 723 | G | 2 |  | Hydro |  | S_SOU | Georgia | 13 | Habersham | 137 | 13137 | 12.1 | 0 | 1913 | 9999 |  |  | N | Hydro | [13 empty] | 0 | 0 | 0 | 0 | [11 empty] | Georgia Power Co | 100 | Southern Co | 100
Tallulah Falls | 723_G_3 | 723 | G | 3 |  | Hydro |  | S_SOU | Georgia | 13 | Habersham | 137 | 13137 | 12.1 | 0 | 1914 | 9999 |  |  | N | Hydro | [13 empty] | 0 | 0 | 0 | 0 | [11 empty] | Georgia Power Co | 100 | Southern Co | 100
Tallulah Falls | 723_G_4 | 723 | G | 4 |  | Hydro |  | S_SOU | Georgia | 13 | Habersham | 137 | 13137 | 12.2 | 0 | 1913 | 9999 |  |  | N | Hydro | [13 empty] | 0 | 0 | 0 | 0 | [11 empty] | Georgia Power Co | 100 | Southern Co | 100
Tallulah Falls | 723_G_5 | 723 | G | 5 |  | Hydro |  | S_SOU | Georgia | 13 | Habersham | 137 | 13137 | 12.2 | 0 | 1913 | 9999 |  |  | N | Hydro | [13 empty] | 0 | 0 | 0 | 0 | [11 empty] | Georgia Power Co | 100 | Southern Co | 100
Tallulah Falls | 723_G_6 | 723 | G | 6 |  | Hydro |  | S_SOU | Georgia | 13 | Habersham | 137 | 13137 | 12.2 | 0 | 1920 | 9999 |  |  | N | Hydro | [13 empty] | 0 | 0 | 0 | 0 | [11 empty] | Georgia Power Co | 100 | Southern Co | 100
Gianera | 7231_G_1 | 7231 | G | 1 |  | Combustion Turbine |  | WEC_CALN | California | 6 | Santa Clara | 85 | 06085 | 24.8 | 15358 | 1987 | 9999 |  |  | N | Natural Gas, Distillate Fuel Oil | [12 empty] | 0.74 | 0.13818 | 0.13818 | 0.13818 | 0.13818 | [11 empty] | Silicon Valley Power | 100 | Santa Clara CA (City of) | 100
Gianera | 7231_G_2 | 7231 | G | 2 |  | Combustion Turbine |  | WEC_CALN | California | 6 | Santa Clara | 85 | 06085 | 24.8 | 15362 | 1986 | 9999 |  |  | N | Natural Gas, Distillate Fuel Oil | [12 empty] | 0.74 | 0.13818 | 0.13818 | 0.13818 | 0.13818 | [11 empty] | Silicon Valley Power | 100 | Santa Clara CA (City of) | 100
Santa Clara Cogen | 7232_G_1 | 7232 | G | 1 |  | Combustion Turbine |  | WEC_CALN | California | 6 | Santa Clara | 85 | 06085 | 3.5 | 11744 | 1982 | 9999 |  |  | Y | Natural Gas | [12 empty] | 0.74 | 0.47388 | 0.47388 | 0.47388 | 0.47388 | [11 empty] | Silicon Valley Power | 100 | Santa Clara CA (City of) | 100
Santa Clara Cogen | 7232_G_2 | 7232 | G | 2 |  | Combustion Turbine |  | WEC_CALN | California | 6 | Santa Clara | 85 | 06085 | 3.5 | 11744 | 1982 | 9999 |  |  | Y | Natural Gas | [12 empty] | 0.74 | 0.47388 | 0.47388 | 0.47388 | 0.47388 | [11 empty] | Silicon Valley Power | 100 | Santa Clara CA (City of) | 100
Tesla | 7233_G_1 | 7233 | G | 1 |  | Hydro |  | WECC_CO | Colorado | 8 | El Paso | 41 | 08041 | 28 | 0 | 1997 | 9999 |  |  | N | Hydro | [13 empty] | 0 | 0 | 0 | 0 | [11 empty] | Colorado Springs Utilities | 100 | Colorado Springs Utilities | 100
Angus Anson | 7237_G_4 | 7237 | G | 4 | 89387 | Combustion Turbine |  | MIS_MNWI | South Dakota | 46 | Minnehaha | 99 | 46099 | 147 | 12119 | 2005 | 9999 |  |  | N | Natural Gas |  |  |  | DLNB | [8 empty] | 3 | 0.0324 | 0.0324 | 0.0324 | 0.0324 | [11 empty] | Northern States Power Co (Minnesota) | 100 | Xcel Energy Inc | 100
Cane Island | 7238_G_1 | 7238 | G | 1 | 3043 | Combustion Turbine |  | FRCC | Florida | 12 | Osceola | 97 | 12097 | 32 | 14064 | 1994 | 9999 |  |  | N | Natural Gas, Distillate Fuel Oil |  |  |  | H2O | [8 empty] | 0.006 | 0.08996 | 0.08996 | 0.08996 | 0.08996 | [11 empty] | Florida Municipal Power Agency | 50 | Florida Municipal Power Agency | 50
Cane Island | 7238_G_2 | 7238 | G | 2 | 3044 | Combined Cycle |  | FRCC | Florida | 12 | Osceola | 97 | 12097 | 69 | 7384 | 1995 | 9999 |  |  | N | Natural Gas, Distillate Fuel Oil |  |  |  | DLNB + H2O | [8 empty] | 0.006 | 0.025877 | 0.025877 | 0.025877 | 0.025877 | [11 empty] | Florida Municipal Power Agency | 50 | Florida Municipal Power Agency | 50
Cane Island | 7238_G_2A | 7238 | G | 2A | 3044 | Combined Cycle |  | FRCC | Florida | 12 | Osceola | 97 | 12097 | 39 | 7384 | 1995 | 9999 | other |  | N | Natural Gas, Distillate Fuel Oil |  |  |  | LNB | [8 empty] | 0.006 | 0.025877 | 0.025877 | 0.025877 | 0.025877 | [11 empty] | Florida Municipal Power Agency | 50 | Florida Municipal Power Agency | 50
Cane Island | 7238_G_3 | 7238 | G | 3 | 3045 | Combined Cycle |  | FRCC | Florida | 12 | Osceola | 97 | 12097 | 150 | 7384 | 2002 | 9999 |  |  | N | Natural Gas, Distillate Fuel Oil |  |  |  | DLNB + H2O | SCR | [7 empty] | 0.006 | 0.0092031 | 0.0092031 | 0.0092031 | 0.0092031 | [11 empty] | Florida Municipal Power Agency | 50 | Florida Municipal Power Agency | 50
Cane Island | 7238_G_3A | 7238 | G | 3A | 3045 | Combined Cycle |  | FRCC | Florida | 12 | Osceola | 97 | 12097 | 90 | 7384 | 2002 | 9999 |  |  | N | Natural Gas, Distillate Fuel Oil |  |  |  | DLNB + H2O | SCR | [7 empty] | 0.006 | 0.0092031 | 0.0092031 | 0.0092031 | 0.0092031 | [11 empty] | Florida Municipal Power Agency | 50 | Florida Municipal Power Agency | 50
Cane Island | 7238_G_4 | 7238 | G | 4 | 90643 | Combined Cycle |  | FRCC | Florida | 12 | Osceola | 97 | 12097 | 160 | 7384 | 2011 | 9999 |  |  | N | Natural Gas |  |  |  | DLNB | SCR | [7 empty] | 0.001 | 0.0054882 | 0.0054882 | 0.0054882 | 0.0054882 | [11 empty] | Florida Municipal Power Agency | 100 | Florida Municipal Power Agency | 100
Cane Island | 7238_G_4A | 7238 | G | 4A | 90643 | Combined Cycle |  | FRCC | Florida | 12 | Osceola | 97 | 12097 | 130 | 7384 | 2011 | 9999 |  |  | N | Natural Gas |  |  |  | LNB | SCR | [7 empty] | 0.001 | 0.0054882 | 0.0054882 | 0.0054882 | 0.0054882 | [11 empty] | Florida Municipal Power Agency | 100 | Florida Municipal Power Agency | 100
Terrora | 724_G_1 | 724 | G | 1 |  | Hydro |  | S_SOU | Georgia | 13 | Rabun | 241 | 13241 | 8.3 | 0 | 1925 | 9999 |  |  | N | Hydro | [13 empty] | 0 | 0 | 0 | 0 | [11 empty] | Georgia Power Co | 100 | Southern Co | 100
Terrora | 724_G_2 | 724 | G | 2 |  | Hydro |  | S_SOU | Georgia | 13 | Rabun | 241 | 13241 | 8.3 | 0 | 1925 | 9999 |  |  | N | Hydro | [13 empty] | 0 | 0 | 0 | 0 | [11 empty] | Georgia Power Co | 100 | Southern Co | 100
Polk | 7242_G_1CA | 7242 | G | 1CA | 3047 | IGCC |  | FRCC | Florida | 12 | Polk | 105 | 12105 | 59 | 10105 | 1996 | 9999 |  |  | N | Bituminous |  |  | 0.95 | NDI | [8 empty] | 0.17 | 0.12659 | 0.12659 | 0.12659 | 0.12659 | 0.1 | 0.1 | 0.1 | 0.99 | [7 empty] | Tampa Electric Co | 100 | TECO Energy Inc | 100
Polk | 7242_G_1CT | 7242 | G | 1CT | 3047 | IGCC |  | FRCC | Florida | 12 | Polk | 105 | 12105 | 161 | 10105 | 1996 | 9999 |  |  | N | Bituminous |  |  | 0.95 | NDI | [8 empty] | 0.17 | 0.12659 | 0.12659 | 0.12659 | 0.12659 | 0.1 | 0.1 | 0.1 | 0.99 | [7 empty] | Tampa Electric Co | 100 | TECO Energy Inc | 100
Polk | 7242_G_2 | 7242 | G | 2 | 3048 | Combined Cycle |  | FRCC | Florida | 12 | Polk | 105 | 12105 | 150 | 7482 | 2000 | 9999 |  |  | N | Natural Gas, Distillate Fuel Oil |  |  |  | DLNB + H2O | SCR | [7 empty] | 0.06 | 0.0075598 | 0.0075598 | 0.0075598 | 0.0075598 | [11 empty] | Tampa Electric Co | 100 | TECO Energy Inc | 100
Polk | 7242_G_2CC | 7242 | G | 2CC | 3048 | Combined Cycle |  | FRCC | Florida | 12 | Polk | 105 | 12105 | 461 | 7482 | 2017 | 9999 |  |  | N | Natural Gas, Distillate Fuel Oil |  |  |  |  | SCR | [8 empty] | 0.0075598 | 0.0075598 | 0.0075598 | 0.0075598 | [11 empty] | Tampa Electric Co | 100 | TECO Energy Inc | 100
Polk | 7242_G_3 | 7242 | G | 3 | 3049 | Combined Cycle |  | FRCC | Florida | 12 | Polk | 105 | 12105 | 150 | 7482 | 2002 | 9999 |  |  | N | Natural Gas, Distillate Fuel Oil |  |  |  | DLNB + H2O | SCR | [7 empty] | 0.06 | 0.0075598 | 0.0075598 | 0.0075598 | 0.0075598 | [11 empty] | Tampa Electric Co | 100 | TECO Energy Inc | 100
Polk | 7242_G_4 | 7242 | G | 4 | 3050 | Combined Cycle |  | FRCC | Florida | 12 | Polk | 105 | 12105 | 150 | 7482 | 2007 | 9999 |  |  | N | Natural Gas, Distillate Fuel Oil |  |  |  | DLNB | SCR | [7 empty] | 0.005 | 0.0075598 | 0.0075598 | 0.0075598 | 0.0075598 | [11 empty] | Tampa Electric Co | 100 | TECO Energy Inc | 100
Polk | 7242_G_5 | 7242 | G | 5 | 90101 | Combined Cycle |  | FRCC | Florida | 12 | Polk | 105 | 12105 | 150 | 7482 | 2007 | 9999 |  |  | N | Natural Gas, Distillate Fuel Oil |  |  |  | DLNB | SCR | [7 empty] | 0.005 | 0.0075598 | 0.0075598 | 0.0075598 | 0.0075598 | [11 empty] | Tampa Electric Co | 100 | TECO Energy Inc | 100
Dam 2 | 7246_G_1 | 7246 | G | 1 |  | Hydro |  | MIS_AR | Arkansas | 5 | Desha | 41 | 05041 | 11 | 0 | 1999 | 9999 |  |  | N | Hydro | [13 empty] | 0 | 0 | 0 | 0 | [11 empty] | Arkansas Electric Coop Corp | 100 | Arkansas Electric Coop Corp | 100
Dam 2 | 7246_G_2 | 7246 | G | 2 |  | Hydro |  | MIS_AR | Arkansas | 5 | Desha | 41 | 05041 | 12 | 0 | 1999 | 9999 |  |  | N | Hydro | [13 empty] | 0 | 0 | 0 | 0 | [11 empty] | Arkansas Electric Coop Corp | 100 | Arkansas Electric Coop Corp | 100
Dam 2 | 7246_G_3 | 7246 | G | 3 |  | Hydro |  | MIS_AR | Arkansas | 5 | Desha | 41 | 05041 | 12 | 0 | 1999 | 9999 |  |  | N | Hydro | [13 empty] | 0 | 0 | 0 | 0 | [11 empty] | Arkansas Electric Coop Corp | 100 | Arkansas Electric Coop Corp | 100
Tugalo | 725_G_1 | 725 | G | 1 |  | Hydro |  | S_SOU | Georgia | 13 | Habersham | 137 | 13137 | 13 | 0 | 1923 | 9999 |  |  | N | Hydro | [13 empty] | 0 | 0 | 0 | 0 | [11 empty] | Georgia Power Co | 100 | Southern Co | 100
Tugalo | 725_G_2 | 725 | G | 2 |  | Hydro |  | S_SOU | Georgia | 13 | Habersham | 137 | 13137 | 13 | 0 | 1923 | 9999 |  |  | N | Hydro | [13 empty] | 0 | 0 | 0 | 0 | [11 empty] | Georgia Power Co | 100 | Southern Co | 100
Tugalo | 725_G_3 | 725 | G | 3 |  | Hydro |  | S_SOU | Georgia | 13 | Habersham | 137 | 13137 | 13 | 0 | 1924 | 9999 |  |  | N | Hydro | [13 empty] | 0 | 0 | 0 | 0 | [11 empty] | Georgia Power Co | 100 | Southern Co | 100
Tugalo | 725_G_4 | 725 | G | 4 |  | Hydro |  | S_SOU | Georgia | 13 | Habersham | 137 | 13137 | 13 | 0 | 1924 | 9999 |  |  | N | Hydro | [13 empty] | 0 | 0 | 0 | 0 | [11 empty] | Georgia Power Co | 100 | Southern Co | 100
Skookumchuck | 7259_G_1 | 7259 | G | 1 |  | Hydro |  | WECC_PNW | Washington | 53 | Thurston | 67 | 53067 | 1 | 0 | 1990 | 9999 |  |  | N | Hydro | [13 empty] | 0 | 0 | 0 | 0 | [11 empty] | TransAlta Utilities Corp | 100 | TransAlta Corp | 100
Woodland | 7266_G_2 | 7266 | G | 2 | 9046 | Combined Cycle |  | WEC_BANC | California | 6 | Stanislaus | 99 | 06099 | 33 | 8004 | 2003 | 9999 |  |  | N | Natural Gas |  |  |  | H2O | SCR | [8 empty] | 0.0067851 | 0.0067851 | 0.0067851 | 0.0067851 | [11 empty] | Modesto Irrigation District | 100 | Modesto Irrigation District | 100
Woodland | 7266_G_3 | 7266 | G | 3 | 9046 | Combined Cycle |  | WEC_BANC | California | 6 | Stanislaus | 99 | 06099 | 50 | 8004 | 2003 | 9999 |  |  | N | Natural Gas |  |  |  | H2O | SCR | [8 empty] | 0.0067851 | 0.0067851 | 0.0067851 | 0.0067851 | [11 empty] | Modesto Irrigation District | 100 | Modesto Irrigation District | 100
Woodland | 7266_G_3A | 7266 | G | 3A |  | Combustion Turbine | IC Engine | WEC_BANC | California | 6 | Stanislaus | 99 | 06099 | 8.2 | 10745 | 2011 | 9999 |  |  | N | Natural Gas | [13 empty] | 0.2046 | 0.2046 | 0.2046 | 0.2046 | [11 empty] | Modesto Irrigation District | 100 | Modesto Irrigation District | 100
Woodland | 7266_G_3B | 7266 | G | 3B |  | Combustion Turbine | IC Engine | WEC_BANC | California | 6 | Stanislaus | 99 | 06099 | 8.2 | 10745 | 2011 | 9999 |  |  | N | Natural Gas | [13 empty] | 0.2046 | 0.2046 | 0.2046 | 0.2046 | [11 empty] | Modesto Irrigation District | 100 | Modesto Irrigation District | 100
Woodland | 7266_G_3C | 7266 | G | 3C |  | Combustion Turbine | IC Engine | WEC_BANC | California | 6 | Stanislaus | 99 | 06099 | 8.2 | 10745 | 2011 | 9999 |  |  | N | Natural Gas | [13 empty] | 0.2046 | 0.2046 | 0.2046 | 0.2046 | [11 empty] | Modesto Irrigation District | 100 | Modesto Irrigation District | 100
Woodland | 7266_G_3D | 7266 | G | 3D |  | Combustion Turbine | IC Engine | WEC_BANC | California | 6 | Stanislaus | 99 | 06099 | 8.2 | 10745 | 2011 | 9999 |  |  | N | Natural Gas | [13 empty] | 0.2046 | 0.2046 | 0.2046 | 0.2046 | [11 empty] | Modesto Irrigation District | 100 | Modesto Irrigation District | 100
Woodland | 7266_G_3E | 7266 | G | 3E |  | Combustion Turbine | IC Engine | WEC_BANC | California | 6 | Stanislaus | 99 | 06099 | 8.2 | 10745 | 2011 | 9999 |  |  | N | Natural Gas | [13 empty] | 0.2046 | 0.2046 | 0.2046 | 0.2046 | [11 empty] | Modesto Irrigation District | 100 | Modesto Irrigation District | 100
Woodland | 7266_G_3F | 7266 | G | 3F |  | Combustion Turbine | IC Engine | WEC_BANC | California | 6 | Stanislaus | 99 | 06099 | 8.2 | 10745 | 2011 | 9999 |  |  | N | Natural Gas | [13 empty] | 0.2046 | 0.2046 | 0.2046 | 0.2046 | [11 empty] | Modesto Irrigation District | 100 | Modesto Irrigation District | 100
Woodland | 7266_G_NA1 | 7266 | G | NA1 | 3065 | Combustion Turbine |  | WEC_BANC | California | 6 | Stanislaus | 99 | 06099 | 45 | 10745 | 1993 | 9999 |  |  | N | Natural Gas, Distillate Fuel Oil |  |  |  | H2O + STM | SCR | [7 empty] | 0.74 | 0.01086 | 0.01086 | 0.01086 | 0.01086 | [11 empty] | Modesto Irrigation District | 100 | Modesto Irrigation District | 100
491 E 48th Street | 7268_G_7 | 7268 | G | 7 | 3062 | Combustion Turbine |  | MIS_LMI | Michigan | 26 | Allegan | 5 | 26005 | 32 | 17570 | 1992 | 9999 |  |  | N | Natural Gas, Distillate Fuel Oil |  |  |  | H2O | [8 empty] | 1.67 | 0.11794 | 0.11794 | 0.11794 | 0.11794 | [11 empty] | Holland Board of Public Works | 100 | Holland Board of Public Works | 100
491 E 48th Street | 7268_G_8 | 7268 | G | 8 | 3063 | Combustion Turbine |  | MIS_LMI | Michigan | 26 | Allegan | 5 | 26005 | 32 | 17570 | 1992 | 9999 |  |  | N | Natural Gas, Distillate Fuel Oil |  |  |  | H2O | [8 empty] | 1.67 | 0.12167 | 0.12167 | 0.12167 | 0.12167 | [11 empty] | Holland Board of Public Works | 100 | Holland Board of Public Works | 100
491 E 48th Street | 7268_G_9 | 7268 | G | 9 | 3064 | Combustion Turbine |  | MIS_LMI | Michigan | 26 | Allegan | 5 | 26005 | 72 | 17570 | 2000 | 9999 |  |  | N | Natural Gas |  |  |  | DLNB | [8 empty] | 1.67 | 0.03324 | 0.03324 | 0.03324 | 0.03324 | [11 empty] | Holland Board of Public Works | 100 | Holland Board of Public Works | 100
Paris (WI) | 7270_G_1 | 7270 | G | 1 | 3066 | Combustion Turbine |  | MIS_WUMS | Wisconsin | 55 | Kenosha | 59 | 55059 | 91 | 14302 | 1995 | 9999 |  |  | N | Natural Gas, Distillate Fuel Oil |  |  |  | H2O | [8 empty] | 0.052 | 0.07358 | 0.07358 | 0.07358 | 0.07358 | [11 empty] | Wisconsin Electric Power Co | 100 | WEC Energy Group Inc | 100
Paris (WI) | 7270_G_2 | 7270 | G | 2 | 3067 | Combustion Turbine |  | MIS_WUMS | Wisconsin | 55 | Kenosha | 59 | 55059 | 89.1 | 14304 | 1995 | 9999 |  |  | N | Natural Gas, Distillate Fuel Oil |  |  |  | H2O | [8 empty] | 0.052 | 0.10408 | 0.10408 | 0.10408 | 0.10408 | [11 empty] | Wisconsin Electric Power Co | 100 | WEC Energy Group Inc | 100
Paris (WI) | 7270_G_3 | 7270 | G | 3 | 3068 | Combustion Turbine |  | MIS_WUMS | Wisconsin | 55 | Kenosha | 59 | 55059 | 91.8 | 14301 | 1995 | 9999 |  |  | N | Natural Gas, Distillate Fuel Oil |  |  |  | H2O | [8 empty] | 0.052 | 0.07711 | 0.07711 | 0.07711 | 0.07711 | [11 empty] | Wisconsin Electric Power Co | 100 | WEC Energy Group Inc | 100
Paris (WI) | 7270_G_4 | 7270 | G | 4 | 3069 | Combustion Turbine |  | MIS_WUMS | Wisconsin | 55 | Kenosha | 59 | 55059 | 90.8 | 14302 | 1995 | 9999 |  |  | N | Natural Gas, Distillate Fuel Oil |  |  |  | H2O | [8 empty] | 0.052 | 0.08014 | 0.08014 | 0.08014 | 0.08014 | [11 empty] | Wisconsin Electric Power Co | 100 | WEC Energy Group Inc | 100
Lincoln Combustion | 7277_G_1 | 7277 | G | 1 | 3070 | Combustion Turbine |  | S_VACA | North Carolina | 37 | Lincoln | 109 | 37109 | 76 | 14183 | 1995 | 9999 |  |  | N | Natural Gas, Distillate Fuel Oil |  |  |  | H2O | [8 empty] | 2.3 | 0.0827 | 0.0827 | 0.0827 | 0.0827 | [11 empty] | Duke Energy Carolinas | 100 | Duke Energy Corp | 100
Lincoln Combustion | 7277_G_10 | 7277 | G | 10 | 3071 | Combustion Turbine |  | S_VACA | North Carolina | 37 | Lincoln | 109 | 37109 | 75 | 14178 | 1995 | 9999 |  |  | N | Natural Gas, Distillate Fuel Oil |  |  |  | H2O | [8 empty] | 2.3 | 0.08285 | 0.08285 | 0.08285 | 0.08285 | [11 empty] | Duke Energy Carolinas | 100 | Duke Energy Corp | 100
Lincoln Combustion | 7277_G_11 | 7277 | G | 11 | 3072 | Combustion Turbine |  | S_VACA | North Carolina | 37 | Lincoln | 109 | 37109 | 74 | 14176 | 1995 | 9999 |  |  | N | Natural Gas, Distillate Fuel Oil |  |  |  | H2O | [8 empty] | 2.3 | 0.09486 | 0.09486 | 0.09486 | 0.09486 | [11 empty] | Duke Energy Carolinas | 100 | Duke Energy Corp | 100
Lincoln Combustion | 7277_G_12 | 7277 | G | 12 | 3073 | Combustion Turbine |  | S_VACA | North Carolina | 37 | Lincoln | 109 | 37109 | 75 | 14178 | 1995 | 9999 |  |  | N | Natural Gas, Distillate Fuel Oil |  |  |  | H2O | [8 empty] | 2.3 | 0.09467 | 0.09467 | 0.09467 | 0.09467 | [11 empty] | Duke Energy Carolinas | 100 | Duke Energy Corp | 100
Lincoln Combustion | 7277_G_13 | 7277 | G | 13 | 3074 | Combustion Turbine |  | S_VACA | North Carolina | 37 | Lincoln | 109 | 37109 | 74 | 14176 | 1996 | 9999 |  |  | N | Natural Gas, Distillate Fuel Oil |  |  |  | H2O | [8 empty] | 2.3 | 0.08986 | 0.08986 | 0.08986 | 0.08986 | [11 empty] | Duke Energy Carolinas | 100 | Duke Energy Corp | 100
Lincoln Combustion | 7277_G_14 | 7277 | G | 14 | 3075 | Combustion Turbine |  | S_VACA | North Carolina | 37 | Lincoln | 109 | 37109 | 74 | 14176 | 1996 | 9999 |  |  | N | Natural Gas, Distillate Fuel Oil |  |  |  | H2O | [8 empty] | 2.3 | 0.09273 | 0.09273 | 0.09273 | 0.09273 | [11 empty] | Duke Energy Carolinas | 100 | Duke Energy Corp | 100
Lincoln Combustion | 7277_G_15 | 7277 | G | 15 | 3076 | Combustion Turbine |  | S_VACA | North Carolina | 37 | Lincoln | 109 | 37109 | 73 | 14173 | 1996 | 9999 |  |  | N | Natural Gas, Distillate Fuel Oil |  |  |  | H2O | [8 empty] | 2.3 | 0.08861 | 0.08861 | 0.08861 | 0.08861 | [11 empty] | Duke Energy Carolinas | 100 | Duke Energy Corp | 100
Lincoln Combustion | 7277_G_16 | 7277 | G | 16 | 3077 | Combustion Turbine |  | S_VACA | North Carolina | 37 | Lincoln | 109 | 37109 | 73 | 14173 | 1996 | 9999 |  |  | N | Natural Gas, Distillate Fuel Oil |  |  |  | H2O | [8 empty] | 2.3 | 0.08872 | 0.08872 | 0.08872 | 0.08872 | [11 empty] | Duke Energy Carolinas | 100 | Duke Energy Corp | 100
Lincoln Combustion | 7277_G_2 | 7277 | G | 2 | 3078 | Combustion Turbine |  | S_VACA | North Carolina | 37 | Lincoln | 109 | 37109 | 76 | 14181 | 1995 | 9999 |  |  | N | Natural Gas, Distillate Fuel Oil |  |  |  | H2O | [8 empty] | 2.3 | 0.08332 | 0.08332 | 0.08332 | 0.08332 | [11 empty] | Duke Energy Carolinas | 100 | Duke Energy Corp | 100
Lincoln Combustion | 7277_G_3 | 7277 | G | 3 | 3079 | Combustion Turbine |  | S_VACA | North Carolina | 37 | Lincoln | 109 | 37109 | 75 | 14178 | 1995 | 9999 |  |  | N | Natural Gas, Distillate Fuel Oil |  |  |  | H2O | [8 empty] | 2.3 | 0.08409 | 0.08409 | 0.08409 | 0.08409 | [11 empty] | Duke Energy Carolinas | 100 | Duke Energy Corp | 100
Lincoln Combustion | 7277_G_4 | 7277 | G | 4 | 3080 | Combustion Turbine |  | S_VACA | North Carolina | 37 | Lincoln | 109 | 37109 | 75 | 14178 | 1995 | 9999 |  |  | N | Natural Gas, Distillate Fuel Oil |  |  |  | H2O | [8 empty] | 2.3 | 0.08225 | 0.08225 | 0.08225 | 0.08225 | [11 empty] | Duke Energy Carolinas | 100 | Duke Energy Corp | 100
Lincoln Combustion | 7277_G_5 | 7277 | G | 5 | 3081 | Combustion Turbine |  | S_VACA | North Carolina | 37 | Lincoln | 109 | 37109 | 74 | 14176 | 1995 | 9999 |  |  | N | Natural Gas, Distillate Fuel Oil |  |  |  | H2O | [8 empty] | 2.3 | 0.08208 | 0.08208 | 0.08208 | 0.08208 | [11 empty] | Duke Energy Carolinas | 100 | Duke Energy Corp | 100
Lincoln Combustion | 7277_G_6 | 7277 | G | 6 | 3082 | Combustion Turbine |  | S_VACA | North Carolina | 37 | Lincoln | 109 | 37109 | 73 | 14173 | 1995 | 9999 |  |  | N | Natural Gas, Distillate Fuel Oil |  |  |  | H2O | [8 empty] | 2.3 | 0.07994 | 0.07994 | 0.07994 | 0.07994 | [11 empty] | Duke Energy Carolinas | 100 | Duke Energy Corp | 100
Lincoln Combustion | 7277_G_7 | 7277 | G | 7 | 3083 | Combustion Turbine |  | S_VACA | North Carolina | 37 | Lincoln | 109 | 37109 | 76 | 14181 | 1995 | 9999 |  |  | N | Natural Gas, Distillate Fuel Oil |  |  |  | H2O | [8 empty] | 2.3 | 0.08191 | 0.08191 | 0.08191 | 0.08191 | [11 empty] | Duke Energy Carolinas | 100 | Duke Energy Corp | 100
Lincoln Combustion | 7277_G_8 | 7277 | G | 8 | 3084 | Combustion Turbine |  | S_VACA | North Carolina | 37 | Lincoln | 109 | 37109 | 75 | 14178 | 1995 | 9999 |  |  | N | Natural Gas, Distillate Fuel Oil |  |  |  | H2O | [8 empty] | 2.3 | 0.08058 | 0.08058 | 0.08058 | 0.08058 | [11 empty] | Duke Energy Carolinas | 100 | Duke Energy Corp | 100
Lincoln Combustion | 7277_G_9 | 7277 | G | 9 | 3085 | Combustion Turbine |  | S_VACA | North Carolina | 37 | Lincoln | 109 | 37109 | 75 | 14178 | 1995 | 9999 |  |  | N | Natural Gas, Distillate Fuel Oil |  |  |  | H2O | [8 empty] | 2.3 | 0.08815 | 0.08815 | 0.08815 | 0.08815 | [11 empty] | Duke Energy Carolinas | 100 | Duke Energy Corp | 100
O'Shaughnessy Hydro | 7279_G_1 | 7279 | G | 1 |  | Hydro |  | PJM_West | Ohio | 39 | Delaware | 41 | 39041 | 1.3 | 0 | 1988 | 9999 |  |  | N | Hydro | [13 empty] | 0 | 0 | 0 | 0 | [11 empty] | Columbus OH (City of) | 100 | Columbus OH (City of) | 100
O'Shaughnessy Hydro | 7279_G_2 | 7279 | G | 2 |  | Hydro |  | PJM_West | Ohio | 39 | Delaware | 41 | 39041 | 3.9 | 0 | 1988 | 9999 |  |  | N | Hydro | [13 empty] | 0 | 0 | 0 | 0 | [11 empty] | Columbus OH (City of) | 100 | Columbus OH (City of) | 100
Gardner Energy Center | 7281_G_CT1 | 7281 | G | CT1 |  | Combustion Turbine |  | SPP_N | Kansas | 20 | Johnson | 91 | 20091 | 13.5 | 19511 | 1990 | 9999 |  |  | N | Natural Gas, Distillate Fuel Oil | [13 empty] | 0.23894 | 0.23894 | 0.23894 | 0.23894 | [11 empty] | Gardner KS (City of) | 100 | Gardner KS (City of) | 100
Gardner Energy Center | 7281_G_CT2 | 7281 | G | CT2 |  | Combustion Turbine |  | SPP_N | Kansas | 20 | Johnson | 91 | 20091 | 13.5 | 19570 | 1990 | 9999 |  |  | N | Natural Gas, Distillate Fuel Oil | [13 empty] | 0.23894 | 0.23894 | 0.23894 | 0.23894 | [11 empty] | Gardner KS (City of) | 100 | Gardner KS (City of) | 100
Paragould Turbine | 7283_G_1 | 7283 | G | 1 |  | Combustion Turbine |  | SPP_WEST | Arkansas | 5 | Greene | 55 | 05055 | 3.4 | 13658 | 1990 | 9999 |  |  | N | Natural Gas | [13 empty] | 0.23894 | 0.23894 | 0.23894 | 0.23894 | [11 empty] | Paragould Light & Water Commission | 100 | Paragould Light & Water Commission | 100
Paragould Turbine | 7283_G_2 | 7283 | G | 2 |  | Combustion Turbine |  | SPP_WEST | Arkansas | 5 | Greene | 55 | 05055 | 3.4 | 14026 | 1990 | 9999 |  |  | N | Natural Gas | [13 empty] | 0.23894 | 0.23894 | 0.23894 | 0.23894 | [11 empty] | Paragould Light & Water Commission | 100 | Paragould Light & Water Commission | 100
Paragould Turbine | 7283_G_3 | 7283 | G | 3 |  | Combustion Turbine |  | SPP_WEST | Arkansas | 5 | Greene | 55 | 05055 | 3.4 | 14026 | 1990 | 9999 |  |  | N | Natural Gas | [13 empty] | 0.23894 | 0.23894 | 0.23894 | 0.23894 | [11 empty] | Paragould Light & Water Commission | 100 | Paragould Light & Water Commission | 100
Paragould Turbine | 7283_G_4 | 7283 | G | 4 |  | Combustion Turbine |  | SPP_WEST | Arkansas | 5 | Greene | 55 | 05055 | 3.4 | 14026 | 1990 | 9999 |  |  | N | Natural Gas | [13 empty] | 0.23894 | 0.23894 | 0.23894 | 0.23894 | [11 empty] | Paragould Light & Water Commission | 100 | Paragould Light & Water Commission | 100
Paragould Turbine | 7283_G_5 | 7283 | G | 5 |  | Combustion Turbine | IC Engine | SPP_WEST | Arkansas | 5 | Greene | 55 | 05055 | 0.2 | 12283 | 1991 | 9999 |  |  | N | Distillate Fuel Oil | [13 empty] | 1.6498 | 1.6498 | 1.6498 | 1.6498 | [11 empty] | Paragould Light & Water Commission | 100 | Paragould Light & Water Commission | 100
Sherman Avenue | 7288_G_SEHR | 7288 | G | SEHR | 3086 | Combustion Turbine |  | PJM_EMAC | New Jersey | 34 | Cumberland | 11 | 34011 | 82.4 | 13167 | 1991 | 9999 |  |  | N | Natural Gas, Distillate Fuel Oil |  |  |  | H2O | [8 empty] | 0.21 | 0.07314 | 0.07314 | 0.07314 | 0.07314 | [11 empty] | Calpine New Jersey Generation LLC | 100 | Energy Capital Partners | 100
Yonah | 729_G_1 | 729 | G | 1 |  | Hydro |  | S_SOU | Georgia | 13 | Stephens | 257 | 13257 | 9.5 | 0 | 1925 | 9999 |  |  | N | Hydro | [13 empty] | 0 | 0 | 0 | 0 | [11 empty] | Georgia Power Co | 100 | Southern Co | 100
Yonah | 729_G_2 | 729 | G | 2 |  | Hydro |  | S_SOU | Georgia | 13 | Stephens | 257 | 13257 | 9.5 | 0 | 1925 | 9999 |  |  | N | Hydro | [13 empty] | 0 | 0 | 0 | 0 | [11 empty] | Georgia Power Co | 100 | Southern Co | 100
Yonah | 729_G_3 | 729 | G | 3 |  | Hydro |  | S_SOU | Georgia | 13 | Stephens | 257 | 13257 | 9.5 | 0 | 1925 | 9999 |  |  | N | Hydro | [13 empty] | 0 | 0 | 0 | 0 | [11 empty] | Georgia Power Co | 100 | Southern Co | 100
Central Energy Plant | 7294_G_GTG | 7294 | G | GTG | 3061 | Combined Cycle |  | FRCC | Florida | 12 | Orange | 95 | 12095 | 48 | 8526 | 1989 | 9999 |  |  | N | Natural Gas, Distillate Fuel Oil |  |  |  | H2O | [9 empty] | 0.083387 | 0.083387 | 0.083387 | 0.083387 | [11 empty] | Reedy Creek Improvement District | 100 | Reedy Creek Improvement District | 100
Central Energy Plant | 7294_G_STG | 7294 | G | STG | 3061 | Combined Cycle |  | FRCC | Florida | 12 | Orange | 95 | 12095 | 8 | 8526 | 1989 | 9999 |  |  | N | Natural Gas, Distillate Fuel Oil |  |  |  | H2O | [9 empty] | 0.083387 | 0.083387 | 0.083387 | 0.083387 | [11 empty] | Reedy Creek Improvement District | 100 | Reedy Creek Improvement District | 100
State Line Combined Cycle | 7296_G_1 | 7296 | G | 1 | 3087 | Combustion Turbine |  | SPP_N | Missouri | 29 | Jasper | 97 | 29097 | 94 | 12689 | 1995 | 9999 |  |  | N | Natural Gas, Distillate Fuel Oil |  |  |  | DLNB + H2O | [8 empty] | 2.3 | 0.0815 | 0.0815 | 0.0815 | 0.0815 | [11 empty] | Empire District Electric Co (The) | 100 | Algonquin Power & Utilities Corp | 100
State Line Combined Cycle | 7296_G_2-1 | 7296 | G | 2-1 | 3088 | Combined Cycle |  | SPP_N | Missouri | 29 | Jasper | 97 | 29097 | 159 | 7389 | 2001 | 9999 |  |  | N | Natural Gas |  |  |  |  | SCR | [8 empty] | 0.013945 | 0.013945 | 0.013945 | 0.013945 | [11 empty] | Empire District Electric Co (The) | 60 | Algonquin Power & Utilities Corp | 60
State Line Combined Cycle | 7296_G_2-2 | 7296 | G | 2-2 | 3089 | Combined Cycle |  | SPP_N | Missouri | 29 | Jasper | 97 | 29097 | 158 | 7389 | 1997 | 9999 |  |  | N | Natural Gas |  |  |  |  | SCR | [8 empty] | 0.013945 | 0.013945 | 0.013945 | 0.013945 | [11 empty] | Empire District Electric Co (The) | 60 | Algonquin Power & Utilities Corp | 60
State Line Combined Cycle | 7296_G_2-3 | 7296 | G | 2-3 | 3088 | Combined Cycle |  | SPP_N | Missouri | 29 | Jasper | 97 | 29097 | 178 | 7389 | 2001 | 9999 |  |  | N | Natural Gas |  |  |  |  | SCR | [8 empty] | 0.013945 | 0.013945 | 0.013945 | 0.013945 | [11 empty] | Empire District Electric Co (The) | 60 | Algonquin Power & Utilities Corp | 60
Hines Energy Complex | 7302_G_1GT | 7302 | G | 1GT | 3090 | Combined Cycle |  | FRCC | Florida | 12 | Polk | 105 | 12105 | 163 | 7166 | 1999 | 9999 |  |  | N | Natural Gas, Distillate Fuel Oil |  |  |  | DLNB + H2O | SCR | [7 empty] | 0.05 | 0.036644 | 0.036644 | 0.036644 | 0.036644 | [11 empty] | Duke Energy Florida | 100 | Duke Energy Corp | 100
Hines Energy Complex | 7302_G_1GT2 | 7302 | G | 1GT2 | 3091 | Combined Cycle |  | FRCC | Florida | 12 | Polk | 105 | 12105 | 169 | 7166 | 1999 | 9999 |  |  | N | Natural Gas, Distillate Fuel Oil |  |  |  | DLNB + H2O | SCR | [7 empty] | 0.05 | 0.036644 | 0.036644 | 0.036644 | 0.036644 | [11 empty] | Duke Energy Florida | 100 | Duke Energy Corp | 100
Hines Energy Complex | 7302_G_1ST | 7302 | G | 1ST | 3090 | Combined Cycle |  | FRCC | Florida | 12 | Polk | 105 | 12105 | 158 | 7166 | 1999 | 9999 |  |  | N | Natural Gas, Distillate Fuel Oil |  |  |  | DLNB + H2O | SCR | [7 empty] | 0.05 | 0.036644 | 0.036644 | 0.036644 | 0.036644 | [11 empty] | Duke Energy Florida | 100 | Duke Energy Corp | 100
Hines Energy Complex | 7302_G_2GT | 7302 | G | 2GT | 10029 | Combined Cycle |  | FRCC | Florida | 12 | Polk | 105 | 12105 | 172 | 7166 | 2003 | 9999 |  |  | N | Natural Gas, Distillate Fuel Oil |  |  |  | DLNB + H2O | SCR | [7 empty] | 0.05 | 0.011729 | 0.011729 | 0.011729 | 0.011729 | [11 empty] | Duke Energy Florida | 100 | Duke Energy Corp | 100
Hines Energy Complex | 7302_G_2GT2 | 7302 | G | 2GT2 | 10030 | Combined Cycle |  | FRCC | Florida | 12 | Polk | 105 | 12105 | 175 | 7166 | 2003 | 9999 |  |  | N | Natural Gas, Distillate Fuel Oil |  |  |  | DLNB + H2O | SCR | [7 empty] | 0.05 | 0.011729 | 0.011729 | 0.011729 | 0.011729 | [11 empty] | Duke Energy Florida | 100 | Duke Energy Corp | 100
Hines Energy Complex | 7302_G_2ST | 7302 | G | 2ST | 10029 | Combined Cycle |  | FRCC | Florida | 12 | Polk | 105 | 12105 | 177 | 7166 | 2003 | 9999 |  |  | N | Natural Gas, Distillate Fuel Oil |  |  |  | DLNB + H2O | SCR | [7 empty] | 0.05 | 0.011729 | 0.011729 | 0.011729 | 0.011729 | [11 empty] | Duke Energy Florida | 100 | Duke Energy Corp | 100
Hines Energy Complex | 7302_G_3GT | 7302 | G | 3GT | 89245 | Combined Cycle |  | FRCC | Florida | 12 | Polk | 105 | 12105 | 173 | 7166 | 2005 | 9999 |  |  | N | Natural Gas, Distillate Fuel Oil |  |  |  | DLNB + H2O | SCR | [7 empty] | 0.05 | 0.0080592 | 0.0080592 | 0.0080592 | 0.0080592 | [11 empty] | Duke Energy Florida | 100 | Duke Energy Corp | 100
Hines Energy Complex | 7302_G_3GT2 | 7302 | G | 3GT2 | 89246 | Combined Cycle |  | FRCC | Florida | 12 | Polk | 105 | 12105 | 173 | 7166 | 2005 | 9999 |  |  | N | Natural Gas, Distillate Fuel Oil |  |  |  | DLNB + H2O | SCR | [7 empty] | 0.05 | 0.0080592 | 0.0080592 | 0.0080592 | 0.0080592 | [11 empty] | Duke Energy Florida | 100 | Duke Energy Corp | 100
Hines Energy Complex | 7302_G_3ST | 7302 | G | 3ST | 89245 | Combined Cycle |  | FRCC | Florida | 12 | Polk | 105 | 12105 | 169 | 7166 | 2005 | 9999 |  |  | N | Natural Gas, Distillate Fuel Oil |  |  |  | DLNB + H2O | SCR | [7 empty] | 0.05 | 0.0080592 | 0.0080592 | 0.0080592 | 0.0080592 | [11 empty] | Duke Energy Florida | 100 | Duke Energy Corp | 100
Hines Energy Complex | 7302_G_4GT | 7302 | G | 4GT | 90110 | Combined Cycle |  | FRCC | Florida | 12 | Polk | 105 | 12105 | 176 | 7166 | 2007 | 9999 |  |  | N | Natural Gas, Distillate Fuel Oil |  |  |  | DLNB + H2O | SCR | [8 empty] | 0.0081985 | 0.0081985 | 0.0081985 | 0.0081985 | [11 empty] | Duke Energy Florida | 100 | Duke Energy Corp | 100
Hines Energy Complex | 7302_G_4GT2 | 7302 | G | 4GT2 | 90111 | Combined Cycle |  | FRCC | Florida | 12 | Polk | 105 | 12105 | 175 | 7166 | 2007 | 9999 |  |  | N | Natural Gas, Distillate Fuel Oil |  |  |  | DLNB + H2O | SCR | [8 empty] | 0.0081985 | 0.0081985 | 0.0081985 | 0.0081985 | [11 empty] | Duke Energy Florida | 100 | Duke Energy Corp | 100
Hines Energy Complex | 7302_G_4ST | 7302 | G | 4ST | 90110 | Combined Cycle |  | FRCC | Florida | 12 | Polk | 105 | 12105 | 165 | 7166 | 2007 | 9999 |  |  | N | Natural Gas, Distillate Fuel Oil |  |  |  | DLNB + H2O | SCR | [8 empty] | 0.0081985 | 0.0081985 | 0.0081985 | 0.0081985 | [11 empty] | Duke Energy Florida | 100 | Duke Energy Corp | 100
Redding Power | 7307_G_1 | 7307 | G | 1 |  | Combustion Turbine |  | WEC_BANC | California | 6 | Shasta | 89 | 06089 | 16 | 15532 | 1996 | 9999 |  |  | N | Natural Gas | [12 empty] | 0.74 | 0.01964 | 0.01964 | 0.01964 | 0.01964 | [11 empty] | Redding Electric Utility | 100 | Redding Electric Utility | 100
Redding Power | 7307_G_2 | 7307 | G | 2 |  | Combustion Turbine |  | WEC_BANC | California | 6 | Shasta | 89 | 06089 | 23 | 15533 | 1996 | 9999 |  |  | N | Natural Gas | [12 empty] | 0.74 | 0.02558 | 0.02558 | 0.02558 | 0.02558 | [11 empty] | Redding Electric Utility | 100 | Redding Electric Utility | 100
Redding Power | 7307_G_3 | 7307 | G | 3 |  | Combustion Turbine |  | WEC_BANC | California | 6 | Shasta | 89 | 06089 | 23 | 15533 | 1996 | 9999 |  |  | N | Natural Gas | [12 empty] | 0.74 | 0.04415 | 0.04415 | 0.04415 | 0.04415 | [11 empty] | Redding Electric Utility | 100 | Redding Electric Utility | 100
Redding Power | 7307_G_4 | 7307 | G | 4 | 9189 | Combined Cycle |  | WEC_BANC | California | 6 | Shasta | 89 | 06089 | 27 | 8490 | 1989 | 9999 |  |  | N | Natural Gas |  |  |  | other | SCR | [8 empty] | 0.0053238 | 0.0053238 | 0.0053238 | 0.0053238 | [11 empty] | Redding Electric Utility | 100 | Redding Electric Utility | 100
Redding Power | 7307_G_5 | 7307 | G | 5 | 9189 | Combined Cycle |  | WEC_BANC | California | 6 | Shasta | 89 | 06089 | 41 | 8490 | 2002 | 9999 |  |  | N | Natural Gas |  |  |  | other | SCR | [8 empty] | 0.0053238 | 0.0053238 | 0.0053238 | 0.0053238 | [11 empty] | Redding Electric Utility | 100 | Redding Electric Utility | 100
Redding Power | 7307_G_6 | 7307 | G | 6 | 89746 | Combined Cycle |  | WEC_BANC | California | 6 | Shasta | 89 | 06089 | 41 | 8490 | 2011 | 9999 |  |  | N | Natural Gas |  |  |  | other | SCR | [8 empty] | 0.0053238 | 0.0053238 | 0.0053238 | 0.0053238 | [11 empty] | Redding Electric Utility | 100 | Redding Electric Utility | 100
Richard M Flynn | 7314_G_NA1 | 7314 | G | NA1 | 3092 | Combined Cycle |  | NY_Z_K | New York | 36 | Suffolk | 103 | 36103 | 87.5 | 8042 | 1994 | 9999 |  |  | N | Natural Gas, Distillate Fuel Oil | [12 empty] | 0.2 | 0.038056 | 0.038056 | 0.038056 | 0.038056 | [11 empty] | New York Power Authority | 100 | New York Power Authority | 100
Richard M Flynn | 7314_G_NA2 | 7314 | G | NA2 | 3092 | Combined Cycle |  | NY_Z_K | New York | 36 | Suffolk | 103 | 36103 | 49.4 | 8042 | 1994 | 9999 |  |  | N | Natural Gas, Distillate Fuel Oil | [12 empty] | 0.2 | 0.038056 | 0.038056 | 0.038056 | 0.038056 | [11 empty] | New York Power Authority | 100 | New York Power Authority | 100
Almond Power Plant | 7315_G_1 | 7315 | G | 1 | 3093 | Combustion Turbine |  | WEC_CALN | California | 6 | Stanislaus | 99 | 06099 | 49.5 | 10753 | 1996 | 9999 |  |  | N | Natural Gas |  |  |  | STM | SCR | [7 empty] | 0.74 | 0.01125 | 0.01125 | 0.01125 | 0.01125 | [11 empty] | Turlock Irrigation District | 100 | Turlock Irrigation District | 100
Almond Power Plant | 7315_G_2 | 7315 | G | 2 | 90500 | Combustion Turbine |  | WEC_CALN | California | 6 | Stanislaus | 99 | 06099 | 50 | 10752 | 2012 | 9999 |  |  | N | Natural Gas |  |  |  | H2O | SCR | [8 empty] | 0.00863 | 0.00863 | 0.00863 | 0.00863 | [11 empty] | Turlock Irrigation District | 100 | Turlock Irrigation District | 100
Almond Power Plant | 7315_G_3 | 7315 | G | 3 | 90501 | Combustion Turbine |  | WEC_CALN | California | 6 | Stanislaus | 99 | 06099 | 50 | 10753 | 2012 | 9999 |  |  | N | Natural Gas |  |  |  | H2O | SCR | [8 empty] | 0.00828 | 0.00828 | 0.00828 | 0.00828 | [11 empty] | Turlock Irrigation District | 100 | Turlock Irrigation District | 100
Almond Power Plant | 7315_G_4 | 7315 | G | 4 | 90502 | Combustion Turbine |  | WEC_CALN | California | 6 | Stanislaus | 99 | 06099 | 50 | 10753 | 2012 | 9999 |  |  | N | Natural Gas |  |  |  | H2O | SCR | [8 empty] | 0.00845 | 0.00845 | 0.00845 | 0.00845 | [11 empty] | Turlock Irrigation District | 100 | Turlock Irrigation District | 100
Buffalo Bill | 7317_G_1 | 7317 | G | 1 |  | Hydro |  | WECC_WY | Wyoming | 56 | Park | 29 | 56029 | 6 | 0 | 1992 | 9999 |  |  | N | Hydro | [13 empty] | 0 | 0 | 0 | 0 | [11 empty] | U S Bureau of Reclamation | 100 | U S Bureau of Reclamation | 100
Buffalo Bill | 7317_G_2 | 7317 | G | 2 |  | Hydro |  | WECC_WY | Wyoming | 56 | Park | 29 | 56029 | 6 | 0 | 1992 | 9999 |  |  | N | Hydro | [13 empty] | 0 | 0 | 0 | 0 | [11 empty] | U S Bureau of Reclamation | 100 | U S Bureau of Reclamation | 100
Buffalo Bill | 7317_G_3 | 7317 | G | 3 |  | Hydro |  | WECC_WY | Wyoming | 56 | Park | 29 | 56029 | 6 | 0 | 1992 | 9999 |  |  | N | Hydro | [13 empty] | 0 | 0 | 0 | 0 | [11 empty] | U S Bureau of Reclamation | 100 | U S Bureau of Reclamation | 100
Van Sant Station | 7318_G_1 | 7318 | G | 1 | 3094 | Combustion Turbine |  | PJM_EMAC | Delaware | 10 | Kent | 1 | 10001 | 45.2 | 13368 | 1991 | 9999 |  |  | N | Natural Gas, Distillate Fuel Oil |  |  |  | H2O | [8 empty] | 0.3 | 0.15464 | 0.15464 | 0.15464 | 0.15464 | [11 empty] | Dover DE (City of) | 100 | Dover DE (City of) | 100
Boulevard | 732_G_1 | 732 | G | 1 |  | Combustion Turbine |  | S_SOU | Georgia | 13 | Chatham | 51 | 13051 | 14 | 25000 | 1970 | 9999 |  |  | N | Natural Gas, Distillate Fuel Oil | [13 empty] | 0.88423 | 0.88423 | 0.88423 | 0.88423 | [11 empty] | Georgia Power Co | 100 | Southern Co | 100
San Jacinto Steam Electric Station | 7325_G_1 | 7325 | G | 1 | 3095 | Combustion Turbine |  | ERC_REST | Texas | 48 | Harris | 201 | 48201 | 81 | 13501 | 1995 | 9999 |  |  | N | Natural Gas |  |  |  | DLNB + H2O | [8 empty] | 0.01 | 0.02172 | 0.02172 | 0.02172 | 0.02172 | [11 empty] | NRG Texas LLC | 100 | NRG Energy Inc | 100
San Jacinto Steam Electric Station | 7325_G_2 | 7325 | G | 2 | 3096 | Combustion Turbine |  | ERC_REST | Texas | 48 | Harris | 201 | 48201 | 81 | 13501 | 1995 | 9999 |  |  | N | Natural Gas |  |  |  | DLNB + H2O | [8 empty] | 0.01 | 0.02421 | 0.02421 | 0.02421 | 0.02421 | [11 empty] | NRG Texas LLC | 100 | NRG Energy Inc | 100
Richmond | 7335_G_RCT1 | 7335 | G | RCT1 | 3097 | Combustion Turbine |  | PJM_West | Indiana | 18 | Wayne | 177 | 18177 | 34 | 13591 | 1992 | 9999 |  |  | N | Natural Gas, Distillate Fuel Oil |  |  |  | H2O | [8 empty] | 1.6 | 0.11766 | 0.11766 | 0.11766 | 0.11766 | [11 empty] | Indiana Municipal Power Agency | 100 | Indiana Municipal Power Agency | 100
Richmond | 7335_G_RCT2 | 7335 | G | RCT2 | 3098 | Combustion Turbine |  | PJM_West | Indiana | 18 | Wayne | 177 | 18177 | 34 | 13592 | 1992 | 9999 |  |  | N | Natural Gas, Distillate Fuel Oil |  |  |  | H2O | [8 empty] | 1.6 | 0.12627 | 0.12627 | 0.12627 | 0.12627 | [11 empty] | Indiana Municipal Power Agency | 100 | Indiana Municipal Power Agency | 100
Anderson | 7336_G_ACT1 | 7336 | G | ACT1 | 3099 | Combustion Turbine |  | PJM_West | Indiana | 18 | Madison | 95 | 18095 | 34 | 12613 | 1992 | 9999 |  |  | N | Natural Gas, Distillate Fuel Oil |  |  |  | H2O | [8 empty] | 1.6 | 0.14785 | 0.14785 | 0.14785 | 0.14785 | [11 empty] | Indiana Municipal Power Agency | 100 | Indiana Municipal Power Agency | 100
Anderson | 7336_G_ACT2 | 7336 | G | ACT2 | 3100 | Combustion Turbine |  | PJM_West | Indiana | 18 | Madison | 95 | 18095 | 34 | 12613 | 1992 | 9999 |  |  | N | Natural Gas, Distillate Fuel Oil |  |  |  | H2O | [8 empty] | 1.6 | 0.14635 | 0.14635 | 0.14635 | 0.14635 | [11 empty] | Indiana Municipal Power Agency | 100 | Indiana Municipal Power Agency | 100
Anderson | 7336_G_ACT3 | 7336 | G | ACT3 | 9578 | Combustion Turbine |  | PJM_West | Indiana | 18 | Madison | 95 | 18095 | 72 | 12613 | 2004 | 9999 |  |  | N | Natural Gas, Distillate Fuel Oil |  |  |  | DLNB + H2O | [8 empty] | 1.6 | 0.057 | 0.057 | 0.057 | 0.057 | [11 empty] | Indiana Municipal Power Agency | 100 | Indiana Municipal Power Agency | 100
Grizzly | 7338_G_NA1 | 7338 | G | NA1 |  | Hydro |  | WEC_CALN | California | 6 | Plumas | 63 | 06063 | 17.7 | 0 | 1993 | 9999 |  |  | N | Hydro | [13 empty] | 0 | 0 | 0 | 0 | [11 empty] | Silicon Valley Power | 100 | Santa Clara CA (City of) | 100
Wellington 2 | 7339_G_6 | 7339 | G | 6 |  | Combustion Turbine |  | SPP_N | Kansas | 20 | Sumner | 191 | 20191 | 21 | 18082 | 1989 | 9999 |  |  | N | Natural Gas, Distillate Fuel Oil | [12 empty] | 3 | 0.10904 | 0.10904 | 0.10904 | 0.10904 | [11 empty] | Wellington Municipal Electric Utility | 100 | Wellington Municipal Electric Utility | 100
University of Florida | 7345_G_P1 | 7345 | G | P1 | 3102 | Combustion Turbine |  | FRCC | Florida | 12 | Alachua | 1 | 12001 | 44 | 10745 | 1994 | 9999 |  |  | N | Natural Gas |  |  |  | STM | [8 empty] | 0.501 | 0.0621 | 0.0621 | 0.0621 | 0.0621 | [11 empty] | Duke Energy Florida | 100 | Duke Energy Corp | 100
Robins | 7348_G_1 | 7348 | G | 1 | 3103 | Combustion Turbine |  | S_SOU | Georgia | 13 | Houston | 153 | 13153 | 80 | 14041 | 1995 | 9999 |  |  | N | Natural Gas, Distillate Fuel Oil |  |  |  | H2O | [8 empty] | 0.309 | 0.73619 | 0.73619 | 0.73619 | 0.73619 | [11 empty] | Georgia Power Co | 100 | Southern Co | 100
Robins | 7348_G_2 | 7348 | G | 2 | 3104 | Combustion Turbine |  | S_SOU | Georgia | 13 | Houston | 153 | 13153 | 80 | 14042 | 1995 | 9999 |  |  | N | Natural Gas, Distillate Fuel Oil |  |  |  | H2O | [8 empty] | 0.309 | 0.74288 | 0.74288 | 0.74288 | 0.74288 | [11 empty] | Georgia Power Co | 100 | Southern Co | 100
Coyote Springs | 7350_G_1 | 7350 | G | 1 | 3105 | Combined Cycle |  | WECC_PNW | Oregon | 41 | Morrow | 49 | 41049 | 171 | 6840 | 1995 | 9999 |  |  | Y | Natural Gas |  |  |  | DLNB + H2O | SCR | [8 empty] | 0.014985 | 0.014985 | 0.014985 | 0.014985 | [11 empty] | Avista Corp | 100 | Avista Corp | 100
Coyote Springs | 7350_G_2 | 7350 | G | 2 | 3105 | Combined Cycle |  | WECC_PNW | Oregon | 41 | Morrow | 49 | 41049 | 72 | 6840 | 1995 | 9999 |  |  | Y | Natural Gas |  |  |  | LNB + NH3 | SCR | [8 empty] | 0.014985 | 0.014985 | 0.014985 | 0.014985 | [11 empty] | Avista Corp | 100 | Avista Corp | 100
Stevens Creek | 736_G_1 | 736 | G | 1 |  | Hydro |  | S_VACA | Georgia | 13 | Columbia | 73 | 13073 | 1.5 | 0 | 1914 | 9999 |  |  | N | Hydro | [13 empty] | 0 | 0 | 0 | 0 | [11 empty] | Dominion Energy South Carolina | 100 | Dominion Energy Inc | 100
Stevens Creek | 736_G_2 | 736 | G | 2 |  | Hydro |  | S_VACA | Georgia | 13 | Columbia | 73 | 13073 | 1.5 | 0 | 1914 | 9999 |  |  | N | Hydro | [13 empty] | 0 | 0 | 0 | 0 | [11 empty] | Dominion Energy South Carolina | 100 | Dominion Energy Inc | 100
Stevens Creek | 736_G_3 | 736 | G | 3 |  | Hydro |  | S_VACA | Georgia | 13 | Columbia | 73 | 13073 | 1.5 | 0 | 1914 | 9999 |  |  | N | Hydro | [13 empty] | 0 | 0 | 0 | 0 | [11 empty] | Dominion Energy South Carolina | 100 | Dominion Energy Inc | 100
Stevens Creek | 736_G_4 | 736 | G | 4 |  | Hydro |  | S_VACA | Georgia | 13 | Columbia | 73 | 13073 | 1.5 | 0 | 1914 | 9999 |  |  | N | Hydro | [13 empty] | 0 | 0 | 0 | 0 | [11 empty] | Dominion Energy South Carolina | 100 | Dominion Energy Inc | 100
Stevens Creek | 736_G_5 | 736 | G | 5 |  | Hydro |  | S_VACA | Georgia | 13 | Columbia | 73 | 13073 | 1.5 | 0 | 1914 | 9999 |  |  | N | Hydro | [13 empty] | 0 | 0 | 0 | 0 | [11 empty] | Dominion Energy South Carolina | 100 | Dominion Energy Inc | 100
Stevens Creek | 736_G_6 | 736 | G | 6 |  | Hydro |  | S_VACA | Georgia | 13 | Columbia | 73 | 13073 | 1.5 | 0 | 1925 | 9999 |  |  | N | Hydro | [13 empty] | 0 | 0 | 0 | 0 | [11 empty] | Dominion Energy South Carolina | 100 | Dominion Energy Inc | 100
Stevens Creek | 736_G_7 | 736 | G | 7 |  | Hydro |  | S_VACA | Georgia | 13 | Columbia | 73 | 13073 | 1.5 | 0 | 1926 | 9999 |  |  | N | Hydro | [13 empty] | 0 | 0 | 0 | 0 | [11 empty] | Dominion Energy South Carolina | 100 | Dominion Energy Inc | 100
Stevens Creek | 736_G_8 | 736 | G | 8 |  | Hydro |  | S_VACA | Georgia | 13 | Columbia | 73 | 13073 | 1.5 | 0 | 1926 | 9999 |  |  | N | Hydro | [13 empty] | 0 | 0 | 0 | 0 | [11 empty] | Dominion Energy South Carolina | 100 | Dominion Energy Inc | 100
Geothermal 1 | 7368_G_1 | 7368 | G | 1 |  | Geothermal |  | WEC_CALN | California | 6 | Sonoma | 97 | 06097 | 25 | 9771 | 1983 | 9999 |  |  | N | Geothermal | [13 empty] | 0 | 0 | 0 | 0 | 0.3713 | 0.3713 | 0.3713 | [8 empty] | Northern California Power Agency | 100 | Northern California Power Agency | 100
Geothermal 1 | 7368_G_2 | 7368 | G | 2 |  | Geothermal |  | WEC_CALN | California | 6 | Sonoma | 97 | 06097 | 22 | 9771 | 1983 | 9999 |  |  | N | Geothermal | [13 empty] | 0 | 0 | 0 | 0 | 0.3713 | 0.3713 | 0.3713 | [8 empty] | Northern California Power Agency | 100 | Northern California Power Agency | 100
Geothermal 2 | 7369_G_3 | 7369 | G | 3 |  | Geothermal |  | WEC_CALN | California | 6 | Sonoma | 97 | 06097 | 25 | 9771 | 1985 | 9999 |  |  | N | Geothermal | [13 empty] | 0 | 0 | 0 | 0 | 0.3713 | 0.3713 | 0.3713 | [8 empty] | Northern California Power Agency | 100 | Northern California Power Agency | 100
Geothermal 2 | 7369_G_4 | 7369 | G | 4 |  | Geothermal |  | WEC_CALN | California | 6 | Sonoma | 97 | 06097 | 41 | 9771 | 1986 | 9999 |  |  | N | Geothermal | [13 empty] | 0 | 0 | 0 | 0 | 0.3713 | 0.3713 | 0.3713 | [8 empty] | Northern California Power Agency | 100 | Northern California Power Agency | 100
McPhee | 7372_G_1 | 7372 | G | 1 |  | Hydro |  | WECC_CO | Colorado | 8 | Montezuma | 83 | 08083 | 1.2 | 0 | 1992 | 9999 |  |  | N | Hydro | [13 empty] | 0 | 0 | 0 | 0 | [11 empty] | U S Bureau of Reclamation | 100 | U S Bureau of Reclamation | 100
Towaoc | 7373_G_1 | 7373 | G | 1 |  | Hydro |  | WECC_CO | Colorado | 8 | Montezuma | 83 | 08083 | 11.4 | 0 | 1993 | 9999 |  |  | N | Hydro | [13 empty] | 0 | 0 | 0 | 0 | [11 empty] | U S Bureau of Reclamation | 100 | U S Bureau of Reclamation | 100
Midulla Generating Station | 7380_G_CT1 | 7380 | G | CT1 | 8366 | Combined Cycle |  | FRCC | Florida | 12 | Hardee | 49 | 12049 | 155 | 7417 | 2002 | 9999 |  |  | N | Natural Gas, Distillate Fuel Oil |  |  |  | DLNB + H2O | SCR | [8 empty] | 0.029208 | 0.029208 | 0.029208 | 0.029208 | [11 empty] | Seminole Electric Coop Inc | 100 | Seminole Electric Coop Inc | 100
Midulla Generating Station | 7380_G_CT2 | 7380 | G | CT2 | 8368 | Combined Cycle |  | FRCC | Florida | 12 | Hardee | 49 | 12049 | 155 | 7417 | 2002 | 9999 |  |  | N | Natural Gas, Distillate Fuel Oil |  |  |  | DLNB + H2O | SCR | [8 empty] | 0.029208 | 0.029208 | 0.029208 | 0.029208 | [11 empty] | Seminole Electric Coop Inc | 100 | Seminole Electric Coop Inc | 100
Midulla Generating Station | 7380_G_GT4 | 7380 | G | GT4 | 89703 | Combustion Turbine |  | FRCC | Florida | 12 | Hardee | 49 | 12049 | 54 | 11630 | 2006 | 9999 |  |  | N | Natural Gas, Distillate Fuel Oil |  |  |  | DLNB + H2O | [8 empty] | 0.8 | 0.08394 | 0.08394 | 0.08394 | 0.08394 | [11 empty] | Seminole Electric Coop Inc | 100 | Seminole Electric Coop Inc | 100
Midulla Generating Station | 7380_G_GT5 | 7380 | G | GT5 | 89705 | Combustion Turbine |  | FRCC | Florida | 12 | Hardee | 49 | 12049 | 54 | 11630 | 2006 | 9999 |  |  | N | Natural Gas, Distillate Fuel Oil |  |  |  | DLNB + H2O | [8 empty] | 0.8 | 0.09887 | 0.09887 | 0.09887 | 0.09887 | [11 empty] | Seminole Electric Coop Inc | 100 | Seminole Electric Coop Inc | 100
Midulla Generating Station | 7380_G_GT6 | 7380 | G | GT6 | 89707 | Combustion Turbine |  | FRCC | Florida | 12 | Hardee | 49 | 12049 | 54 | 11630 | 2006 | 9999 |  |  | N | Natural Gas, Distillate Fuel Oil |  |  |  | DLNB + H2O | [8 empty] | 0.8 | 0.097 | 0.097 | 0.097 | 0.097 | [11 empty] | Seminole Electric Coop Inc | 100 | Seminole Electric Coop Inc | 100
Midulla Generating Station | 7380_G_GT7 | 7380 | G | GT7 | 89709 | Combustion Turbine |  | FRCC | Florida | 12 | Hardee | 49 | 12049 | 54 | 11630 | 2006 | 9999 |  |  | N | Natural Gas, Distillate Fuel Oil |  |  |  | DLNB + H2O | [8 empty] | 0.8 | 0.07972 | 0.07972 | 0.07972 | 0.07972 | [11 empty] | Seminole Electric Coop Inc | 100 | Seminole Electric Coop Inc | 100
Midulla Generating Station | 7380_G_GT8 | 7380 | G | GT8 | 89711 | Combustion Turbine |  | FRCC | Florida | 12 | Hardee | 49 | 12049 | 54 | 11630 | 2006 | 9999 |  |  | N | Natural Gas, Distillate Fuel Oil |  |  |  | DLNB + H2O | [8 empty] | 0.8 | 0.08229 | 0.08229 | 0.08229 | 0.08229 | [11 empty] | Seminole Electric Coop Inc | 100 | Seminole Electric Coop Inc | 100
Midulla Generating Station | 7380_G_ST3 | 7380 | G | ST3 | 8366 | Combined Cycle |  | FRCC | Florida | 12 | Hardee | 49 | 12049 | 179 | 7417 | 2002 | 9999 |  |  | N | Natural Gas, Distillate Fuel Oil |  |  |  | DLNB + H2O | SCR | [8 empty] | 0.029208 | 0.029208 | 0.029208 | 0.029208 | [11 empty] | Seminole Electric Coop Inc | 100 | Seminole Electric Coop Inc | 100
Searsburg Wind Turbine | 7381_G_1 | 7381 | G | 1 |  | Onshore Wind |  | NENGREST | Vermont | 50 | Bennington | 3 | 50003 | 5.2 | 0 | 1997 | 9999 |  |  | N | Wind | [13 empty] | 0 | 0 | 0 | 0 | [11 empty] | Green Mountain Power Corp | 100 | Gaz Métropolitain & Co LP | 100
Front Street | 7396_G_1 | 7396 | G | 1 |  | Combustion Turbine | IC Engine | NENGREST | Massachusetts | 25 | Hampden | 13 | 25013 | 2.8 | 10745 | 1978 | 9999 |  |  | N | Distillate Fuel Oil | [12 empty] | 0.789 | 3.178 | 3.178 | 3.178 | 3.178 | [11 empty] | Chicopee Municipal Light Plant MA (City of) | 100 | Chicopee Municipal Light Plant MA (City of) | 100
Front Street | 7396_G_2 | 7396 | G | 2 |  | Combustion Turbine | IC Engine | NENGREST | Massachusetts | 25 | Hampden | 13 | 25013 | 2.8 | 10745 | 1978 | 9999 |  |  | N | Distillate Fuel Oil | [12 empty] | 0.789 | 3.5642 | 3.5642 | 3.5642 | 3.5642 | [11 empty] | Chicopee Municipal Light Plant MA (City of) | 100 | Chicopee Municipal Light Plant MA (City of) | 100
Front Street | 7396_G_3 | 7396 | G | 3 |  | Combustion Turbine | IC Engine | NENGREST | Massachusetts | 25 | Hampden | 13 | 25013 | 2.8 | 10745 | 1978 | 9999 |  |  | N | Distillate Fuel Oil | [12 empty] | 0.789 | 0.95755 | 0.95755 | 0.95755 | 0.95755 | [11 empty] | Chicopee Municipal Light Plant MA (City of) | 100 | Chicopee Municipal Light Plant MA (City of) | 100
Falling Spring | 7397_G_5 | 7397 | G | 5 |  | Combustion Turbine | IC Engine | PJM_AP | Pennsylvania | 42 | Franklin | 55 | 42055 | 2.1 | 10745 | 1967 | 9999 |  |  | N | Natural Gas, Distillate Fuel Oil | [12 empty] | 3.7 | 1.2219 | 1.2219 | 1.2219 | 1.2219 | [11 empty] | Chambersburg PA (Borough of) | 100 | Chambersburg PA (Borough of) | 100
Falling Spring | 7397_G_6 | 7397 | G | 6 |  | Combustion Turbine | IC Engine | PJM_AP | Pennsylvania | 42 | Franklin | 55 | 42055 | 2.1 | 10745 | 1967 | 9999 |  |  | N | Natural Gas, Distillate Fuel Oil | [12 empty] | 3.7 | 1.2219 | 1.2219 | 1.2219 | 1.2219 | [11 empty] | Chambersburg PA (Borough of) | 100 | Chambersburg PA (Borough of) | 100
Falling Spring | 7397_G_7 | 7397 | G | 7 |  | Combustion Turbine | IC Engine | PJM_AP | Pennsylvania | 42 | Franklin | 55 | 42055 | 2.9 | 10745 | 2001 | 9999 |  |  | N | Natural Gas, Distillate Fuel Oil | [12 empty] | 3.7 | 1.2219 | 1.2219 | 1.2219 | 1.2219 | [11 empty] | Chambersburg PA (Borough of) | 100 | Chambersburg PA (Borough of) | 100
Water Street Station | 7398_G_GEN1 | 7398 | G | GEN1 |  | Combustion Turbine | IC Engine | MIS_LMI | Michigan | 26 | Bay | 17 | 26017 | 5.5 | 11291 | 1980 | 9999 |  |  | N | Natural Gas, Distillate Fuel Oil | [12 empty] | 1.67 | 1.3881 | 1.3881 | 1.3881 | 1.3881 | [11 empty] | Bay City Electric Light & Power | 100 | Bay City Electric Light & Power | 100
Water Street Station | 7398_G_GEN2 | 7398 | G | GEN2 |  | Combustion Turbine | IC Engine | MIS_LMI | Michigan | 26 | Bay | 17 | 26017 | 6.5 | 11288 | 1984 | 9999 |  |  | N | Natural Gas, Distillate Fuel Oil | [12 empty] | 1.67 | 2.0657 | 2.0657 | 2.0657 | 2.0657 | [11 empty] | Bay City Electric Light & Power | 100 | Bay City Electric Light & Power | 100
Henry Station | 7399_G_GEN3 | 7399 | G | GEN3 |  | Combustion Turbine | IC Engine | MIS_LMI | Michigan | 26 | Bay | 17 | 26017 | 7.5 | 10745 | 1993 | 9999 |  |  | N | Natural Gas, Distillate Fuel Oil | [12 empty] | 1.67 | 2.9507 | 2.9507 | 2.9507 | 2.9507 | [11 empty] | Bay City Electric Light & Power | 100 | Bay City Electric Light & Power | 100
Henry Station | 7399_G_GEN4 | 7399 | G | GEN4 |  | Combustion Turbine | IC Engine | MIS_LMI | Michigan | 26 | Bay | 17 | 26017 | 7.5 | 10745 | 1993 | 9999 |  |  | N | Natural Gas, Distillate Fuel Oil | [12 empty] | 1.67 | 4.308 | 4.308 | 4.308 | 4.308 | [11 empty] | Bay City Electric Light & Power | 100 | Bay City Electric Light & Power | 100
Salisbury City of | 7400_G_1 | 7400 | G | 1 |  | Combustion Turbine | IC Engine | SPP_N | Missouri | 29 | Chariton | 41 | 29041 | 0.8 | 12283 | 1983 | 9999 |  |  | N | Distillate Fuel Oil | [12 empty] | 2.3 | 1.6498 | 1.6498 | 1.6498 | 1.6498 | [11 empty] | Salisbury Municipal Utility | 100 | Salisbury Municipal Utility | 100
Salisbury City of | 7400_G_2 | 7400 | G | 2 |  | Combustion Turbine | IC Engine | SPP_N | Missouri | 29 | Chariton | 41 | 29041 | 0.8 | 12283 | 1983 | 9999 |  |  | N | Distillate Fuel Oil | [12 empty] | 2.3 | 1.6498 | 1.6498 | 1.6498 | 1.6498 | [11 empty] | Salisbury Municipal Utility | 100 | Salisbury Municipal Utility | 100
Salisbury City of | 7400_G_3 | 7400 | G | 3 |  | Combustion Turbine | IC Engine | SPP_N | Missouri | 29 | Chariton | 41 | 29041 | 1.8 | 12283 | 1986 | 9999 |  |  | N | Distillate Fuel Oil | [12 empty] | 2.3 | 1.6498 | 1.6498 | 1.6498 | 1.6498 | [11 empty] | Salisbury Municipal Utility | 100 | Salisbury Municipal Utility | 100
Salisbury City of | 7400_G_4 | 7400 | G | 4 |  | Combustion Turbine | IC Engine | SPP_N | Missouri | 29 | Chariton | 41 | 29041 | 1.8 | 12283 | 1986 | 9999 |  |  | N | Distillate Fuel Oil | [12 empty] | 2.3 | 1.6498 | 1.6498 | 1.6498 | 1.6498 | [11 empty] | Salisbury Municipal Utility | 100 | Salisbury Municipal Utility | 100
Shelbina Power #1 | 7405_G_G1 | 7405 | G | G1 |  | Combustion Turbine | IC Engine | S_D_AECI | Missouri | 29 | Shelby | 205 | 29205 | 3 | 11711 | 1981 | 9999 |  |  | N | Distillate Fuel Oil | [12 empty] | 2.3 | 1.6498 | 1.6498 | 1.6498 | 1.6498 | [11 empty] | Shelbina MO (City of) | 100 | Shelbina MO (City of) | 100
Shelbina Power #1 | 7405_G_G2 | 7405 | G | G2 |  | Combustion Turbine | IC Engine | S_D_AECI | Missouri | 29 | Shelby | 205 | 29205 | 1.6 | 11410 | 1989 | 9999 |  |  | N | Distillate Fuel Oil | [12 empty] | 2.3 | 1.6498 | 1.6498 | 1.6498 | 1.6498 | [11 empty] | Shelbina MO (City of) | 100 | Shelbina MO (City of) | 100
Shelbina Power #2 | 7406_G_G3 | 7406 | G | G3 |  | Combustion Turbine | IC Engine | S_D_AECI | Missouri | 29 | Shelby | 205 | 29205 | 1.6 | 10745 | 1992 | 9999 |  |  | N | Distillate Fuel Oil | [12 empty] | 2.3 | 1.6498 | 1.6498 | 1.6498 | 1.6498 | [11 empty] | Shelbina MO (City of) | 100 | Shelbina MO (City of) | 100
Shelbina Power #2 | 7406_G_G4 | 7406 | G | G4 |  | Combustion Turbine | IC Engine | S_D_AECI | Missouri | 29 | Shelby | 205 | 29205 | 1.6 | 10745 | 1992 | 9999 |  |  | N | Distillate Fuel Oil | [12 empty] | 2.3 | 1.6498 | 1.6498 | 1.6498 | 1.6498 | [11 empty] | Shelbina MO (City of) | 100 | Shelbina MO (City of) | 100
Shelbina Power #2 | 7406_G_G5 | 7406 | G | G5 |  | Combustion Turbine | IC Engine | S_D_AECI | Missouri | 29 | Shelby | 205 | 29205 | 1.6 | 10745 | 1992 | 9999 |  |  | N | Distillate Fuel Oil | [12 empty] | 2.3 | 0.52105 | 0.52105 | 0.52105 | 0.52105 | [11 empty] | Shelbina MO (City of) | 100 | Shelbina MO (City of) | 100
Shelbina Power #2 | 7406_G_G6 | 7406 | G | G6 |  | Combustion Turbine | IC Engine | S_D_AECI | Missouri | 29 | Shelby | 205 | 29205 | 1.8 | 10745 | 1999 | 9999 |  |  | N | Distillate Fuel Oil | [12 empty] | 2.3 | 1.6498 | 1.6498 | 1.6498 | 1.6498 | [11 empty] | Shelbina MO (City of) | 100 | Shelbina MO (City of) | 100
Payson | 7408_G_86-1 | 7408 | G | 86-1 |  | Combustion Turbine | IC Engine | WECC_UT | Utah | 49 | Utah | 49 | 49049 | 2.6 | 18000 | 1988 | 9999 |  |  | N | Natural Gas, Distillate Fuel Oil | [12 empty] | 0.85 | 1.061 | 1.061 | 1.061 | 1.061 | [11 empty] | Payson City Corp | 100 | Payson City Corp | 100
Payson | 7408_G_86-2 | 7408 | G | 86-2 |  | Combustion Turbine | IC Engine | WECC_UT | Utah | 49 | Utah | 49 | 49049 | 2.6 | 18000 | 1988 | 9999 |  |  | N | Natural Gas, Distillate Fuel Oil | [12 empty] | 0.85 | 1.061 | 1.061 | 1.061 | 1.061 | [11 empty] | Payson City Corp | 100 | Payson City Corp | 100
Payson | 7408_G_86-3 | 7408 | G | 86-3 |  | Combustion Turbine | IC Engine | WECC_UT | Utah | 49 | Utah | 49 | 49049 | 2 | 18000 | 1995 | 9999 |  |  | N | Natural Gas, Distillate Fuel Oil | [12 empty] | 0.85 | 1.061 | 1.061 | 1.061 | 1.061 | [11 empty] | Payson City Corp | 100 | Payson City Corp | 100
Payson | 7408_G_86-4 | 7408 | G | 86-4 |  | Combustion Turbine | IC Engine | WECC_UT | Utah | 49 | Utah | 49 | 49049 | 2 | 18000 | 1995 | 9999 |  |  | N | Natural Gas, Distillate Fuel Oil | [12 empty] | 0.85 | 1.061 | 1.061 | 1.061 | 1.061 | [11 empty] | Payson City Corp | 100 | Payson City Corp | 100
Short Mountain | 7413_G_1 | 7413 | G | 1 |  | Landfill Gas |  | WECC_PNW | Oregon | 41 | Lane | 39 | 41039 | 0.8 | 13837 | 1992 | 9999 |  |  | N | Landfill Gas | [13 empty] | 0.22117 | 0.22117 | 0.22117 | 0.22117 | [11 empty] | Emerald Peoples Utility District | 100 | Emerald Peoples Utility District | 100
Short Mountain | 7413_G_2 | 7413 | G | 2 |  | Landfill Gas |  | WECC_PNW | Oregon | 41 | Lane | 39 | 41039 | 0.8 | 13839 | 1992 | 9999 |  |  | N | Landfill Gas | [13 empty] | 0.22117 | 0.22117 | 0.22117 | 0.22117 | [11 empty] | Emerald Peoples Utility District | 100 | Emerald Peoples Utility District | 100
Short Mountain | 7413_G_3 | 7413 | G | 3 |  | Landfill Gas |  | WECC_PNW | Oregon | 41 | Lane | 39 | 41039 | 0.8 | 13839 | 1993 | 9999 |  |  | N | Landfill Gas | [13 empty] | 0.22117 | 0.22117 | 0.22117 | 0.22117 | [11 empty] | Emerald Peoples Utility District | 100 | Emerald Peoples Utility District | 100
Short Mountain | 7413_G_4 | 7413 | G | 4 |  | Landfill Gas |  | WECC_PNW | Oregon | 41 | Lane | 39 | 41039 | 0.8 | 13839 | 1993 | 9999 |  |  | N | Landfill Gas | [13 empty] | 0.22117 | 0.22117 | 0.22117 | 0.22117 | [11 empty] | Emerald Peoples Utility District | 100 | Emerald Peoples Utility District | 100
Lakefield Utilities | 7415_G_5 | 7415 | G | 5 |  | Combustion Turbine | IC Engine | MIS_MNWI | Minnesota | 27 | Jackson | 63 | 27063 | 1 | 11219 | 1985 | 9999 |  |  | N | Distillate Fuel Oil | [13 empty] | 1.6498 | 1.6498 | 1.6498 | 1.6498 | [11 empty] | Lakefield MN (City of) | 100 | Lakefield MN (City of) | 100
Lakefield Utilities | 7415_G_6 | 7415 | G | 6 |  | Combustion Turbine | IC Engine | MIS_MNWI | Minnesota | 27 | Jackson | 63 | 27063 | 2 | 11200 | 2003 | 9999 |  |  | N | Distillate Fuel Oil | [13 empty] | 1.6498 | 1.6498 | 1.6498 | 1.6498 | [11 empty] | Lakefield MN (City of) | 100 | Lakefield MN (City of) | 100
Interstate | 7425_G_1 | 7425 | G | 1 | 3116 | Combustion Turbine |  | MIS_IL | Illinois | 17 | Sangamon | 167 | 17167 | 112 | 12948 | 1997 | 2045 |  |  | N | Natural Gas, Distillate Fuel Oil |  |  |  | H2O | [8 empty] | 1 | 0.12418 | 0.12418 | 0.12418 | 0.12418 | [11 empty] | Springfield Water Light & Power Dept | 100 | Springfield Water Light & Power Dept | 100
Cowlitz Falls | 7427_G_U#1 | 7427 | G | U#1 |  | Hydro |  | WECC_PNW | Washington | 53 | Lewis | 41 | 53041 | 35 | 0 | 1994 | 9999 |  |  | N | Hydro | [13 empty] | 0 | 0 | 0 | 0 | [11 empty] | PUD No 1 of Lewis County | 100 | PUD No 1 of Lewis County | 100
Cowlitz Falls | 7427_G_U#2 | 7427 | G | U#2 |  | Hydro |  | WECC_PNW | Washington | 53 | Lewis | 41 | 53041 | 35 | 0 | 1994 | 9999 |  |  | N | Hydro | [13 empty] | 0 | 0 | 0 | 0 | [11 empty] | PUD No 1 of Lewis County | 100 | PUD No 1 of Lewis County | 100
Edenton Generators | 7429_G_2 | 7429 | G | 2 |  | Combustion Turbine | IC Engine | PJM_Dom | North Carolina | 37 | Chowan | 41 | 37041 | 1.2 | 14199 | 1988 | 9999 |  |  | N | Distillate Fuel Oil | [12 empty] | 2.3 | 1.6498 | 1.6498 | 1.6498 | 1.6498 | [11 empty] | Edenton NC (Town of) | 100 | Edenton NC (Town of) | 100
Edenton Generators | 7429_G_3 | 7429 | G | 3 |  | Combustion Turbine | IC Engine | PJM_Dom | North Carolina | 37 | Chowan | 41 | 37041 | 1.2 | 18028 | 2014 | 9999 |  |  | N | Distillate Fuel Oil | [13 empty] | 1.6498 | 1.6498 | 1.6498 | 1.6498 | [11 empty] | Edenton NC (Town of) | 100 | Edenton NC (Town of) | 100
Dalles Dam North Fishway Project | 7431_G_1 | 7431 | G | 1 |  | Hydro |  | WECC_PNW | Oregon | 41 | Wasco | 65 | 41065 | 5 | 0 | 1991 | 9999 |  |  | N | Hydro | [13 empty] | 0 | 0 | 0 | 0 | [11 empty] | Northern Wasco County PUD | 100 | Northern Wasco County PUD | 100
Oxford (KS) | 7432_G_1A | 7432 | G | 1A |  | Combustion Turbine | IC Engine | SPP_N | Kansas | 20 | Sumner | 191 | 20191 | 1.6 | 12283 | 1999 | 9999 |  |  | N | Distillate Fuel Oil | [12 empty] | 3 | 1.6498 | 1.6498 | 1.6498 | 1.6498 | [11 empty] | Oxford KS (City of) | 100 | Oxford KS (City of) | 100
Oxford (KS) | 7432_G_2A | 7432 | G | 2A |  | Combustion Turbine | IC Engine | SPP_N | Kansas | 20 | Sumner | 191 | 20191 | 1.6 | 12283 | 1999 | 9999 |  |  | N | Distillate Fuel Oil | [12 empty] | 3 | 1.6498 | 1.6498 | 1.6498 | 1.6498 | [11 empty] | Oxford KS (City of) | 100 | Oxford KS (City of) | 100
Oxford (KS) | 7432_G_3A | 7432 | G | 3A |  | Combustion Turbine | IC Engine | SPP_N | Kansas | 20 | Sumner | 191 | 20191 | 1.6 | 12283 | 2007 | 9999 |  |  | N | Distillate Fuel Oil | [12 empty] | 3 | 1.6498 | 1.6498 | 1.6498 | 1.6498 | [11 empty] | Oxford KS (City of) | 100 | Oxford KS (City of) | 100
Church Street Plant | 7438_G_C3A | 7438 | G | C3A |  | Combustion Turbine | IC Engine | PJM_Dom | Virginia | 51 | Prince William | 153 | 51153 | 1 | 12885 | 1996 | 9999 |  |  | N | Distillate Fuel Oil | [12 empty] | 1.06 | 0.07042 | 0.07042 | 0.07042 | 0.07042 | [11 empty] | Manassas VA (City of) | 100 | Manassas VA (City of) | 100
Church Street Plant | 7438_G_C5 | 7438 | G | C5 |  | Combustion Turbine | IC Engine | PJM_Dom | Virginia | 51 | Prince William | 153 | 51153 | 1.5 | 13009 | 1987 | 9999 |  |  | N | Distillate Fuel Oil | [12 empty] | 1.06 | 0.07042 | 0.07042 | 0.07042 | 0.07042 | [11 empty] | Manassas VA (City of) | 100 | Manassas VA (City of) | 100
Church Street Plant | 7438_G_C6 | 7438 | G | C6 |  | Combustion Turbine | IC Engine | PJM_Dom | Virginia | 51 | Prince William | 153 | 51153 | 1.5 | 12974 | 1987 | 9999 |  |  | N | Distillate Fuel Oil | [12 empty] | 1.06 | 0.07042 | 0.07042 | 0.07042 | 0.07042 | [11 empty] | Manassas VA (City of) | 100 | Manassas VA (City of) | 100
Godwin Drive Plant | 7439_G_C10 | 7439 | G | C10 |  | Combustion Turbine | IC Engine | PJM_Dom | Virginia | 51 | Prince William | 153 | 51153 | 1.5 | 10745 | 1992 | 9999 |  |  | N | Distillate Fuel Oil | [12 empty] | 1.06 | 1.6498 | 1.6498 | 1.6498 | 1.6498 | [11 empty] | Manassas VA (City of) | 100 | Manassas VA (City of) | 100
Godwin Drive Plant | 7439_G_C7 | 7439 | G | C7 |  | Combustion Turbine | IC Engine | PJM_Dom | Virginia | 51 | Prince William | 153 | 51153 | 1.5 | 10745 | 1990 | 9999 |  |  | N | Distillate Fuel Oil | [12 empty] | 1.06 | 1.6498 | 1.6498 | 1.6498 | 1.6498 | [11 empty] | Manassas VA (City of) | 100 | Manassas VA (City of) | 100
Godwin Drive Plant | 7439_G_C8 | 7439 | G | C8 |  | Combustion Turbine | IC Engine | PJM_Dom | Virginia | 51 | Prince William | 153 | 51153 | 1.5 | 10745 | 1990 | 9999 |  |  | N | Distillate Fuel Oil | [12 empty] | 1.06 | 1.6498 | 1.6498 | 1.6498 | 1.6498 | [11 empty] | Manassas VA (City of) | 100 | Manassas VA (City of) | 100
Godwin Drive Plant | 7439_G_C9 | 7439 | G | C9 |  | Combustion Turbine | IC Engine | PJM_Dom | Virginia | 51 | Prince William | 153 | 51153 | 1.5 | 10745 | 1992 | 9999 |  |  | N | Distillate Fuel Oil | [12 empty] | 1.06 | 1.6498 | 1.6498 | 1.6498 | 1.6498 | [11 empty] | Manassas VA (City of) | 100 | Manassas VA (City of) | 100
VMEA 1 Credit Gen | 7440_G_V10 | 7440 | G | V10 |  | Combustion Turbine | IC Engine | PJM_Dom | Virginia | 51 | Prince William | 153 | 51153 | 1.5 | 10745 | 1990 | 9999 |  |  | N | Distillate Fuel Oil | [12 empty] | 1.06 | 1.6498 | 1.6498 | 1.6498 | 1.6498 | [11 empty] | Harrisonburg VA (City of) | 48.58 | Harrisonburg VA (City of) | 48.58
VMEA 1 Credit Gen | 7440_G_V3 | 7440 | G | V3 |  | Combustion Turbine | IC Engine | PJM_Dom | Virginia | 51 | Prince William | 153 | 51153 | 1.5 | 10745 | 1990 | 9999 |  |  | N | Distillate Fuel Oil | [12 empty] | 1.06 | 1.6498 | 1.6498 | 1.6498 | 1.6498 | [11 empty] | Harrisonburg VA (City of) | 48.58 | Harrisonburg VA (City of) | 48.58
VMEA 1 Credit Gen | 7440_G_V4 | 7440 | G | V4 |  | Combustion Turbine | IC Engine | PJM_Dom | Virginia | 51 | Prince William | 153 | 51153 | 1.5 | 10745 | 1990 | 9999 |  |  | N | Distillate Fuel Oil | [12 empty] | 1.06 | 1.6498 | 1.6498 | 1.6498 | 1.6498 | [11 empty] | Harrisonburg VA (City of) | 48.58 | Harrisonburg VA (City of) | 48.58
VMEA 1 Credit Gen | 7440_G_V5 | 7440 | G | V5 |  | Combustion Turbine | IC Engine | PJM_Dom | Virginia | 51 | Prince William | 153 | 51153 | 1.5 | 10745 | 1990 | 9999 |  |  | N | Distillate Fuel Oil | [12 empty] | 1.06 | 1.6498 | 1.6498 | 1.6498 | 1.6498 | [11 empty] | Harrisonburg VA (City of) | 48.58 | Harrisonburg VA (City of) | 48.58
VMEA 1 Credit Gen | 7440_G_V6 | 7440 | G | V6 |  | Combustion Turbine | IC Engine | PJM_Dom | Virginia | 51 | Prince William | 153 | 51153 | 1.5 | 10745 | 1990 | 9999 |  |  | N | Distillate Fuel Oil | [12 empty] | 1.06 | 1.6498 | 1.6498 | 1.6498 | 1.6498 | [11 empty] | Harrisonburg VA (City of) | 48.58 | Harrisonburg VA (City of) | 48.58
VMEA 1 Credit Gen | 7440_G_V7 | 7440 | G | V7 |  | Combustion Turbine | IC Engine | PJM_Dom | Virginia | 51 | Prince William | 153 | 51153 | 1.5 | 10745 | 1990 | 9999 |  |  | N | Distillate Fuel Oil | [12 empty] | 1.06 | 1.6498 | 1.6498 | 1.6498 | 1.6498 | [11 empty] | Harrisonburg VA (City of) | 48.58 | Harrisonburg VA (City of) | 48.58
VMEA 1 Credit Gen | 7440_G_V8 | 7440 | G | V8 |  | Combustion Turbine | IC Engine | PJM_Dom | Virginia | 51 | Prince William | 153 | 51153 | 1.5 | 10745 | 1990 | 9999 |  |  | N | Distillate Fuel Oil | [12 empty] | 1.06 | 1.6498 | 1.6498 | 1.6498 | 1.6498 | [11 empty] | Harrisonburg VA (City of) | 48.58 | Harrisonburg VA (City of) | 48.58
VMEA 1 Credit Gen | 7440_G_V9-1 | 7440 | G | V9-1 |  | Combustion Turbine | IC Engine | PJM_Dom | Virginia | 51 | Prince William | 153 | 51153 | 1.8 | 10745 | 2009 | 9999 |  |  | N | Distillate Fuel Oil | [13 empty] | 1.6498 | 1.6498 | 1.6498 | 1.6498 | [11 empty] | Harrisonburg VA (City of) | 48.58 | Harrisonburg VA (City of) | 48.58
VMEA Peaking Gen | 7441_G_V1 | 7441 | G | V1 |  | Combustion Turbine | IC Engine | PJM_Dom | Virginia | 51 | Prince William | 153 | 51153 | 1.5 | 10745 | 1992 | 9999 |  |  | N | Distillate Fuel Oil | [12 empty] | 1.06 | 1.6498 | 1.6498 | 1.6498 | 1.6498 | [11 empty] | Harrisonburg VA (City of) | 47.35 | Harrisonburg VA (City of) | 47.35
VMEA Peaking Gen | 7441_G_V11 | 7441 | G | V11 |  | Combustion Turbine | IC Engine | PJM_Dom | Virginia | 51 | Prince William | 153 | 51153 | 1.5 | 10745 | 1993 | 9999 |  |  | N | Distillate Fuel Oil | [12 empty] | 1.06 | 1.6498 | 1.6498 | 1.6498 | 1.6498 | [11 empty] | Harrisonburg VA (City of) | 47.35 | Harrisonburg VA (City of) | 47.35
VMEA Peaking Gen | 7441_G_V12 | 7441 | G | V12 |  | Combustion Turbine | IC Engine | PJM_Dom | Virginia | 51 | Prince William | 153 | 51153 | 1.5 | 10745 | 1993 | 9999 |  |  | N | Distillate Fuel Oil | [12 empty] | 1.06 | 1.6498 | 1.6498 | 1.6498 | 1.6498 | [11 empty] | Harrisonburg VA (City of) | 47.35 | Harrisonburg VA (City of) | 47.35
VMEA Peaking Gen | 7441_G_V2 | 7441 | G | V2 |  | Combustion Turbine | IC Engine | PJM_Dom | Virginia | 51 | Prince William | 153 | 51153 | 1.5 | 10745 | 1992 | 9999 |  |  | N | Distillate Fuel Oil | [12 empty] | 1.06 | 1.6498 | 1.6498 | 1.6498 | 1.6498 | [11 empty] | Harrisonburg VA (City of) | 47.35 | Harrisonburg VA (City of) | 47.35
Pratt 2 | 7447_G_IC2 | 7447 | G | IC2 |  | Combustion Turbine | IC Engine | SPP_N | Kansas | 20 | Pratt | 151 | 20151 | 7.6 | 16609 | 1994 | 9999 |  |  | N | Natural Gas, Distillate Fuel Oil | [13 empty] | 2.4814 | 2.4814 | 2.4814 | 2.4814 | [11 empty] | Pratt KS (City of) | 100 | Pratt KS (City of) | 100
Pratt 2 | 7447_G_IC3 | 7447 | G | IC3 |  | Combustion Turbine | IC Engine | SPP_N | Kansas | 20 | Pratt | 151 | 20151 | 7.6 | 16624 | 2004 | 9999 |  |  | N | Natural Gas, Distillate Fuel Oil | [13 empty] | 1.061 | 1.061 | 1.061 | 1.061 | [11 empty] | Pratt KS (City of) | 100 | Pratt KS (City of) | 100
Combustion Turbine Project No 2 | 7449_G_NA1 | 7449 | G | NA1 | 3117 | Combustion Turbine |  | WEC_CALN | California | 6 | San Joaquin | 77 | 06077 | 49.3 | 10745 | 1996 | 9999 |  |  | N | Natural Gas |  |  |  |  | SCR | [7 empty] | 0.74 | 0.02041 | 0.02041 | 0.02041 | 0.02041 | [11 empty] | Northern California Power Agency | 100 | Northern California Power Agency | 100
Etiwanda | 745_G_1 | 745 | G | 1 |  | Hydro |  | WECC_SCE | California | 6 | San Bernardino | 71 | 06071 | 23.9 | 0 | 1994 | 9999 |  |  | N | Hydro | [13 empty] | 0 | 0 | 0 | 0 | [11 empty] | Metropolitan Water District | 100 | Metropolitan Water District | 100
Alameda | 7450_G_1 | 7450 | G | 1 |  | Combustion Turbine |  | WEC_CALN | California | 6 | Alameda | 1 | 06001 | 21.8 | 15634 | 1986 | 9999 |  |  | N | Natural Gas, Distillate Fuel Oil | [12 empty] | 0.74 | 0.013 | 0.013 | 0.013 | 0.013 | [11 empty] | Northern California Power Agency | 100 | Northern California Power Agency | 100
Alameda | 7450_G_2 | 7450 | G | 2 |  | Combustion Turbine |  | WEC_CALN | California | 6 | Alameda | 1 | 06001 | 21.8 | 15636 | 1986 | 9999 |  |  | N | Natural Gas, Distillate Fuel Oil | [12 empty] | 0.74 | 0.013 | 0.013 | 0.013 | 0.013 | [11 empty] | Northern California Power Agency | 100 | Northern California Power Agency | 100
Lodi | 7451_G_1 | 7451 | G | 1 |  | Combustion Turbine |  | WEC_CALN | California | 6 | San Joaquin | 77 | 06077 | 23.3 | 16304 | 1986 | 9999 |  |  | N | Natural Gas, Distillate Fuel Oil | [12 empty] | 0.74 | 0.00671 | 0.00671 | 0.00671 | 0.00671 | [11 empty] | Northern California Power Agency | 100 | Northern California Power Agency | 100
Roseville | 7452_G_1 | 7452 | G | 1 |  | Combustion Turbine |  | WEC_CALN | California | 6 | Placer | 61 | 06061 | 21.2 | 15844 | 1986 | 9999 |  |  | N | Natural Gas | [12 empty] | 0.74 | 0.05581 | 0.05581 | 0.05581 | 0.05581 | [11 empty] | Roseville Electric | 100 | Roseville Electric | 100
Roseville | 7452_G_2 | 7452 | G | 2 |  | Combustion Turbine |  | WEC_CALN | California | 6 | Placer | 61 | 06061 | 21.2 | 15852 | 1986 | 9999 |  |  | N | Natural Gas | [12 empty] | 0.74 | 0.15011 | 0.15011 | 0.15011 | 0.15011 | [11 empty] | Roseville Electric | 100 | Roseville Electric | 100
Rathdrum | 7456_G_1 | 7456 | G | 1 | 3118 | Combustion Turbine |  | WECC_PNW | Idaho | 16 | Kootenai | 55 | 16055 | 66 | 12093 | 1994 | 9999 |  |  | N | Natural Gas |  |  |  | DLNB | [8 empty] | 1.75 | 0.03726 | 0.03726 | 0.03726 | 0.03726 | [11 empty] | Avista Corp | 100 | Avista Corp | 100
Rathdrum | 7456_G_2 | 7456 | G | 2 | 3119 | Combustion Turbine |  | WECC_PNW | Idaho | 16 | Kootenai | 55 | 16055 | 66 | 12093 | 1994 | 9999 |  |  | N | Natural Gas |  |  |  | DLNB | [8 empty] | 1.75 | 0.03643 | 0.03643 | 0.03643 | 0.03643 | [11 empty] | Avista Corp | 100 | Avista Corp | 100
Basalt | 7458_G_1 | 7458 | G | 1 |  | Hydro |  | WECC_CO | Colorado | 8 | Eagle | 37 | 08037 | 4.5 | 0 | 1985 | 9999 |  |  | N | Hydro | [13 empty] | 0 | 0 | 0 | 0 | [11 empty] | Aspen CO (City of) | 100 | Aspen CO (City of) | 100
Madison Utilities | 7469_G_FM1 | 7469 | G | FM1 |  | Combustion Turbine | IC Engine | SPP_NEBR | Nebraska | 31 | Madison | 119 | 31119 | 1.7 | 17700 | 1959 | 9999 |  |  | N | Natural Gas, Distillate Fuel Oil | [12 empty] | 2.5 | 1.6498 | 1.6498 | 1.6498 | 1.6498 | [11 empty] | Madison NE (City of) | 100 | Madison NE (City of) | 100
Madison Utilities | 7469_G_FM2 | 7469 | G | FM2 |  | Combustion Turbine | IC Engine | SPP_NEBR | Nebraska | 31 | Madison | 119 | 31119 | 1 | 18541 | 1959 | 9999 |  |  | N | Natural Gas, Distillate Fuel Oil | [12 empty] | 2.5 | 1.6498 | 1.6498 | 1.6498 | 1.6498 | [11 empty] | Madison NE (City of) | 100 | Madison NE (City of) | 100
Madison Utilities | 7469_G_FM3 | 7469 | G | FM3 |  | Combustion Turbine | IC Engine | SPP_NEBR | Nebraska | 31 | Madison | 119 | 31119 | 0.9 | 17875 | 1953 | 9999 |  |  | N | Natural Gas, Distillate Fuel Oil | [12 empty] | 2.5 | 1.6498 | 1.6498 | 1.6498 | 1.6498 | [11 empty] | Madison NE (City of) | 100 | Madison NE (City of) | 100
Madison Utilities | 7469_G_FM5 | 7469 | G | FM5 |  | Combustion Turbine | IC Engine | SPP_NEBR | Nebraska | 31 | Madison | 119 | 31119 | 1 | 18541 | 2006 | 9999 |  |  | N | Natural Gas, Distillate Fuel Oil | [13 empty] | 1.6498 | 1.6498 | 1.6498 | 1.6498 | [11 empty] | Madison NE (City of) | 100 | Madison NE (City of) | 100
Marceline | 7470_G_1 | 7470 | G | 1 |  | Combustion Turbine | IC Engine | MIS_MO | Missouri | 29 | Linn | 115 | 29115 | 1 | 12937 | 1989 | 9999 |  |  | N | Distillate Fuel Oil | [12 empty] | 2.3 | 1.6498 | 1.6498 | 1.6498 | 1.6498 | [11 empty] | Marceline MO (City of) | 100 | Marceline MO (City of) | 100
Marceline | 7470_G_2 | 7470 | G | 2 |  | Combustion Turbine | IC Engine | MIS_MO | Missouri | 29 | Linn | 115 | 29115 | 3 | 12207 | 2002 | 9999 |  |  | N | Distillate Fuel Oil | [12 empty] | 2.3 | 1.6498 | 1.6498 | 1.6498 | 1.6498 | [11 empty] | Marceline MO (City of) | 100 | Marceline MO (City of) | 100
Marceline | 7470_G_5 | 7470 | G | 5 |  | Combustion Turbine | IC Engine | MIS_MO | Missouri | 29 | Linn | 115 | 29115 | 2 | 12275 | 2004 | 9999 |  |  | N | Distillate Fuel Oil | [12 empty] | 2.3 | 1.6498 | 1.6498 | 1.6498 | 1.6498 | [11 empty] | Marceline MO (City of) | 100 | Marceline MO (City of) | 100
Marceline | 7470_G_6 | 7470 | G | 6 |  | Combustion Turbine | IC Engine | MIS_MO | Missouri | 29 | Linn | 115 | 29115 | 2 | 12275 | 2004 | 9999 |  |  | N | Distillate Fuel Oil | [12 empty] | 2.3 | 1.6498 | 1.6498 | 1.6498 | 1.6498 | [11 empty] | Marceline MO (City of) | 100 | Marceline MO (City of) | 100
Upper Sterling | 7474_G_1 | 7474 | G | 1 |  | Hydro |  | PJM_COMD | Illinois | 17 | Whiteside | 195 | 17195 | 1 | 0 | 1988 | 9999 |  |  | N | Hydro | [13 empty] | 0 | 0 | 0 | 0 | [11 empty] | Rock Falls Electrical Dept | 100 | Rock Falls Electrical Dept | 100
Upper Sterling | 7474_G_2 | 7474 | G | 2 |  | Hydro |  | PJM_COMD | Illinois | 17 | Whiteside | 195 | 17195 | 1 | 0 | 1988 | 9999 |  |  | N | Hydro | [13 empty] | 0 | 0 | 0 | 0 | [11 empty] | Rock Falls Electrical Dept | 100 | Rock Falls Electrical Dept | 100
North Road Peak | 7479_G_EAST | 7479 | G | EAST |  | Combustion Turbine | IC Engine | S_VACA | South Carolina | 45 | Orangeburg | 75 | 45075 | 6.5 | 12283 | 1987 | 9999 |  |  | N | Distillate Fuel Oil | [12 empty] | 3.5 | 1.6498 | 1.6498 | 1.6498 | 1.6498 | [11 empty] | Orangeburg SC (City of) | 100 | Orangeburg SC (City of) | 100
North Road Peak | 7479_G_WEST | 7479 | G | WEST |  | Combustion Turbine | IC Engine | S_VACA | South Carolina | 45 | Orangeburg | 75 | 45075 | 6.5 | 12283 | 1987 | 9999 |  |  | N | Distillate Fuel Oil | [12 empty] | 3.5 | 1.6498 | 1.6498 | 1.6498 | 1.6498 | [11 empty] | Orangeburg SC (City of) | 100 | Orangeburg SC (City of) | 100
Rowesville Rd Plant | 7480_G_GEN3 | 7480 | G | GEN3 |  | Combustion Turbine |  | S_VACA | South Carolina | 45 | Orangeburg | 75 | 45075 | 4.2 | 25000 | 1994 | 9999 |  |  | N | Natural Gas | [12 empty] | 3.5 | 0.23894 | 0.23894 | 0.23894 | 0.23894 | [11 empty] | Orangeburg SC (City of) | 100 | Orangeburg SC (City of) | 100
Rowesville Rd Plant | 7480_G_GEN4 | 7480 | G | GEN4 |  | Combustion Turbine |  | S_VACA | South Carolina | 45 | Orangeburg | 75 | 45075 | 4.2 | 25000 | 1994 | 9999 |  |  | N | Natural Gas | [12 empty] | 3.5 | 0.23894 | 0.23894 | 0.23894 | 0.23894 | [11 empty] | Orangeburg SC (City of) | 100 | Orangeburg SC (City of) | 100
City Light & Water | 7481_G_1 | 7481 | G | 1 |  | Combustion Turbine | IC Engine | SPP_NEBR | Nebraska | 31 | Webster | 181 | 31181 | 0.9 | 16167 | 1987 | 9999 |  |  | N | Distillate Fuel Oil | [12 empty] | 2.5 | 0.27886 | 0.27886 | 0.27886 | 0.27886 | [11 empty] | Blue Hill NE (City of) | 100 | Blue Hill NE (City of) | 100
City Light & Water | 7481_G_2 | 7481 | G | 2 |  | Combustion Turbine | IC Engine | SPP_NEBR | Nebraska | 31 | Webster | 181 | 31181 | 0.4 | 16553 | 1987 | 9999 |  |  | N | Distillate Fuel Oil | [12 empty] | 2.5 | 1.6498 | 1.6498 | 1.6498 | 1.6498 | [11 empty] | Blue Hill NE (City of) | 100 | Blue Hill NE (City of) | 100
Lake Mendocino | 7489_G_G1 | 7489 | G | G1 |  | Hydro |  | WEC_CALN | California | 6 | Mendocino | 45 | 06045 | 1 | 0 | 1987 | 9999 |  |  | N | Hydro | [13 empty] | 0 | 0 | 0 | 0 | [11 empty] | Ukiah CA (City of) | 100 | Ukiah CA (City of) | 100
Lake Mendocino | 7489_G_G2 | 7489 | G | G2 |  | Hydro |  | WEC_CALN | California | 6 | Mendocino | 45 | 06045 | 2.5 | 0 | 1987 | 9999 |  |  | N | Hydro | [13 empty] | 0 | 0 | 0 | 0 | [11 empty] | Ukiah CA (City of) | 100 | Ukiah CA (City of) | 100
Croswell | 7497_G_1 | 7497 | G | 1 |  | Combustion Turbine | IC Engine | MIS_LMI | Michigan | 26 | Sanilac | 151 | 26151 | 0.6 | 12283 | 1982 | 9999 |  |  | N | Distillate Fuel Oil | [12 empty] | 1.67 | 1.6498 | 1.6498 | 1.6498 | 1.6498 | [11 empty] | Croswell MI (City of) | 100 | Croswell MI (City of) | 100
Croswell | 7497_G_2 | 7497 | G | 2 |  | Combustion Turbine | IC Engine | MIS_LMI | Michigan | 26 | Sanilac | 151 | 26151 | 0.7 | 12283 | 1984 | 9999 |  |  | N | Distillate Fuel Oil | [12 empty] | 1.67 | 1.6498 | 1.6498 | 1.6498 | 1.6498 | [11 empty] | Croswell MI (City of) | 100 | Croswell MI (City of) | 100
Croswell | 7497_G_3 | 7497 | G | 3 |  | Combustion Turbine | IC Engine | MIS_LMI | Michigan | 26 | Sanilac | 151 | 26151 | 1.2 | 12283 | 1988 | 9999 |  |  | N | Distillate Fuel Oil | [12 empty] | 1.67 | 1.6498 | 1.6498 | 1.6498 | 1.6498 | [11 empty] | Croswell MI (City of) | 100 | Croswell MI (City of) | 100
Croswell | 7497_G_4 | 7497 | G | 4 |  | Combustion Turbine | IC Engine | MIS_LMI | Michigan | 26 | Sanilac | 151 | 26151 | 1.3 | 12283 | 1990 | 9999 |  |  | N | Distillate Fuel Oil | [12 empty] | 1.67 | 1.6498 | 1.6498 | 1.6498 | 1.6498 | [11 empty] | Croswell MI (City of) | 100 | Croswell MI (City of) | 100
Croswell | 7497_G_5 | 7497 | G | 5 |  | Combustion Turbine | IC Engine | MIS_LMI | Michigan | 26 | Sanilac | 151 | 26151 | 1.3 | 12283 | 1996 | 9999 |  |  | N | Distillate Fuel Oil | [12 empty] | 1.67 | 1.6498 | 1.6498 | 1.6498 | 1.6498 | [11 empty] | Croswell MI (City of) | 100 | Croswell MI (City of) | 100
Princeton Wind Farm | 7501_G_2 | 7501 | G | 2 |  | Onshore Wind |  | NENGREST | Massachusetts | 25 | Worcester | 27 | 25027 | 3 | 0 | 2010 | 9999 |  |  | N | Wind | [13 empty] | 0 | 0 | 0 | 0 | [11 empty] | Princeton Municipal Light Dept | 100 | Princeton Municipal Light Dept | 100
Neil Simpson II | 7504_G_GT1 | 7504 | G | GT1 | 3121 | Combustion Turbine |  | WECC_WY | Wyoming | 56 | Campbell | 5 | 56005 | 34 | 11676 | 2000 | 9999 |  |  | N | Natural Gas |  |  |  | DLNB | [8 empty] | 0.8 | 0.06332 | 0.06332 | 0.06332 | 0.06332 | [11 empty] | Black Hills Power Inc | 100 | Black Hills Corp | 100
Fergus Control Ctr | 7505_G_1 | 7505 | G | 1 |  | Combustion Turbine | IC Engine | MIS_MAPP | Minnesota | 27 | Otter Tail | 111 | 27111 | 2 | 10745 | 1995 | 9999 |  |  | N | Distillate Fuel Oil | [13 empty] | 1.6498 | 1.6498 | 1.6498 | 1.6498 | [11 empty] | Otter Tail Power Co | 100 | Otter Tail Corp | 100
Deadwood Creek | 7507_G_1 | 7507 | G | 1 |  | Hydro |  | WEC_CALN | California | 6 | Yuba | 115 | 06115 | 1.9 | 0 | 1993 | 9999 |  |  | N | Hydro | [13 empty] | 0 | 0 | 0 | 0 | [11 empty] | Yuba County Water Agency | 100 | Yuba County Water Agency | 100
Stone Creek | 7508_G_1 | 7508 | G | 1 |  | Hydro |  | WECC_PNW | Oregon | 41 | Clackamas | 5 | 41005 | 7 | 0 | 1994 | 9999 |  |  | N | Hydro | [13 empty] | 0 | 0 | 0 | 0 | [11 empty] | Eugene Water & Electric Board | 100 | Eugene Water & Electric Board | 100
Moccasin Low Head Hydro Project | 751_G_1 | 751 | G | 1 |  | Hydro |  | WEC_CALN | California | 6 | Tuolumne | 109 | 06109 | 2.9 | 0 | 1987 | 9999 |  |  | N | Hydro | [13 empty] | 0 | 0 | 0 | 0 | [11 empty] | City & County of San Francisco | 100 | City & County of San Francisco | 100
McNary Dam Fish Attraction Project | 7511_G_1 | 7511 | G | 1 |  | Hydro |  | WECC_PNW | Washington | 53 | Benton | 5 | 53005 | 9 | 0 | 1997 | 9999 |  |  | N | Hydro | [13 empty] | 0 | 0 | 0 | 0 | [11 empty] | Northern Wasco County PUD | 50 | Northern Wasco County PUD | 50
Arthur Von Rosenberg | 7512_G_1 | 7512 | G | 1 | 2484 | Combined Cycle |  | ERC_REST | Texas | 48 | Bexar | 29 | 48029 | 157 | 7162 | 2000 | 9999 |  |  | N | Natural Gas |  |  |  | DLNB | SCR | [7 empty] | 0.5 | 0.02358 | 0.02358 | 0.02358 | 0.02358 | [11 empty] | CPS Energy | 100 | CPS Energy | 100
Arthur Von Rosenberg | 7512_G_2 | 7512 | G | 2 | 2485 | Combined Cycle |  | ERC_REST | Texas | 48 | Bexar | 29 | 48029 | 157 | 7162 | 2000 | 9999 |  |  | N | Natural Gas |  |  |  | DLNB | SCR | [7 empty] | 0.5 | 0.02358 | 0.02358 | 0.02358 | 0.02358 | [11 empty] | CPS Energy | 100 | CPS Energy | 100
Arthur Von Rosenberg | 7512_G_3 | 7512 | G | 3 | 2484 | Combined Cycle |  | ERC_REST | Texas | 48 | Bexar | 29 | 48029 | 164 | 7162 | 2000 | 9999 |  |  | N | Natural Gas |  |  |  | DLNB | SCR | [7 empty] | 0.5 | 0.02358 | 0.02358 | 0.02358 | 0.02358 | [11 empty] | CPS Energy | 100 | CPS Energy | 100
McPherson 3 | 7515_G_NA1 | 7515 | G | NA1 | 3124 | Combustion Turbine |  | SPP_N | Kansas | 20 | McPherson | 113 | 20113 | 80 | 15841 | 1998 | 9999 |  |  | N | Natural Gas, Distillate Fuel Oil |  |  |  | H2O | [8 empty] | 3 | 0.18316 | 0.18316 | 0.18316 | 0.18316 | [11 empty] | McPherson Board of Public Utilities | 100 | McPherson Board of Public Utilities | 100
Lake Blackshear Project | 752_G_1 | 752 | G | 1 |  | Hydro |  | S_SOU | Georgia | 13 | Worth | 321 | 13321 | 2.4 | 0 | 1930 | 9999 |  |  | N | Hydro | [13 empty] | 0 | 0 | 0 | 0 | [11 empty] | Crisp County Power Commission | 100 | Crisp County Power Commission | 100
Lake Blackshear Project | 752_G_2 | 752 | G | 2 |  | Hydro |  | S_SOU | Georgia | 13 | Worth | 321 | 13321 | 4 | 0 | 1930 | 9999 |  |  | N | Hydro | [13 empty] | 0 | 0 | 0 | 0 | [11 empty] | Crisp County Power Commission | 100 | Crisp County Power Commission | 100
Lake Blackshear Project | 752_G_3 | 752 | G | 3 |  | Hydro |  | S_SOU | Georgia | 13 | Worth | 321 | 13321 | 4.8 | 0 | 1930 | 9999 |  |  | N | Hydro | [13 empty] | 0 | 0 | 0 | 0 | [11 empty] | Crisp County Power Commission | 100 | Crisp County Power Commission | 100
Lake Blackshear Project | 752_G_4 | 752 | G | 4 |  | Hydro |  | S_SOU | Georgia | 13 | Worth | 321 | 13321 | 4 | 0 | 1930 | 9999 |  |  | N | Hydro | [13 empty] | 0 | 0 | 0 | 0 | [11 empty] | Crisp County Power Commission | 100 | Crisp County Power Commission | 100
Solano Wind | 7526_G_1 | 7526 | G | 1 |  | Onshore Wind |  | WEC_CALN | California | 6 | Solano | 95 | 06095 | 13.1 | 0 | 1994 | 9999 |  |  | N | Wind | [13 empty] | 0 | 0 | 0 | 0 | [11 empty] | Sacramento Municipal Utility District | 100 | Sacramento Municipal Utility District | 100
Solano Wind | 7526_G_2 | 7526 | G | 2 |  | Onshore Wind |  | WEC_CALN | California | 6 | Solano | 95 | 06095 | 24 | 0 | 2006 | 9999 |  |  | N | Wind | [13 empty] | 0 | 0 | 0 | 0 | [11 empty] | Sacramento Municipal Utility District | 100 | Sacramento Municipal Utility District | 100
Solano Wind | 7526_G_2B | 7526 | G | 2B |  | Onshore Wind |  | WEC_CALN | California | 6 | Solano | 95 | 06095 | 63 | 0 | 2007 | 9999 |  |  | N | Wind | [13 empty] | 0 | 0 | 0 | 0 | [11 empty] | Sacramento Municipal Utility District | 100 | Sacramento Municipal Utility District | 100
Solano Wind | 7526_G_3 | 7526 | G | 3 |  | Onshore Wind |  | WEC_CALN | California | 6 | Solano | 95 | 06095 | 128 | 0 | 2012 | 9999 |  |  | N | Wind | [13 empty] | 0 | 0 | 0 | 0 | [11 empty] | Sacramento Municipal Utility District | 100 | Sacramento Municipal Utility District | 100
Carson Ice-Gen Project | 7527_G_1 | 7527 | G | 1 | 3125 | Combustion Turbine |  | WEC_BANC | California | 6 | Sacramento | 67 | 06067 | 41.2 | 8700 | 1995 | 9999 |  |  | Y | Natural Gas |  |  |  | H2O | SCR | [8 empty] | 0.00668 | 0.00668 | 0.00668 | 0.00668 | [11 empty] | Sacramento Municipal Utility District | 100 | Sacramento Municipal Utility District | 100
Carson Ice-Gen Project | 7527_G_2 | 7527 | G | 2 | 3126 | Combined Cycle |  | WEC_BANC | California | 6 | Sacramento | 67 | 06067 | 16.6 | 7952 | 1995 | 9999 |  |  | Y | Natural Gas |  |  |  | H2O | SCR | [8 empty] | 0.0089487 | 0.0089487 | 0.0089487 | 0.0089487 | [11 empty] | Central Valley Financing Authority | 100 | Central Valley Financing Authority | 100
Carson Ice-Gen Project | 7527_G_CCCT | 7527 | G | CCCT | 3125 | Combined Cycle |  | WEC_BANC | California | 6 | Sacramento | 67 | 06067 | 51.2 | 7952 | 1995 | 9999 |  |  | Y | Natural Gas |  |  |  | H2O | SCR | [7 empty] | 0.74 | 0.0089487 | 0.0089487 | 0.0089487 | 0.0089487 | [11 empty] | Sacramento Municipal Utility District | 100 | Sacramento Municipal Utility District | 100
Crisp Plant | 753_G_GT1 | 753 | G | GT1 |  | Combustion Turbine |  | S_SOU | Georgia | 13 | Worth | 321 | 13321 | 4 | 25000 | 1957 | 9999 |  |  | N | Natural Gas | [12 empty] | 1.03 | 0.00453 | 0.00453 | 0.00453 | 0.00453 | [11 empty] | Crisp County Power Commission | 100 | Crisp County Power Commission | 100
Wayne County | 7538_G_1 | 7538 | G | 1 | 1825 | Combustion Turbine |  | S_VACA | North Carolina | 37 | Wayne | 191 | 37191 | 177 | 11501 | 2000 | 9999 |  |  | N | Natural Gas, Distillate Fuel Oil |  |  |  | H2O | [8 empty] | 2.3 | 0.08198 | 0.08198 | 0.08198 | 0.08198 | [11 empty] | Duke Energy Progress | 100 | Duke Energy Corp | 100
Wayne County | 7538_G_2 | 7538 | G | 2 | 1826 | Combustion Turbine |  | S_VACA | North Carolina | 37 | Wayne | 191 | 37191 | 174 | 11501 | 2000 | 9999 |  |  | N | Natural Gas, Distillate Fuel Oil |  |  |  | H2O | [8 empty] | 2.3 | 0.1093 | 0.1093 | 0.1093 | 0.1093 | [11 empty] | Duke Energy Progress | 100 | Duke Energy Corp | 100
Wayne County | 7538_G_3 | 7538 | G | 3 | 1827 | Combustion Turbine |  | S_VACA | North Carolina | 37 | Wayne | 191 | 37191 | 173 | 11501 | 2000 | 9999 |  |  | N | Natural Gas, Distillate Fuel Oil |  |  |  | DLNB + H2O | [8 empty] | 2.3 | 0.04172 | 0.04172 | 0.04172 | 0.04172 | [11 empty] | Duke Energy Progress | 100 | Duke Energy Corp | 100
Wayne County | 7538_G_4 | 7538 | G | 4 | 1828 | Combustion Turbine |  | S_VACA | North Carolina | 37 | Wayne | 191 | 37191 | 170 | 11501 | 2000 | 9999 |  |  | N | Natural Gas, Distillate Fuel Oil |  |  |  | DLNB + H2O | [8 empty] | 2.3 | 0.04401 | 0.04401 | 0.04401 | 0.04401 | [11 empty] | Duke Energy Progress | 100 | Duke Energy Corp | 100
Wayne County | 7538_G_5 | 7538 | G | 5 | 89702 | Combustion Turbine |  | S_VACA | North Carolina | 37 | Wayne | 191 | 37191 | 163 | 11506 | 2009 | 9999 |  |  | N | Natural Gas, Distillate Fuel Oil |  |  |  | DLNB + H2O | [8 empty] | 2.3 | 0.02923 | 0.02923 | 0.02923 | 0.02923 | [11 empty] | Duke Energy Progress | 100 | Duke Energy Corp | 100
Hartwell Lake | 754_G_1 | 754 | G | 1 |  | Hydro |  | S_SOU | Georgia | 13 | Hart | 147 | 13147 | 85 | 0 | 1962 | 9999 |  |  | N | Hydro | [13 empty] | 0 | 0 | 0 | 0 | [11 empty] | USACE Savannah District | 100 | U S Army Corps of Engineers | 100
Hartwell Lake | 754_G_2 | 754 | G | 2 |  | Hydro |  | S_SOU | Georgia | 13 | Hart | 147 | 13147 | 85 | 0 | 1962 | 9999 |  |  | N | Hydro | [13 empty] | 0 | 0 | 0 | 0 | [11 empty] | USACE Savannah District | 100 | U S Army Corps of Engineers | 100
Hartwell Lake | 754_G_4 | 754 | G | 4 |  | Hydro |  | S_SOU | Georgia | 13 | Hart | 147 | 13147 | 85 | 0 | 1962 | 9999 |  |  | N | Hydro | [13 empty] | 0 | 0 | 0 | 0 | [11 empty] | USACE Savannah District | 100 | U S Army Corps of Engineers | 100
Hartwell Lake | 754_G_5 | 754 | G | 5 |  | Hydro |  | S_SOU | Georgia | 13 | Hart | 147 | 13147 | 80 | 0 | 1983 | 9999 |  |  | N | Hydro | [13 empty] | 0 | 0 | 0 | 0 | [11 empty] | USACE Savannah District | 100 | U S Army Corps of Engineers | 100
Spirit Mountain | 7541_G_1 | 7541 | G | 1 |  | Hydro |  | WECC_WY | Wyoming | 56 | Park | 29 | 56029 | 4.5 | 0 | 1994 | 9999 |  |  | N | Hydro | [13 empty] | 0 | 0 | 0 | 0 | [11 empty] | U S Bureau of Reclamation | 100 | U S Bureau of Reclamation | 100
Kaw Hydro | 7545_G_1 | 7545 | G | 1 |  | Hydro |  | SPP_WEST | Oklahoma | 40 | Kay | 71 | 40071 | 29.6 | 0 | 1989 | 9999 |  |  | N | Hydro | [13 empty] | 0 | 0 | 0 | 0 | [11 empty] | Oklahoma Municipal Power Authority | 100 | Oklahoma Municipal Power Authority | 100
Ponca City | 7546_G_1 | 7546 | G | 1 | 566 | Combined Cycle |  | SPP_WEST | Oklahoma | 40 | Kay | 71 | 40071 | 18.8 | 9589 | 1966 | 9999 |  |  | N | Natural Gas, Distillate Fuel Oil |  |  |  | H2O | [9 empty] | 0.079562 | 0.079562 | 0.079562 | 0.079562 | [11 empty] | Ponca City OK (City of) | 100 | Ponca City OK (City of) | 100
Ponca City | 7546_G_3 | 7546 | G | 3 | 566 | Combined Cycle |  | SPP_WEST | Oklahoma | 40 | Kay | 71 | 40071 | 44.1 | 9589 | 1995 | 9999 |  |  | N | Natural Gas, Distillate Fuel Oil |  |  |  | H2O | [9 empty] | 0.079562 | 0.079562 | 0.079562 | 0.079562 | [11 empty] | Ponca City OK (City of) | 100 | Ponca City OK (City of) | 100
Ponca City | 7546_G_4 | 7546 | G | 4 | 89334 | Combustion Turbine |  | SPP_WEST | Oklahoma | 40 | Kay | 71 | 40071 | 43.9 | 11122 | 2003 | 9999 |  |  | N | Natural Gas |  |  |  | H2O | [8 empty] | 0.8 | 0.06863 | 0.06863 | 0.06863 | 0.06863 | [11 empty] | Ponca City OK (City of) | 100 | Ponca City OK (City of) | 100
Causey | 7548_G_1 | 7548 | G | 1 |  | Hydro |  | WECC_UT | Utah | 49 | Weber | 57 | 49057 | 1.5 | 0 | 1998 | 9999 |  |  | N | Hydro | [13 empty] | 0 | 0 | 0 | 0 | [11 empty] | U S Bureau of Reclamation | 100 | U S Bureau of Reclamation | 100
Causey | 7548_G_2 | 7548 | G | 2 |  | Hydro |  | WECC_UT | Utah | 49 | Weber | 57 | 49057 | 0.6 | 0 | 1998 | 9999 |  |  | N | Hydro | [13 empty] | 0 | 0 | 0 | 0 | [11 empty] | U S Bureau of Reclamation | 100 | U S Bureau of Reclamation | 100
SCA Cogen 2 | 7551_G_CCST | 7551 | G | CCST | 3129 | Combined Cycle |  | WEC_BANC | California | 6 | Sacramento | 67 | 06067 | 37.6 | 7216 | 1997 | 9999 |  |  | Y | Natural Gas |  |  |  |  | SCR | [8 empty] | 0.0075343 | 0.0075343 | 0.0075343 | 0.0075343 | [11 empty] | Sacramento Cogeneration Authority | 100 | Sacramento Municipal Utility District | 100
SCA Cogen 2 | 7551_G_CT1A | 7551 | G | CT1A | 3129 | Combined Cycle |  | WEC_BANC | California | 6 | Sacramento | 67 | 06067 | 47.6 | 7216 | 1997 | 9999 |  |  | Y | Natural Gas |  |  |  |  | SCR | [8 empty] | 0.0075343 | 0.0075343 | 0.0075343 | 0.0075343 | [11 empty] | Sacramento Cogeneration Authority | 100 | Sacramento Municipal Utility District | 100
SCA Cogen 2 | 7551_G_CT1B | 7551 | G | CT1B | 3130 | Combined Cycle |  | WEC_BANC | California | 6 | Sacramento | 67 | 06067 | 47.6 | 7216 | 1997 | 9999 |  |  | Y | Natural Gas |  |  |  |  | SCR | [8 empty] | 0.0075343 | 0.0075343 | 0.0075343 | 0.0075343 | [11 empty] | Sacramento Cogeneration Authority | 100 | Sacramento Municipal Utility District | 100
SCA Cogen 2 | 7551_G_CT1C | 7551 | G | CT1C | 3131 | Combustion Turbine |  | WEC_BANC | California | 6 | Sacramento | 67 | 06067 | 43.8 | 10745 | 2001 | 9999 |  |  | N | Natural Gas |  |  |  |  | SCR | [7 empty] | 0.74 | 0.01032 | 0.01032 | 0.01032 | 0.01032 | [11 empty] | Sacramento Cogeneration Authority | 100 | Sacramento Municipal Utility District | 100
SPA Cogen 3 | 7552_G_CCCT | 7552 | G | CCCT | 3132 | Combined Cycle |  | WEC_BANC | California | 6 | Sacramento | 67 | 06067 | 119 | 7957 | 1997 | 9999 |  |  | Y | Natural Gas |  |  |  |  | SCR | [8 empty] | 0.29376 | 0.0095983 | 0.29376 | 0.0095983 | [11 empty] | Sacramento Power Authority | 100 | Sacramento Power Authority | 100
SPA Cogen 3 | 7552_G_CCST | 7552 | G | CCST | 3132 | Combined Cycle |  | WEC_BANC | California | 6 | Sacramento | 67 | 06067 | 59 | 7957 | 1997 | 9999 |  |  | Y | Natural Gas |  |  |  |  | SCR | [8 empty] | 0.29376 | 0.0095983 | 0.29376 | 0.0095983 | [11 empty] | Sacramento Power Authority | 100 | Sacramento Power Authority | 100
Nebraska City # 2 | 7555_G_11 | 7555 | G | 11 |  | Combustion Turbine | IC Engine | SPP_N | Nebraska | 31 | Otoe | 131 | 31131 | 3.8 | 12283 | 1998 | 9999 |  |  | N | Natural Gas | [12 empty] | 2.5 | 1.061 | 1.061 | 1.061 | 1.061 | [11 empty] | Nebraska City Utilities | 100 | Nebraska City Utilities | 100
Nebraska City # 2 | 7555_G_12 | 7555 | G | 12 |  | Combustion Turbine | IC Engine | SPP_N | Nebraska | 31 | Otoe | 131 | 31131 | 3.8 | 12283 | 1998 | 9999 |  |  | N | Natural Gas | [12 empty] | 2.5 | 1.061 | 1.061 | 1.061 | 1.061 | [11 empty] | Nebraska City Utilities | 100 | Nebraska City Utilities | 100
Nebraska City # 2 | 7555_G_13 | 7555 | G | 13 |  | Combustion Turbine | IC Engine | SPP_N | Nebraska | 31 | Otoe | 131 | 31131 | 4.2 | 12283 | 1998 | 9999 |  |  | N | Distillate Fuel Oil | [12 empty] | 2.5 | 1.6498 | 1.6498 | 1.6498 | 1.6498 | [11 empty] | Nebraska City Utilities | 100 | Nebraska City Utilities | 100
State Farm | 7556_G_1 | 7556 | G | 1 |  | Combustion Turbine | IC Engine | MIS_IL | Illinois | 17 | McLean | 113 | 17113 | 1.7 | 13469 | 1996 | 2030 |  |  | N | Distillate Fuel Oil | [12 empty] | 1 | 1.6498 | 1.6498 | 1.6498 | 1.6498 | [11 empty] | AmerenIP | 50 | Ameren Corp | 50
State Farm | 7556_G_2 | 7556 | G | 2 |  | Combustion Turbine | IC Engine | MIS_IL | Illinois | 17 | McLean | 113 | 17113 | 1.7 | 13469 | 1996 | 2030 |  |  | N | Distillate Fuel Oil | [12 empty] | 1 | 1.6498 | 1.6498 | 1.6498 | 1.6498 | [11 empty] | AmerenIP | 50 | Ameren Corp | 50
State Farm | 7556_G_3 | 7556 | G | 3 |  | Combustion Turbine | IC Engine | MIS_IL | Illinois | 17 | McLean | 113 | 17113 | 1.7 | 13469 | 1996 | 2030 |  |  | N | Distillate Fuel Oil | [12 empty] | 1 | 1.6498 | 1.6498 | 1.6498 | 1.6498 | [11 empty] | AmerenIP | 50 | Ameren Corp | 50
Blue Ridge | 757_G_1 | 757 | G | 1 |  | Hydro |  | S_C_TVA | Georgia | 13 | Fannin | 111 | 13111 | 16 | 0 | 1931 | 9999 |  |  | N | Hydro | [13 empty] | 0 | 0 | 0 | 0 | [11 empty] | Tennessee Valley Authority | 100 | Tennessee Valley Authority | 100
Blue Ridge | 757_G_2 | 757 | G | 2 |  | Hydro |  | S_C_TVA | Georgia | 13 | Fannin | 111 | 13111 | 1.3 | 0 | 1994 | 9999 |  |  | N | Hydro | [13 empty] | 0 | 0 | 0 | 0 | [11 empty] | Tennessee Valley Authority | 100 | Tennessee Valley Authority | 100
Nottely | 758_G_1 | 758 | G | 1 |  | Hydro |  | S_C_TVA | Georgia | 13 | Union | 291 | 13291 | 19.2 | 0 | 1956 | 9999 |  |  | N | Hydro | [13 empty] | 0 | 0 | 0 | 0 | [11 empty] | Tennessee Valley Authority | 100 | Tennessee Valley Authority | 100
Nottely | 758_G_2 | 758 | G | 2 |  | Hydro |  | S_C_TVA | Georgia | 13 | Union | 291 | 13291 | 0.9 | 0 | 1993 | 9999 |  |  | N | Hydro | [13 empty] | 0 | 0 | 0 | 0 | [11 empty] | Tennessee Valley Authority | 100 | Tennessee Valley Authority | 100
Talcville | 7583_G_1 | 7583 | G | 1 |  | Hydro |  | NY_Z_C&E | New York | 36 | St Lawrence | 89 | 36089 | 0.7 | 0 | 1986 | 9999 |  |  | N | Hydro | [13 empty] | 0 | 0 | 0 | 0 | [11 empty] | Brookfield Renewable Energy Partners LP | 100 | Brookfield Asset Management Inc | 100
Talcville | 7583_G_2 | 7583 | G | 2 |  | Hydro |  | NY_Z_C&E | New York | 36 | St Lawrence | 89 | 36089 | 0.1 | 0 | 1986 | 9999 |  |  | N | Hydro | [13 empty] | 0 | 0 | 0 | 0 | [11 empty] | Brookfield Renewable Energy Partners LP | 100 | Brookfield Asset Management Inc | 100
Panora | 7584_G_1 | 7584 | G | 1 |  | Combustion Turbine | IC Engine | MIS_IA | Iowa | 19 | GUTHRIE | 77 | 19077 | 1.5 | 10745 | 1988 | 9999 |  |  | N | Distillate Fuel Oil | [12 empty] | 0.153 | 1.6498 | 1.6498 | 1.6498 | 1.6498 | [11 empty] | Central Iowa Power Coop | 100 | Central Iowa Power Coop | 100
Panora | 7584_G_2 | 7584 | G | 2 |  | Combustion Turbine | IC Engine | MIS_IA | Iowa | 19 | GUTHRIE | 77 | 19077 | 1 | 10745 | 1988 | 9999 |  |  | N | Distillate Fuel Oil | [12 empty] | 0.15 | 1.6498 | 1.6498 | 1.6498 | 1.6498 | [11 empty] | Central Iowa Power Coop | 100 | Central Iowa Power Coop | 100
Panora | 7584_G_3 | 7584 | G | 3 |  | Combustion Turbine | IC Engine | MIS_IA | Iowa | 19 | GUTHRIE | 77 | 19077 | 2 | 10745 | 1993 | 9999 |  |  | N | Distillate Fuel Oil | [12 empty] | 0.143 | 1.6498 | 1.6498 | 1.6498 | 1.6498 | [11 empty] | Central Iowa Power Coop | 100 | Central Iowa Power Coop | 100
H M Jackson | 7588_G_1 | 7588 | G | 1 |  | Hydro |  | WECC_PNW | Washington | 53 | Snohomish | 61 | 53061 | 41 | 0 | 1984 | 9999 |  |  | N | Hydro | [13 empty] | 0 | 0 | 0 | 0 | [11 empty] | PUD No 1 of Snohomish County | 100 | PUD No 1 of Snohomish County | 100
H M Jackson | 7588_G_2 | 7588 | G | 2 |  | Hydro |  | WECC_PNW | Washington | 53 | Snohomish | 61 | 53061 | 41 | 0 | 1984 | 9999 |  |  | N | Hydro | [13 empty] | 0 | 0 | 0 | 0 | [11 empty] | PUD No 1 of Snohomish County | 100 | PUD No 1 of Snohomish County | 100
H M Jackson | 7588_G_3 | 7588 | G | 3 |  | Hydro |  | WECC_PNW | Washington | 53 | Snohomish | 61 | 53061 | 7 | 0 | 1984 | 9999 |  |  | N | Hydro | [13 empty] | 0 | 0 | 0 | 0 | [11 empty] | PUD No 1 of Snohomish County | 100 | PUD No 1 of Snohomish County | 100
H M Jackson | 7588_G_4 | 7588 | G | 4 |  | Hydro |  | WECC_PNW | Washington | 53 | Snohomish | 61 | 53061 | 7 | 0 | 1984 | 9999 |  |  | N | Hydro | [13 empty] | 0 | 0 | 0 | 0 | [11 empty] | PUD No 1 of Snohomish County | 100 | PUD No 1 of Snohomish County | 100
Buford | 759_G_1A | 759 | G | 1A |  | Hydro |  | S_SOU | Georgia | 13 | Forsyth | 117 | 13117 | 60 | 0 | 2003 | 9999 |  |  | N | Hydro | [13 empty] | 0 | 0 | 0 | 0 | [11 empty] | USACE Mobile District | 100 | U S Army Corps of Engineers | 100
Buford | 759_G_2A | 759 | G | 2A |  | Hydro |  | S_SOU | Georgia | 13 | Forsyth | 117 | 13117 | 60 | 0 | 2004 | 9999 |  |  | N | Hydro | [13 empty] | 0 | 0 | 0 | 0 | [11 empty] | USACE Mobile District | 100 | U S Army Corps of Engineers | 100
Buford | 759_G_3A | 759 | G | 3A |  | Hydro |  | S_SOU | Georgia | 13 | Forsyth | 117 | 13117 | 6.8 | 0 | 2005 | 9999 |  |  | N | Hydro | [13 empty] | 0 | 0 | 0 | 0 | [11 empty] | USACE Mobile District | 100 | U S Army Corps of Engineers | 100
El Vado Dam | 7593_G_1 | 7593 | G | 1 |  | Hydro |  | WECC_NM | New Mexico | 35 | Rio Arriba | 39 | 35039 | 8 | 0 | 1988 | 9999 |  |  | N | Hydro | [13 empty] | 0 | 0 | 0 | 0 | [11 empty] | Los Alamos County | 100 | Los Alamos County | 100
Belleville Dam | 7594_G_1 | 7594 | G | 1 |  | Hydro |  | PJM_West | West Virginia | 54 | Wood | 107 | 54107 | 21 | 0 | 1999 | 9999 |  |  | N | Hydro | [13 empty] | 0 | 0 | 0 | 0 | [11 empty] | Ohio Municipal Electric Generation Agency Joint Venture 5 | 100 | Cuyahoga Falls OH (City of) | 100
Belleville Dam | 7594_G_2 | 7594 | G | 2 |  | Hydro |  | PJM_West | West Virginia | 54 | Wood | 107 | 54107 | 21 | 0 | 1999 | 9999 |  |  | N | Hydro | [13 empty] | 0 | 0 | 0 | 0 | [11 empty] | Ohio Municipal Electric Generation Agency Joint Venture 5 | 100 | Cuyahoga Falls OH (City of) | 100
Allatoona | 760_G_1 | 760 | G | 1 |  | Hydro |  | S_SOU | Georgia | 13 | Bartow | 15 | 13015 | 35 | 0 | 1950 | 9999 |  |  | N | Hydro | [13 empty] | 0 | 0 | 0 | 0 | [11 empty] | USACE Mobile District | 100 | U S Army Corps of Engineers | 100
Allatoona | 760_G_2 | 760 | G | 2 |  | Hydro |  | S_SOU | Georgia | 13 | Bartow | 15 | 13015 | 35 | 0 | 1950 | 9999 |  |  | N | Hydro | [13 empty] | 0 | 0 | 0 | 0 | [11 empty] | USACE Mobile District | 100 | U S Army Corps of Engineers | 100
Allatoona | 760_G_A | 760 | G | A |  | Hydro |  | S_SOU | Georgia | 13 | Bartow | 15 | 13015 | 2 | 0 | 1950 | 9999 |  |  | N | Hydro | [13 empty] | 0 | 0 | 0 | 0 | [11 empty] | USACE Mobile District | 100 | U S Army Corps of Engineers | 100
Prospect Municipal | 7603_G_1 | 7603 | G | 1 |  | Combustion Turbine | IC Engine | PJM_ATSI | Ohio | 39 | Marion | 101 | 39101 | 1.8 | 12283 | 1998 | 9999 |  |  | N | Distillate Fuel Oil | [12 empty] | 0.5 | 1.6498 | 1.6498 | 1.6498 | 1.6498 | [11 empty] | American Municipal Power Inc | 100 | American Municipal Power Inc | 100
St Francis Energy Facility | 7604_G_1 | 7604 | G | 1 | 3135 | Combined Cycle |  | S_D_AECI | Missouri | 29 | Dunklin | 69 | 29069 | 207 | 7517 | 1999 | 9999 |  |  | N | Natural Gas |  |  |  | DLNB | SCR | [8 empty] | 0.011577 | 0.011577 | 0.011577 | 0.011577 | [11 empty] | Associated Electric Coop Inc | 50 | Associated Electric Coop Inc | 50
St Francis Energy Facility | 7604_G_2 | 7604 | G | 2 | 3136 | Combined Cycle |  | S_D_AECI | Missouri | 29 | Dunklin | 69 | 29069 | 218 | 7517 | 2001 | 9999 |  |  | N | Natural Gas |  |  |  | DLNB | SCR | [8 empty] | 0.011577 | 0.011577 | 0.011577 | 0.011577 | [11 empty] | Associated Electric Coop Inc | 50 | Associated Electric Coop Inc | 50
River Road Gen Plant | 7605_G_1 | 7605 | G | 1 | 3137 | Combined Cycle |  | WECC_PNW | Washington | 53 | Clark | 11 | 53011 | 220 | 7287 | 1997 | 9999 |  |  | N | Natural Gas |  |  |  |  | SCR | [8 empty] | 0.013935 | 0.013935 | 0.013935 | 0.013935 | [11 empty] | PUD No 1 of Clark County | 100 | PUD No 1 of Clark County | 100
Walter F George | 761_G_1 | 761 | G | 1 |  | Hydro |  | S_SOU | Georgia | 13 | Clay | 61 | 13061 | 42 | 0 | 1963 | 9999 |  |  | N | Hydro | [13 empty] | 0 | 0 | 0 | 0 | [11 empty] | USACE Mobile District | 100 | U S Army Corps of Engineers | 100
Walter F George | 761_G_2 | 761 | G | 2 |  | Hydro |  | S_SOU | Georgia | 13 | Clay | 61 | 13061 | 42 | 0 | 1963 | 9999 |  |  | N | Hydro | [13 empty] | 0 | 0 | 0 | 0 | [11 empty] | USACE Mobile District | 100 | U S Army Corps of Engineers | 100
Walter F George | 761_G_3 | 761 | G | 3 |  | Hydro |  | S_SOU | Georgia | 13 | Clay | 61 | 13061 | 42 | 0 | 1963 | 9999 |  |  | N | Hydro | [13 empty] | 0 | 0 | 0 | 0 | [11 empty] | USACE Mobile District | 100 | U S Army Corps of Engineers | 100
Walter F George | 761_G_4 | 761 | G | 4 |  | Hydro |  | S_SOU | Georgia | 13 | Clay | 61 | 13061 | 42 | 0 | 1963 | 9999 |  |  | N | Hydro | [13 empty] | 0 | 0 | 0 | 0 | [11 empty] | USACE Mobile District | 100 | U S Army Corps of Engineers | 100
Monticello Dam | 7646_G_1 | 7646 | G | 1 |  | Hydro |  | WEC_CALN | California | 6 | Solano | 95 | 06095 | 5 | 0 | 1983 | 9999 |  |  | N | Hydro | [13 empty] | 0 | 0 | 0 | 0 | [11 empty] | Solano Irrigation District | 100 | Solano Irrigation District | 100
Monticello Dam | 7646_G_2 | 7646 | G | 2 |  | Hydro |  | WEC_CALN | California | 6 | Solano | 95 | 06095 | 5 | 0 | 1983 | 9999 |  |  | N | Hydro | [13 empty] | 0 | 0 | 0 | 0 | [11 empty] | Solano Irrigation District | 100 | Solano Irrigation District | 100
Monticello Dam | 7646_G_3 | 7646 | G | 3 |  | Hydro |  | WEC_CALN | California | 6 | Solano | 95 | 06095 | 1.5 | 0 | 1983 | 9999 |  |  | N | Hydro | [13 empty] | 0 | 0 | 0 | 0 | [11 empty] | Solano Irrigation District | 100 | Solano Irrigation District | 100
Auglaize Hydro | 7657_G_1 | 7657 | G | 1 |  | Hydro |  | PJM_ATSI | Ohio | 39 | Defiance | 39 | 39039 | 0.8 | 0 | 1986 | 9999 |  |  | N | Hydro | [13 empty] | 0 | 0 | 0 | 0 | [11 empty] | Bryan Municipal Utilities | 100 | Bryan OH (City of) | 100
Auglaize Hydro | 7657_G_2A | 7657 | G | 2A |  | Hydro |  | PJM_ATSI | Ohio | 39 | Defiance | 39 | 39039 | 1 | 0 | 2004 | 9999 |  |  | N | Hydro | [13 empty] | 0 | 0 | 0 | 0 | [11 empty] | Bryan Municipal Utilities | 100 | Bryan OH (City of) | 100
Auglaize Hydro | 7657_G_3A | 7657 | G | 3A |  | Hydro |  | PJM_ATSI | Ohio | 39 | Defiance | 39 | 39039 | 1 | 0 | 2004 | 9999 |  |  | N | Hydro | [13 empty] | 0 | 0 | 0 | 0 | [11 empty] | Bryan Municipal Utilities | 100 | Bryan OH (City of) | 100
Auglaize Hydro | 7657_G_4 | 7657 | G | 4 |  | Hydro |  | PJM_ATSI | Ohio | 39 | Defiance | 39 | 39039 | 0.8 | 0 | 1987 | 9999 |  |  | N | Hydro | [13 empty] | 0 | 0 | 0 | 0 | [11 empty] | Bryan Municipal Utilities | 100 | Bryan OH (City of) | 100
Auglaize Hydro | 7657_G_5 | 7657 | G | 5 |  | Hydro |  | PJM_ATSI | Ohio | 39 | Defiance | 39 | 39039 | 0.8 | 0 | 1988 | 9999 |  |  | N | Hydro | [13 empty] | 0 | 0 | 0 | 0 | [11 empty] | Bryan Municipal Utilities | 100 | Bryan OH (City of) | 100
Auglaize Hydro | 7657_G_6 | 7657 | G | 6 |  | Hydro |  | PJM_ATSI | Ohio | 39 | Defiance | 39 | 39039 | 0.1 | 0 | 2004 | 9999 |  |  | N | Hydro | [13 empty] | 0 | 0 | 0 | 0 | [11 empty] | Bryan Municipal Utilities | 100 | Bryan OH (City of) | 100
Washington County Cogeneration Facility | 7697_G_1 | 7697 | G | 1 | 3139 | Combined Cycle |  | S_SOU | Alabama | 1 | Washington | 129 | 01129 | 75 | 5500 | 1999 | 9999 |  |  | Y | Natural Gas |  |  |  | DLNB | [8 empty] | 0.001 | 0.041831 | 0.041831 | 0.041831 | 0.041831 | [11 empty] | Alabama Power Co | 100 | Southern Co | 100
Washington County Cogeneration Facility | 7697_G_2 | 7697 | G | 2 | 3139 | Combined Cycle |  | S_SOU | Alabama | 1 | Washington | 129 | 01129 | 25 | 5500 | 1999 | 9999 |  |  | Y | Natural Gas |  |  |  | DLNB | [8 empty] | 0.001 | 0.041831 | 0.041831 | 0.041831 | 0.041831 | [11 empty] | Alabama Power Co | 100 | Southern Co | 100
General Electric Plastic | 7698_G_1 | 7698 | G | 1 | 3140 | Combined Cycle |  | S_SOU | Alabama | 1 | Lowndes | 85 | 01085 | 80 | 5500 | 1999 | 9999 |  |  | Y | Natural Gas |  |  |  | DLNB | [8 empty] | 0.001 | 0.028697 | 0.028697 | 0.028697 | 0.028697 | [11 empty] | Alabama Power Co | 100 | Southern Co | 100
General Electric Plastic | 7698_G_2 | 7698 | G | 2 | 3140 | Combined Cycle |  | S_SOU | Alabama | 1 | Lowndes | 85 | 01085 | 12 | 5500 | 1999 | 9999 |  |  | Y | Natural Gas |  |  |  | DLNB | [8 empty] | 0.001 | 0.028697 | 0.028697 | 0.028697 | 0.028697 | [11 empty] | Alabama Power Co | 100 | Southern Co | 100
Tiger Bay | 7699_G_CT1 | 7699 | G | CT1 | 3141 | Combined Cycle |  | FRCC | Florida | 12 | Polk | 105 | 12105 | 130 | 7777 | 1997 | 9999 |  |  | N | Natural Gas |  |  |  | DLNB | [8 empty] | 0.05 | 0.026639 | 0.026639 | 0.026639 | 0.026639 | [11 empty] | Duke Energy Florida | 100 | Duke Energy Corp | 100
Tiger Bay | 7699_G_CW1 | 7699 | G | CW1 | 3141 | Combined Cycle |  | FRCC | Florida | 12 | Polk | 105 | 12105 | 70 | 7777 | 1997 | 9999 |  |  | N | Natural Gas |  |  |  | DLNB | [8 empty] | 0.05 | 0.026639 | 0.026639 | 0.026639 | 0.026639 | [11 empty] | Duke Energy Florida | 100 | Duke Energy Corp | 100
Dahlberg | 7709_G_1 | 7709 | G | 1 | 3178 | Combustion Turbine |  | S_SOU | Georgia | 13 | Jackson | 157 | 13157 | 74.8 | 12129 | 2000 | 9999 |  |  | N | Natural Gas, Distillate Fuel Oil |  |  |  | DLNB + H2O | [9 empty] | 0.02572 | 0.02572 | 0.02572 | 0.02572 | [11 empty] | Southern Power Co | 100 | Southern Co | 100
Dahlberg | 7709_G_10 | 7709 | G | 10 | 3179 | Combustion Turbine |  | S_SOU | Georgia | 13 | Jackson | 157 | 13157 | 75.2 | 12129 | 2001 | 9999 |  |  | N | Natural Gas, Distillate Fuel Oil |  |  |  | DLNB + H2O | [9 empty] | 0.02693 | 0.02693 | 0.02693 | 0.02693 | [11 empty] | Southern Power Co | 100 | Southern Co | 100
Dahlberg | 7709_G_2 | 7709 | G | 2 | 3186 | Combustion Turbine |  | S_SOU | Georgia | 13 | Jackson | 157 | 13157 | 74 | 12129 | 2000 | 9999 |  |  | N | Natural Gas, Distillate Fuel Oil |  |  |  | DLNB + H2O | [9 empty] | 0.0268 | 0.0268 | 0.0268 | 0.0268 | [11 empty] | Southern Power Co | 100 | Southern Co | 100
Dahlberg | 7709_G_3 | 7709 | G | 3 | 3187 | Combustion Turbine |  | S_SOU | Georgia | 13 | Jackson | 157 | 13157 | 74.7 | 12129 | 2000 | 9999 |  |  | N | Natural Gas, Distillate Fuel Oil |  |  |  | DLNB + H2O | [9 empty] | 0.02627 | 0.02627 | 0.02627 | 0.02627 | [11 empty] | Southern Power Co | 100 | Southern Co | 100
Dahlberg | 7709_G_4 | 7709 | G | 4 | 3188 | Combustion Turbine |  | S_SOU | Georgia | 13 | Jackson | 157 | 13157 | 73.5 | 12129 | 2000 | 9999 |  |  | N | Natural Gas, Distillate Fuel Oil |  |  |  | DLNB + H2O | [9 empty] | 0.02581 | 0.02581 | 0.02581 | 0.02581 | [11 empty] | Southern Power Co | 100 | Southern Co | 100
Dahlberg | 7709_G_5 | 7709 | G | 5 | 3189 | Combustion Turbine |  | S_SOU | Georgia | 13 | Jackson | 157 | 13157 | 74.7 | 12129 | 2000 | 9999 |  |  | N | Natural Gas, Distillate Fuel Oil |  |  |  | DLNB + H2O | [9 empty] | 0.02757 | 0.02757 | 0.02757 | 0.02757 | [11 empty] | Southern Power Co | 100 | Southern Co | 100
Dahlberg | 7709_G_6 | 7709 | G | 6 | 3190 | Combustion Turbine |  | S_SOU | Georgia | 13 | Jackson | 157 | 13157 | 74.9 | 12129 | 2000 | 9999 |  |  | N | Natural Gas, Distillate Fuel Oil |  |  |  | DLNB + H2O | [9 empty] | 0.02863 | 0.02863 | 0.02863 | 0.02863 | [11 empty] | Southern Power Co | 100 | Southern Co | 100
Dahlberg | 7709_G_7 | 7709 | G | 7 | 3191 | Combustion Turbine |  | S_SOU | Georgia | 13 | Jackson | 157 | 13157 | 75 | 12129 | 2000 | 9999 |  |  | N | Natural Gas, Distillate Fuel Oil |  |  |  | DLNB + H2O | [9 empty] | 0.02908 | 0.02908 | 0.02908 | 0.02908 | [11 empty] | Southern Power Co | 100 | Southern Co | 100
Dahlberg | 7709_G_8 | 7709 | G | 8 | 3192 | Combustion Turbine |  | S_SOU | Georgia | 13 | Jackson | 157 | 13157 | 74 | 12129 | 2000 | 9999 |  |  | N | Natural Gas, Distillate Fuel Oil |  |  |  | DLNB + H2O | [9 empty] | 0.02849 | 0.02849 | 0.02849 | 0.02849 | [11 empty] | Southern Power Co | 100 | Southern Co | 100
Dahlberg | 7709_G_9 | 7709 | G | 9 | 3193 | Combustion Turbine |  | S_SOU | Georgia | 13 | Jackson | 157 | 13157 | 76.1 | 12130 | 2001 | 9999 |  |  | N | Natural Gas, Distillate Fuel Oil |  |  |  | DLNB + H2O | [9 empty] | 0.02771 | 0.02771 | 0.02771 | 0.02771 | [11 empty] | Southern Power Co | 100 | Southern Co | 100
H Allen Franklin Combined Cycle | 7710_G_CT1A | 7710 | G | CT1A | 3285 | Combined Cycle |  | S_SOU | Alabama | 1 | Lee | 81 | 01081 | 177.5 | 7068 | 2002 | 9999 |  |  | N | Natural Gas |  |  |  | DLNB | SCR | 2002 | [6 empty] | 0.001 | 0.0084928 | 0.0084928 | 0.0084928 | 0.0084928 | [11 empty] | Southern Power Co | 100 | Southern Co | 100
H Allen Franklin Combined Cycle | 7710_G_CT1B | 7710 | G | CT1B | 3286 | Combined Cycle |  | S_SOU | Alabama | 1 | Lee | 81 | 01081 | 177.5 | 7068 | 2002 | 9999 |  |  | N | Natural Gas |  |  |  | DLNB | SCR | 2002 | [6 empty] | 0.001 | 0.0084928 | 0.0084928 | 0.0084928 | 0.0084928 | [11 empty] | Southern Power Co | 100 | Southern Co | 100
H Allen Franklin Combined Cycle | 7710_G_CT2A | 7710 | G | CT2A | 3287 | Combined Cycle |  | S_SOU | Alabama | 1 | Lee | 81 | 01081 | 177.8 | 7068 | 2002 | 9999 |  |  | N | Natural Gas |  |  |  | DLNB | SCR | 2002 | [6 empty] | 0.001 | 0.0085373 | 0.0085373 | 0.0085373 | 0.0085373 | [11 empty] | Southern Power Co | 100 | Southern Co | 100
H Allen Franklin Combined Cycle | 7710_G_CT2B | 7710 | G | CT2B | 3288 | Combined Cycle |  | S_SOU | Alabama | 1 | Lee | 81 | 01081 | 177.8 | 7068 | 2002 | 9999 |  |  | N | Natural Gas |  |  |  | DLNB | SCR | 2002 | [6 empty] | 0.001 | 0.0085373 | 0.0085373 | 0.0085373 | 0.0085373 | [11 empty] | Southern Power Co | 100 | Southern Co | 100
H Allen Franklin Combined Cycle | 7710_G_CT3A | 7710 | G | CT3A | 3289 | Combined Cycle |  | S_SOU | Alabama | 1 | Lee | 81 | 01081 | 182.6 | 7068 | 2008 | 9999 |  |  | N | Natural Gas |  |  |  | DLNB | SCR | 2008 | [6 empty] | 0.001 | 0.008525 | 0.008525 | 0.008525 | 0.008525 | [11 empty] | Southern Power Co | 100 | Southern Co | 100
H Allen Franklin Combined Cycle | 7710_G_CT3B | 7710 | G | CT3B | 3290 | Combined Cycle |  | S_SOU | Alabama | 1 | Lee | 81 | 01081 | 182.6 | 7068 | 2008 | 9999 |  |  | N | Natural Gas |  |  |  | DLNB | SCR | 2008 | [6 empty] | 0.001 | 0.008525 | 0.008525 | 0.008525 | 0.008525 | [11 empty] | Southern Power Co | 100 | Southern Co | 100
H Allen Franklin Combined Cycle | 7710_G_ST1 | 7710 | G | ST1 | 3285 | Combined Cycle |  | S_SOU | Alabama | 1 | Lee | 81 | 01081 | 240 | 7068 | 2002 | 9999 |  |  | N | Natural Gas |  |  |  | DLNB | SCR | 2002 | [6 empty] | 0.001 | 0.0084928 | 0.0084928 | 0.0084928 | 0.0084928 | [11 empty] | Southern Power Co | 100 | Southern Co | 100
H Allen Franklin Combined Cycle | 7710_G_ST2 | 7710 | G | ST2 | 3287 | Combined Cycle |  | S_SOU | Alabama | 1 | Lee | 81 | 01081 | 293 | 7068 | 2002 | 9999 |  |  | N | Natural Gas |  |  |  | DLNB | SCR | 2002 | [6 empty] | 0.001 | 0.0085373 | 0.0085373 | 0.0085373 | 0.0085373 | [11 empty] | Southern Power Co | 100 | Southern Co | 100
H Allen Franklin Combined Cycle | 7710_G_ST3 | 7710 | G | ST3 | 3289 | Combined Cycle |  | S_SOU | Alabama | 1 | Lee | 81 | 01081 | 293 | 7068 | 2008 | 9999 |  |  | N | Natural Gas |  |  |  | DLNB | SCR | 2008 | [6 empty] | 0.001 | 0.008525 | 0.008525 | 0.008525 | 0.008525 | [11 empty] | Southern Power Co | 100 | Southern Co | 100
Meridian | 7719_G_1 | 7719 | G | 1 |  | Combustion Turbine | IC Engine | S_C_TVA | Mississippi | 28 | Lauderdale | 75 | 28075 | 1.8 | 21441 | 1998 | 9999 |  |  | N | Distillate Fuel Oil | [12 empty] | 4.8 | 1.6498 | 1.6498 | 1.6498 | 1.6498 | [11 empty] | Tennessee Valley Authority | 100 | Tennessee Valley Authority | 100
Meridian | 7719_G_2 | 7719 | G | 2 |  | Combustion Turbine | IC Engine | S_C_TVA | Mississippi | 28 | Lauderdale | 75 | 28075 | 1.8 | 19840 | 1998 | 9999 |  |  | N | Distillate Fuel Oil | [12 empty] | 4.8 | 1.6498 | 1.6498 | 1.6498 | 1.6498 | [11 empty] | Tennessee Valley Authority | 100 | Tennessee Valley Authority | 100
Meridian | 7719_G_3 | 7719 | G | 3 |  | Combustion Turbine | IC Engine | S_C_TVA | Mississippi | 28 | Lauderdale | 75 | 28075 | 1.8 | 19840 | 1998 | 9999 |  |  | N | Distillate Fuel Oil | [12 empty] | 4.8 | 1.6498 | 1.6498 | 1.6498 | 1.6498 | [11 empty] | Tennessee Valley Authority | 100 | Tennessee Valley Authority | 100
Meridian | 7719_G_4 | 7719 | G | 4 |  | Combustion Turbine | IC Engine | S_C_TVA | Mississippi | 28 | Lauderdale | 75 | 28075 | 1.8 | 19840 | 1998 | 9999 |  |  | N | Distillate Fuel Oil | [12 empty] | 4.8 | 1.6498 | 1.6498 | 1.6498 | 1.6498 | [11 empty] | Tennessee Valley Authority | 100 | Tennessee Valley Authority | 100
Meridian | 7719_G_5 | 7719 | G | 5 |  | Combustion Turbine | IC Engine | S_C_TVA | Mississippi | 28 | Lauderdale | 75 | 28075 | 1.8 | 19840 | 1998 | 9999 |  |  | N | Distillate Fuel Oil | [12 empty] | 4.8 | 1.6498 | 1.6498 | 1.6498 | 1.6498 | [11 empty] | Tennessee Valley Authority | 100 | Tennessee Valley Authority | 100
Theodore Cogen Facility | 7721_G_1 | 7721 | G | 1 | 3151 | Combined Cycle |  | S_SOU | Alabama | 1 | Mobile | 97 | 01097 | 166.3 | 5500 | 2000 | 9999 |  |  | Y | Natural Gas |  |  |  | DLNB | SCR | [7 empty] | 0.001 | 0.0077442 | 0.0077442 | 0.0077442 | 0.0077442 | [11 empty] | Alabama Power Co | 100 | Southern Co | 100
Theodore Cogen Facility | 7721_G_2 | 7721 | G | 2 | 3151 | Combined Cycle |  | S_SOU | Alabama | 1 | Mobile | 97 | 01097 | 64.7 | 5500 | 2000 | 9999 |  |  | Y | Natural Gas |  |  |  | DLNB | SCR | [7 empty] | 0.001 | 0.0077442 | 0.0077442 | 0.0077442 | 0.0077442 | [11 empty] | Alabama Power Co | 100 | Southern Co | 100
Watts Bar Nuclear Plant | 7722_G_1 | 7722 | G | 1 |  | Nuclear |  | S_C_TVA | Tennessee | 47 | Rhea | 143 | 47143 | 1123 | 10456 | 1996 | 9999 |  |  | N | Nuclear Fuel | [13 empty] | 0 | 0 | 0 | 0 | [11 empty] | Tennessee Valley Authority | 100 | Tennessee Valley Authority | 100
Watts Bar Nuclear Plant | 7722_G_2 | 7722 | G | 2 |  | Nuclear |  | S_C_TVA | Tennessee | 47 | Rhea | 143 | 47143 | 1122 | 10456 | 2016 | 9999 |  |  | N | Nuclear Fuel | [13 empty] | 0 | 0 | 0 | 0 | [11 empty] | Tennessee Valley Authority | 100 | Tennessee Valley Authority | 100
Coffin Butte | 7725_G_1 | 7725 | G | 1 |  | Landfill Gas |  | WECC_PNW | Oregon | 41 | Benton | 3 | 41003 | 0.8 | 13500 | 1995 | 9999 |  |  | N | Landfill Gas | [13 empty] | 0.25298 | 0.25298 | 0.25298 | 0.25298 | [11 empty] | Pacific Northwest Generating Coop | 100 | Pacific Northwest Generating Coop | 100
Coffin Butte | 7725_G_2 | 7725 | G | 2 |  | Landfill Gas |  | WECC_PNW | Oregon | 41 | Benton | 3 | 41003 | 0.8 | 13500 | 1995 | 9999 |  |  | N | Landfill Gas | [13 empty] | 0.25298 | 0.25298 | 0.25298 | 0.25298 | [11 empty] | Pacific Northwest Generating Coop | 100 | Pacific Northwest Generating Coop | 100
Coffin Butte | 7725_G_3 | 7725 | G | 3 |  | Landfill Gas |  | WECC_PNW | Oregon | 41 | Benton | 3 | 41003 | 0.8 | 13500 | 1995 | 9999 |  |  | N | Landfill Gas | [13 empty] | 0.25298 | 0.25298 | 0.25298 | 0.25298 | [11 empty] | Pacific Northwest Generating Coop | 100 | Pacific Northwest Generating Coop | 100
Coffin Butte | 7725_G_4 | 7725 | G | 4 |  | Landfill Gas |  | WECC_PNW | Oregon | 41 | Benton | 3 | 41003 | 1.5 | 13500 | 2007 | 9999 |  |  | N | Landfill Gas | [13 empty] | 0.17633 | 0.17633 | 0.17633 | 0.17633 | [11 empty] | Pacific Northwest Generating Coop | 79 | Pacific Northwest Generating Coop | 79
Coffin Butte | 7725_G_5 | 7725 | G | 5 |  | Landfill Gas |  | WECC_PNW | Oregon | 41 | Benton | 3 | 41003 | 1.5 | 13500 | 2007 | 9999 |  |  | N | Landfill Gas | [13 empty] | 0.17633 | 0.17633 | 0.17633 | 0.17633 | [11 empty] | Pacific Northwest Generating Coop | 79 | Pacific Northwest Generating Coop | 79
Essex | 7749_G_1 | 7749 | G | 1 | 3152 | Combustion Turbine |  | S_D_AECI | Missouri | 29 | Stoddard | 207 | 29207 | 98 | 11488 | 1999 | 9999 |  |  | N | Natural Gas |  |  |  | DLNB | [8 empty] | 2.3 | 0.10182 | 0.10182 | 0.10182 | 0.10182 | [11 empty] | Associated Electric Coop Inc | 100 | Associated Electric Coop Inc | 100
Nodaway | 7754_G_1 | 7754 | G | 1 | 3153 | Combustion Turbine |  | S_D_AECI | Missouri | 29 | Nodaway | 147 | 29147 | 84 | 12317 | 1999 | 9999 |  |  | N | Natural Gas |  |  |  | DLNB | [8 empty] | 2.3 | 0.08631 | 0.08631 | 0.08631 | 0.08631 | [11 empty] | Associated Electric Coop Inc | 100 | Associated Electric Coop Inc | 100
Nodaway | 7754_G_2 | 7754 | G | 2 | 3154 | Combustion Turbine |  | S_D_AECI | Missouri | 29 | Nodaway | 147 | 29147 | 91 | 12327 | 1999 | 9999 |  |  | N | Natural Gas |  |  |  | DLNB | [8 empty] | 2.3 | 0.08101 | 0.08101 | 0.08101 | 0.08101 | [11 empty] | Associated Electric Coop Inc | 100 | Associated Electric Coop Inc | 100
Chouteau | 7757_G_1 | 7757 | G | 1 | 3155 | Combined Cycle |  | S_D_AECI | Oklahoma | 40 | Mayes | 97 | 40097 | 149 | 7340 | 2000 | 9999 |  |  | N | Natural Gas |  |  |  | DLNB | SCR | [8 empty] | 0.027404 | 0.027404 | 0.027404 | 0.027404 | [11 empty] | Associated Electric Coop Inc | 100 | Associated Electric Coop Inc | 100
Chouteau | 7757_G_2 | 7757 | G | 2 | 3156 | Combined Cycle |  | S_D_AECI | Oklahoma | 40 | Mayes | 97 | 40097 | 154 | 7340 | 2000 | 9999 |  |  | N | Natural Gas |  |  |  | DLNB | SCR | [8 empty] | 0.027404 | 0.027404 | 0.027404 | 0.027404 | [11 empty] | Associated Electric Coop Inc | 100 | Associated Electric Coop Inc | 100
Chouteau | 7757_G_3 | 7757 | G | 3 | 3155 | Combined Cycle |  | S_D_AECI | Oklahoma | 40 | Mayes | 97 | 40097 | 149 | 7340 | 2000 | 9999 |  |  | N | Natural Gas |  |  |  | DLNB | SCR | [8 empty] | 0.027404 | 0.027404 | 0.027404 | 0.027404 | [11 empty] | Associated Electric Coop Inc | 100 | Associated Electric Coop Inc | 100
Chouteau | 7757_G_4 | 7757 | G | 4 | 90618 | Combined Cycle |  | S_D_AECI | Oklahoma | 40 | Mayes | 97 | 40097 | 151 | 7340 | 2011 | 9999 |  |  | N | Natural Gas |  |  |  | DLNB | SCR | [8 empty] | 0.003445 | 0.003445 | 0.003445 | 0.003445 | [11 empty] | Associated Electric Coop Inc | 100 | Associated Electric Coop Inc | 100
Chouteau | 7757_G_5 | 7757 | G | 5 | 90617 | Combined Cycle |  | S_D_AECI | Oklahoma | 40 | Mayes | 97 | 40097 | 150 | 7340 | 2011 | 9999 |  |  | N | Natural Gas |  |  |  | DLNB | SCR | [8 empty] | 0.003445 | 0.003445 | 0.003445 | 0.003445 | [11 empty] | Associated Electric Coop Inc | 100 | Associated Electric Coop Inc | 100
Chouteau | 7757_G_6 | 7757 | G | 6 | 90617 | Combined Cycle |  | S_D_AECI | Oklahoma | 40 | Mayes | 97 | 40097 | 143 | 7340 | 2011 | 9999 |  |  | N | Natural Gas |  |  |  | LNB | SCR | [8 empty] | 0.003445 | 0.003445 | 0.003445 | 0.003445 | [11 empty] | Associated Electric Coop Inc | 100 | Associated Electric Coop Inc | 100
South Plant | 7758_G_1 | 7758 | G | 1 |  | Combustion Turbine | IC Engine | MIS_MIDA | Iowa | 19 | Bremer | 17 | 19017 | 1.9 | 10745 | 2000 | 9999 |  |  | N | Distillate Fuel Oil | [12 empty] | 1.406 | 1.6498 | 1.6498 | 1.6498 | 1.6498 | [11 empty] | Waverly Light & Power | 100 | Waverly Light & Power | 100
South Plant | 7758_G_2 | 7758 | G | 2 |  | Combustion Turbine | IC Engine | MIS_MIDA | Iowa | 19 | Bremer | 17 | 19017 | 1.9 | 10745 | 2000 | 9999 |  |  | N | Distillate Fuel Oil | [12 empty] | 1.406 | 1.6498 | 1.6498 | 1.6498 | 1.6498 | [11 empty] | Waverly Light & Power | 100 | Waverly Light & Power | 100
South Plant | 7758_G_3 | 7758 | G | 3 |  | Combustion Turbine | IC Engine | MIS_MIDA | Iowa | 19 | Bremer | 17 | 19017 | 1.9 | 10745 | 2000 | 9999 |  |  | N | Distillate Fuel Oil | [12 empty] | 1.406 | 1.6498 | 1.6498 | 1.6498 | 1.6498 | [11 empty] | Waverly Light & Power | 100 | Waverly Light & Power | 100
South Plant | 7758_G_4 | 7758 | G | 4 |  | Combustion Turbine | IC Engine | MIS_MIDA | Iowa | 19 | Bremer | 17 | 19017 | 1.9 | 10745 | 2000 | 9999 |  |  | N | Distillate Fuel Oil | [12 empty] | 1.406 | 1.6498 | 1.6498 | 1.6498 | 1.6498 | [11 empty] | Waverly Light & Power | 100 | Waverly Light & Power | 100
South Plant | 7758_G_5 | 7758 | G | 5 |  | Combustion Turbine | IC Engine | MIS_MIDA | Iowa | 19 | Bremer | 17 | 19017 | 1.9 | 10745 | 2000 | 9999 |  |  | N | Distillate Fuel Oil | [12 empty] | 1.406 | 1.6498 | 1.6498 | 1.6498 | 1.6498 | [11 empty] | Waverly Light & Power | 100 | Waverly Light & Power | 100
South Plant | 7758_G_6 | 7758 | G | 6 |  | Combustion Turbine | IC Engine | MIS_MIDA | Iowa | 19 | Bremer | 17 | 19017 | 1.9 | 10745 | 2000 | 9999 |  |  | N | Distillate Fuel Oil | [12 empty] | 2.5 | 1.6498 | 1.6498 | 1.6498 | 1.6498 | [11 empty] | Waverly Light & Power | 100 | Waverly Light & Power | 100
Georgetown | 7759_G_GT1 | 7759 | G | GT1 | 3163 | Combustion Turbine |  | MIS_INKY | Indiana | 18 | Marion | 97 | 18097 | 69 | 13177 | 2000 | 9999 |  |  | N | Natural Gas |  |  |  | DLNB | [8 empty] | 1.6 | 0.02409 | 0.02409 | 0.02409 | 0.02409 | [11 empty] | Indianapolis Power & Light | 100 | AES Corp (The) | 100
Georgetown | 7759_G_GT2 | 7759 | G | GT2 | 3164 | Combustion Turbine |  | MIS_INKY | Indiana | 18 | Marion | 97 | 18097 | 69 | 13177 | 2000 | 9999 |  |  | N | Natural Gas |  |  |  | DLNB | [8 empty] | 1.6 | 0.0263 | 0.0263 | 0.0263 | 0.0263 | [11 empty] | DTE Georgetown LP | 100 | DTE Energy Co | 100
Georgetown | 7759_G_GT3 | 7759 | G | GT3 | 3165 | Combustion Turbine |  | MIS_INKY | Indiana | 18 | Marion | 97 | 18097 | 69 | 13177 | 2000 | 9999 |  |  | N | Natural Gas |  |  |  | DLNB | [8 empty] | 1.6 | 0.03037 | 0.03037 | 0.03037 | 0.03037 | [11 empty] | Indiana Municipal Power Agency | 100 | Indiana Municipal Power Agency | 100
Georgetown | 7759_G_GT4 | 7759 | G | GT4 | 3166 | Combustion Turbine |  | MIS_INKY | Indiana | 18 | Marion | 97 | 18097 | 69 | 13177 | 2001 | 9999 |  |  | N | Natural Gas |  |  |  | DLNB | [8 empty] | 1.6 | 0.02661 | 0.02661 | 0.02661 | 0.02661 | [11 empty] | Indianapolis Power & Light | 100 | AES Corp (The) | 100
Sly Creek | 776_G_1 | 776 | G | 1 |  | Hydro |  | WEC_CALN | California | 6 | Butte | 7 | 06007 | 13 | 0 | 1983 | 9999 |  |  | N | Hydro | [13 empty] | 0 | 0 | 0 | 0 | [11 empty] | South Feather Water & Power Agency | 100 | South Feather Water & Power Agency | 100
Tilton | 7760_G_1 | 7760 | G | 1 | 3167 | Combustion Turbine |  | MIS_IL | Illinois | 17 | Vermilion | 183 | 17183 | 45.1 | 10831 | 1999 | 2045 |  |  | N | Natural Gas |  |  |  | H2O | [8 empty] | 1 | 0.10832 | 0.10832 | 0.10832 | 0.10832 | [11 empty] | Tilton Energy LLC | 100 | Carlyle Group (The) | 100
Tilton | 7760_G_2 | 7760 | G | 2 | 3168 | Combustion Turbine |  | MIS_IL | Illinois | 17 | Vermilion | 183 | 17183 | 45.2 | 10831 | 1999 | 2045 |  |  | N | Natural Gas |  |  |  | H2O | [8 empty] | 1 | 0.1134 | 0.1134 | 0.1134 | 0.1134 | [11 empty] | Tilton Energy LLC | 100 | Carlyle Group (The) | 100
Tilton | 7760_G_3 | 7760 | G | 3 | 3169 | Combustion Turbine |  | MIS_IL | Illinois | 17 | Vermilion | 183 | 17183 | 45.1 | 10832 | 1999 | 2045 |  |  | N | Natural Gas |  |  |  | H2O | [8 empty] | 1 | 0.11965 | 0.11965 | 0.11965 | 0.11965 | [11 empty] | Tilton Energy LLC | 100 | Carlyle Group (The) | 100
Tilton | 7760_G_4 | 7760 | G | 4 | 3170 | Combustion Turbine |  | MIS_IL | Illinois | 17 | Vermilion | 183 | 17183 | 45 | 10832 | 1999 | 2045 |  |  | N | Natural Gas |  |  |  | H2O | [8 empty] | 1 | 0.11289 | 0.11289 | 0.11289 | 0.11289 | [11 empty] | Tilton Energy LLC | 100 | Carlyle Group (The) | 100
Henry County | 7763_G_1 | 7763 | G | 1 | 3173 | Combustion Turbine |  | MIS_INKY | Indiana | 18 | Henry | 65 | 18065 | 43 | 11037 | 2001 | 9999 |  |  | N | Natural Gas |  |  |  | H2O | [8 empty] | 1.6 | 0.08525 | 0.08525 | 0.08525 | 0.08525 | [11 empty] | Duke Energy Indiana | 100 | Duke Energy Corp | 100
Henry County | 7763_G_2 | 7763 | G | 2 | 3174 | Combustion Turbine |  | MIS_INKY | Indiana | 18 | Henry | 65 | 18065 | 43 | 11037 | 2001 | 9999 |  |  | N | Natural Gas |  |  |  | H2O | [8 empty] | 1.6 | 0.0823 | 0.0823 | 0.0823 | 0.0823 | [11 empty] | Duke Energy Indiana | 100 | Duke Energy Corp | 100
Henry County | 7763_G_3 | 7763 | G | 3 | 3175 | Combustion Turbine |  | MIS_INKY | Indiana | 18 | Henry | 65 | 18065 | 43 | 11037 | 2001 | 9999 |  |  | N | Natural Gas |  |  |  | H2O | [8 empty] | 1.6 | 0.08375 | 0.08375 | 0.08375 | 0.08375 | [11 empty] | Duke Energy Indiana | 100 | Duke Energy Corp | 100
MPC Generating | 7764_G_1 | 7764 | G | 1 | 3176 | Combustion Turbine |  | S_SOU | Georgia | 13 | Walton | 297 | 13297 | 147.5 | 11038 | 2000 | 9999 |  |  | N | Natural Gas, Distillate Fuel Oil |  |  |  | H2O | [8 empty] | 0.052 | 0.11247 | 0.11247 | 0.11247 | 0.11247 | [11 empty] | MPC Generating LLC | 100 | Carlyle Group (The) | 100
MPC Generating | 7764_G_2 | 7764 | G | 2 | 3177 | Combustion Turbine |  | S_SOU | Georgia | 13 | Walton | 297 | 13297 | 155 | 11038 | 2001 | 9999 |  |  | N | Natural Gas, Distillate Fuel Oil |  |  |  | H2O | [8 empty] | 0.052 | 0.10964 | 0.10964 | 0.10964 | 0.10964 | [11 empty] | MPC Generating LLC | 100 | Carlyle Group (The) | 100
Erie Energy Center | 7766_G_1 | 7766 | G | 1 |  | Combustion Turbine | IC Engine | SPP_N | Kansas | 20 | Neosho | 133 | 20133 | 2.5 | 10745 | 1999 | 9999 |  |  | N | Distillate Fuel Oil | [12 empty] | 3 | 1.6498 | 1.6498 | 1.6498 | 1.6498 | [11 empty] | Erie Municipal Light & Power | 100 | Erie Municipal Light & Power | 100
Erie Energy Center | 7766_G_2 | 7766 | G | 2 |  | Combustion Turbine | IC Engine | SPP_N | Kansas | 20 | Neosho | 133 | 20133 | 2.5 | 10745 | 1999 | 9999 |  |  | N | Distillate Fuel Oil | [12 empty] | 3 | 1.6498 | 1.6498 | 1.6498 | 1.6498 | [11 empty] | Erie Municipal Light & Power | 100 | Erie Municipal Light & Power | 100
Erie Energy Center | 7766_G_3 | 7766 | G | 3 |  | Combustion Turbine | IC Engine | SPP_N | Kansas | 20 | Neosho | 133 | 20133 | 2.5 | 10745 | 1999 | 9999 |  |  | N | Distillate Fuel Oil | [12 empty] | 3 | 1.6498 | 1.6498 | 1.6498 | 1.6498 | [11 empty] | Erie Municipal Light & Power | 100 | Erie Municipal Light & Power | 100
Erie Energy Center | 7766_G_4 | 7766 | G | 4 |  | Combustion Turbine | IC Engine | SPP_N | Kansas | 20 | Neosho | 133 | 20133 | 2.5 | 10745 | 1999 | 9999 |  |  | N | Distillate Fuel Oil | [12 empty] | 3 | 1.6498 | 1.6498 | 1.6498 | 1.6498 | [11 empty] | Erie Municipal Light & Power | 100 | Erie Municipal Light & Power | 100
Erie Energy Center | 7766_G_5 | 7766 | G | 5 |  | Combustion Turbine | IC Engine | SPP_N | Kansas | 20 | Neosho | 133 | 20133 | 2.5 | 10745 | 1999 | 9999 |  |  | N | Distillate Fuel Oil | [12 empty] | 3 | 1.6498 | 1.6498 | 1.6498 | 1.6498 | [11 empty] | Erie Municipal Light & Power | 100 | Erie Municipal Light & Power | 100
Erie Energy Center | 7766_G_6 | 7766 | G | 6 |  | Combustion Turbine | IC Engine | SPP_N | Kansas | 20 | Neosho | 133 | 20133 | 2.5 | 10745 | 1999 | 9999 |  |  | N | Distillate Fuel Oil | [12 empty] | 3 | 1.6498 | 1.6498 | 1.6498 | 1.6498 | [11 empty] | Erie Municipal Light & Power | 100 | Erie Municipal Light & Power | 100
Erie Energy Center | 7766_G_7 | 7766 | G | 7 |  | Combustion Turbine | IC Engine | SPP_N | Kansas | 20 | Neosho | 133 | 20133 | 2.5 | 10745 | 1999 | 9999 |  |  | N | Distillate Fuel Oil | [12 empty] | 3 | 1.6498 | 1.6498 | 1.6498 | 1.6498 | [11 empty] | Erie Municipal Light & Power | 100 | Erie Municipal Light & Power | 100
Erie Energy Center | 7766_G_8 | 7766 | G | 8 |  | Combustion Turbine | IC Engine | SPP_N | Kansas | 20 | Neosho | 133 | 20133 | 2.5 | 10745 | 1999 | 9999 |  |  | N | Distillate Fuel Oil | [12 empty] | 3 | 1.6498 | 1.6498 | 1.6498 | 1.6498 | [11 empty] | Erie Municipal Light & Power | 100 | Erie Municipal Light & Power | 100
Bloomington Power Plant | 7767_G_1 | 7767 | G | 1 |  | Combustion Turbine | IC Engine | WECC_UT | Utah | 49 | Washington | 53 | 49053 | 1.5 | 10745 | 1999 | 9999 |  |  | N | Distillate Fuel Oil | [12 empty] | 0.85 | 1.6498 | 1.6498 | 1.6498 | 1.6498 | [11 empty] | St George Dept Water & Power | 84.75 | St George Dept Water & Power | 84.75
Bloomington Power Plant | 7767_G_2 | 7767 | G | 2 |  | Combustion Turbine | IC Engine | WECC_UT | Utah | 49 | Washington | 53 | 49053 | 1.5 | 11078 | 1999 | 9999 |  |  | N | Distillate Fuel Oil | [12 empty] | 0.85 | 1.6498 | 1.6498 | 1.6498 | 1.6498 | [11 empty] | St George Dept Water & Power | 84.75 | St George Dept Water & Power | 84.75
Bloomington Power Plant | 7767_G_3 | 7767 | G | 3 |  | Combustion Turbine | IC Engine | WECC_UT | Utah | 49 | Washington | 53 | 49053 | 1.5 | 11078 | 1999 | 9999 |  |  | N | Distillate Fuel Oil | [12 empty] | 0.85 | 1.6498 | 1.6498 | 1.6498 | 1.6498 | [11 empty] | St George Dept Water & Power | 84.75 | St George Dept Water & Power | 84.75
Bloomington Power Plant | 7767_G_4 | 7767 | G | 4 |  | Combustion Turbine | IC Engine | WECC_UT | Utah | 49 | Washington | 53 | 49053 | 1.5 | 11078 | 1999 | 9999 |  |  | N | Distillate Fuel Oil | [12 empty] | 0.85 | 1.6498 | 1.6498 | 1.6498 | 1.6498 | [11 empty] | St George Dept Water & Power | 84.75 | St George Dept Water & Power | 84.75
Bloomington Power Plant | 7767_G_5 | 7767 | G | 5 |  | Combustion Turbine | IC Engine | WECC_UT | Utah | 49 | Washington | 53 | 49053 | 1.5 | 11078 | 1999 | 9999 |  |  | N | Distillate Fuel Oil | [12 empty] | 0.85 | 1.6498 | 1.6498 | 1.6498 | 1.6498 | [11 empty] | St George Dept Water & Power | 84.75 | St George Dept Water & Power | 84.75
Bloomington Power Plant | 7767_G_6 | 7767 | G | 6 |  | Combustion Turbine | IC Engine | WECC_UT | Utah | 49 | Washington | 53 | 49053 | 1.5 | 11078 | 1999 | 9999 |  |  | N | Distillate Fuel Oil | [12 empty] | 0.85 | 1.6498 | 1.6498 | 1.6498 | 1.6498 | [11 empty] | St George Dept Water & Power | 84.75 | St George Dept Water & Power | 84.75
Sowega Power | 7768_G_CTG2 | 7768 | G | CTG2 | 3194 | Combustion Turbine |  | S_SOU | Georgia | 13 | Mitchell | 205 | 13205 | 48.5 | 10745 | 1999 | 9999 |  |  | N | Natural Gas, Distillate Fuel Oil |  |  |  | H2O | [8 empty] | 0.515 | 0.10493 | 0.10493 | 0.10493 | 0.10493 | [11 empty] | SOWEGA Power LLC | 100 | Georgia Energy Coop | 100
Sowega Power | 7768_G_CTG3 | 7768 | G | CTG3 | 3195 | Combustion Turbine |  | S_SOU | Georgia | 13 | Mitchell | 205 | 13205 | 48.5 | 10745 | 1999 | 9999 |  |  | N | Natural Gas, Distillate Fuel Oil |  |  |  | H2O | [8 empty] | 0.515 | 0.09458 | 0.09458 | 0.09458 | 0.09458 | [11 empty] | SOWEGA Power LLC | 100 | Georgia Energy Coop | 100
1515 S Caron Road | 7770_G_GT1 | 7770 | G | GT1 |  | Combustion Turbine |  | PJM_COMD | Illinois | 17 | Ogle | 141 | 17141 | 3 | 11112 | 2000 | 2045 |  |  | N | Natural Gas | [12 empty] | 1 | 0.16383 | 0.16383 | 0.16383 | 0.16383 | [11 empty] | Rochelle Municipal Utilities | 100 | Rochelle Municipal Utilities | 100
Springview | 7771_G_3 | 7771 | G | 3 |  | Onshore Wind |  | SPP_NEBR | Nebraska | 31 | Keya Paha | 103 | 31103 | 1.5 | 0 | 2011 | 9999 |  |  | N | Wind | [13 empty] | 0 | 0 | 0 | 0 | [11 empty] | Bluestem LLC | 100 | Bluestem LLC | 100
Springview | 7771_G_4 | 7771 | G | 4 |  | Onshore Wind |  | SPP_NEBR | Nebraska | 31 | Keya Paha | 103 | 31103 | 1.5 | 0 | 2011 | 9999 |  |  | N | Wind | [13 empty] | 0 | 0 | 0 | 0 | [11 empty] | Bluestem LLC | 100 | Bluestem LLC | 100
Cleveland Peaking | 7774_G_1 | 7774 | G | 1 |  | Combustion Turbine | IC Engine | PJM_ATSI | Ohio | 39 | Cuyahoga | 35 | 39035 | 1.8 | 10745 | 2000 | 9999 |  |  | N | Distillate Fuel Oil | [12 empty] | 0.5 | 2.6267 | 2.6267 | 2.6267 | 2.6267 | [11 empty] | American Municipal Power Inc | 100 | American Municipal Power Inc | 100
Cleveland Peaking | 7774_G_2 | 7774 | G | 2 |  | Combustion Turbine | IC Engine | PJM_ATSI | Ohio | 39 | Cuyahoga | 35 | 39035 | 1.8 | 10745 | 2000 | 9999 |  |  | N | Distillate Fuel Oil | [12 empty] | 0.5 | 1.8662 | 1.8662 | 1.8662 | 1.8662 | [11 empty] | American Municipal Power Inc | 100 | American Municipal Power Inc | 100
Cleveland Peaking | 7774_G_3 | 7774 | G | 3 |  | Combustion Turbine | IC Engine | PJM_ATSI | Ohio | 39 | Cuyahoga | 35 | 39035 | 1.8 | 10745 | 2000 | 9999 |  |  | N | Distillate Fuel Oil | [12 empty] | 0.5 | 2.6267 | 2.6267 | 2.6267 | 2.6267 | [11 empty] | American Municipal Power Inc | 100 | American Municipal Power Inc | 100
Cleveland Peaking | 7774_G_4 | 7774 | G | 4 |  | Combustion Turbine | IC Engine | PJM_ATSI | Ohio | 39 | Cuyahoga | 35 | 39035 | 1.8 | 10745 | 2000 | 9999 |  |  | N | Distillate Fuel Oil | [12 empty] | 0.5 | 2.7038 | 2.7038 | 2.7038 | 2.7038 | [11 empty] | American Municipal Power Inc | 100 | American Municipal Power Inc | 100
Cleveland Peaking | 7774_G_5 | 7774 | G | 5 |  | Combustion Turbine | IC Engine | PJM_ATSI | Ohio | 39 | Cuyahoga | 35 | 39035 | 1.8 | 10745 | 2000 | 9999 |  |  | N | Distillate Fuel Oil | [12 empty] | 0.5 | 2.7038 | 2.7038 | 2.7038 | 2.7038 | [11 empty] | American Municipal Power Inc | 100 | American Municipal Power Inc | 100
Cleveland Peaking | 7774_G_6 | 7774 | G | 6 |  | Combustion Turbine | IC Engine | PJM_ATSI | Ohio | 39 | Cuyahoga | 35 | 39035 | 1.8 | 10745 | 2000 | 9999 |  |  | N | Distillate Fuel Oil | [12 empty] | 0.5 | 2.7038 | 2.7038 | 2.7038 | 2.7038 | [11 empty] | American Municipal Power Inc | 100 | American Municipal Power Inc | 100
Versailles Peaking | 7775_G_1 | 7775 | G | 1 |  | Combustion Turbine | IC Engine | PJM_West | Ohio | 39 | Darke | 37 | 39037 | 1.8 | 10745 | 1999 | 9999 |  |  | N | Distillate Fuel Oil | [12 empty] | 0.5 | 1.4821 | 1.4821 | 1.4821 | 1.4821 | [11 empty] | Ohio Municipal Electric Agency Joint Venture 2 | 100 | Hamilton Dept of Public Utilities | 100
Versailles Peaking | 7775_G_2 | 7775 | G | 2 |  | Combustion Turbine | IC Engine | PJM_West | Ohio | 39 | Darke | 37 | 39037 | 1.8 | 10745 | 1999 | 9999 |  |  | N | Distillate Fuel Oil | [12 empty] | 0.5 | 1.4424 | 1.4424 | 1.4424 | 1.4424 | [11 empty] | Ohio Municipal Electric Agency Joint Venture 2 | 100 | Hamilton Dept of Public Utilities | 100
Versailles Peaking | 7775_G_3 | 7775 | G | 3 |  | Combustion Turbine | IC Engine | PJM_West | Ohio | 39 | Darke | 37 | 39037 | 1.8 | 10745 | 1999 | 9999 |  |  | N | Distillate Fuel Oil | [12 empty] | 0.5 | 1.2358 | 1.2358 | 1.2358 | 1.2358 | [11 empty] | Ohio Municipal Electric Agency Joint Venture 2 | 100 | Hamilton Dept of Public Utilities | 100
Napoleon Peaking | 7776_G_4 | 7776 | G | 4 |  | Combustion Turbine | IC Engine | PJM_ATSI | Ohio | 39 | Henry | 69 | 39069 | 1.8 | 10745 | 1999 | 9999 |  |  | N | Distillate Fuel Oil | [13 empty] | 2.7585 | 2.7585 | 2.7585 | 2.7585 | [11 empty] | Ohio Municipal Electric Generation Agency Joint Venture 5 | 100 | Cuyahoga Falls OH (City of) | 100
Napoleon Peaking | 7776_G_5 | 7776 | G | 5 |  | Combustion Turbine | IC Engine | PJM_ATSI | Ohio | 39 | Henry | 69 | 39069 | 1.8 | 10745 | 1999 | 9999 |  |  | N | Distillate Fuel Oil | [13 empty] | 2.5158 | 2.5158 | 2.5158 | 2.5158 | [11 empty] | Ohio Municipal Electric Generation Agency Joint Venture 5 | 100 | Cuyahoga Falls OH (City of) | 100
Napoleon Peaking | 7776_G_6 | 7776 | G | 6 |  | Combustion Turbine | IC Engine | PJM_ATSI | Ohio | 39 | Henry | 69 | 39069 | 1.8 | 10745 | 1999 | 9999 |  |  | N | Distillate Fuel Oil | [13 empty] | 0.48308 | 0.48308 | 0.48308 | 0.48308 | [11 empty] | Ohio Municipal Electric Generation Agency Joint Venture 5 | 100 | Cuyahoga Falls OH (City of) | 100
Dover Peaking | 7777_G_1 | 7777 | G | 1 |  | Combustion Turbine | IC Engine | PJM_West | Ohio | 39 | Tuscarawas | 157 | 39157 | 1.8 | 10745 | 1999 | 9999 |  |  | N | Distillate Fuel Oil | [12 empty] | 0.5 | 1.6498 | 1.6498 | 1.6498 | 1.6498 | [11 empty] | Ohio Municipal Electric Agency Joint Venture 2 | 100 | Hamilton Dept of Public Utilities | 100
Dover Peaking | 7777_G_2 | 7777 | G | 2 |  | Combustion Turbine | IC Engine | PJM_West | Ohio | 39 | Tuscarawas | 157 | 39157 | 1.8 | 10745 | 1999 | 9999 |  |  | N | Distillate Fuel Oil | [12 empty] | 0.5 | 1.6498 | 1.6498 | 1.6498 | 1.6498 | [11 empty] | Ohio Municipal Electric Agency Joint Venture 2 | 100 | Hamilton Dept of Public Utilities | 100
Dover Peaking | 7777_G_3 | 7777 | G | 3 |  | Combustion Turbine | IC Engine | PJM_West | Ohio | 39 | Tuscarawas | 157 | 39157 | 1.8 | 10745 | 1999 | 9999 |  |  | N | Distillate Fuel Oil | [12 empty] | 0.5 | 1.6498 | 1.6498 | 1.6498 | 1.6498 | [11 empty] | Ohio Municipal Electric Agency Joint Venture 2 | 100 | Hamilton Dept of Public Utilities | 100
Dover Peaking | 7777_G_4 | 7777 | G | 4 |  | Combustion Turbine | IC Engine | PJM_West | Ohio | 39 | Tuscarawas | 157 | 39157 | 1.8 | 10745 | 1999 | 9999 |  |  | N | Distillate Fuel Oil | [12 empty] | 0.5 | 1.6498 | 1.6498 | 1.6498 | 1.6498 | [11 empty] | Ohio Municipal Electric Agency Joint Venture 2 | 100 | Hamilton Dept of Public Utilities | 100
Dover Peaking | 7777_G_5 | 7777 | G | 5 |  | Combustion Turbine | IC Engine | PJM_West | Ohio | 39 | Tuscarawas | 157 | 39157 | 1.8 | 10745 | 1999 | 9999 |  |  | N | Distillate Fuel Oil | [12 empty] | 0.5 | 1.6498 | 1.6498 | 1.6498 | 1.6498 | [11 empty] | Ohio Municipal Electric Agency Joint Venture 2 | 100 | Hamilton Dept of Public Utilities | 100
Dover Peaking | 7777_G_6 | 7777 | G | 6 |  | Combustion Turbine | IC Engine | PJM_West | Ohio | 39 | Tuscarawas | 157 | 39157 | 1.8 | 10745 | 1999 | 9999 |  |  | N | Distillate Fuel Oil | [12 empty] | 0.5 | 1.6498 | 1.6498 | 1.6498 | 1.6498 | [11 empty] | Ohio Municipal Electric Agency Joint Venture 2 | 100 | Hamilton Dept of Public Utilities | 100
Orrville Peaking | 7778_G_1 | 7778 | G | 1 |  | Combustion Turbine | IC Engine | PJM_West | Ohio | 39 | Wayne | 169 | 39169 | 1.8 | 10745 | 1999 | 9999 |  |  | N | Distillate Fuel Oil | [12 empty] | 0.5 | 1.393 | 1.393 | 1.393 | 1.393 | [11 empty] | American Municipal Power Inc | 100 | American Municipal Power Inc | 100
Orrville Peaking | 7778_G_2 | 7778 | G | 2 |  | Combustion Turbine | IC Engine | PJM_West | Ohio | 39 | Wayne | 169 | 39169 | 1.8 | 10745 | 1999 | 9999 |  |  | N | Distillate Fuel Oil | [12 empty] | 0.5 | 1.4219 | 1.4219 | 1.4219 | 1.4219 | [11 empty] | American Municipal Power Inc | 100 | American Municipal Power Inc | 100
Orrville Peaking | 7778_G_3 | 7778 | G | 3 |  | Combustion Turbine | IC Engine | PJM_West | Ohio | 39 | Wayne | 169 | 39169 | 1.8 | 10745 | 1999 | 9999 |  |  | N | Distillate Fuel Oil | [12 empty] | 0.5 | 1.3355 | 1.3355 | 1.3355 | 1.3355 | [11 empty] | American Municipal Power Inc | 100 | American Municipal Power Inc | 100
Bryan Peaking | 7779_G_1 | 7779 | G | 1 |  | Combustion Turbine | IC Engine | PJM_ATSI | Ohio | 39 | Williams | 171 | 39171 | 1.8 | 10745 | 1999 | 9999 |  |  | N | Distillate Fuel Oil | [12 empty] | 0.5 | 4.5992 | 4.5992 | 4.5992 | 4.5992 | [11 empty] | American Municipal Power Inc | 100 | American Municipal Power Inc | 100
Bryan Peaking | 7779_G_2 | 7779 | G | 2 |  | Combustion Turbine | IC Engine | PJM_ATSI | Ohio | 39 | Williams | 171 | 39171 | 1.8 | 10745 | 1999 | 9999 |  |  | N | Distillate Fuel Oil | [12 empty] | 0.5 | 4.4767 | 4.4767 | 4.4767 | 4.4767 | [11 empty] | American Municipal Power Inc | 100 | American Municipal Power Inc | 100
Bryan Peaking | 7779_G_3 | 7779 | G | 3 |  | Combustion Turbine | IC Engine | PJM_ATSI | Ohio | 39 | Williams | 171 | 39171 | 1.8 | 10745 | 1999 | 9999 |  |  | N | Distillate Fuel Oil | [12 empty] | 0.5 | 4.716 | 4.716 | 4.716 | 4.716 | [11 empty] | American Municipal Power Inc | 100 | American Municipal Power Inc | 100
Bryan Peaking | 7779_G_4 | 7779 | G | 4 |  | Combustion Turbine | IC Engine | PJM_ATSI | Ohio | 39 | Williams | 171 | 39171 | 1.8 | 10745 | 1999 | 9999 |  |  | N | Distillate Fuel Oil | [13 empty] | 1.6498 | 1.6498 | 1.6498 | 1.6498 | [11 empty] | American Municipal Power Inc | 100 | American Municipal Power Inc | 100
Bryan Peaking | 7779_G_5 | 7779 | G | 5 |  | Combustion Turbine | IC Engine | PJM_ATSI | Ohio | 39 | Williams | 171 | 39171 | 1.8 | 10745 | 1999 | 9999 |  |  | N | Distillate Fuel Oil | [13 empty] | 1.6498 | 1.6498 | 1.6498 | 1.6498 | [11 empty] | American Municipal Power Inc | 100 | American Municipal Power Inc | 100
Bryan Peaking | 7779_G_6 | 7779 | G | 6 |  | Combustion Turbine | IC Engine | PJM_ATSI | Ohio | 39 | Williams | 171 | 39171 | 1.8 | 10745 | 1999 | 9999 |  |  | N | Distillate Fuel Oil | [13 empty] | 1.6498 | 1.6498 | 1.6498 | 1.6498 | [11 empty] | American Municipal Power Inc | 100 | American Municipal Power Inc | 100
Jackson Cntr Peaking | 7780_G_1 | 7780 | G | 1 |  | Combustion Turbine | IC Engine | PJM_West | Ohio | 39 | Shelby | 149 | 39149 | 1.8 | 10745 | 1999 | 9999 |  |  | N | Distillate Fuel Oil | [12 empty] | 0.5 | 0.5029 | 0.5029 | 0.5029 | 0.5029 | [11 empty] | Ohio Municipal Electric Agency Joint Venture 2 | 100 | Hamilton Dept of Public Utilities | 100
Arcanum Peaking | 7781_G_1 | 7781 | G | 1 |  | Combustion Turbine | IC Engine | PJM_West | Ohio | 39 | Darke | 37 | 39037 | 1.8 | 10745 | 1999 | 9999 |  |  | N | Distillate Fuel Oil | [12 empty] | 0.5 | 3.0928 | 3.0928 | 3.0928 | 3.0928 | [11 empty] | American Municipal Power Inc | 100 | American Municipal Power Inc | 100
Hamilton Peaking | 7782_G_1 | 7782 | G | 1 | 3225 | Combustion Turbine |  | PJM_West | Ohio | 39 | Butler | 17 | 39017 | 29 | 12112 | 2000 | 9999 |  |  | N | Natural Gas |  |  |  | H2O | [8 empty] | 0.5 | 0.16505 | 0.16505 | 0.16505 | 0.16505 | [11 empty] | American Municipal Power Inc | 100 | American Municipal Power Inc | 100
Bowling Green Peaking | 7783_G_1 | 7783 | G | 1 | 3226 | Combustion Turbine |  | PJM_ATSI | Ohio | 39 | Wood | 173 | 39173 | 29 | 10745 | 2000 | 9999 |  |  | N | Natural Gas |  |  |  | H2O | [8 empty] | 0.5 | 0.16508 | 0.16508 | 0.16508 | 0.16508 | [11 empty] | American Municipal Power Inc | 100 | American Municipal Power Inc | 100
Allegany Cogen | 7784_G_1 | 7784 | G | 1 | 3562 | Combined Cycle |  | NY_Z_B | New York | 36 | Allegany | 3 | 36003 | 40 | 8466 | 1994 | 9999 |  |  | N | Natural Gas |  |  |  | H2O | SCR | [8 empty] | 0.031202 | 0.031202 | 0.031202 | 0.031202 | [11 empty] | Allegany Generating Station LLC | 100 | Alliance Energy Group LLC | 100
Allegany Cogen | 7784_G_2 | 7784 | G | 2 | 3562 | Combined Cycle |  | NY_Z_B | New York | 36 | Allegany | 3 | 36003 | 20 | 8466 | 1994 | 9999 |  |  | N | Natural Gas |  |  |  | H2O | SCR | [8 empty] | 0.031202 | 0.031202 | 0.031202 | 0.031202 | [11 empty] | Allegany Generating Station LLC | 100 | Alliance Energy Group LLC | 100
Abiquiu Dam | 7789_G_1 | 7789 | G | 1 |  | Hydro |  | WECC_NM | New Mexico | 35 | Rio Arriba | 39 | 35039 | 6.9 | 0 | 1989 | 9999 |  |  | N | Hydro | [13 empty] | 0 | 0 | 0 | 0 | [11 empty] | Los Alamos County | 100 | Los Alamos County | 100
Abiquiu Dam | 7789_G_2 | 7789 | G | 2 |  | Hydro |  | WECC_NM | New Mexico | 35 | Rio Arriba | 39 | 35039 | 6.9 | 0 | 1989 | 9999 |  |  | N | Hydro | [13 empty] | 0 | 0 | 0 | 0 | [11 empty] | Los Alamos County | 100 | Los Alamos County | 100
Abiquiu Dam | 7789_G_3 | 7789 | G | 3 |  | Hydro |  | WECC_NM | New Mexico | 35 | Rio Arriba | 39 | 35039 | 3 | 0 | 2011 | 9999 |  |  | N | Hydro | [13 empty] | 0 | 0 | 0 | 0 | [11 empty] | Los Alamos County | 100 | Los Alamos County | 100
Montpelier | 7791_G_1 | 7791 | G | 1 |  | Combustion Turbine | IC Engine | PJM_ATSI | Ohio | 39 | Williams | 171 | 39171 | 1.8 | 10745 | 2000 | 9999 |  |  | N | Distillate Fuel Oil | [12 empty] | 0.5 | 2.3597 | 2.3597 | 2.3597 | 2.3597 | [11 empty] | Ohio Municipal Electric Agency Joint Venture 2 | 100 | Hamilton Dept of Public Utilities | 100
Montpelier | 7791_G_2 | 7791 | G | 2 |  | Combustion Turbine | IC Engine | PJM_ATSI | Ohio | 39 | Williams | 171 | 39171 | 1.8 | 10745 | 2000 | 9999 |  |  | N | Distillate Fuel Oil | [12 empty] | 0.5 | 2.4243 | 2.4243 | 2.4243 | 2.4243 | [11 empty] | Ohio Municipal Electric Agency Joint Venture 2 | 100 | Hamilton Dept of Public Utilities | 100
Montpelier | 7791_G_3 | 7791 | G | 3 |  | Combustion Turbine | IC Engine | PJM_ATSI | Ohio | 39 | Williams | 171 | 39171 | 1.8 | 10745 | 2000 | 9999 |  |  | N | Distillate Fuel Oil | [12 empty] | 0.5 | 2.2951 | 2.2951 | 2.2951 | 2.2951 | [11 empty] | Ohio Municipal Electric Agency Joint Venture 2 | 100 | Hamilton Dept of Public Utilities | 100
Montpelier | 7791_G_4 | 7791 | G | 4 |  | Combustion Turbine | IC Engine | PJM_ATSI | Ohio | 39 | Williams | 171 | 39171 | 1.8 | 10745 | 2000 | 9999 |  |  | N | Distillate Fuel Oil | [12 empty] | 0.5 | 2.3597 | 2.3597 | 2.3597 | 2.3597 | [11 empty] | Ohio Municipal Electric Agency Joint Venture 2 | 100 | Hamilton Dept of Public Utilities | 100
Montpelier | 7791_G_5 | 7791 | G | 5 |  | Combustion Turbine | IC Engine | PJM_ATSI | Ohio | 39 | Williams | 171 | 39171 | 1.8 | 10745 | 2000 | 9999 |  |  | N | Distillate Fuel Oil | [12 empty] | 0.5 | 2.2336 | 2.2336 | 2.2336 | 2.2336 | [11 empty] | Ohio Municipal Electric Agency Joint Venture 2 | 100 | Hamilton Dept of Public Utilities | 100
Montpelier | 7791_G_6 | 7791 | G | 6 |  | Combustion Turbine | IC Engine | PJM_ATSI | Ohio | 39 | Williams | 171 | 39171 | 1.8 | 10745 | 2000 | 9999 |  |  | N | Distillate Fuel Oil | [12 empty] | 0.5 | 2.169 | 2.169 | 2.169 | 2.169 | [11 empty] | Ohio Municipal Electric Agency Joint Venture 2 | 100 | Hamilton Dept of Public Utilities | 100
Custer Energy Center | 7795_G_1 | 7795 | G | 1 |  | Combustion Turbine |  | MIS_WUMS | Wisconsin | 55 | Manitowoc | 71 | 55071 | 22 | 16966 | 1999 | 9999 |  |  | N | Natural Gas, Distillate Fuel Oil | [12 empty] | 3 | 0.23894 | 0.23894 | 0.23894 | 0.23894 | [11 empty] | Manitowoc Public Utilities | 100 | Manitowoc Public Utilities | 100
Dominion/Lo Mar | 7797_G_DOM1 | 7797 | G | DOM1 |  | Combustion Turbine |  | PJM_Dom | Virginia | 51 | Prince William | 153 | 51153 | 9 | 24694 | 1997 | 9999 |  |  | N | Distillate Fuel Oil | [12 empty] | 0.8 | 1.01 | 1.01 | 1.01 | 1.01 | [11 empty] | Manassas VA (City of) | 100 | Manassas VA (City of) | 100
Dominion/Lo Mar | 7797_G_DOM2 | 7797 | G | DOM2 |  | Combustion Turbine | IC Engine | PJM_Dom | Virginia | 51 | Prince William | 153 | 51153 | 1.7 | 10745 | 1997 | 9999 |  |  | N | Distillate Fuel Oil | [12 empty] | 1.06 | 1.6498 | 1.6498 | 1.6498 | 1.6498 | [11 empty] | Manassas VA (City of) | 100 | Manassas VA (City of) | 100
Dominion/Lo Mar | 7797_G_LOM1 | 7797 | G | LOM1 |  | Combustion Turbine | IC Engine | PJM_Dom | Virginia | 51 | Prince William | 153 | 51153 | 1.7 | 10745 | 1997 | 9999 |  |  | N | Distillate Fuel Oil | [12 empty] | 1.06 | 1.6498 | 1.6498 | 1.6498 | 1.6498 | [11 empty] | Manassas VA (City of) | 100 | Manassas VA (City of) | 100
Dominion/Lo Mar | 7797_G_LOM2 | 7797 | G | LOM2 |  | Combustion Turbine | IC Engine | PJM_Dom | Virginia | 51 | Prince William | 153 | 51153 | 1.7 | 10745 | 1997 | 9999 |  |  | N | Distillate Fuel Oil | [12 empty] | 1.06 | 1.6498 | 1.6498 | 1.6498 | 1.6498 | [11 empty] | Manassas VA (City of) | 100 | Manassas VA (City of) | 100
Dominion/Lo Mar | 7797_G_LOM3 | 7797 | G | LOM3 |  | Combustion Turbine | IC Engine | PJM_Dom | Virginia | 51 | Prince William | 153 | 51153 | 1.7 | 10745 | 1997 | 9999 |  |  | N | Distillate Fuel Oil | [12 empty] | 1.06 | 1.6498 | 1.6498 | 1.6498 | 1.6498 | [11 empty] | Manassas VA (City of) | 100 | Manassas VA (City of) | 100
Gateway Gen | 7798_G_1 | 7798 | G | 1 |  | Combustion Turbine | IC Engine | PJM_Dom | Virginia | 51 | Prince William | 153 | 51153 | 1.7 | 12479 | 1996 | 9999 |  |  | N | Distillate Fuel Oil | [12 empty] | 1.06 | 1.2901 | 1.2901 | 1.2901 | 1.2901 | [11 empty] | Manassas VA (City of) | 100 | Manassas VA (City of) | 100
Gateway Gen | 7798_G_2 | 7798 | G | 2 |  | Combustion Turbine | IC Engine | PJM_Dom | Virginia | 51 | Prince William | 153 | 51153 | 1.7 | 12759 | 2009 | 9999 |  |  | N | Distillate Fuel Oil | [13 empty] | 1.2901 | 1.2901 | 1.2901 | 1.2901 | [11 empty] | Manassas VA (City of) | 100 | Manassas VA (City of) | 100
West Marinette 34 | 7799_G_34 | 7799 | G | 34 | 2612 | Combustion Turbine |  | MIS_WUMS | Wisconsin | 55 | Marinette | 75 | 55075 | 70.4 | 12565 | 2000 | 9999 |  |  | N | Natural Gas |  |  |  | DLNB + H2O | [8 empty] | 3 | 0.03189 | 0.03189 | 0.03189 | 0.03189 | [11 empty] | Madison Gas & Electric Co | 100 | MGE Energy Inc | 100
Sherwood H Smith Jr Energy Complex | 7805_G_001 | 7805 | G | 001 | 3235 | Combustion Turbine |  | S_VACA | North Carolina | 37 | Richmond | 153 | 37153 | 157 | 11239 | 2001 | 9999 |  |  | N | Natural Gas, Distillate Fuel Oil |  |  |  | DLNB + H2O | [8 empty] | 2.3 | 0.03682 | 0.03682 | 0.03682 | 0.03682 | [11 empty] | Duke Energy Progress | 100 | Duke Energy Corp | 100
Sherwood H Smith Jr Energy Complex | 7805_G_002 | 7805 | G | 002 | 3236 | Combustion Turbine |  | S_VACA | North Carolina | 37 | Richmond | 153 | 37153 | 156 | 11239 | 2001 | 9999 |  |  | N | Natural Gas, Distillate Fuel Oil |  |  |  | DLNB + H2O | [8 empty] | 2.3 | 0.03163 | 0.03163 | 0.03163 | 0.03163 | [11 empty] | Duke Energy Progress | 100 | Duke Energy Corp | 100
Sherwood H Smith Jr Energy Complex | 7805_G_003 | 7805 | G | 003 | 3237 | Combustion Turbine |  | S_VACA | North Carolina | 37 | Richmond | 153 | 37153 | 155 | 11239 | 2001 | 9999 |  |  | N | Natural Gas, Distillate Fuel Oil |  |  |  | DLNB + H2O | [8 empty] | 2.3 | 0.03756 | 0.03756 | 0.03756 | 0.03756 | [11 empty] | Duke Energy Progress | 100 | Duke Energy Corp | 100
Sherwood H Smith Jr Energy Complex | 7805_G_004 | 7805 | G | 004 | 3238 | Combustion Turbine |  | S_VACA | North Carolina | 37 | Richmond | 153 | 37153 | 159 | 11239 | 2001 | 9999 |  |  | N | Natural Gas, Distillate Fuel Oil |  |  |  | DLNB + H2O | [8 empty] | 2.3 | 0.03279 | 0.03279 | 0.03279 | 0.03279 | [11 empty] | Duke Energy Progress | 100 | Duke Energy Corp | 100
Sherwood H Smith Jr Energy Complex | 7805_G_10 | 7805 | G | 10 | 90495 | Combined Cycle |  | S_VACA | North Carolina | 37 | Richmond | 153 | 37153 | 175 | 7050 | 2011 | 9999 |  |  | N | Natural Gas, Distillate Fuel Oil |  |  |  | DLNB + H2O | SCR | [8 empty] | 0.0064374 | 0.0064374 | 0.0064374 | 0.0064374 | [11 empty] | Duke Energy Progress | 100 | Duke Energy Corp | 100
Sherwood H Smith Jr Energy Complex | 7805_G_6 | 7805 | G | 6 | 3240 | Combustion Turbine |  | S_VACA | North Carolina | 37 | Richmond | 153 | 37153 | 145 | 11238 | 2002 | 9999 |  |  | N | Natural Gas, Distillate Fuel Oil |  |  |  | DLNB + H2O | [8 empty] | 2.3 | 0.03579 | 0.03579 | 0.03579 | 0.03579 | [11 empty] | Duke Energy Progress | 100 | Duke Energy Corp | 100
Sherwood H Smith Jr Energy Complex | 7805_G_7 | 7805 | G | 7 | 3241 | Combined Cycle |  | S_VACA | North Carolina | 37 | Richmond | 153 | 37153 | 154 | 7050 | 2002 | 9999 |  |  | N | Natural Gas, Distillate Fuel Oil |  |  |  | DLNB + H2O | SCR | [7 empty] | 2.3 | 0.0076843 | 0.0076843 | 0.0076843 | 0.0076843 | [11 empty] | Duke Energy Progress | 100 | Duke Energy Corp | 100
Sherwood H Smith Jr Energy Complex | 7805_G_8 | 7805 | G | 8 | 3242 | Combined Cycle |  | S_VACA | North Carolina | 37 | Richmond | 153 | 37153 | 153 | 7050 | 2002 | 9999 |  |  | N | Natural Gas, Distillate Fuel Oil |  |  |  | DLNB + H2O | SCR | [7 empty] | 2.3 | 0.0076843 | 0.0076843 | 0.0076843 | 0.0076843 | [11 empty] | Duke Energy Progress | 100 | Duke Energy Corp | 100
Sherwood H Smith Jr Energy Complex | 7805_G_9 | 7805 | G | 9 | 90494 | Combined Cycle |  | S_VACA | North Carolina | 37 | Richmond | 153 | 37153 | 174 | 7050 | 2011 | 9999 |  |  | N | Natural Gas, Distillate Fuel Oil |  |  |  | DLNB + H2O | SCR | [8 empty] | 0.0064374 | 0.0064374 | 0.0064374 | 0.0064374 | [11 empty] | Duke Energy Progress | 100 | Duke Energy Corp | 100
Sherwood H Smith Jr Energy Complex | 7805_G_ST4 | 7805 | G | ST4 | 3241 | Combined Cycle |  | S_VACA | North Carolina | 37 | Richmond | 153 | 37153 | 169 | 7050 | 2002 | 9999 |  |  | N | Natural Gas, Distillate Fuel Oil |  |  |  | DLNB + H2O | SCR | [7 empty] | 2.3 | 0.0076843 | 0.0076843 | 0.0076843 | 0.0076843 | [11 empty] | Duke Energy Progress | 100 | Duke Energy Corp | 100
Sherwood H Smith Jr Energy Complex | 7805_G_ST5 | 7805 | G | ST5 | 90494 | Combined Cycle |  | S_VACA | North Carolina | 37 | Richmond | 153 | 37153 | 248 | 7050 | 2011 | 9999 |  |  | N | Natural Gas, Distillate Fuel Oil |  |  |  | DLNB + H2O | SCR | [8 empty] | 0.0064374 | 0.0064374 | 0.0064374 | 0.0064374 | [11 empty] | Duke Energy Progress | 100 | Duke Energy Corp | 100
Pine Street | 7806_G_7 | 7806 | G | 7 |  | Combustion Turbine | IC Engine | MIS_LMI | Michigan | 26 | Huron | 63 | 26063 | 4.4 | 10745 | 2019 | 9999 |  |  | N | Natural Gas | [13 empty] | 1.061 | 1.061 | 1.061 | 1.061 | [11 empty] | Sebewaing Light & Water Dept | 100 | Sebewaing Light & Water Dept | 100
Pine Street | 7806_G_8 | 7806 | G | 8 |  | Combustion Turbine | IC Engine | MIS_LMI | Michigan | 26 | Huron | 63 | 26063 | 3.3 | 10745 | 2020 | 9999 |  |  | N | Natural Gas | [13 empty] | 1.061 | 1.061 | 1.061 | 1.061 | [11 empty] | Sebewaing Light & Water Dept | 100 | Sebewaing Light & Water Dept | 100
Hamilton Hydro | 7807_G_3 | 7807 | G | 3 |  | Hydro |  | PJM_West | Ohio | 39 | Butler | 17 | 39017 | 1 | 0 | 1994 | 9999 |  |  | N | Hydro | [13 empty] | 0 | 0 | 0 | 0 | [11 empty] | Hamilton Dept of Public Utilities | 100 | Hamilton Dept of Public Utilities | 100
Hamilton Hydro | 7807_G_4 | 7807 | G | 4 |  | Hydro |  | PJM_West | Ohio | 39 | Butler | 17 | 39017 | 1 | 0 | 1994 | 9999 |  |  | N | Hydro | [13 empty] | 0 | 0 | 0 | 0 | [11 empty] | Hamilton Dept of Public Utilities | 100 | Hamilton Dept of Public Utilities | 100
Argyle | 7810_G_5 | 7810 | G | 5 |  | Combustion Turbine | IC Engine | MIS_MNWI | Wisconsin | 55 | Lafayette | 65 | 55065 | 2 | 10745 | 2004 | 9999 |  |  | N | Distillate Fuel Oil | [12 empty] | 3 | 1.6498 | 1.6498 | 1.6498 | 1.6498 | [11 empty] | Argyle WI (City of) | 100 | Argyle WI (City of) | 100
Sewell Creek Energy | 7813_G_1 | 7813 | G | 1 | 3243 | Combustion Turbine |  | S_SOU | Georgia | 13 | Polk | 233 | 13233 | 97.2 | 11096 | 2000 | 9999 |  |  | N | Natural Gas |  |  |  | DLNB | [8 empty] | 0.006 | 0.03378 | 0.03378 | 0.03378 | 0.03378 | [11 empty] | Smarr EMC | 100 | Smarr EMC | 100
Sewell Creek Energy | 7813_G_2 | 7813 | G | 2 | 3244 | Combustion Turbine |  | S_SOU | Georgia | 13 | Polk | 233 | 13233 | 92.8 | 11088 | 2000 | 9999 |  |  | N | Natural Gas |  |  |  | DLNB | [8 empty] | 0.006 | 0.03609 | 0.03609 | 0.03609 | 0.03609 | [11 empty] | Smarr EMC | 100 | Smarr EMC | 100
Sewell Creek Energy | 7813_G_3 | 7813 | G | 3 | 3245 | Combustion Turbine |  | S_SOU | Georgia | 13 | Polk | 233 | 13233 | 129.8 | 11087 | 2000 | 9999 |  |  | N | Natural Gas |  |  |  | DLNB | [8 empty] | 0.006 | 0.07472 | 0.07472 | 0.07472 | 0.07472 | [11 empty] | Smarr EMC | 100 | Smarr EMC | 100
Sewell Creek Energy | 7813_G_4 | 7813 | G | 4 | 3246 | Combustion Turbine |  | S_SOU | Georgia | 13 | Polk | 233 | 13233 | 131.3 | 11091 | 2000 | 9999 |  |  | N | Natural Gas |  |  |  | DLNB | [8 empty] | 0.006 | 0.0809 | 0.0809 | 0.0809 | 0.0809 | [11 empty] | Smarr EMC | 100 | Smarr EMC | 100
Webb Forging | 7814_G_1 | 7814 | G | 1 |  | Combustion Turbine | IC Engine | S_VACA | South Carolina | 45 | Union | 87 | 45087 | 2.4 | 11525 | 2003 | 9999 |  |  | N | Distillate Fuel Oil | [12 empty] | 3.5 | 1.6498 | 1.6498 | 1.6498 | 1.6498 | [11 empty] | Santee Cooper | 100 | Santee Cooper | 100
Webb Forging | 7814_G_2 | 7814 | G | 2 |  | Combustion Turbine | IC Engine | S_VACA | South Carolina | 45 | Union | 87 | 45087 | 2.4 | 11623 | 2003 | 9999 |  |  | N | Distillate Fuel Oil | [12 empty] | 3.5 | 1.6498 | 1.6498 | 1.6498 | 1.6498 | [11 empty] | Santee Cooper | 100 | Santee Cooper | 100
Alsey | 7818_G_1 | 7818 | G | 1 | 89336 | Combustion Turbine |  | MIS_IL | Illinois | 17 | Scott | 171 | 17171 | 30 | 13410 | 1999 | 2045 |  |  | N | Natural Gas |  |  |  | H2O | [8 empty] | 1 | 0.23028 | 0.23028 | 0.23028 | 0.23028 | [11 empty] | Prairie Power Inc | 100 | Prairie Power Inc | 100
Alsey | 7818_G_2 | 7818 | G | 2 | 89337 | Combustion Turbine |  | MIS_IL | Illinois | 17 | Scott | 171 | 17171 | 30 | 13411 | 1999 | 2045 |  |  | N | Natural Gas |  |  |  | H2O | [8 empty] | 1 | 0.22606 | 0.22606 | 0.22606 | 0.22606 | [11 empty] | Prairie Power Inc | 100 | Prairie Power Inc | 100
Alsey | 7818_G_3 | 7818 | G | 3 |  | Combustion Turbine |  | MIS_IL | Illinois | 17 | Scott | 171 | 17171 | 18 | 13411 | 1999 | 2045 |  |  | N | Natural Gas, Distillate Fuel Oil | [12 empty] | 1 | 0.16383 | 0.16383 | 0.16383 | 0.16383 | [11 empty] | Prairie Power Inc | 100 | Prairie Power Inc | 100
Alsey | 7818_G_4 | 7818 | G | 4 |  | Combustion Turbine |  | MIS_IL | Illinois | 17 | Scott | 171 | 17171 | 18 | 13411 | 1999 | 2045 |  |  | N | Natural Gas, Distillate Fuel Oil | [12 empty] | 1 | 0.16383 | 0.16383 | 0.16383 | 0.16383 | [11 empty] | Prairie Power Inc | 100 | Prairie Power Inc | 100
Alsey | 7818_G_5 | 7818 | G | 5 | 89338 | Combustion Turbine |  | MIS_IL | Illinois | 17 | Scott | 171 | 17171 | 25 | 13411 | 1999 | 2045 |  |  | N | Natural Gas | [12 empty] | 1 | 0.3128 | 0.3128 | 0.3128 | 0.3128 | [11 empty] | Prairie Power Inc | 100 | Prairie Power Inc | 100
Alsey | 7818_G_6 | 7818 | G | 6 | 91126 | Combustion Turbine |  | MIS_IL | Illinois | 17 | Scott | 171 | 17171 | 42 | 10973 | 2016 | 2045 |  |  | N | Natural Gas, Distillate Fuel Oil | [13 empty] | 0.07516 | 0.07516 | 0.07516 | 0.07516 | [11 empty] | Prairie Power Inc | 100 | Prairie Power Inc | 100
Big Quinnesec 92 | 7820_G_1 | 7820 | G | 1 |  | Hydro |  | MIS_WUMS | Michigan | 26 | Dickinson | 43 | 26043 | 8 | 0 | 1949 | 9999 |  |  | N | Hydro | [13 empty] | 0 | 0 | 0 | 0 | [11 empty] | Wisconsin Electric Power Co | 100 | WEC Energy Group Inc | 100
Big Quinnesec 92 | 7820_G_2 | 7820 | G | 2 |  | Hydro |  | MIS_WUMS | Michigan | 26 | Dickinson | 43 | 26043 | 8 | 0 | 1949 | 9999 |  |  | N | Hydro | [13 empty] | 0 | 0 | 0 | 0 | [11 empty] | Wisconsin Electric Power Co | 100 | WEC Energy Group Inc | 100
Big Quinnesec 61 | 7821_G_4 | 7821 | G | 4 |  | Hydro |  | MIS_WUMS | Michigan | 26 | Dickinson | 43 | 26043 | 2.2 | 0 | 1914 | 9999 |  |  | N | Hydro | [13 empty] | 0 | 0 | 0 | 0 | [11 empty] | Wisconsin Electric Power Co | 100 | WEC Energy Group Inc | 100
Big Quinnesec 61 | 7821_G_5 | 7821 | G | 5 |  | Hydro |  | MIS_WUMS | Michigan | 26 | Dickinson | 43 | 26043 | 2.2 | 0 | 1914 | 9999 |  |  | N | Hydro | [13 empty] | 0 | 0 | 0 | 0 | [11 empty] | Wisconsin Electric Power Co | 100 | WEC Energy Group Inc | 100
Kaukauna City Hydro | 7822_G_1 | 7822 | G | 1 |  | Hydro |  | MIS_WUMS | Wisconsin | 55 | Outagamie | 87 | 55087 | 2.4 | 0 | 1940 | 9999 |  |  | N | Hydro | [13 empty] | 0 | 0 | 0 | 0 | [11 empty] | Kaukauna WI (City of) | 100 | Kaukauna WI (City of) | 100
Kaukauna City Hydro | 7822_G_2 | 7822 | G | 2 |  | Hydro |  | MIS_WUMS | Wisconsin | 55 | Outagamie | 87 | 55087 | 2.4 | 0 | 1942 | 9999 |  |  | N | Hydro | [13 empty] | 0 | 0 | 0 | 0 | [11 empty] | Kaukauna WI (City of) | 100 | Kaukauna WI (City of) | 100
Rockwood | 7824_G_1 | 7824 | G | 1 |  | Combustion Turbine |  | WECC_IID | California | 6 | Imperial | 25 | 06025 | 24.1 | 18223 | 1979 | 9999 |  |  | N | Natural Gas, Distillate Fuel Oil | [12 empty] | 0.74 | 0.24601 | 0.24601 | 0.24601 | 0.24601 | [11 empty] | Imperial Irrigation District | 100 | Imperial Irrigation District | 100
Rockwood | 7824_G_2 | 7824 | G | 2 |  | Combustion Turbine |  | WECC_IID | California | 6 | Imperial | 25 | 06025 | 23 | 18222 | 1980 | 9999 |  |  | N | Distillate Fuel Oil | [12 empty] | 1.23 | 0.24601 | 0.24601 | 0.24601 | 0.24601 | [11 empty] | Imperial Irrigation District | 100 | Imperial Irrigation District | 100
Fulton (AR) | 7825_G_1 | 7825 | G | 1 | 3247 | Combustion Turbine |  | SPP_WEST | Arkansas | 5 | Hempstead | 57 | 05057 | 153 | 10853 | 2001 | 9999 |  |  | N | Natural Gas |  |  |  | DLNB | [9 empty] | 0.06143 | 0.06143 | 0.06143 | 0.06143 | [11 empty] | Arkansas Electric Coop Corp | 100 | Arkansas Electric Coop Corp | 100
Rowan | 7826_G_001 | 7826 | G | 001 | 3248 | Combustion Turbine |  | S_VACA | North Carolina | 37 | Rowan | 159 | 37159 | 154 | 10883 | 2001 | 9999 |  |  | N | Natural Gas, Distillate Fuel Oil |  |  |  | DLNB + H2O | [8 empty] | 0.006 | 0.03287 | 0.03287 | 0.03287 | 0.03287 | [11 empty] | Southern Power Co | 100 | Southern Co | 100
Rowan | 7826_G_002 | 7826 | G | 002 | 3249 | Combustion Turbine |  | S_VACA | North Carolina | 37 | Rowan | 159 | 37159 | 154 | 10883 | 2001 | 9999 |  |  | N | Natural Gas, Distillate Fuel Oil |  |  |  | DLNB + H2O | [8 empty] | 0.006 | 0.03514 | 0.03514 | 0.03514 | 0.03514 | [11 empty] | Southern Power Co | 100 | Southern Co | 100
Rowan | 7826_G_003 | 7826 | G | 003 | 3250 | Combustion Turbine |  | S_VACA | North Carolina | 37 | Rowan | 159 | 37159 | 154 | 10883 | 2001 | 9999 |  |  | N | Natural Gas, Distillate Fuel Oil |  |  |  | DLNB + H2O | [8 empty] | 0.006 | 0.0327 | 0.0327 | 0.0327 | 0.0327 | [11 empty] | Southern Power Co | 100 | Southern Co | 100
Rowan | 7826_G_4 | 7826 | G | 4 | 3251 | Combined Cycle |  | S_VACA | North Carolina | 37 | Rowan | 159 | 37159 | 155.5 | 7050 | 2003 | 9999 |  |  | N | Natural Gas |  |  |  | DLNB | SCR | 2003 | [6 empty] | 0.006 | 0.010248 | 0.010248 | 0.010248 | 0.010248 | [11 empty] | Southern Power Co | 100 | Southern Co | 100
Rowan | 7826_G_5 | 7826 | G | 5 | 3252 | Combined Cycle |  | S_VACA | North Carolina | 37 | Rowan | 159 | 37159 | 155.5 | 7050 | 2003 | 9999 |  |  | N | Natural Gas |  |  |  | DLNB | SCR | 2003 | [6 empty] | 0.006 | 0.010248 | 0.010248 | 0.010248 | 0.010248 | [11 empty] | Southern Power Co | 100 | Southern Co | 100
Rowan | 7826_G_STG | 7826 | G | STG | 3251 | Combined Cycle |  | S_VACA | North Carolina | 37 | Rowan | 159 | 37159 | 188 | 7050 | 2003 | 9999 |  |  | N | Natural Gas |  |  |  | DLNB | SCR | 2003 | [6 empty] | 0.006 | 0.010248 | 0.010248 | 0.010248 | 0.010248 | [11 empty] | Southern Power Co | 100 | Southern Co | 100
Shelby North | 7827_G_1 | 7827 | G | 1 |  | Combustion Turbine | IC Engine | PJM_West | Ohio | 39 | Richland | 139 | 39139 | 1.8 | 10745 | 2000 | 9999 |  |  | N | Distillate Fuel Oil | [12 empty] | 0.5 | 1.6498 | 1.6498 | 1.6498 | 1.6498 | [11 empty] | American Municipal Power Inc | 100 | American Municipal Power Inc | 100
Shelby South | 7828_G_1 | 7828 | G | 1 |  | Combustion Turbine | IC Engine | PJM_West | Ohio | 39 | Richland | 139 | 39139 | 1.8 | 25000 | 2000 | 9999 |  |  | N | Distillate Fuel Oil | [12 empty] | 0.5 | 1.6498 | 1.6498 | 1.6498 | 1.6498 | [11 empty] | Shelby Dept of Utilities | 100 | Shelby Dept of Utilities | 100
Smarr Energy Center | 7829_G_1 | 7829 | G | 1 | 3255 | Combustion Turbine |  | S_SOU | Georgia | 13 | Monroe | 207 | 13207 | 93.6 | 12724 | 1999 | 9999 |  |  | N | Natural Gas |  |  |  | DLNB | [8 empty] | 0.006 | 0.04304 | 0.04304 | 0.04304 | 0.04304 | [11 empty] | Smarr EMC | 100 | Smarr EMC | 100
Smarr Energy Center | 7829_G_2 | 7829 | G | 2 | 3256 | Combustion Turbine |  | S_SOU | Georgia | 13 | Monroe | 207 | 13207 | 93.8 | 12724 | 1999 | 9999 |  |  | N | Natural Gas |  |  |  | DLNB | [8 empty] | 0.006 | 0.04328 | 0.04328 | 0.04328 | 0.04328 | [11 empty] | Smarr EMC | 100 | Smarr EMC | 100
Beaver Island | 7831_G_1 | 7831 | G | 1 |  | Combustion Turbine | IC Engine | MIS_LMI | Michigan | 26 | Charlevoix | 29 | 26029 | 1 | 25000 | 2000 | 9999 |  |  | N | Distillate Fuel Oil | [12 empty] | 1.67 | 1.6498 | 1.6498 | 1.6498 | 1.6498 | [11 empty] | Great Lakes Energy Coop | 100 | Great Lakes Energy Coop | 100
Beaver Island | 7831_G_2 | 7831 | G | 2 |  | Combustion Turbine | IC Engine | MIS_LMI | Michigan | 26 | Charlevoix | 29 | 26029 | 1 | 25000 | 2000 | 9999 |  |  | N | Distillate Fuel Oil | [12 empty] | 1.67 | 1.6498 | 1.6498 | 1.6498 | 1.6498 | [11 empty] | Great Lakes Energy Coop | 100 | Great Lakes Energy Coop | 100
Beaver Island | 7831_G_3 | 7831 | G | 3 |  | Combustion Turbine | IC Engine | MIS_LMI | Michigan | 26 | Charlevoix | 29 | 26029 | 0.8 | 25000 | 2001 | 9999 |  |  | N | Distillate Fuel Oil | [12 empty] | 1.67 | 1.6498 | 1.6498 | 1.6498 | 1.6498 | [11 empty] | Great Lakes Energy Coop | 100 | Great Lakes Energy Coop | 100
Roosevelt Biogas 1 | 7832_G_1 | 7832 | G | 1 |  | Landfill Gas |  | WECC_PNW | Washington | 53 | Klickitat | 39 | 53039 | 2.1 | 13500 | 1999 | 9999 |  |  | N | Landfill Gas | [13 empty] | 0.22117 | 0.22117 | 0.22117 | 0.22117 | [11 empty] | PUD No 1 of Klickitat County | 100 | PUD No 1 of Klickitat County | 100
Roosevelt Biogas 1 | 7832_G_2 | 7832 | G | 2 |  | Landfill Gas |  | WECC_PNW | Washington | 53 | Klickitat | 39 | 53039 | 2.1 | 13500 | 1999 | 9999 |  |  | N | Landfill Gas | [13 empty] | 0.22117 | 0.22117 | 0.22117 | 0.22117 | [11 empty] | PUD No 1 of Klickitat County | 100 | PUD No 1 of Klickitat County | 100
Roosevelt Biogas 1 | 7832_G_3 | 7832 | G | 3 |  | Landfill Gas |  | WECC_PNW | Washington | 53 | Klickitat | 39 | 53039 | 2.1 | 13500 | 1999 | 9999 |  |  | N | Landfill Gas | [13 empty] | 0.22117 | 0.22117 | 0.22117 | 0.22117 | [11 empty] | PUD No 1 of Klickitat County | 100 | PUD No 1 of Klickitat County | 100
Roosevelt Biogas 1 | 7832_G_4 | 7832 | G | 4 |  | Landfill Gas |  | WECC_PNW | Washington | 53 | Klickitat | 39 | 53039 | 2.1 | 13500 | 1999 | 9999 |  |  | N | Landfill Gas | [13 empty] | 0.22117 | 0.22117 | 0.22117 | 0.22117 | [11 empty] | PUD No 1 of Klickitat County | 100 | PUD No 1 of Klickitat County | 100
Roosevelt Biogas 1 | 7832_G_5 | 7832 | G | 5 |  | Landfill Gas |  | WECC_PNW | Washington | 53 | Klickitat | 39 | 53039 | 2.1 | 13500 | 2000 | 9999 |  |  | N | Landfill Gas | [13 empty] | 0.22117 | 0.22117 | 0.22117 | 0.22117 | [11 empty] | PUD No 1 of Klickitat County | 100 | PUD No 1 of Klickitat County | 100
Roosevelt Biogas 1 | 7832_G_7 | 7832 | G | 7 |  | Landfill Gas |  | WECC_PNW | Washington | 53 | Klickitat | 39 | 53039 | 10 | 13500 | 2011 | 9999 |  |  | N | Landfill Gas | [13 empty] | 0.07981 | 0.07981 | 0.07981 | 0.07981 | [11 empty] | PUD No 1 of Klickitat County | 100 | PUD No 1 of Klickitat County | 100
Roosevelt Biogas 1 | 7832_G_8 | 7832 | G | 8 |  | Landfill Gas |  | WECC_PNW | Washington | 53 | Klickitat | 39 | 53039 | 10 | 13500 | 2011 | 9999 |  |  | N | Landfill Gas | [13 empty] | 0.12972 | 0.12972 | 0.12972 | 0.12972 | [11 empty] | PUD No 1 of Klickitat County | 100 | PUD No 1 of Klickitat County | 100
Roosevelt Biogas 1 | 7832_G_9 | 7832 | G | 9 |  | Landfill Gas |  | WECC_PNW | Washington | 53 | Klickitat | 39 | 53039 | 6 | 13500 | 2011 | 9999 |  |  | N | Landfill Gas | [13 empty] | 0.1456 | 0.1456 | 0.1456 | 0.1456 | [11 empty] | PUD No 1 of Klickitat County | 100 | PUD No 1 of Klickitat County | 100
John S Rainey | 7834_G_CT1A | 7834 | G | CT1A | 3260 | Combined Cycle |  | S_VACA | South Carolina | 45 | Anderson | 7 | 45007 | 150 | 7162 | 2001 | 9999 |  |  | N | Natural Gas, Distillate Fuel Oil |  |  |  | DLNB + H2O | SCR | [7 empty] | 0.001 | 0.016186 | 0.016186 | 0.016186 | 0.016186 | [11 empty] | Santee Cooper | 100 | Santee Cooper | 100
John S Rainey | 7834_G_CT1B | 7834 | G | CT1B | 3261 | Combined Cycle |  | S_VACA | South Carolina | 45 | Anderson | 7 | 45007 | 150 | 7162 | 2001 | 9999 |  |  | N | Natural Gas, Distillate Fuel Oil |  |  |  | DLNB + H2O | SCR | [7 empty] | 0.001 | 0.016186 | 0.016186 | 0.016186 | 0.016186 | [11 empty] | Santee Cooper | 100 | Santee Cooper | 100
John S Rainey | 7834_G_CT2A | 7834 | G | CT2A | 3262 | Combustion Turbine |  | S_VACA | South Carolina | 45 | Anderson | 7 | 45007 | 146 | 11487 | 2002 | 9999 |  |  | N | Natural Gas, Distillate Fuel Oil |  |  |  | DLNB + H2O | [8 empty] | 0.001 | 0.02938 | 0.02938 | 0.02938 | 0.02938 | [11 empty] | Santee Cooper | 100 | Santee Cooper | 100
John S Rainey | 7834_G_CT2B | 7834 | G | CT2B | 3263 | Combustion Turbine |  | S_VACA | South Carolina | 45 | Anderson | 7 | 45007 | 146 | 11487 | 2002 | 9999 |  |  | N | Natural Gas, Distillate Fuel Oil |  |  |  | DLNB + H2O | [8 empty] | 0.001 | 0.02888 | 0.02888 | 0.02888 | 0.02888 | [11 empty] | Santee Cooper | 100 | Santee Cooper | 100
John S Rainey | 7834_G_CT3A | 7834 | G | CT3A | 88287 | Combustion Turbine |  | S_VACA | South Carolina | 45 | Anderson | 7 | 45007 | 75 | 11487 | 2004 | 9999 |  |  | N | Natural Gas | [13 empty] | 0.02984 | 0.02984 | 0.02984 | 0.02984 | [11 empty] | Santee Cooper | 100 | Santee Cooper | 100
John S Rainey | 7834_G_CT3B | 7834 | G | CT3B | 88288 | Combustion Turbine |  | S_VACA | South Carolina | 45 | Anderson | 7 | 45007 | 75 | 11487 | 2004 | 9999 |  |  | N | Natural Gas | [13 empty] | 0.02953 | 0.02953 | 0.02953 | 0.02953 | [11 empty] | Santee Cooper | 100 | Santee Cooper | 100
John S Rainey | 7834_G_CT4A | 7834 | G | CT4A | 88289 | Combustion Turbine |  | S_VACA | South Carolina | 45 | Anderson | 7 | 45007 | 75 | 11487 | 2004 | 9999 |  |  | N | Natural Gas | [13 empty] | 0.02964 | 0.02964 | 0.02964 | 0.02964 | [11 empty] | Santee Cooper | 100 | Santee Cooper | 100
John S Rainey | 7834_G_ST1S | 7834 | G | ST1S | 3260 | Combined Cycle |  | S_VACA | South Carolina | 45 | Anderson | 7 | 45007 | 160 | 7162 | 2001 | 9999 |  |  | N | Natural Gas, Distillate Fuel Oil |  |  |  | DLNB + H2O | SCR | [7 empty] | 0.001 | 0.016186 | 0.016186 | 0.016186 | 0.016186 | [11 empty] | Santee Cooper | 100 | Santee Cooper | 100
Essential Power Rock Springs LLC | 7835_G_1 | 7835 | G | 1 | 3264 | Combustion Turbine |  | PJM_EMAC | Maryland | 24 | Cecil | 15 | 24015 | 164 | 10745 | 2003 | 9999 |  |  | N | Natural Gas |  |  |  | DLNB | [8 empty] | 0.3 | 0.03286 | 0.03286 | 0.03286 | 0.03286 | [11 empty] | EP Rock Springs LLC | 100 | Essential Power LLC | 100
Essential Power Rock Springs LLC | 7835_G_2 | 7835 | G | 2 | 3265 | Combustion Turbine |  | PJM_EMAC | Maryland | 24 | Cecil | 15 | 24015 | 163 | 10745 | 2003 | 9999 |  |  | N | Natural Gas |  |  |  | DLNB | [8 empty] | 0.3 | 0.03733 | 0.03733 | 0.03733 | 0.03733 | [11 empty] | EP Rock Springs LLC | 100 | Essential Power LLC | 100
Essential Power Rock Springs LLC | 7835_G_3 | 7835 | G | 3 | 3266 | Combustion Turbine |  | PJM_EMAC | Maryland | 24 | Cecil | 15 | 24015 | 168.6 | 10745 | 2003 | 9999 |  |  | N | Natural Gas |  |  |  | DLNB | [8 empty] | 0.3 | 0.03386 | 0.03386 | 0.03386 | 0.03386 | [11 empty] | EP Rock Springs LLC | 100 | Essential Power LLC | 100
Essential Power Rock Springs LLC | 7835_G_4 | 7835 | G | 4 | 3267 | Combustion Turbine |  | PJM_EMAC | Maryland | 24 | Cecil | 15 | 24015 | 169.4 | 10745 | 2003 | 9999 |  |  | N | Natural Gas |  |  |  | DLNB | [8 empty] | 0.3 | 0.03746 | 0.03746 | 0.03746 | 0.03746 | [11 empty] | EP Rock Springs LLC | 100 | Essential Power LLC | 100
Marsh Run Generation Facility | 7836_G_1 | 7836 | G | 1 | 3270 | Combustion Turbine |  | PJM_Dom | Virginia | 51 | Fauquier | 61 | 51061 | 161 | 10819 | 2004 | 9999 |  |  | N | Natural Gas, Distillate Fuel Oil |  |  |  | DLNB + H2O | [8 empty] | 0.3 | 0.03525 | 0.03525 | 0.03525 | 0.03525 | [11 empty] | Old Dominion Electric Coop | 100 | Old Dominion Electric Coop | 100
Marsh Run Generation Facility | 7836_G_2 | 7836 | G | 2 | 3271 | Combustion Turbine |  | PJM_Dom | Virginia | 51 | Fauquier | 61 | 51061 | 159.3 | 10818 | 2004 | 9999 |  |  | N | Natural Gas, Distillate Fuel Oil |  |  |  | DLNB + H2O | [8 empty] | 0.3 | 0.0339 | 0.0339 | 0.0339 | 0.0339 | [11 empty] | Old Dominion Electric Coop | 100 | Old Dominion Electric Coop | 100
Marsh Run Generation Facility | 7836_G_3 | 7836 | G | 3 | 3272 | Combustion Turbine |  | PJM_Dom | Virginia | 51 | Fauquier | 61 | 51061 | 161 | 10818 | 2004 | 9999 |  |  | N | Natural Gas, Distillate Fuel Oil |  |  |  | DLNB + H2O | [8 empty] | 0.3 | 0.04218 | 0.04218 | 0.04218 | 0.04218 | [11 empty] | Old Dominion Electric Coop | 100 | Old Dominion Electric Coop | 100
Louisa Generation Facility | 7837_G_1 | 7837 | G | 1 | 3274 | Combustion Turbine |  | PJM_Dom | Virginia | 51 | Louisa | 109 | 51109 | 76.5 | 11627 | 2003 | 9999 |  |  | N | Natural Gas, Distillate Fuel Oil |  |  |  | DLNB + H2O | [8 empty] | 0.3 | 0.02525 | 0.02525 | 0.02525 | 0.02525 | [11 empty] | Old Dominion Electric Coop | 100 | Old Dominion Electric Coop | 100
Louisa Generation Facility | 7837_G_2 | 7837 | G | 2 | 3275 | Combustion Turbine |  | PJM_Dom | Virginia | 51 | Louisa | 109 | 51109 | 77 | 11627 | 2003 | 9999 |  |  | N | Natural Gas, Distillate Fuel Oil |  |  |  | DLNB + H2O | [8 empty] | 0.3 | 0.02946 | 0.02946 | 0.02946 | 0.02946 | [11 empty] | Old Dominion Electric Coop | 100 | Old Dominion Electric Coop | 100
Louisa Generation Facility | 7837_G_3 | 7837 | G | 3 | 3276 | Combustion Turbine |  | PJM_Dom | Virginia | 51 | Louisa | 109 | 51109 | 77.3 | 11627 | 2003 | 9999 |  |  | N | Natural Gas, Distillate Fuel Oil |  |  |  | DLNB + H2O | [8 empty] | 0.3 | 0.02936 | 0.02936 | 0.02936 | 0.02936 | [11 empty] | Old Dominion Electric Coop | 100 | Old Dominion Electric Coop | 100
Louisa Generation Facility | 7837_G_4 | 7837 | G | 4 | 3277 | Combustion Turbine |  | PJM_Dom | Virginia | 51 | Louisa | 109 | 51109 | 77.2 | 11627 | 2003 | 9999 |  |  | N | Natural Gas, Distillate Fuel Oil |  |  |  | DLNB + H2O | [8 empty] | 0.3 | 0.02263 | 0.02263 | 0.02263 | 0.02263 | [11 empty] | Old Dominion Electric Coop | 100 | Old Dominion Electric Coop | 100
Louisa Generation Facility | 7837_G_5 | 7837 | G | 5 | 3278 | Combustion Turbine |  | PJM_Dom | Virginia | 51 | Louisa | 109 | 51109 | 158 | 11627 | 2003 | 9999 |  |  | N | Natural Gas, Distillate Fuel Oil |  |  |  | DLNB + H2O | [8 empty] | 0.3 | 0.03283 | 0.03283 | 0.03283 | 0.03283 | [11 empty] | Old Dominion Electric Coop | 100 | Old Dominion Electric Coop | 100
Remington | 7838_G_1 | 7838 | G | 1 | 3281 | Combustion Turbine |  | PJM_Dom | Virginia | 51 | Fauquier | 61 | 51061 | 153 | 10745 | 2000 | 9999 |  |  | N | Natural Gas, Distillate Fuel Oil |  |  |  | DLNB + H2O | [8 empty] | 2.64 | 0.03619 | 0.03619 | 0.03619 | 0.03619 | [11 empty] | Virginia Electric & Power Co | 100 | Dominion Energy Inc | 100
Remington | 7838_G_2 | 7838 | G | 2 | 3282 | Combustion Turbine |  | PJM_Dom | Virginia | 51 | Fauquier | 61 | 51061 | 151 | 10745 | 2000 | 9999 |  |  | N | Natural Gas, Distillate Fuel Oil |  |  |  | DLNB + H2O | [8 empty] | 2.64 | 0.03609 | 0.03609 | 0.03609 | 0.03609 | [11 empty] | Virginia Electric & Power Co | 100 | Dominion Energy Inc | 100
Remington | 7838_G_3 | 7838 | G | 3 | 3283 | Combustion Turbine |  | PJM_Dom | Virginia | 51 | Fauquier | 61 | 51061 | 152 | 10745 | 2000 | 9999 |  |  | N | Natural Gas, Distillate Fuel Oil |  |  |  | DLNB + H2O | [8 empty] | 2.64 | 0.02777 | 0.02777 | 0.02777 | 0.02777 | [11 empty] | Virginia Electric & Power Co | 100 | Dominion Energy Inc | 100
Remington | 7838_G_4 | 7838 | G | 4 | 3284 | Combustion Turbine |  | PJM_Dom | Virginia | 51 | Fauquier | 61 | 51061 | 152 | 10745 | 2000 | 9999 |  |  | N | Natural Gas, Distillate Fuel Oil |  |  |  | DLNB + H2O | [8 empty] | 2.64 | 0.03292 | 0.03292 | 0.03292 | 0.03292 | [11 empty] | Virginia Electric & Power Co | 100 | Dominion Energy Inc | 100
Ladysmith | 7839_G_1 | 7839 | G | 1 | 3279 | Combustion Turbine |  | PJM_Dom | Virginia | 51 | Caroline | 33 | 51033 | 151 | 10745 | 2001 | 9999 |  |  | N | Natural Gas, Distillate Fuel Oil |  |  |  | DLNB + H2O | [8 empty] | 2.64 | 0.03145 | 0.03145 | 0.03145 | 0.03145 | [11 empty] | Virginia Electric & Power Co | 100 | Dominion Energy Inc | 100
Ladysmith | 7839_G_2 | 7839 | G | 2 | 3280 | Combustion Turbine |  | PJM_Dom | Virginia | 51 | Caroline | 33 | 51033 | 151 | 10745 | 2001 | 9999 |  |  | N | Natural Gas, Distillate Fuel Oil |  |  |  | DLNB + H2O | [8 empty] | 2.64 | 0.03254 | 0.03254 | 0.03254 | 0.03254 | [11 empty] | Virginia Electric & Power Co | 100 | Dominion Energy Inc | 100
Ladysmith | 7839_G_3 | 7839 | G | 3 | 90273 | Combustion Turbine |  | PJM_Dom | Virginia | 51 | Caroline | 33 | 51033 | 161 | 10745 | 2008 | 9999 |  |  | N | Natural Gas, Distillate Fuel Oil |  |  |  | DLNB + H2O | [9 empty] | 0.02888 | 0.02888 | 0.02888 | 0.02888 | [11 empty] | Virginia Electric & Power Co | 100 | Dominion Energy Inc | 100
Ladysmith | 7839_G_4 | 7839 | G | 4 | 90274 | Combustion Turbine |  | PJM_Dom | Virginia | 51 | Caroline | 33 | 51033 | 160 | 10745 | 2008 | 9999 |  |  | N | Natural Gas, Distillate Fuel Oil |  |  |  | DLNB + H2O | [9 empty] | 0.03155 | 0.03155 | 0.03155 | 0.03155 | [11 empty] | Virginia Electric & Power Co | 100 | Dominion Energy Inc | 100
Ladysmith | 7839_G_5 | 7839 | G | 5 | 90276 | Combustion Turbine |  | PJM_Dom | Virginia | 51 | Caroline | 33 | 51033 | 160 | 10745 | 2009 | 9999 |  |  | N | Natural Gas, Distillate Fuel Oil |  |  |  | DLNB + H2O | [9 empty] | 0.0407 | 0.0407 | 0.0407 | 0.0407 | [11 empty] | Virginia Electric & Power Co | 100 | Dominion Energy Inc | 100
Freedom Power Project | 7842_G_CT1 | 7842 | G | CT1 | 3293 | Combustion Turbine |  | MIS_IL | Illinois | 17 | Fayette | 51 | 17051 | 45 | 10745 | 2000 | 2045 |  |  | N | Natural Gas |  |  |  | H2O | [8 empty] | 1 | 0.09515 | 0.09515 | 0.09515 | 0.09515 | [11 empty] | Southwestern Electric Coop Inc (IL) | 100 | Southwestern Electric Coop Inc (IL) | 100
Pleasant Valley (MN) | 7843_G_11 | 7843 | G | 11 | 3294 | Combustion Turbine |  | MIS_MNWI | Minnesota | 27 | Mower | 99 | 27099 | 155 | 11331 | 2001 | 9999 |  |  | N | Natural Gas, Distillate Fuel Oil |  |  |  | DLNB + H2O | [8 empty] | 0.5 | 0.11716 | 0.11716 | 0.11716 | 0.11716 | [11 empty] | Great River Energy | 100 | Great River Energy | 100
Pleasant Valley (MN) | 7843_G_12 | 7843 | G | 12 | 3295 | Combustion Turbine |  | MIS_MNWI | Minnesota | 27 | Mower | 99 | 27099 | 154 | 11330 | 2001 | 9999 |  |  | N | Natural Gas, Distillate Fuel Oil |  |  |  | DLNB + H2O | [8 empty] | 0.5 | 0.10489 | 0.10489 | 0.10489 | 0.10489 | [11 empty] | Great River Energy | 100 | Great River Energy | 100
Pleasant Valley (MN) | 7843_G_13 | 7843 | G | 13 | 3296 | Combustion Turbine |  | MIS_MNWI | Minnesota | 27 | Mower | 99 | 27099 | 126.5 | 11335 | 2002 | 9999 |  |  | N | Natural Gas, Distillate Fuel Oil |  |  |  | DLNB + H2O | [8 empty] | 0.5 | 0.11988 | 0.11988 | 0.11988 | 0.11988 | [11 empty] | Great River Energy | 100 | Great River Energy | 100
Minnesota River | 7844_G_UOO1 | 7844 | G | UOO1 | 3297 | Combustion Turbine |  | MIS_MNWI | Minnesota | 27 | Carver | 19 | 27019 | 39 | 11143 | 2001 | 9999 |  |  | N | Natural Gas |  |  |  | DLNB | [9 empty] | 0.19821 | 0.19821 | 0.19821 | 0.19821 | [11 empty] | Chaska Public Utilities | 100 | Chaska Public Utilities | 100
Lagoon Creek | 7845_G_CTG1 | 7845 | G | CTG1 | 90421 | Combined Cycle |  | S_C_TVA | Tennessee | 47 | Haywood | 75 | 47075 | 160 | 7360 | 2010 | 9999 |  |  | N | Natural Gas |  |  |  | DLNB | SCR | [8 empty] | 0.010516 | 0.010516 | 0.010516 | 0.010516 | [11 empty] | Tennessee Valley Authority | 100 | Tennessee Valley Authority | 100
Lagoon Creek | 7845_G_CTG2 | 7845 | G | CTG2 | 90422 | Combined Cycle |  | S_C_TVA | Tennessee | 47 | Haywood | 75 | 47075 | 160 | 7360 | 2010 | 9999 |  |  | N | Natural Gas |  |  |  | DLNB | SCR | [8 empty] | 0.010516 | 0.010516 | 0.010516 | 0.010516 | [11 empty] | Tennessee Valley Authority | 100 | Tennessee Valley Authority | 100
Lagoon Creek | 7845_G_GT1 | 7845 | G | GT1 | 3298 | Combustion Turbine |  | S_C_TVA | Tennessee | 47 | Haywood | 75 | 47075 | 73.9 | 11966 | 2001 | 9999 |  |  | N | Natural Gas, Distillate Fuel Oil | [12 empty] | 5 | 0.03285 | 0.03285 | 0.03285 | 0.03285 | [11 empty] | Tennessee Valley Authority | 100 | Tennessee Valley Authority | 100
Lagoon Creek | 7845_G_GT10 | 7845 | G | GT10 | 3299 | Combustion Turbine |  | S_C_TVA | Tennessee | 47 | Haywood | 75 | 47075 | 72.7 | 11966 | 2002 | 9999 |  |  | N | Natural Gas, Distillate Fuel Oil | [12 empty] | 5 | 0.03263 | 0.03263 | 0.03263 | 0.03263 | [11 empty] | Tennessee Valley Authority | 100 | Tennessee Valley Authority | 100
Lagoon Creek | 7845_G_GT11 | 7845 | G | GT11 | 3300 | Combustion Turbine |  | S_C_TVA | Tennessee | 47 | Haywood | 75 | 47075 | 72.7 | 11966 | 2002 | 9999 |  |  | N | Natural Gas, Distillate Fuel Oil | [12 empty] | 5 | 0.03812 | 0.03812 | 0.03812 | 0.03812 | [11 empty] | Tennessee Valley Authority | 100 | Tennessee Valley Authority | 100
Lagoon Creek | 7845_G_GT12 | 7845 | G | GT12 | 3301 | Combustion Turbine |  | S_C_TVA | Tennessee | 47 | Haywood | 75 | 47075 | 72.7 | 11966 | 2002 | 9999 |  |  | N | Natural Gas, Distillate Fuel Oil | [12 empty] | 5 | 0.04383 | 0.04383 | 0.04383 | 0.04383 | [11 empty] | Tennessee Valley Authority | 100 | Tennessee Valley Authority | 100
Lagoon Creek | 7845_G_GT2 | 7845 | G | GT2 | 3302 | Combustion Turbine |  | S_C_TVA | Tennessee | 47 | Haywood | 75 | 47075 | 73.9 | 11966 | 2001 | 9999 |  |  | N | Natural Gas, Distillate Fuel Oil | [12 empty] | 5 | 0.0299 | 0.0299 | 0.0299 | 0.0299 | [11 empty] | Tennessee Valley Authority | 100 | Tennessee Valley Authority | 100
Lagoon Creek | 7845_G_GT3 | 7845 | G | GT3 | 3303 | Combustion Turbine |  | S_C_TVA | Tennessee | 47 | Haywood | 75 | 47075 | 73.9 | 11966 | 2001 | 9999 |  |  | N | Natural Gas, Distillate Fuel Oil | [12 empty] | 5 | 0.03442 | 0.03442 | 0.03442 | 0.03442 | [11 empty] | Tennessee Valley Authority | 100 | Tennessee Valley Authority | 100
Lagoon Creek | 7845_G_GT4 | 7845 | G | GT4 | 3304 | Combustion Turbine |  | S_C_TVA | Tennessee | 47 | Haywood | 75 | 47075 | 73.9 | 11966 | 2001 | 9999 |  |  | N | Natural Gas, Distillate Fuel Oil | [12 empty] | 5 | 0.02972 | 0.02972 | 0.02972 | 0.02972 | [11 empty] | Tennessee Valley Authority | 100 | Tennessee Valley Authority | 100
Lagoon Creek | 7845_G_GT5 | 7845 | G | GT5 | 3305 | Combustion Turbine |  | S_C_TVA | Tennessee | 47 | Haywood | 75 | 47075 | 73.9 | 11966 | 2001 | 9999 |  |  | N | Natural Gas, Distillate Fuel Oil | [12 empty] | 5 | 0.02945 | 0.02945 | 0.02945 | 0.02945 | [11 empty] | Tennessee Valley Authority | 100 | Tennessee Valley Authority | 100
Lagoon Creek | 7845_G_GT6 | 7845 | G | GT6 | 3306 | Combustion Turbine |  | S_C_TVA | Tennessee | 47 | Haywood | 75 | 47075 | 73.9 | 11966 | 2001 | 9999 |  |  | N | Natural Gas, Distillate Fuel Oil | [12 empty] | 5 | 0.02952 | 0.02952 | 0.02952 | 0.02952 | [11 empty] | Tennessee Valley Authority | 100 | Tennessee Valley Authority | 100
Lagoon Creek | 7845_G_GT7 | 7845 | G | GT7 | 3307 | Combustion Turbine |  | S_C_TVA | Tennessee | 47 | Haywood | 75 | 47075 | 73.9 | 11966 | 2001 | 9999 |  |  | N | Natural Gas, Distillate Fuel Oil | [12 empty] | 5 | 0.03186 | 0.03186 | 0.03186 | 0.03186 | [11 empty] | Tennessee Valley Authority | 100 | Tennessee Valley Authority | 100
Lagoon Creek | 7845_G_GT8 | 7845 | G | GT8 | 3308 | Combustion Turbine |  | S_C_TVA | Tennessee | 47 | Haywood | 75 | 47075 | 73.9 | 11966 | 2001 | 9999 |  |  | N | Natural Gas, Distillate Fuel Oil | [12 empty] | 5 | 0.03539 | 0.03539 | 0.03539 | 0.03539 | [11 empty] | Tennessee Valley Authority | 100 | Tennessee Valley Authority | 100
Lagoon Creek | 7845_G_GT9 | 7845 | G | GT9 | 3309 | Combustion Turbine |  | S_C_TVA | Tennessee | 47 | Haywood | 75 | 47075 | 72.7 | 11966 | 2002 | 9999 |  |  | N | Natural Gas, Distillate Fuel Oil | [12 empty] | 5 | 0.0318 | 0.0318 | 0.0318 | 0.0318 | [11 empty] | Tennessee Valley Authority | 100 | Tennessee Valley Authority | 100
Lagoon Creek | 7845_G_STG1 | 7845 | G | STG1 | 90421 | Combined Cycle |  | S_C_TVA | Tennessee | 47 | Haywood | 75 | 47075 | 205 | 7360 | 2010 | 9999 |  |  | N | Natural Gas |  |  |  | DLNB | SCR | [8 empty] | 0.010516 | 0.010516 | 0.010516 | 0.010516 | [11 empty] | Tennessee Valley Authority | 100 | Tennessee Valley Authority | 100
Brandy Branch | 7846_G_001 | 7846 | G | 001 | 3310 | Combustion Turbine |  | FRCC | Florida | 12 | Duval | 31 | 12031 | 158.6 | 11516 | 2001 | 9999 |  |  | N | Natural Gas, Distillate Fuel Oil |  |  |  | DLNB + H2O | [8 empty] | 0.8 | 0.03552 | 0.03552 | 0.03552 | 0.03552 | [11 empty] | JEA | 100 | JEA | 100
Brandy Branch | 7846_G_002 | 7846 | G | 002 | 3311 | Combined Cycle |  | FRCC | Florida | 12 | Duval | 31 | 12031 | 189.8 | 7052 | 2001 | 9999 |  |  | N | Natural Gas, Distillate Fuel Oil |  |  |  | DLNB + H2O | SCR | [8 empty] | 0.010183 | 0.010183 | 0.010183 | 0.010183 | [11 empty] | JEA | 100 | JEA | 100
Brandy Branch | 7846_G_003 | 7846 | G | 003 | 3312 | Combined Cycle |  | FRCC | Florida | 12 | Duval | 31 | 12031 | 189.8 | 7052 | 2001 | 9999 |  |  | N | Natural Gas, Distillate Fuel Oil |  |  |  | DLNB + H2O | SCR | [8 empty] | 0.010183 | 0.010183 | 0.010183 | 0.010183 | [11 empty] | JEA | 100 | JEA | 100
Brandy Branch | 7846_G_004 | 7846 | G | 004 | 3311 | Combined Cycle |  | FRCC | Florida | 12 | Duval | 31 | 12031 | 185 | 7052 | 2005 | 9999 |  |  | N | Natural Gas, Distillate Fuel Oil |  |  |  | DLNB + H2O | SCR | [8 empty] | 0.010183 | 0.010183 | 0.010183 | 0.010183 | [11 empty] | JEA | 100 | JEA | 100
Coon Rapids II | 7847_G_1 | 7847 | G | 1 |  | Combustion Turbine | IC Engine | MIS_MIDA | Iowa | 19 | Carroll | 27 | 19027 | 1.7 | 10745 | 2001 | 9999 |  |  | N | Distillate Fuel Oil | [12 empty] | 1.24 | 1.6498 | 1.6498 | 1.6498 | 1.6498 | [11 empty] | Coon Rapids IA (City of) | 100 | Coon Rapids IA (City of) | 100
Coon Rapids II | 7847_G_2 | 7847 | G | 2 |  | Combustion Turbine | IC Engine | MIS_MIDA | Iowa | 19 | Carroll | 27 | 19027 | 1.7 | 11013 | 2001 | 9999 |  |  | N | Distillate Fuel Oil | [12 empty] | 1.24 | 1.6498 | 1.6498 | 1.6498 | 1.6498 | [11 empty] | Coon Rapids IA (City of) | 100 | Coon Rapids IA (City of) | 100
Coon Rapids II | 7847_G_3 | 7847 | G | 3 |  | Combustion Turbine | IC Engine | MIS_MIDA | Iowa | 19 | Carroll | 27 | 19027 | 1.7 | 11013 | 2001 | 9999 |  |  | N | Distillate Fuel Oil | [12 empty] | 1.24 | 1.6498 | 1.6498 | 1.6498 | 1.6498 | [11 empty] | Coon Rapids IA (City of) | 100 | Coon Rapids IA (City of) | 100
Holden | 7848_G_11 | 7848 | G | 11 | 3316 | Combustion Turbine |  | S_D_AECI | Missouri | 29 | Johnson | 101 | 29101 | 93 | 11939 | 2002 | 9999 |  |  | N | Natural Gas, Distillate Fuel Oil |  |  |  | DLNB + H2O | [8 empty] | 2.3 | 0.0243 | 0.0243 | 0.0243 | 0.0243 | [11 empty] | Associated Electric Coop Inc | 100 | Associated Electric Coop Inc | 100
Holden | 7848_G_12 | 7848 | G | 12 | 3317 | Combustion Turbine |  | S_D_AECI | Missouri | 29 | Johnson | 101 | 29101 | 83 | 11957 | 2002 | 9999 |  |  | N | Natural Gas, Distillate Fuel Oil |  |  |  | DLNB + H2O | [8 empty] | 2.3 | 0.02442 | 0.02442 | 0.02442 | 0.02442 | [11 empty] | Associated Electric Coop Inc | 100 | Associated Electric Coop Inc | 100
Holden | 7848_G_13 | 7848 | G | 13 | 3318 | Combustion Turbine |  | S_D_AECI | Missouri | 29 | Johnson | 101 | 29101 | 88 | 11948 | 2002 | 9999 |  |  | N | Natural Gas, Distillate Fuel Oil |  |  |  | DLNB + H2O | [8 empty] | 2.3 | 0.02355 | 0.02355 | 0.02355 | 0.02355 | [11 empty] | Associated Electric Coop Inc | 100 | Associated Electric Coop Inc | 100
Knoxville Industrial | 7849_G_1 | 7849 | G | 1 |  | Combustion Turbine | IC Engine | MIS_MIDA | Iowa | 19 | Marion | 125 | 19125 | 2 | 14538 | 2000 | 9999 |  |  | N | Distillate Fuel Oil | [12 empty] | 0.05 | 1.6498 | 1.6498 | 1.6498 | 1.6498 | [11 empty] | MidAmerican Energy Co | 100 | Berkshire Hathaway Inc | 100
Knoxville Industrial | 7849_G_2 | 7849 | G | 2 |  | Combustion Turbine | IC Engine | MIS_MIDA | Iowa | 19 | Marion | 125 | 19125 | 2 | 14438 | 2000 | 9999 |  |  | N | Distillate Fuel Oil | [12 empty] | 0.05 | 1.6498 | 1.6498 | 1.6498 | 1.6498 | [11 empty] | MidAmerican Energy Co | 100 | Berkshire Hathaway Inc | 100
Knoxville Industrial | 7849_G_3 | 7849 | G | 3 |  | Combustion Turbine | IC Engine | MIS_MIDA | Iowa | 19 | Marion | 125 | 19125 | 2 | 14438 | 2000 | 9999 |  |  | N | Distillate Fuel Oil | [12 empty] | 0.05 | 1.6498 | 1.6498 | 1.6498 | 1.6498 | [11 empty] | MidAmerican Energy Co | 100 | Berkshire Hathaway Inc | 100
Knoxville Industrial | 7849_G_4 | 7849 | G | 4 |  | Combustion Turbine | IC Engine | MIS_MIDA | Iowa | 19 | Marion | 125 | 19125 | 2 | 14438 | 2000 | 9999 |  |  | N | Distillate Fuel Oil | [12 empty] | 0.05 | 1.6498 | 1.6498 | 1.6498 | 1.6498 | [11 empty] | MidAmerican Energy Co | 100 | Berkshire Hathaway Inc | 100
Knoxville Industrial | 7849_G_5 | 7849 | G | 5 |  | Combustion Turbine | IC Engine | MIS_MIDA | Iowa | 19 | Marion | 125 | 19125 | 2 | 14438 | 2000 | 9999 |  |  | N | Distillate Fuel Oil | [12 empty] | 0.05 | 1.6498 | 1.6498 | 1.6498 | 1.6498 | [11 empty] | MidAmerican Energy Co | 100 | Berkshire Hathaway Inc | 100
Knoxville Industrial | 7849_G_6 | 7849 | G | 6 |  | Combustion Turbine | IC Engine | MIS_MIDA | Iowa | 19 | Marion | 125 | 19125 | 2 | 14438 | 2000 | 9999 |  |  | N | Distillate Fuel Oil | [12 empty] | 0.05 | 1.6498 | 1.6498 | 1.6498 | 1.6498 | [11 empty] | MidAmerican Energy Co | 100 | Berkshire Hathaway Inc | 100
Knoxville Industrial | 7849_G_7 | 7849 | G | 7 |  | Combustion Turbine | IC Engine | MIS_MIDA | Iowa | 19 | Marion | 125 | 19125 | 2 | 14438 | 2000 | 9999 |  |  | N | Distillate Fuel Oil | [12 empty] | 0.05 | 1.6498 | 1.6498 | 1.6498 | 1.6498 | [11 empty] | MidAmerican Energy Co | 100 | Berkshire Hathaway Inc | 100
Knoxville Industrial | 7849_G_8 | 7849 | G | 8 |  | Combustion Turbine | IC Engine | MIS_MIDA | Iowa | 19 | Marion | 125 | 19125 | 2 | 14438 | 2000 | 9999 |  |  | N | Distillate Fuel Oil | [12 empty] | 0.05 | 1.6498 | 1.6498 | 1.6498 | 1.6498 | [11 empty] | MidAmerican Energy Co | 100 | Berkshire Hathaway Inc | 100
Kingsley | 785_G_1 | 785 | G | 1 |  | Hydro |  | SPP_NEBR | Nebraska | 31 | Keith | 101 | 31101 | 38 | 0 | 1984 | 9999 |  |  | N | Hydro | [13 empty] | 0 | 0 | 0 | 0 | [11 empty] | Central Nebraska Public Power & Irrigation District | 100 | Central Nebraska Public Power & Irrigation District | 100
Shenandoah | 7850_G_1 | 7850 | G | 1 |  | Combustion Turbine | IC Engine | MIS_MIDA | Iowa | 19 | Page | 145 | 19145 | 2 | 17217 | 2000 | 9999 |  |  | N | Distillate Fuel Oil | [12 empty] | 0.05 | 1.6498 | 1.6498 | 1.6498 | 1.6498 | [11 empty] | MidAmerican Energy Co | 100 | Berkshire Hathaway Inc | 100
Shenandoah | 7850_G_10 | 7850 | G | 10 |  | Combustion Turbine | IC Engine | MIS_MIDA | Iowa | 19 | Page | 145 | 19145 | 2 | 17474 | 2000 | 9999 |  |  | N | Distillate Fuel Oil | [12 empty] | 0.05 | 1.6498 | 1.6498 | 1.6498 | 1.6498 | [11 empty] | MidAmerican Energy Co | 100 | Berkshire Hathaway Inc | 100
Shenandoah | 7850_G_2 | 7850 | G | 2 |  | Combustion Turbine | IC Engine | MIS_MIDA | Iowa | 19 | Page | 145 | 19145 | 2 | 17474 | 2000 | 9999 |  |  | N | Distillate Fuel Oil | [12 empty] | 0.05 | 1.6498 | 1.6498 | 1.6498 | 1.6498 | [11 empty] | MidAmerican Energy Co | 100 | Berkshire Hathaway Inc | 100
Shenandoah | 7850_G_3 | 7850 | G | 3 |  | Combustion Turbine | IC Engine | MIS_MIDA | Iowa | 19 | Page | 145 | 19145 | 2 | 17474 | 2000 | 9999 |  |  | N | Distillate Fuel Oil | [12 empty] | 0.05 | 1.6498 | 1.6498 | 1.6498 | 1.6498 | [11 empty] | MidAmerican Energy Co | 100 | Berkshire Hathaway Inc | 100
Shenandoah | 7850_G_4 | 7850 | G | 4 |  | Combustion Turbine | IC Engine | MIS_MIDA | Iowa | 19 | Page | 145 | 19145 | 2 | 17474 | 2000 | 9999 |  |  | N | Distillate Fuel Oil | [12 empty] | 0.05 | 1.6498 | 1.6498 | 1.6498 | 1.6498 | [11 empty] | MidAmerican Energy Co | 100 | Berkshire Hathaway Inc | 100
Shenandoah | 7850_G_5 | 7850 | G | 5 |  | Combustion Turbine | IC Engine | MIS_MIDA | Iowa | 19 | Page | 145 | 19145 | 2 | 17474 | 2000 | 9999 |  |  | N | Distillate Fuel Oil | [12 empty] | 0.05 | 1.6498 | 1.6498 | 1.6498 | 1.6498 | [11 empty] | MidAmerican Energy Co | 100 | Berkshire Hathaway Inc | 100
Shenandoah | 7850_G_6 | 7850 | G | 6 |  | Combustion Turbine | IC Engine | MIS_MIDA | Iowa | 19 | Page | 145 | 19145 | 2 | 17474 | 2000 | 9999 |  |  | N | Distillate Fuel Oil | [12 empty] | 0.05 | 1.6498 | 1.6498 | 1.6498 | 1.6498 | [11 empty] | MidAmerican Energy Co | 100 | Berkshire Hathaway Inc | 100
Shenandoah | 7850_G_7 | 7850 | G | 7 |  | Combustion Turbine | IC Engine | MIS_MIDA | Iowa | 19 | Page | 145 | 19145 | 2 | 17474 | 2000 | 9999 |  |  | N | Distillate Fuel Oil | [12 empty] | 0.05 | 1.6498 | 1.6498 | 1.6498 | 1.6498 | [11 empty] | MidAmerican Energy Co | 100 | Berkshire Hathaway Inc | 100
Shenandoah | 7850_G_8 | 7850 | G | 8 |  | Combustion Turbine | IC Engine | MIS_MIDA | Iowa | 19 | Page | 145 | 19145 | 2 | 17474 | 2000 | 9999 |  |  | N | Distillate Fuel Oil | [12 empty] | 0.05 | 1.6498 | 1.6498 | 1.6498 | 1.6498 | [11 empty] | MidAmerican Energy Co | 100 | Berkshire Hathaway Inc | 100
Shenandoah | 7850_G_9 | 7850 | G | 9 |  | Combustion Turbine | IC Engine | MIS_MIDA | Iowa | 19 | Page | 145 | 19145 | 2 | 17474 | 2000 | 9999 |  |  | N | Distillate Fuel Oil | [12 empty] | 0.05 | 1.6498 | 1.6498 | 1.6498 | 1.6498 | [11 empty] | MidAmerican Energy Co | 100 | Berkshire Hathaway Inc | 100
Waterloo Lundquist | 7851_G_1 | 7851 | G | 1 |  | Combustion Turbine | IC Engine | MIS_MIDA | Iowa | 19 | Black Hawk | 13 | 19013 | 2 | 18400 | 2000 | 9999 |  |  | N | Distillate Fuel Oil | [12 empty] | 0.05 | 1.6498 | 1.6498 | 1.6498 | 1.6498 | [11 empty] | MidAmerican Energy Co | 100 | Berkshire Hathaway Inc | 100
Waterloo Lundquist | 7851_G_2 | 7851 | G | 2 |  | Combustion Turbine | IC Engine | MIS_MIDA | Iowa | 19 | Black Hawk | 13 | 19013 | 2 | 18773 | 2000 | 9999 |  |  | N | Distillate Fuel Oil | [12 empty] | 0.05 | 1.6498 | 1.6498 | 1.6498 | 1.6498 | [11 empty] | MidAmerican Energy Co | 100 | Berkshire Hathaway Inc | 100
Waterloo Lundquist | 7851_G_3 | 7851 | G | 3 |  | Combustion Turbine | IC Engine | MIS_MIDA | Iowa | 19 | Black Hawk | 13 | 19013 | 2 | 18773 | 2000 | 9999 |  |  | N | Distillate Fuel Oil | [12 empty] | 0.05 | 1.6498 | 1.6498 | 1.6498 | 1.6498 | [11 empty] | MidAmerican Energy Co | 100 | Berkshire Hathaway Inc | 100
Waterloo Lundquist | 7851_G_4 | 7851 | G | 4 |  | Combustion Turbine | IC Engine | MIS_MIDA | Iowa | 19 | Black Hawk | 13 | 19013 | 2 | 18773 | 2000 | 9999 |  |  | N | Distillate Fuel Oil | [12 empty] | 0.05 | 1.6498 | 1.6498 | 1.6498 | 1.6498 | [11 empty] | MidAmerican Energy Co | 100 | Berkshire Hathaway Inc | 100
Waterloo Lundquist | 7851_G_5 | 7851 | G | 5 |  | Combustion Turbine | IC Engine | MIS_MIDA | Iowa | 19 | Black Hawk | 13 | 19013 | 2 | 18773 | 2000 | 9999 |  |  | N | Distillate Fuel Oil | [12 empty] | 0.05 | 1.6498 | 1.6498 | 1.6498 | 1.6498 | [11 empty] | MidAmerican Energy Co | 100 | Berkshire Hathaway Inc | 100
Waterloo Lundquist | 7851_G_6 | 7851 | G | 6 |  | Combustion Turbine | IC Engine | MIS_MIDA | Iowa | 19 | Black Hawk | 13 | 19013 | 2 | 18773 | 2000 | 9999 |  |  | N | Distillate Fuel Oil | [12 empty] | 0.05 | 1.6498 | 1.6498 | 1.6498 | 1.6498 | [11 empty] | MidAmerican Energy Co | 100 | Berkshire Hathaway Inc | 100
Waterloo Lundquist | 7851_G_7 | 7851 | G | 7 |  | Combustion Turbine | IC Engine | MIS_MIDA | Iowa | 19 | Black Hawk | 13 | 19013 | 2 | 18773 | 2000 | 9999 |  |  | N | Distillate Fuel Oil | [12 empty] | 0.05 | 1.6498 | 1.6498 | 1.6498 | 1.6498 | [11 empty] | MidAmerican Energy Co | 100 | Berkshire Hathaway Inc | 100
Waterloo Lundquist | 7851_G_8 | 7851 | G | 8 |  | Combustion Turbine | IC Engine | MIS_MIDA | Iowa | 19 | Black Hawk | 13 | 19013 | 2 | 18773 | 2000 | 9999 |  |  | N | Distillate Fuel Oil | [12 empty] | 0.05 | 1.6498 | 1.6498 | 1.6498 | 1.6498 | [11 empty] | MidAmerican Energy Co | 100 | Berkshire Hathaway Inc | 100
Waterloo Lundquist | 7851_G_9 | 7851 | G | 9 |  | Combustion Turbine | IC Engine | MIS_MIDA | Iowa | 19 | Black Hawk | 13 | 19013 | 2 | 18773 | 2000 | 9999 |  |  | N | Distillate Fuel Oil | [12 empty] | 0.05 | 1.6498 | 1.6498 | 1.6498 | 1.6498 | [11 empty] | MidAmerican Energy Co | 100 | Berkshire Hathaway Inc | 100
West Receiving | 7853_G_1 | 7853 | G | 1 |  | Combustion Turbine | IC Engine | MIS_MIDA | Iowa | 19 | Crawford | 47 | 19047 | 1.8 | 10745 | 1998 | 9999 |  |  | N | Distillate Fuel Oil | [12 empty] | 1.35 | 1.6498 | 1.6498 | 1.6498 | 1.6498 | [11 empty] | Denison IA (City of) | 100 | Denison IA (City of) | 100
Avenue A Generator Sets | 7854_G_1 | 7854 | G | 1 |  | Combustion Turbine | IC Engine | PJM_COMD | Illinois | 17 | Whiteside | 195 | 17195 | 1.8 | 10745 | 2000 | 9999 |  |  | N | Distillate Fuel Oil | [12 empty] | 1 | 0.73147 | 0.73147 | 0.73147 | 0.73147 | [11 empty] | Rock Falls Electrical Dept | 100 | Rock Falls Electrical Dept | 100
Avenue A Generator Sets | 7854_G_2 | 7854 | G | 2 |  | Combustion Turbine | IC Engine | PJM_COMD | Illinois | 17 | Whiteside | 195 | 17195 | 1.8 | 10745 | 2000 | 9999 |  |  | N | Distillate Fuel Oil | [12 empty] | 1 | 0.73147 | 0.73147 | 0.73147 | 0.73147 | [11 empty] | Rock Falls Electrical Dept | 100 | Rock Falls Electrical Dept | 100
Moorhead Wind Turbine | 7855_G_8 | 7855 | G | 8 |  | Onshore Wind |  | SPP_WAUE | Minnesota | 27 | Clay | 27 | 27027 | 0.7 | 0 | 1999 | 9999 |  |  | N | Wind | [13 empty] | 0 | 0 | 0 | 0 | [11 empty] | Moorhead MN (City of) | 100 | Moorhead MN (City of) | 100
Moorhead Wind Turbine | 7855_G_9 | 7855 | G | 9 |  | Onshore Wind |  | SPP_WAUE | Minnesota | 27 | Clay | 27 | 27027 | 0.7 | 0 | 2001 | 9999 |  |  | N | Wind | [13 empty] | 0 | 0 | 0 | 0 | [11 empty] | Moorhead MN (City of) | 100 | Moorhead MN (City of) | 100
North | 7856_G_1 | 7856 | G | 1 |  | Combustion Turbine | IC Engine | MIS_MIDA | Iowa | 19 | Adair | 1 | 19001 | 1.8 | 10745 | 2002 | 9999 |  |  | N | Distillate Fuel Oil | [12 empty] | 2.5 | 1.6498 | 1.6498 | 1.6498 | 1.6498 | [11 empty] | Greenfield Municipal Utilities | 100 | Greenfield Municipal Utilities | 100
North | 7856_G_2 | 7856 | G | 2 |  | Combustion Turbine | IC Engine | MIS_MIDA | Iowa | 19 | Adair | 1 | 19001 | 1.8 | 10745 | 2002 | 9999 |  |  | N | Distillate Fuel Oil | [12 empty] | 2.5 | 1.6498 | 1.6498 | 1.6498 | 1.6498 | [11 empty] | Greenfield Municipal Utilities | 100 | Greenfield Municipal Utilities | 100
North | 7856_G_3 | 7856 | G | 3 |  | Combustion Turbine | IC Engine | MIS_MIDA | Iowa | 19 | Adair | 1 | 19001 | 2.2 | 10745 | 2011 | 9999 |  |  | N | Distillate Fuel Oil | [13 empty] | 1.6498 | 1.6498 | 1.6498 | 1.6498 | [11 empty] | Greenfield Municipal Utilities | 100 | Greenfield Municipal Utilities | 100
North | 7856_G_4 | 7856 | G | 4 |  | Combustion Turbine | IC Engine | MIS_MIDA | Iowa | 19 | Adair | 1 | 19001 | 2.2 | 10745 | 2011 | 9999 |  |  | N | Distillate Fuel Oil | [13 empty] | 1.6498 | 1.6498 | 1.6498 | 1.6498 | [11 empty] | Greenfield Municipal Utilities | 100 | Greenfield Municipal Utilities | 100
Gilliam South | 7857_G_1 | 7857 | G | 1 |  | Combustion Turbine | IC Engine | MIS_MIDA | Iowa | 19 | Adair | 1 | 19001 | 1.7 | 25000 | 2001 | 9999 |  |  | N | Distillate Fuel Oil | [12 empty] | 2.5 | 1.6498 | 1.6498 | 1.6498 | 1.6498 | [11 empty] | Stuart Municipal Utility | 100 | Stuart Municipal Utility | 100
Gilliam South | 7857_G_7 | 7857 | G | 7 |  | Combustion Turbine | IC Engine | MIS_MIDA | Iowa | 19 | Adair | 1 | 19001 | 2.3 | 25000 | 2012 | 9999 |  |  | N | Distillate Fuel Oil | [13 empty] | 1.6498 | 1.6498 | 1.6498 | 1.6498 | [11 empty] | Stuart Municipal Utility | 100 | Stuart Municipal Utility | 100
Shelbina Power #3 | 7860_G_G7 | 7860 | G | G7 |  | Combustion Turbine | IC Engine | S_D_AECI | Missouri | 29 | Shelby | 205 | 29205 | 1.8 | 12164 | 2002 | 9999 |  |  | N | Distillate Fuel Oil | [12 empty] | 2.3 | 0.01158 | 0.01158 | 0.01158 | 0.01158 | [11 empty] | Shelbina MO (City of) | 100 | Shelbina MO (City of) | 100
Shelbina Power #3 | 7860_G_G8 | 7860 | G | G8 |  | Combustion Turbine | IC Engine | S_D_AECI | Missouri | 29 | Shelby | 205 | 29205 | 1.8 | 12836 | 2002 | 9999 |  |  | N | Distillate Fuel Oil | [12 empty] | 2.3 | 0.0111 | 0.0111 | 0.0111 | 0.0111 | [11 empty] | Shelbina MO (City of) | 100 | Shelbina MO (City of) | 100
Elk Mound | 7863_G_1 | 7863 | G | 1 | 3327 | Combustion Turbine |  | MIS_MNWI | Wisconsin | 55 | Chippewa | 17 | 55017 | 30.7 | 13841 | 2001 | 9999 |  |  | N | Natural Gas, Distillate Fuel Oil |  |  |  | DLNB + H2O | [9 empty] | 0.05506 | 0.05506 | 0.05506 | 0.05506 | [11 empty] | Dairyland Power Coop | 100 | Dairyland Power Coop | 100
Elk Mound | 7863_G_2 | 7863 | G | 2 | 3328 | Combustion Turbine |  | MIS_MNWI | Wisconsin | 55 | Chippewa | 17 | 55017 | 33.9 | 13866 | 2001 | 9999 |  |  | N | Natural Gas, Distillate Fuel Oil |  |  |  | DLNB + H2O | [9 empty] | 0.05182 | 0.05182 | 0.05182 | 0.05182 | [11 empty] | Dairyland Power Coop | 100 | Dairyland Power Coop | 100
Earlville | 7865_G_1 | 7865 | G | 1 |  | Combustion Turbine | IC Engine | MIS_IA | Iowa | 19 | Delaware | 55 | 19055 | 1.8 | 10745 | 2001 | 9999 |  |  | N | Distillate Fuel Oil | [12 empty] | 2.5 | 1.6498 | 1.6498 | 1.6498 | 1.6498 | [11 empty] | Earlville IA (City of) | 100 | Earlville IA (City of) | 100
Snoqualmie 2 | 7867_G_6A | 7867 | G | 6A |  | Hydro |  | WECC_PNW | Washington | 53 | King | 33 | 53033 | 12.6 | 0 | 2013 | 9999 |  |  | N | Hydro | [13 empty] | 0 | 0 | 0 | 0 | [11 empty] | Puget Sound Energy Inc | 100 | Puget Energy Inc | 100
Snoqualmie 2 | 7867_G_7 | 7867 | G | 7 |  | Hydro |  | WECC_PNW | Washington | 53 | King | 33 | 53033 | 21 | 0 | 1957 | 9999 |  |  | N | Hydro | [13 empty] | 0 | 0 | 0 | 0 | [11 empty] | Puget Sound Energy Inc | 100 | Puget Energy Inc | 100
Glenwood Landing | 7869_G_GT1 | 7869 | G | GT1 | 3335 | Combustion Turbine |  | NY_Z_K | New York | 36 | Nassau | 59 | 36059 | 12.6 | 10745 | 1967 | 9999 |  |  | N | Distillate Fuel Oil | [13 empty] | 0.16278 | 0.16278 | 0.16278 | 0.16278 | [11 empty] | National Grid Glenwood Energy Center LLC | 100 | National Grid Plc | 100
Glenwood Landing | 7869_G_GT4 | 7869 | G | GT4 | 10031 | Combustion Turbine |  | NY_Z_K | New York | 36 | Nassau | 59 | 36059 | 40 | 10745 | 2002 | 9999 |  |  | N | Natural Gas, Distillate Fuel Oil |  |  |  | H2O | SCR | [8 empty] | 0.01481 | 0.01334 | 0.01481 | 0.01334 | [11 empty] | National Grid Glenwood Energy Center LLC | 100 | National Grid Plc | 100
Glenwood Landing | 7869_G_GT5 | 7869 | G | GT5 | 10032 | Combustion Turbine |  | NY_Z_K | New York | 36 | Nassau | 59 | 36059 | 40 | 10745 | 2002 | 9999 |  |  | N | Natural Gas, Distillate Fuel Oil |  |  |  | H2O | SCR | [8 empty] | 0.01449 | 0.01289 | 0.01449 | 0.01289 | [11 empty] | National Grid Glenwood Energy Center LLC | 100 | National Grid Plc | 100
Encogen | 7870_G_CTG1 | 7870 | G | CTG1 | 89576 | Combined Cycle |  | WECC_PNW | Washington | 53 | Whatcom | 73 | 53073 | 34.5 | 9214 | 1993 | 9999 |  |  | N | Natural Gas, Distillate Fuel Oil |  |  |  | STM | SCR | [8 empty] | 0.025287 | 0.025287 | 0.025287 | 0.025287 | [11 empty] | Puget Sound Energy Inc | 100 | Puget Energy Inc | 100
Encogen | 7870_G_CTG2 | 7870 | G | CTG2 | 89577 | Combined Cycle |  | WECC_PNW | Washington | 53 | Whatcom | 73 | 53073 | 34.5 | 9214 | 1993 | 9999 |  |  | N | Natural Gas, Distillate Fuel Oil |  |  |  | STM | SCR | [8 empty] | 0.025287 | 0.025287 | 0.025287 | 0.025287 | [11 empty] | Puget Sound Energy Inc | 100 | Puget Energy Inc | 100
Encogen | 7870_G_CTG3 | 7870 | G | CTG3 | 89578 | Combined Cycle |  | WECC_PNW | Washington | 53 | Whatcom | 73 | 53073 | 34.5 | 9214 | 1993 | 9999 |  |  | N | Natural Gas, Distillate Fuel Oil |  |  |  | STM | SCR | [8 empty] | 0.025287 | 0.025287 | 0.025287 | 0.025287 | [11 empty] | Puget Sound Energy Inc | 100 | Puget Energy Inc | 100
Encogen | 7870_G_STG | 7870 | G | STG | 89576 | Combined Cycle |  | WECC_PNW | Washington | 53 | Whatcom | 73 | 53073 | 55.9 | 9214 | 1993 | 9999 |  |  | N | Natural Gas, Distillate Fuel Oil |  |  |  | STM | SCR | [8 empty] | 0.025287 | 0.025287 | 0.025287 | 0.025287 | [11 empty] | Puget Sound Energy Inc | 100 | Puget Energy Inc | 100
Robert P Mone Plant | 7872_G_1 | 7872 | G | 1 | 3336 | Combustion Turbine |  | PJM_West | Ohio | 39 | Van Wert | 161 | 39161 | 145 | 10745 | 2002 | 9999 |  |  | N | Natural Gas, Distillate Fuel Oil |  |  |  | DLNB + H2O | [8 empty] | 0.05 | 0.08822 | 0.08822 | 0.08822 | 0.08822 | [11 empty] | National Power Coop Inc | 100 | National Power Coop Inc | 100
Robert P Mone Plant | 7872_G_2 | 7872 | G | 2 | 3337 | Combustion Turbine |  | PJM_West | Ohio | 39 | Van Wert | 161 | 39161 | 145 | 10745 | 2002 | 9999 |  |  | N | Natural Gas, Distillate Fuel Oil |  |  |  | DLNB + H2O | [8 empty] | 0.05 | 0.0873 | 0.0873 | 0.0873 | 0.0873 | [11 empty] | National Power Coop Inc | 100 | National Power Coop Inc | 100
Robert P Mone Plant | 7872_G_3 | 7872 | G | 3 | 3338 | Combustion Turbine |  | PJM_West | Ohio | 39 | Van Wert | 161 | 39161 | 145 | 10745 | 2002 | 9999 |  |  | N | Natural Gas, Distillate Fuel Oil |  |  |  | DLNB + H2O | [8 empty] | 0.05 | 0.11076 | 0.11076 | 0.11076 | 0.11076 | [11 empty] | National Power Coop Inc | 100 | National Power Coop Inc | 100
H L Culbreath Bayside Power Station | 7873_G_1A | 7873 | G | 1A | 3339 | Combined Cycle |  | FRCC | Florida | 12 | Hillsborough | 57 | 12057 | 156 | 7524 | 2003 | 9999 |  |  | N | Natural Gas |  |  |  | DLNB | SCR | [8 empty] | 0.013027 | 0.013027 | 0.013027 | 0.013027 | [11 empty] | Tampa Electric Co | 100 | TECO Energy Inc | 100
H L Culbreath Bayside Power Station | 7873_G_1B | 7873 | G | 1B | 3340 | Combined Cycle |  | FRCC | Florida | 12 | Hillsborough | 57 | 12057 | 156 | 7524 | 2003 | 9999 |  |  | N | Natural Gas |  |  |  | DLNB | SCR | [8 empty] | 0.013027 | 0.013027 | 0.013027 | 0.013027 | [11 empty] | Tampa Electric Co | 100 | TECO Energy Inc | 100
H L Culbreath Bayside Power Station | 7873_G_1C | 7873 | G | 1C | 3341 | Combined Cycle |  | FRCC | Florida | 12 | Hillsborough | 57 | 12057 | 156 | 7524 | 2003 | 9999 |  |  | N | Natural Gas |  |  |  | DLNB | SCR | [8 empty] | 0.013027 | 0.013027 | 0.013027 | 0.013027 | [11 empty] | Tampa Electric Co | 100 | TECO Energy Inc | 100
H L Culbreath Bayside Power Station | 7873_G_1ST | 7873 | G | 1ST | 3339 | Combined Cycle |  | FRCC | Florida | 12 | Hillsborough | 57 | 12057 | 233 | 7524 | 1965 | 9999 |  |  | N | Natural Gas |  |  |  | DLNB | SCR | [8 empty] | 0.013027 | 0.013027 | 0.013027 | 0.013027 | [11 empty] | Tampa Electric Co | 100 | TECO Energy Inc | 100
H L Culbreath Bayside Power Station | 7873_G_2A | 7873 | G | 2A | 3342 | Combined Cycle |  | FRCC | Florida | 12 | Hillsborough | 57 | 12057 | 156 | 7524 | 2004 | 9999 |  |  | N | Natural Gas |  |  |  | DLNB | SCR | [8 empty] | 0.01258 | 0.01258 | 0.01258 | 0.01258 | [11 empty] | Tampa Electric Co | 100 | TECO Energy Inc | 100
H L Culbreath Bayside Power Station | 7873_G_2B | 7873 | G | 2B | 3343 | Combined Cycle |  | FRCC | Florida | 12 | Hillsborough | 57 | 12057 | 156 | 7524 | 2004 | 9999 |  |  | N | Natural Gas |  |  |  | DLNB | SCR | [8 empty] | 0.01258 | 0.01258 | 0.01258 | 0.01258 | [11 empty] | Tampa Electric Co | 100 | TECO Energy Inc | 100
H L Culbreath Bayside Power Station | 7873_G_2C | 7873 | G | 2C | 3344 | Combined Cycle |  | FRCC | Florida | 12 | Hillsborough | 57 | 12057 | 156 | 7524 | 2004 | 9999 |  |  | N | Natural Gas |  |  |  | DLNB | SCR | [8 empty] | 0.01258 | 0.01258 | 0.01258 | 0.01258 | [11 empty] | Tampa Electric Co | 100 | TECO Energy Inc | 100
H L Culbreath Bayside Power Station | 7873_G_2D | 7873 | G | 2D | 3345 | Combined Cycle |  | FRCC | Florida | 12 | Hillsborough | 57 | 12057 | 156 | 7524 | 2004 | 9999 |  |  | N | Natural Gas |  |  |  | DLNB | SCR | [8 empty] | 0.01258 | 0.01258 | 0.01258 | 0.01258 | [11 empty] | Tampa Electric Co | 100 | TECO Energy Inc | 100
H L Culbreath Bayside Power Station | 7873_G_2ST | 7873 | G | 2ST | 3342 | Combined Cycle |  | FRCC | Florida | 12 | Hillsborough | 57 | 12057 | 305 | 7524 | 1967 | 9999 |  |  | N | Natural Gas |  |  |  | DLNB | SCR | [8 empty] | 0.01258 | 0.01258 | 0.01258 | 0.01258 | [11 empty] | Tampa Electric Co | 100 | TECO Energy Inc | 100
H L Culbreath Bayside Power Station | 7873_G_3 | 7873 | G | 3 | 90399 | Combustion Turbine |  | FRCC | Florida | 12 | Hillsborough | 57 | 12057 | 56 | 11482 | 2009 | 9999 |  |  | N | Natural Gas |  |  |  | H2O | [9 empty] | 0.08728 | 0.08728 | 0.08728 | 0.08728 | [11 empty] | Tampa Electric Co | 100 | TECO Energy Inc | 100
H L Culbreath Bayside Power Station | 7873_G_4 | 7873 | G | 4 | 90401 | Combustion Turbine |  | FRCC | Florida | 12 | Hillsborough | 57 | 12057 | 56 | 11482 | 2009 | 9999 |  |  | N | Natural Gas |  |  |  | H2O | [9 empty] | 0.08739 | 0.08739 | 0.08739 | 0.08739 | [11 empty] | Tampa Electric Co | 100 | TECO Energy Inc | 100
H L Culbreath Bayside Power Station | 7873_G_5 | 7873 | G | 5 | 90403 | Combustion Turbine |  | FRCC | Florida | 12 | Hillsborough | 57 | 12057 | 56 | 11482 | 2009 | 9999 |  |  | N | Natural Gas |  |  |  | H2O | [9 empty] | 0.08467 | 0.08467 | 0.08467 | 0.08467 | [11 empty] | Tampa Electric Co | 100 | TECO Energy Inc | 100
H L Culbreath Bayside Power Station | 7873_G_6 | 7873 | G | 6 | 90405 | Combustion Turbine |  | FRCC | Florida | 12 | Hillsborough | 57 | 12057 | 56 | 11482 | 2009 | 9999 |  |  | N | Natural Gas |  |  |  | H2O | [9 empty] | 0.08538 | 0.08538 | 0.08538 | 0.08538 | [11 empty] | Tampa Electric Co | 100 | TECO Energy Inc | 100
Edgerton | 7874_G_1 | 7874 | G | 1 |  | Combustion Turbine | IC Engine | PJM_West | Ohio | 39 | Williams | 171 | 39171 | 1.8 | 10745 | 2000 | 9999 |  |  | N | Distillate Fuel Oil | [12 empty] | 0.5 | 0.01177 | 0.01177 | 0.01177 | 0.01177 | [11 empty] | Ohio Municipal Electric Agency Joint Venture 2 | 100 | Hamilton Dept of Public Utilities | 100
Edgerton | 7874_G_2 | 7874 | G | 2 |  | Combustion Turbine | IC Engine | PJM_West | Ohio | 39 | Williams | 171 | 39171 | 1.8 | 10745 | 2000 | 9999 |  |  | N | Distillate Fuel Oil | [12 empty] | 0.5 | 0.00693 | 0.00693 | 0.00693 | 0.00693 | [11 empty] | Ohio Municipal Electric Agency Joint Venture 2 | 100 | Hamilton Dept of Public Utilities | 100
Wellington | 7878_G_1 | 7878 | G | 1 |  | Combustion Turbine | IC Engine | PJM_ATSI | Ohio | 39 | Lorain | 93 | 39093 | 1 | 11228 | 1998 | 9999 |  |  | N | Distillate Fuel Oil | [12 empty] | 0.5 | 1.1217 | 1.1217 | 1.1217 | 1.1217 | [11 empty] | American Municipal Power Inc | 100 | American Municipal Power Inc | 100
East Barnet | 788_G_1 | 788 | G | 1 |  | Hydro |  | NENGREST | Vermont | 50 | Caledonia | 5 | 50005 | 1.9 | 0 | 1984 | 9999 |  |  | N | Hydro | [13 empty] | 0 | 0 | 0 | 0 | [11 empty] | Green Mountain Power Corp | 100 | Gaz Métropolitain & Co LP | 100
Powell Valley | 7883_G_1 | 7883 | G | 1 |  | Combustion Turbine | IC Engine | S_C_TVA | Tennessee | 47 | Hancock | 67 | 47067 | 1.8 | 11102 | 2000 | 9999 |  |  | N | Distillate Fuel Oil | [12 empty] | 5 | 1.6498 | 1.6498 | 1.6498 | 1.6498 | [11 empty] | Powell Valley Electric Coop | 100 | Powell Valley Electric Coop | 100
Powell Valley | 7883_G_10 | 7883 | G | 10 |  | Combustion Turbine | IC Engine | S_C_TVA | Tennessee | 47 | Hancock | 67 | 47067 | 1.8 | 10745 | 2000 | 9999 |  |  | N | Distillate Fuel Oil | [12 empty] | 5 | 1.6498 | 1.6498 | 1.6498 | 1.6498 | [11 empty] | Powell Valley Electric Coop | 100 | Powell Valley Electric Coop | 100
Powell Valley | 7883_G_11 | 7883 | G | 11 |  | Combustion Turbine | IC Engine | S_C_TVA | Tennessee | 47 | Hancock | 67 | 47067 | 1.8 | 10745 | 2000 | 9999 |  |  | N | Distillate Fuel Oil | [12 empty] | 5 | 1.6498 | 1.6498 | 1.6498 | 1.6498 | [11 empty] | Powell Valley Electric Coop | 100 | Powell Valley Electric Coop | 100
Powell Valley | 7883_G_2 | 7883 | G | 2 |  | Combustion Turbine | IC Engine | S_C_TVA | Tennessee | 47 | Hancock | 67 | 47067 | 1.8 | 10745 | 2000 | 9999 |  |  | N | Distillate Fuel Oil | [12 empty] | 5 | 1.6498 | 1.6498 | 1.6498 | 1.6498 | [11 empty] | Powell Valley Electric Coop | 100 | Powell Valley Electric Coop | 100
Powell Valley | 7883_G_3 | 7883 | G | 3 |  | Combustion Turbine | IC Engine | S_C_TVA | Tennessee | 47 | Hancock | 67 | 47067 | 1.8 | 10745 | 2000 | 9999 |  |  | N | Distillate Fuel Oil | [12 empty] | 5 | 1.6498 | 1.6498 | 1.6498 | 1.6498 | [11 empty] | Powell Valley Electric Coop | 100 | Powell Valley Electric Coop | 100
Powell Valley | 7883_G_4 | 7883 | G | 4 |  | Combustion Turbine | IC Engine | S_C_TVA | Tennessee | 47 | Hancock | 67 | 47067 | 1.8 | 10745 | 2000 | 9999 |  |  | N | Distillate Fuel Oil | [12 empty] | 5 | 1.6498 | 1.6498 | 1.6498 | 1.6498 | [11 empty] | Powell Valley Electric Coop | 100 | Powell Valley Electric Coop | 100
Powell Valley | 7883_G_5 | 7883 | G | 5 |  | Combustion Turbine | IC Engine | S_C_TVA | Tennessee | 47 | Hancock | 67 | 47067 | 1.8 | 10745 | 2000 | 9999 |  |  | N | Distillate Fuel Oil | [12 empty] | 5 | 1.6498 | 1.6498 | 1.6498 | 1.6498 | [11 empty] | Powell Valley Electric Coop | 100 | Powell Valley Electric Coop | 100
Powell Valley | 7883_G_6 | 7883 | G | 6 |  | Combustion Turbine | IC Engine | S_C_TVA | Tennessee | 47 | Hancock | 67 | 47067 | 1.8 | 10745 | 2000 | 9999 |  |  | N | Distillate Fuel Oil | [12 empty] | 5 | 1.6498 | 1.6498 | 1.6498 | 1.6498 | [11 empty] | Powell Valley Electric Coop | 100 | Powell Valley Electric Coop | 100
Powell Valley | 7883_G_7 | 7883 | G | 7 |  | Combustion Turbine | IC Engine | S_C_TVA | Tennessee | 47 | Hancock | 67 | 47067 | 1.8 | 10745 | 2000 | 9999 |  |  | N | Distillate Fuel Oil | [12 empty] | 5 | 1.6498 | 1.6498 | 1.6498 | 1.6498 | [11 empty] | Powell Valley Electric Coop | 100 | Powell Valley Electric Coop | 100
Powell Valley | 7883_G_8 | 7883 | G | 8 |  | Combustion Turbine | IC Engine | S_C_TVA | Tennessee | 47 | Hancock | 67 | 47067 | 1.8 | 10745 | 2000 | 9999 |  |  | N | Distillate Fuel Oil | [12 empty] | 5 | 1.6498 | 1.6498 | 1.6498 | 1.6498 | [11 empty] | Powell Valley Electric Coop | 100 | Powell Valley Electric Coop | 100
Powell Valley | 7883_G_9 | 7883 | G | 9 |  | Combustion Turbine | IC Engine | S_C_TVA | Tennessee | 47 | Hancock | 67 | 47067 | 1.8 | 10745 | 2000 | 9999 |  |  | N | Distillate Fuel Oil | [12 empty] | 5 | 1.6498 | 1.6498 | 1.6498 | 1.6498 | [11 empty] | Powell Valley Electric Coop | 100 | Powell Valley Electric Coop | 100
Dakota Magic | 7884_G_1 | 7884 | G | 1 |  | Combustion Turbine | IC Engine | MIS_MAPP | North Dakota | 38 | Richland | 77 | 38077 | 1.5 | 13469 | 2000 | 9999 |  |  | N | Distillate Fuel Oil | [12 empty] | 3 | 1.6498 | 1.6498 | 1.6498 | 1.6498 | [11 empty] | Otter Tail Power Co | 100 | Otter Tail Corp | 100
Wind Turbine | 7886_G_1 | 7886 | G | 1 |  | Onshore Wind |  | MIS_WUMS | Wisconsin | 55 | Kewaunee | 61 | 55061 | 0.8 | 0 | 1999 | 9999 |  |  | N | Wind | [13 empty] | 0 | 0 | 0 | 0 | [11 empty] | Madison Gas & Electric Co | 100 | MGE Energy Inc | 100
Terry Bundy Generating Station | 7887_G_1 | 7887 | G | 1 | 8370 | Combined Cycle |  | SPP_NEBR | Nebraska | 31 | Lancaster | 109 | 31109 | 27.3 | 8660 | 2004 | 9999 |  |  | N | Natural Gas, Distillate Fuel Oil |  |  |  | H2O | SCR | [8 empty] | 0.072943 | 0.072943 | 0.072943 | 0.072943 | [11 empty] | Lincoln Electric System | 100 | Lincoln Electric System | 100
Terry Bundy Generating Station | 7887_G_2 | 7887 | G | 2 | 8370 | Combined Cycle |  | SPP_NEBR | Nebraska | 31 | Lancaster | 109 | 31109 | 46 | 8660 | 2003 | 9999 |  |  | N | Natural Gas, Distillate Fuel Oil |  |  |  | H2O + NH3 | SCR | [8 empty] | 0.072943 | 0.072943 | 0.072943 | 0.072943 | [11 empty] | Lincoln Electric System | 100 | Lincoln Electric System | 100
Terry Bundy Generating Station | 7887_G_3 | 7887 | G | 3 | 8372 | Combined Cycle |  | SPP_NEBR | Nebraska | 31 | Lancaster | 109 | 31109 | 44.9 | 8660 | 2004 | 9999 |  |  | N | Natural Gas, Distillate Fuel Oil |  |  |  | H2O + NH3 | SCR | [8 empty] | 0.072943 | 0.072943 | 0.072943 | 0.072943 | [11 empty] | Lincoln Electric System | 100 | Lincoln Electric System | 100
Terry Bundy Generating Station | 7887_G_4 | 7887 | G | 4 | 8374 | Combustion Turbine |  | SPP_NEBR | Nebraska | 31 | Lancaster | 109 | 31109 | 45.5 | 11020 | 2003 | 9999 |  |  | N | Natural Gas, Distillate Fuel Oil |  |  |  | H2O + NH3 | SCR | [8 empty] | 0.02945 | 0.02945 | 0.02945 | 0.02945 | [11 empty] | Lincoln Electric System | 100 | Lincoln Electric System | 100
Terry Bundy Generating Station | 7887_G_BSU | 7887 | G | BSU |  | Combustion Turbine | IC Engine | SPP_NEBR | Nebraska | 31 | Lancaster | 109 | 31109 | 1.6 | 10745 | 2004 | 9999 |  |  | N | Distillate Fuel Oil | [12 empty] | 2.5 | 1.6498 | 1.6498 | 1.6498 | 1.6498 | [11 empty] | Lincoln Electric System | 100 | Lincoln Electric System | 100
Terry Bundy Generating Station | 7887_G_LFG1 | 7887 | G | LFG1 |  | Landfill Gas |  | SPP_NEBR | Nebraska | 31 | Lancaster | 109 | 31109 | 1.6 | 13500 | 2014 | 9999 |  |  | N | Landfill Gas | [13 empty] | 0.22117 | 0.22117 | 0.22117 | 0.22117 | [11 empty] | Lincoln Electric System | 100 | Lincoln Electric System | 100
Terry Bundy Generating Station | 7887_G_LFG2 | 7887 | G | LFG2 |  | Landfill Gas |  | SPP_NEBR | Nebraska | 31 | Lancaster | 109 | 31109 | 1.6 | 13500 | 2014 | 9999 |  |  | N | Landfill Gas | [13 empty] | 0.22117 | 0.22117 | 0.22117 | 0.22117 | [11 empty] | Lincoln Electric System | 100 | Lincoln Electric System | 100
Terry Bundy Generating Station | 7887_G_LFG3 | 7887 | G | LFG3 |  | Landfill Gas |  | SPP_NEBR | Nebraska | 31 | Lancaster | 109 | 31109 | 1.6 | 13500 | 2014 | 9999 |  |  | N | Landfill Gas | [13 empty] | 0.22117 | 0.22117 | 0.22117 | 0.22117 | [11 empty] | Lincoln Electric System | 100 | Lincoln Electric System | 100
E B Harris Electric Generating Plant | 7897_G_CT1A | 7897 | G | CT1A | 3355 | Combined Cycle |  | S_SOU | Alabama | 1 | Autauga | 1 | 01001 | 182.6 | 7138 | 2003 | 9999 |  |  | N | Natural Gas |  |  |  | DLNB | SCR | 2003 | [6 empty] | 0.001 | 0.010227 | 0.010227 | 0.010227 | 0.010227 | [11 empty] | Southern Power Co | 100 | Southern Co | 100
E B Harris Electric Generating Plant | 7897_G_CT1B | 7897 | G | CT1B | 3356 | Combined Cycle |  | S_SOU | Alabama | 1 | Autauga | 1 | 01001 | 182.6 | 7138 | 2003 | 9999 |  |  | N | Natural Gas |  |  |  | DLNB | SCR | 2003 | [6 empty] | 0.001 | 0.010227 | 0.010227 | 0.010227 | 0.010227 | [11 empty] | Southern Power Co | 100 | Southern Co | 100
E B Harris Electric Generating Plant | 7897_G_CT2A | 7897 | G | CT2A | 3357 | Combined Cycle |  | S_SOU | Alabama | 1 | Autauga | 1 | 01001 | 178.3 | 7138 | 2003 | 9999 |  |  | N | Natural Gas |  |  |  | DLNB | SCR | 2003 | [6 empty] | 0.001 | 0.0099546 | 0.0099546 | 0.0099546 | 0.0099546 | [11 empty] | Southern Power Co | 100 | Southern Co | 100
E B Harris Electric Generating Plant | 7897_G_CT2B | 7897 | G | CT2B | 3358 | Combined Cycle |  | S_SOU | Alabama | 1 | Autauga | 1 | 01001 | 178.3 | 7138 | 2003 | 9999 |  |  | N | Natural Gas |  |  |  | DLNB | SCR | 2003 | [6 empty] | 0.001 | 0.0099546 | 0.0099546 | 0.0099546 | 0.0099546 | [11 empty] | Southern Power Co | 100 | Southern Co | 100
E B Harris Electric Generating Plant | 7897_G_ST1 | 7897 | G | ST1 | 3355 | Combined Cycle |  | S_SOU | Alabama | 1 | Autauga | 1 | 01001 | 293 | 7138 | 2003 | 9999 |  |  | N | Natural Gas |  |  |  | DLNB | SCR | 2003 | [6 empty] | 0.001 | 0.010227 | 0.010227 | 0.010227 | 0.010227 | [11 empty] | Southern Power Co | 100 | Southern Co | 100
E B Harris Electric Generating Plant | 7897_G_ST2 | 7897 | G | ST2 | 3357 | Combined Cycle |  | S_SOU | Alabama | 1 | Autauga | 1 | 01001 | 300 | 7138 | 2003 | 9999 |  |  | N | Natural Gas |  |  |  | DLNB | SCR | 2003 | [6 empty] | 0.001 | 0.0099546 | 0.0099546 | 0.0099546 | 0.0099546 | [11 empty] | Southern Power Co | 100 | Southern Co | 100
New Knoxville | 7898_G_1 | 7898 | G | 1 |  | Combustion Turbine | IC Engine | PJM_West | Ohio | 39 | Auglaize | 11 | 39011 | 1 | 12283 | 2000 | 9999 |  |  | N | Distillate Fuel Oil | [12 empty] | 0.5 | 1.6498 | 1.6498 | 1.6498 | 1.6498 | [11 empty] | New Knoxville Light Dept | 100 | New Knoxville Light Dept | 100
Gem State | 790_G_1 | 790 | G | 1 |  | Hydro |  | WECC_ID | Idaho | 16 | Bonneville | 19 | 16019 | 23.4 | 0 | 1988 | 9999 |  |  | N | Hydro | [13 empty] | 0 | 0 | 0 | 0 | [11 empty] | Idaho Falls ID (City of) | 100 | Idaho Falls ID (City of) | 100
Sand Hill | 7900_G_5A | 7900 | G | 5A | 10015 | Combined Cycle |  | ERC_REST | Texas | 48 | Travis | 453 | 48453 | 161 | 7929 | 2004 | 9999 |  |  | N | Natural Gas |  |  |  | LNB | SCR | [8 empty] | 0.012433 | 0.012433 | 0.012433 | 0.012433 | [11 empty] | Austin Energy | 100 | Austin Energy | 100
Sand Hill | 7900_G_5C | 7900 | G | 5C | 10015 | Combined Cycle |  | ERC_REST | Texas | 48 | Travis | 453 | 48453 | 151 | 7929 | 2004 | 9999 |  |  | N | Natural Gas |  |  |  | LNB | SCR | [8 empty] | 0.012433 | 0.012433 | 0.012433 | 0.012433 | [11 empty] | Austin Energy | 100 | Austin Energy | 100
Sand Hill | 7900_G_SH1 | 7900 | G | SH1 | 1149 | Combustion Turbine |  | ERC_REST | Texas | 48 | Travis | 453 | 48453 | 47.3 | 10745 | 2001 | 9999 |  |  | N | Natural Gas |  |  |  | H2O | SCR | [7 empty] | 3 | 0.01459 | 0.01405 | 0.01459 | 0.01405 | [11 empty] | Austin Energy | 100 | Austin Energy | 100
Sand Hill | 7900_G_SH2 | 7900 | G | SH2 | 1150 | Combustion Turbine |  | ERC_REST | Texas | 48 | Travis | 453 | 48453 | 47.3 | 10745 | 2001 | 9999 |  |  | N | Natural Gas |  |  |  | H2O | SCR | [7 empty] | 3 | 0.01492 | 0.01471 | 0.01492 | 0.01471 | [11 empty] | Austin Energy | 100 | Austin Energy | 100
Sand Hill | 7900_G_SH3 | 7900 | G | SH3 | 1151 | Combustion Turbine |  | ERC_REST | Texas | 48 | Travis | 453 | 48453 | 47.3 | 10745 | 2001 | 9999 |  |  | N | Natural Gas |  |  |  | H2O | SCR | [7 empty] | 3 | 0.01496 | 0.01445 | 0.01496 | 0.01445 | [11 empty] | Austin Energy | 100 | Austin Energy | 100
Sand Hill | 7900_G_SH4 | 7900 | G | SH4 | 1152 | Combustion Turbine |  | ERC_REST | Texas | 48 | Travis | 453 | 48453 | 47.3 | 10745 | 2001 | 9999 |  |  | N | Natural Gas |  |  |  | H2O | SCR | [7 empty] | 3 | 0.01658 | 0.01495 | 0.01658 | 0.01495 | [11 empty] | Austin Energy | 100 | Austin Energy | 100
Sand Hill | 7900_G_SH6 | 7900 | G | SH6 | 90519 | Combustion Turbine |  | ERC_REST | Texas | 48 | Travis | 453 | 48453 | 47.3 | 10745 | 2010 | 9999 |  |  | N | Natural Gas |  |  |  | H2O | SCR | [8 empty] | 0.01848 | 0.01669 | 0.01848 | 0.01669 | [11 empty] | Austin Energy | 100 | Austin Energy | 100
Sand Hill | 7900_G_SH7 | 7900 | G | SH7 | 90520 | Combustion Turbine |  | ERC_REST | Texas | 48 | Travis | 453 | 48453 | 47.3 | 10745 | 2010 | 9999 |  |  | N | Natural Gas |  |  |  | H2O | SCR | [8 empty] | 0.02032 | 0.01686 | 0.02032 | 0.01686 | [11 empty] | Austin Energy | 100 | Austin Energy | 100
McCartney | 7903_G_MGS1 | 7903 | G | MGS1 | 3361 | Combustion Turbine |  | SPP_N | Missouri | 29 | Greene | 77 | 29077 | 50 | 12017 | 2002 | 9999 |  |  | N | Natural Gas |  |  |  | H2O | [8 empty] | 2.3 | 0.11458 | 0.11458 | 0.11458 | 0.11458 | [11 empty] | Springfield MO (City of) | 100 | Springfield MO (City of) | 100
McCartney | 7903_G_MSG2 | 7903 | G | MSG2 | 3363 | Combustion Turbine |  | SPP_N | Missouri | 29 | Greene | 77 | 29077 | 50 | 12017 | 2002 | 9999 |  |  | N | Natural Gas |  |  |  | H2O | [8 empty] | 2.3 | 0.11109 | 0.11109 | 0.11109 | 0.11109 | [11 empty] | Springfield MO (City of) | 100 | Springfield MO (City of) | 100
Pine Flat | 7907_G_1 | 7907 | G | 1 |  | Hydro |  | WEC_CALN | California | 6 | Fresno | 19 | 06019 | 55 | 0 | 1984 | 9999 |  |  | N | Hydro | [13 empty] | 0 | 0 | 0 | 0 | [11 empty] | Kings River Conservation District | 100 | Kings River Conservation District | 100
Pine Flat | 7907_G_2 | 7907 | G | 2 |  | Hydro |  | WEC_CALN | California | 6 | Fresno | 19 | 06019 | 55 | 0 | 1984 | 9999 |  |  | N | Hydro | [13 empty] | 0 | 0 | 0 | 0 | [11 empty] | Kings River Conservation District | 100 | Kings River Conservation District | 100
Pine Flat | 7907_G_3 | 7907 | G | 3 |  | Hydro |  | WEC_CALN | California | 6 | Fresno | 19 | 06019 | 55 | 0 | 1984 | 9999 |  |  | N | Hydro | [13 empty] | 0 | 0 | 0 | 0 | [11 empty] | Kings River Conservation District | 100 | Kings River Conservation District | 100
Vernon Boulevard | 7909_G_VG02 | 7909 | G | VG02 | 8380 | Combustion Turbine |  | NY_Z_J | New York | 36 | Queens | 81 | 36081 | 40 | 11752 | 2001 | 9999 |  |  | N | Natural Gas |  |  |  |  | SCR | [7 empty] | 0.316 | 0.01401 | 0.01302 | 0.01401 | 0.01302 | [11 empty] | New York Power Authority | 100 | New York Power Authority | 100
Vernon Boulevard | 7909_G_VG03 | 7909 | G | VG03 | 8382 | Combustion Turbine |  | NY_Z_J | New York | 36 | Queens | 81 | 36081 | 39.9 | 11752 | 2001 | 9999 |  |  | N | Natural Gas |  |  |  |  | SCR | [7 empty] | 0.316 | 0.01476 | 0.01356 | 0.01476 | 0.01356 | [11 empty] | New York Power Authority | 100 | New York Power Authority | 100
Canyon | 791_G_1 | 791 | G | 1 |  | Hydro |  | ERC_REST | Texas | 48 | Comal | 91 | 48091 | 3 | 0 | 1989 | 9999 |  |  | N | Hydro | [13 empty] | 0 | 0 | 0 | 0 | [11 empty] | Guadalupe Blanco River Authority | 100 | Guadalupe Blanco River Authority | 100
Canyon | 791_G_2 | 791 | G | 2 |  | Hydro |  | ERC_REST | Texas | 48 | Comal | 91 | 48091 | 3 | 0 | 1989 | 9999 |  |  | N | Hydro | [13 empty] | 0 | 0 | 0 | 0 | [11 empty] | Guadalupe Blanco River Authority | 100 | Guadalupe Blanco River Authority | 100
Joseph J Seymour Power Project | 7910_G_1 | 7910 | G | 1 | 8384 | Combustion Turbine |  | NY_Z_J | New York | 36 | Kings | 47 | 36047 | 40 | 11015 | 2001 | 9999 |  |  | N | Natural Gas |  |  |  |  | SCR | [7 empty] | 0.316 | 0.0097 | 0.00954 | 0.0097 | 0.00954 | [11 empty] | New York Power Authority | 100 | New York Power Authority | 100
Joseph J Seymour Power Project | 7910_G_2 | 7910 | G | 2 | 8386 | Combustion Turbine |  | NY_Z_J | New York | 36 | Kings | 47 | 36047 | 39.9 | 11015 | 2001 | 9999 |  |  | N | Natural Gas |  |  |  |  | SCR | [7 empty] | 0.316 | 0.01012 | 0.00983 | 0.01012 | 0.00983 | [11 empty] | New York Power Authority | 100 | New York Power Authority | 100
Kern Canyon | 7911_G_1 | 7911 | G | 1 |  | Hydro |  | WEC_CALN | California | 6 | Kern | 29 | 06029 | 11.5 | 0 | 1921 | 9999 |  |  | N | Hydro | [13 empty] | 0 | 0 | 0 | 0 | [11 empty] | Kern & Tule Hydro LLC | 100 | Kern & Tule Hydro LLC | 100
Brentwood | 7912_G_1 | 7912 | G | 1 | 8390 | Combustion Turbine |  | NY_Z_K | New York | 36 | Suffolk | 103 | 36103 | 45.5 | 10745 | 2001 | 9999 |  |  | N | Natural Gas |  |  |  |  | SCR | [7 empty] | 1.053 | 0.01224 | 0.01154 | 0.01224 | 0.01154 | [11 empty] | New York Power Authority | 100 | New York Power Authority | 100
Hell Gate | 7913_G_HG01 | 7913 | G | HG01 | 8392 | Combustion Turbine |  | NY_Z_J | New York | 36 | Bronx | 5 | 36005 | 39.9 | 11027 | 2001 | 9999 |  |  | N | Natural Gas |  |  |  |  | SCR | [7 empty] | 0.316 | 0.01158 | 0.01088 | 0.01158 | 0.01088 | [11 empty] | New York Power Authority | 100 | New York Power Authority | 100
Hell Gate | 7913_G_HG02 | 7913 | G | HG02 | 8394 | Combustion Turbine |  | NY_Z_J | New York | 36 | Bronx | 5 | 36005 | 40 | 11028 | 2001 | 9999 |  |  | N | Natural Gas |  |  |  |  | SCR | [7 empty] | 0.316 | 0.01154 | 0.01112 | 0.01154 | 0.01112 | [11 empty] | New York Power Authority | 100 | New York Power Authority | 100
Harlem River Yard | 7914_G_HR01 | 7914 | G | HR01 | 8396 | Combustion Turbine |  | NY_Z_J | New York | 36 | Bronx | 5 | 36005 | 39.9 | 11043 | 2001 | 9999 |  |  | N | Natural Gas |  |  |  |  | SCR | [7 empty] | 0.316 | 0.01081 | 0.01042 | 0.01081 | 0.01042 | [11 empty] | New York Power Authority | 100 | New York Power Authority | 100
Harlem River Yard | 7914_G_HR02 | 7914 | G | HR02 | 8398 | Combustion Turbine |  | NY_Z_J | New York | 36 | Bronx | 5 | 36005 | 40 | 11043 | 2001 | 9999 |  |  | N | Natural Gas |  |  |  |  | SCR | [7 empty] | 0.316 | 0.01146 | 0.01067 | 0.01146 | 0.01067 | [11 empty] | New York Power Authority | 100 | New York Power Authority | 100
North 1st | 7915_G_N01 | 7915 | G | N01 | 8400 | Combustion Turbine |  | NY_Z_J | New York | 36 | Kings | 47 | 36047 | 46 | 10821 | 2001 | 9999 |  |  | N | Natural Gas |  |  |  |  | SCR | [7 empty] | 0.316 | 0.01009 | 0.00958 | 0.01009 | 0.00958 | [11 empty] | New York Power Authority | 100 | New York Power Authority | 100
Talbot County Energy | 7916_G_1 | 7916 | G | 1 | 3365 | Combustion Turbine |  | S_SOU | Georgia | 13 | Talbot | 263 | 13263 | 97 | 12029 | 2002 | 9999 |  |  | N | Natural Gas |  |  |  | DLNB | [8 empty] | 0.006 | 0.03073 | 0.03073 | 0.03073 | 0.03073 | [11 empty] | Oglethorpe Power Corp | 100 | Oglethorpe Power Corp | 100
Talbot County Energy | 7916_G_2 | 7916 | G | 2 | 3366 | Combustion Turbine |  | S_SOU | Georgia | 13 | Talbot | 263 | 13263 | 95.8 | 12029 | 2002 | 9999 |  |  | N | Natural Gas |  |  |  | DLNB | [8 empty] | 0.006 | 0.02933 | 0.02933 | 0.02933 | 0.02933 | [11 empty] | Oglethorpe Power Corp | 100 | Oglethorpe Power Corp | 100
Talbot County Energy | 7916_G_3 | 7916 | G | 3 | 3367 | Combustion Turbine |  | S_SOU | Georgia | 13 | Talbot | 263 | 13263 | 96.2 | 12028 | 2002 | 9999 |  |  | N | Natural Gas |  |  |  | DLNB | [8 empty] | 0.006 | 0.0301 | 0.0301 | 0.0301 | 0.0301 | [11 empty] | Oglethorpe Power Corp | 100 | Oglethorpe Power Corp | 100
Talbot County Energy | 7916_G_4 | 7916 | G | 4 | 3368 | Combustion Turbine |  | S_SOU | Georgia | 13 | Talbot | 263 | 13263 | 97.3 | 12029 | 2002 | 9999 |  |  | N | Natural Gas |  |  |  | DLNB | [8 empty] | 0.006 | 0.03253 | 0.03253 | 0.03253 | 0.03253 | [11 empty] | Oglethorpe Power Corp | 100 | Oglethorpe Power Corp | 100
Talbot County Energy | 7916_G_5 | 7916 | G | 5 | 3369 | Combustion Turbine |  | S_SOU | Georgia | 13 | Talbot | 263 | 13263 | 96.5 | 12029 | 2003 | 9999 |  |  | N | Natural Gas, Distillate Fuel Oil |  |  |  | DLNB | [8 empty] | 0.006 | 0.03067 | 0.03067 | 0.03067 | 0.03067 | [11 empty] | Oglethorpe Power Corp | 100 | Oglethorpe Power Corp | 100
Talbot County Energy | 7916_G_6 | 7916 | G | 6 | 3370 | Combustion Turbine |  | S_SOU | Georgia | 13 | Talbot | 263 | 13263 | 96.3 | 12029 | 2003 | 9999 |  |  | N | Natural Gas, Distillate Fuel Oil |  |  |  | DLNB | [8 empty] | 0.006 | 0.04088 | 0.04088 | 0.04088 | 0.04088 | [11 empty] | Oglethorpe Power Corp | 100 | Oglethorpe Power Corp | 100
Chattahoochee Energy Facility | 7917_G_1 | 7917 | G | 1 | 3371 | Combined Cycle |  | S_SOU | Georgia | 13 | Heard | 149 | 13149 | 142.8 | 7101 | 2003 | 9999 |  |  | N | Natural Gas |  |  |  |  | SCR | [8 empty] | 0.0087778 | 0.0087778 | 0.0087778 | 0.0087778 | [11 empty] | Oglethorpe Power Corp | 100 | Oglethorpe Power Corp | 100
Chattahoochee Energy Facility | 7917_G_2 | 7917 | G | 2 | 3372 | Combined Cycle |  | S_SOU | Georgia | 13 | Heard | 149 | 13149 | 149.1 | 7101 | 2003 | 9999 |  |  | N | Natural Gas |  |  |  |  | SCR | [8 empty] | 0.0087778 | 0.0087778 | 0.0087778 | 0.0087778 | [11 empty] | Oglethorpe Power Corp | 100 | Oglethorpe Power Corp | 100
Chattahoochee Energy Facility | 7917_G_3 | 7917 | G | 3 | 3371 | Combined Cycle |  | S_SOU | Georgia | 13 | Heard | 149 | 13149 | 166 | 7101 | 2003 | 9999 |  |  | N | Natural Gas |  |  |  |  | SCR | [8 empty] | 0.0087778 | 0.0087778 | 0.0087778 | 0.0087778 | [11 empty] | Oglethorpe Power Corp | 100 | Oglethorpe Power Corp | 100
Galion | 7918_G_1 | 7918 | G | 1 |  | Combustion Turbine | IC Engine | PJM_ATSI | Ohio | 39 | Crawford | 33 | 39033 | 1.8 | 10745 | 2001 | 9999 |  |  | N | Distillate Fuel Oil | [13 empty] | 2.4446 | 2.4446 | 2.4446 | 2.4446 | [11 empty] | Ohio Municipal Electric Agency Joint Venture 2 | 100 | Hamilton Dept of Public Utilities | 100
Galion | 7918_G_2 | 7918 | G | 2 |  | Combustion Turbine | IC Engine | PJM_ATSI | Ohio | 39 | Crawford | 33 | 39033 | 1.8 | 10745 | 2001 | 9999 |  |  | N | Distillate Fuel Oil | [13 empty] | 2.3794 | 2.3794 | 2.3794 | 2.3794 | [11 empty] | Ohio Municipal Electric Agency Joint Venture 2 | 100 | Hamilton Dept of Public Utilities | 100
Galion | 7918_G_3 | 7918 | G | 3 |  | Combustion Turbine | IC Engine | PJM_ATSI | Ohio | 39 | Crawford | 33 | 39033 | 1.8 | 10745 | 2001 | 9999 |  |  | N | Distillate Fuel Oil | [13 empty] | 2.3794 | 2.3794 | 2.3794 | 2.3794 | [11 empty] | Ohio Municipal Electric Agency Joint Venture 2 | 100 | Hamilton Dept of Public Utilities | 100
Seville | 7919_G_1 | 7919 | G | 1 |  | Combustion Turbine | IC Engine | PJM_ATSI | Ohio | 39 | Medina | 103 | 39103 | 1.8 | 10745 | 2001 | 9999 |  |  | N | Distillate Fuel Oil | [12 empty] | 0.5 | 1.7431 | 1.7431 | 1.7431 | 1.7431 | [11 empty] | Ohio Municipal Electric Agency Joint Venture 2 | 100 | Hamilton Dept of Public Utilities | 100
Seville | 7919_G_2 | 7919 | G | 2 |  | Combustion Turbine | IC Engine | PJM_ATSI | Ohio | 39 | Medina | 103 | 39103 | 1.8 | 10745 | 2001 | 9999 |  |  | N | Distillate Fuel Oil | [12 empty] | 0.5 | 2.931 | 2.931 | 2.931 | 2.931 | [11 empty] | Ohio Municipal Electric Agency Joint Venture 2 | 100 | Hamilton Dept of Public Utilities | 100
Seville | 7919_G_3 | 7919 | G | 3 |  | Combustion Turbine | IC Engine | PJM_ATSI | Ohio | 39 | Medina | 103 | 39103 | 1.8 | 10745 | 2001 | 9999 |  |  | N | Distillate Fuel Oil | [12 empty] | 0.5 | 2.6517 | 2.6517 | 2.6517 | 2.6517 | [11 empty] | Ohio Municipal Electric Agency Joint Venture 2 | 100 | Hamilton Dept of Public Utilities | 100
Traer South | 7920_G_5 | 7920 | G | 5 |  | Combustion Turbine | IC Engine | MIS_MIDA | Iowa | 19 | Tama | 171 | 19171 | 1.8 | 12283 | 2001 | 9999 |  |  | N | Distillate Fuel Oil | [12 empty] | 0.161 | 1.6498 | 1.6498 | 1.6498 | 1.6498 | [11 empty] | Traer Municipal Utilities | 100 | Traer Municipal Utilities | 100
Maquoketa 2 | 7921_G_11 | 7921 | G | 11 |  | Combustion Turbine | IC Engine | MIS_IA | Iowa | 19 | Jackson | 97 | 19097 | 1.2 | 12283 | 2001 | 9999 |  |  | N | Distillate Fuel Oil | [12 empty] | 2.5 | 1.6498 | 1.6498 | 1.6498 | 1.6498 | [11 empty] | Maquoketa Municipal Electric Utility | 100 | Maquoketa Municipal Electric Utility | 100
Maquoketa 2 | 7921_G_12 | 7921 | G | 12 |  | Combustion Turbine | IC Engine | MIS_IA | Iowa | 19 | Jackson | 97 | 19097 | 1.3 | 12283 | 2001 | 9999 |  |  | N | Distillate Fuel Oil | [12 empty] | 2.5 | 1.6498 | 1.6498 | 1.6498 | 1.6498 | [11 empty] | Maquoketa Municipal Electric Utility | 100 | Maquoketa Municipal Electric Utility | 100
Maquoketa 2 | 7921_G_13 | 7921 | G | 13 |  | Combustion Turbine | IC Engine | MIS_IA | Iowa | 19 | Jackson | 97 | 19097 | 1.3 | 12283 | 2002 | 9999 |  |  | N | Distillate Fuel Oil | [12 empty] | 2.5 | 1.6498 | 1.6498 | 1.6498 | 1.6498 | [11 empty] | Maquoketa Municipal Electric Utility | 100 | Maquoketa Municipal Electric Utility | 100
Maquoketa 2 | 7921_G_14 | 7921 | G | 14 |  | Combustion Turbine | IC Engine | MIS_IA | Iowa | 19 | Jackson | 97 | 19097 | 1.3 | 12283 | 2002 | 9999 |  |  | N | Distillate Fuel Oil | [12 empty] | 2.5 | 1.6498 | 1.6498 | 1.6498 | 1.6498 | [11 empty] | Maquoketa Municipal Electric Utility | 100 | Maquoketa Municipal Electric Utility | 100
Albertville | 7924_G_DG1 | 7924 | G | DG1 |  | Combustion Turbine | IC Engine | S_C_TVA | Alabama | 1 | Marshall | 95 | 01095 | 0.9 | 12283 | 2000 | 9999 |  |  | N | Distillate Fuel Oil | [12 empty] | 4 | 1.6498 | 1.6498 | 1.6498 | 1.6498 | [11 empty] | Tennessee Valley Authority | 100 | Tennessee Valley Authority | 100
Albertville | 7924_G_DG2 | 7924 | G | DG2 |  | Combustion Turbine | IC Engine | S_C_TVA | Alabama | 1 | Marshall | 95 | 01095 | 0.9 | 12283 | 2000 | 9999 |  |  | N | Distillate Fuel Oil | [12 empty] | 4 | 1.6498 | 1.6498 | 1.6498 | 1.6498 | [11 empty] | Tennessee Valley Authority | 100 | Tennessee Valley Authority | 100
Albertville | 7924_G_DG3 | 7924 | G | DG3 |  | Combustion Turbine | IC Engine | S_C_TVA | Alabama | 1 | Marshall | 95 | 01095 | 0.9 | 12283 | 2000 | 9999 |  |  | N | Distillate Fuel Oil | [12 empty] | 4 | 1.6498 | 1.6498 | 1.6498 | 1.6498 | [11 empty] | Tennessee Valley Authority | 100 | Tennessee Valley Authority | 100
Albertville | 7924_G_DG4 | 7924 | G | DG4 |  | Combustion Turbine | IC Engine | S_C_TVA | Alabama | 1 | Marshall | 95 | 01095 | 0.9 | 12283 | 2000 | 9999 |  |  | N | Distillate Fuel Oil | [12 empty] | 4 | 1.6498 | 1.6498 | 1.6498 | 1.6498 | [11 empty] | Tennessee Valley Authority | 100 | Tennessee Valley Authority | 100
Lakefield Junction | 7925_G_1 | 7925 | G | 1 | 3985 | Combustion Turbine |  | MIS_MNWI | Minnesota | 27 | Martin | 91 | 27091 | 83.5 | 12648 | 2001 | 9999 |  |  | N | Natural Gas, Distillate Fuel Oil |  |  |  | DLNB + H2O | [8 empty] | 0.05 | 0.03952 | 0.03952 | 0.03952 | 0.03952 | [11 empty] | Great River Energy | 100 | Great River Energy | 100
Lakefield Junction | 7925_G_2 | 7925 | G | 2 | 3986 | Combustion Turbine |  | MIS_MNWI | Minnesota | 27 | Martin | 91 | 27091 | 83 | 12652 | 2001 | 9999 |  |  | N | Natural Gas, Distillate Fuel Oil |  |  |  | DLNB + H2O | [8 empty] | 0.05 | 0.03354 | 0.03354 | 0.03354 | 0.03354 | [11 empty] | Great River Energy | 100 | Great River Energy | 100
Lakefield Junction | 7925_G_3 | 7925 | G | 3 | 3987 | Combustion Turbine |  | MIS_MNWI | Minnesota | 27 | Martin | 91 | 27091 | 82.8 | 12649 | 2001 | 9999 |  |  | N | Natural Gas, Distillate Fuel Oil |  |  |  | DLNB + H2O | [8 empty] | 0.05 | 0.03326 | 0.03326 | 0.03326 | 0.03326 | [11 empty] | Great River Energy | 100 | Great River Energy | 100
Lakefield Junction | 7925_G_4 | 7925 | G | 4 | 3988 | Combustion Turbine |  | MIS_MNWI | Minnesota | 27 | Martin | 91 | 27091 | 83 | 12649 | 2001 | 9999 |  |  | N | Natural Gas, Distillate Fuel Oil |  |  |  | DLNB + H2O | [8 empty] | 0.05 | 0.0309 | 0.0309 | 0.0309 | 0.0309 | [11 empty] | Great River Energy | 100 | Great River Energy | 100
Lakefield Junction | 7925_G_5 | 7925 | G | 5 | 3989 | Combustion Turbine |  | MIS_MNWI | Minnesota | 27 | Martin | 91 | 27091 | 84.2 | 12650 | 2001 | 9999 |  |  | N | Natural Gas, Distillate Fuel Oil |  |  |  | DLNB + H2O | [8 empty] | 0.05 | 0.03693 | 0.03693 | 0.03693 | 0.03693 | [11 empty] | Great River Energy | 100 | Great River Energy | 100
Lakefield Junction | 7925_G_6 | 7925 | G | 6 | 3990 | Combustion Turbine |  | MIS_MNWI | Minnesota | 27 | Martin | 91 | 27091 | 83.6 | 12651 | 2001 | 9999 |  |  | N | Natural Gas, Distillate Fuel Oil |  |  |  | DLNB + H2O | [8 empty] | 0.05 | 0.03278 | 0.03278 | 0.03278 | 0.03278 | [11 empty] | Great River Energy | 100 | Great River Energy | 100
Lakefield Junction | 7925_G_7 | 7925 | G | 7 |  | Combustion Turbine | IC Engine | MIS_MNWI | Minnesota | 27 | Martin | 91 | 27091 | 2 | 12283 | 2002 | 9999 |  |  | N | Distillate Fuel Oil | [13 empty] | 1.6498 | 1.6498 | 1.6498 | 1.6498 | [11 empty] | Great River Energy | 100 | Great River Energy | 100
South Strawberry | 7926_G_1A | 7926 | G | 1A |  | Combustion Turbine | IC Engine | MIS_IA | Iowa | 19 | Clayton | 43 | 19043 | 1.8 | 10745 | 2002 | 9999 |  |  | N | Distillate Fuel Oil | [12 empty] | 2.5 | 1.6498 | 1.6498 | 1.6498 | 1.6498 | [11 empty] | Strawberry Point IA (City of) | 100 | Strawberry Point IA (City of) | 100
South Strawberry | 7926_G_2A | 7926 | G | 2A |  | Combustion Turbine | IC Engine | MIS_IA | Iowa | 19 | Clayton | 43 | 19043 | 1.8 | 10745 | 2002 | 9999 |  |  | N | Distillate Fuel Oil | [12 empty] | 2.5 | 1.6498 | 1.6498 | 1.6498 | 1.6498 | [11 empty] | Strawberry Point IA (City of) | 100 | Strawberry Point IA (City of) | 100
Buffalo Mountain | 7927_G_1 | 7927 | G | 1 |  | Onshore Wind |  | S_C_TVA | Tennessee | 47 | Anderson | 1 | 47001 | 0.7 | 0 | 2000 | 9999 |  |  | N | Wind | [13 empty] | 0 | 0 | 0 | 0 | [11 empty] | Tennessee Valley Authority | 100 | Tennessee Valley Authority | 100
Buffalo Mountain | 7927_G_2 | 7927 | G | 2 |  | Onshore Wind |  | S_C_TVA | Tennessee | 47 | Anderson | 1 | 47001 | 0.7 | 0 | 2000 | 9999 |  |  | N | Wind | [13 empty] | 0 | 0 | 0 | 0 | [11 empty] | Tennessee Valley Authority | 100 | Tennessee Valley Authority | 100
Buffalo Mountain | 7927_G_3 | 7927 | G | 3 |  | Onshore Wind |  | S_C_TVA | Tennessee | 47 | Anderson | 1 | 47001 | 0.7 | 0 | 2000 | 9999 |  |  | N | Wind | [13 empty] | 0 | 0 | 0 | 0 | [11 empty] | Tennessee Valley Authority | 100 | Tennessee Valley Authority | 100
Osawatomie | 7928_G_1 | 7928 | G | 1 | 3383 | Combustion Turbine |  | SPP_N | Kansas | 20 | Miami | 121 | 20121 | 75.7 | 14289 | 2003 | 9999 |  |  | N | Natural Gas |  |  |  | DLNB | [8 empty] | 3 | 0.02653 | 0.02653 | 0.02653 | 0.02653 | [11 empty] | Evergy Metro Inc | 100 | Evergy Inc | 100
West Gardner | 7929_G_1 | 7929 | G | 1 | 3391 | Combustion Turbine |  | SPP_N | Kansas | 20 | Johnson | 91 | 20091 | 79.5 | 13847 | 2003 | 9999 |  |  | N | Natural Gas |  |  |  | other | [8 empty] | 3 | 0.02542 | 0.02542 | 0.02542 | 0.02542 | [11 empty] | Evergy Metro Inc | 100 | Evergy Inc | 100
West Gardner | 7929_G_2 | 7929 | G | 2 | 3392 | Combustion Turbine |  | SPP_N | Kansas | 20 | Johnson | 91 | 20091 | 78.6 | 13843 | 2003 | 9999 |  |  | N | Natural Gas |  |  |  | other | [8 empty] | 3 | 0.02749 | 0.02749 | 0.02749 | 0.02749 | [11 empty] | Evergy Metro Inc | 100 | Evergy Inc | 100
West Gardner | 7929_G_3 | 7929 | G | 3 | 3393 | Combustion Turbine |  | SPP_N | Kansas | 20 | Johnson | 91 | 20091 | 77.3 | 13842 | 2003 | 9999 |  |  | N | Natural Gas |  |  |  | other | [8 empty] | 3 | 0.02564 | 0.02564 | 0.02564 | 0.02564 | [11 empty] | Evergy Metro Inc | 100 | Evergy Inc | 100
West Gardner | 7929_G_4 | 7929 | G | 4 | 3394 | Combustion Turbine |  | SPP_N | Kansas | 20 | Johnson | 91 | 20091 | 77.5 | 13841 | 2003 | 9999 |  |  | N | Natural Gas |  |  |  | other | [8 empty] | 3 | 0.0302 | 0.0302 | 0.0302 | 0.0302 | [11 empty] | Evergy Metro Inc | 100 | Evergy Inc | 100
Russell Energy Center | 7930_G_T-1 | 7930 | G | T-1 |  | Combustion Turbine |  | SPP_N | Kansas | 20 | Russell | 167 | 20167 | 6 | 11477 | 2002 | 9999 |  |  | Y | Natural Gas | [12 empty] | 3 | 0.23894 | 0.23894 | 0.23894 | 0.23894 | [11 empty] | Russell KS (City of) | 100 | Russell KS (City of) | 100
Russell Energy Center | 7930_G_T-2 | 7930 | G | T-2 |  | Combustion Turbine |  | SPP_N | Kansas | 20 | Russell | 167 | 20167 | 6 | 11484 | 2002 | 9999 |  |  | Y | Natural Gas | [12 empty] | 3 | 0.23894 | 0.23894 | 0.23894 | 0.23894 | [11 empty] | Russell KS (City of) | 100 | Russell KS (City of) | 100
Coyote Springs II | 7931_G_1 | 7931 | G | 1 | 3106 | Combined Cycle |  | WECC_PNW | Oregon | 41 | Morrow | 49 | 41049 | 173 | 7050 | 2003 | 9999 |  |  | N | Natural Gas |  |  |  | DLNB | SCR | [8 empty] | 0.014027 | 0.014027 | 0.014027 | 0.014027 | [11 empty] | Avista Corp | 100 | Avista Corp | 100
Coyote Springs II | 7931_G_2 | 7931 | G | 2 | 3106 | Combined Cycle |  | WECC_PNW | Oregon | 41 | Morrow | 49 | 41049 | 117 | 7050 | 2003 | 9999 |  |  | N | Natural Gas |  |  |  | LNB | SCR | [8 empty] | 0.014027 | 0.014027 | 0.014027 | 0.014027 | [11 empty] | Avista Corp | 100 | Avista Corp | 100
Gaylord - Wolverine | 7932_G_1 | 7932 | G | 1 |  | Combustion Turbine |  | MIS_LMI | Michigan | 26 | Otsego | 137 | 26137 | 20.2 | 16100 | 2001 | 9999 |  |  | N | Natural Gas | [12 empty] | 1.67 | 0.78636 | 0.78636 | 0.78636 | 0.78636 | [11 empty] | Wolverine Power Supply Coop Inc | 100 | Wolverine Power Supply Coop Inc | 100
Gaylord - Wolverine | 7932_G_2 | 7932 | G | 2 |  | Combustion Turbine |  | MIS_LMI | Michigan | 26 | Otsego | 137 | 26137 | 20.2 | 16100 | 2001 | 9999 |  |  | N | Natural Gas | [12 empty] | 1.67 | 0.33921 | 0.33921 | 0.33921 | 0.33921 | [11 empty] | Wolverine Power Supply Coop Inc | 100 | Wolverine Power Supply Coop Inc | 100
Gaylord - Wolverine | 7932_G_3 | 7932 | G | 3 |  | Combustion Turbine |  | MIS_LMI | Michigan | 26 | Otsego | 137 | 26137 | 20.2 | 16100 | 2001 | 9999 |  |  | N | Natural Gas | [12 empty] | 1.67 | 0.32509 | 0.32509 | 0.32509 | 0.32509 | [11 empty] | Wolverine Power Supply Coop Inc | 100 | Wolverine Power Supply Coop Inc | 100
Industrial Park | 7934_G_3 | 7934 | G | 3 |  | Combustion Turbine | IC Engine | PJM_COMD | Illinois | 17 | Whiteside | 195 | 17195 | 1.8 | 10745 | 2001 | 9999 |  |  | N | Distillate Fuel Oil | [12 empty] | 1 | 0.73147 | 0.73147 | 0.73147 | 0.73147 | [11 empty] | Rock Falls Electrical Dept | 100 | Rock Falls Electrical Dept | 100
Industrial Park | 7934_G_4 | 7934 | G | 4 |  | Combustion Turbine | IC Engine | PJM_COMD | Illinois | 17 | Whiteside | 195 | 17195 | 1.8 | 10745 | 2001 | 9999 |  |  | N | Distillate Fuel Oil | [12 empty] | 1 | 0.73147 | 0.73147 | 0.73147 | 0.73147 | [11 empty] | Rock Falls Electrical Dept | 100 | Rock Falls Electrical Dept | 100
Industrial Park | 7934_G_5 | 7934 | G | 5 |  | Combustion Turbine | IC Engine | PJM_COMD | Illinois | 17 | Whiteside | 195 | 17195 | 1.8 | 10745 | 2001 | 9999 |  |  | N | Distillate Fuel Oil | [12 empty] | 1 | 0.73147 | 0.73147 | 0.73147 | 0.73147 | [11 empty] | Rock Falls Electrical Dept | 100 | Rock Falls Electrical Dept | 100
Industrial Park | 7934_G_6 | 7934 | G | 6 |  | Combustion Turbine | IC Engine | PJM_COMD | Illinois | 17 | Whiteside | 195 | 17195 | 1.8 | 10745 | 2002 | 9999 |  |  | N | Distillate Fuel Oil | [12 empty] | 1 | 0.73147 | 0.73147 | 0.73147 | 0.73147 | [11 empty] | Rock Falls Electrical Dept | 100 | Rock Falls Electrical Dept | 100
Industrial Park | 7934_G_7 | 7934 | G | 7 |  | Combustion Turbine | IC Engine | PJM_COMD | Illinois | 17 | Whiteside | 195 | 17195 | 1.8 | 10745 | 2002 | 9999 |  |  | N | Distillate Fuel Oil | [12 empty] | 1 | 0.73147 | 0.73147 | 0.73147 | 0.73147 | [11 empty] | Rock Falls Electrical Dept | 100 | Rock Falls Electrical Dept | 100
Industrial Park | 7934_G_8 | 7934 | G | 8 |  | Combustion Turbine | IC Engine | PJM_COMD | Illinois | 17 | Whiteside | 195 | 17195 | 2.2 | 10745 | 2011 | 9999 |  |  | N | Distillate Fuel Oil | [13 empty] | 1.6498 | 1.6498 | 1.6498 | 1.6498 | [11 empty] | Rock Falls Electrical Dept | 100 | Rock Falls Electrical Dept | 100
Industrial Park | 7934_G_9 | 7934 | G | 9 |  | Combustion Turbine | IC Engine | PJM_COMD | Illinois | 17 | Whiteside | 195 | 17195 | 2.2 | 10745 | 2011 | 9999 |  |  | N | Distillate Fuel Oil | [13 empty] | 1.6498 | 1.6498 | 1.6498 | 1.6498 | [11 empty] | Rock Falls Electrical Dept | 100 | Rock Falls Electrical Dept | 100
Trenton South | 7935_G_1 | 7935 | G | 1 |  | Combustion Turbine | IC Engine | MIS_MO | Missouri | 29 | Grundy | 79 | 29079 | 1.8 | 11747 | 2000 | 9999 |  |  | N | Distillate Fuel Oil | [12 empty] | 2.3 | 1.6498 | 1.6498 | 1.6498 | 1.6498 | [11 empty] | Dean Machinery | 100 | Dean Operations Inc | 100
Trenton South | 7935_G_2 | 7935 | G | 2 |  | Combustion Turbine | IC Engine | MIS_MO | Missouri | 29 | Grundy | 79 | 29079 | 1.8 | 11747 | 2000 | 9999 |  |  | N | Distillate Fuel Oil | [12 empty] | 2.3 | 1.6498 | 1.6498 | 1.6498 | 1.6498 | [11 empty] | Dean Machinery | 100 | Dean Operations Inc | 100
Trenton South | 7935_G_3 | 7935 | G | 3 |  | Combustion Turbine | IC Engine | MIS_MO | Missouri | 29 | Grundy | 79 | 29079 | 1.8 | 11747 | 2000 | 9999 |  |  | N | Distillate Fuel Oil | [12 empty] | 2.3 | 1.6498 | 1.6498 | 1.6498 | 1.6498 | [11 empty] | Dean Machinery | 100 | Dean Operations Inc | 100
Trenton South | 7935_G_4 | 7935 | G | 4 |  | Combustion Turbine | IC Engine | MIS_MO | Missouri | 29 | Grundy | 79 | 29079 | 1.8 | 11747 | 2000 | 9999 |  |  | N | Distillate Fuel Oil | [12 empty] | 2.3 | 1.6498 | 1.6498 | 1.6498 | 1.6498 | [11 empty] | Dean Machinery | 100 | Dean Operations Inc | 100
Trenton South | 7935_G_5 | 7935 | G | 5 |  | Combustion Turbine | IC Engine | MIS_MO | Missouri | 29 | Grundy | 79 | 29079 | 2 | 11652 | 2004 | 9999 |  |  | N | Distillate Fuel Oil | [12 empty] | 2.3 | 1.6498 | 1.6498 | 1.6498 | 1.6498 | [11 empty] | Dean Machinery | 100 | Dean Operations Inc | 100
Trenton South | 7935_G_6 | 7935 | G | 6 |  | Combustion Turbine | IC Engine | MIS_MO | Missouri | 29 | Grundy | 79 | 29079 | 2 | 11564 | 2004 | 9999 |  |  | N | Distillate Fuel Oil | [12 empty] | 2.3 | 1.6498 | 1.6498 | 1.6498 | 1.6498 | [11 empty] | Dean Machinery | 100 | Dean Operations Inc | 100
Trenton South | 7935_G_7 | 7935 | G | 7 |  | Combustion Turbine | IC Engine | MIS_MO | Missouri | 29 | Grundy | 79 | 29079 | 2 | 11564 | 2004 | 9999 |  |  | N | Distillate Fuel Oil | [12 empty] | 2.3 | 1.6498 | 1.6498 | 1.6498 | 1.6498 | [11 empty] | Dean Machinery | 100 | Dean Operations Inc | 100
Nine Canyon | 7936_G_1 | 7936 | G | 1 |  | Onshore Wind |  | WECC_PNW | Washington | 53 | Benton | 5 | 53005 | 95 | 0 | 2002 | 9999 |  |  | N | Wind | [13 empty] | 0 | 0 | 0 | 0 | [11 empty] | PUD No 1 of Okanogan County | 25 | PUD No 1 of Okanogan County | 25
Lewisville | 794_G_1 | 794 | G | 1 |  | Hydro |  | ERC_REST | Texas | 48 | Denton | 121 | 48121 | 2 | 0 | 1992 | 9999 |  |  | N | Hydro | [13 empty] | 0 | 0 | 0 | 0 | [11 empty] | Garland Power & Light | 100 | Garland Power & Light | 100
Ponton Diesel Generating Facility | 7940_G_1 | 7940 | G | 1 |  | Combustion Turbine | IC Engine | PJM_Dom | Virginia | 51 | Amelia | 7 | 51007 | 2 | 10745 | 2002 | 9999 |  |  | N | Distillate Fuel Oil | [12 empty] | 2.64 | 1.6498 | 1.6498 | 1.6498 | 1.6498 | [11 empty] | Old Dominion Electric Coop | 100 | Old Dominion Electric Coop | 100
Ponton Diesel Generating Facility | 7940_G_2 | 7940 | G | 2 |  | Combustion Turbine | IC Engine | PJM_Dom | Virginia | 51 | Amelia | 7 | 51007 | 2 | 10745 | 2002 | 9999 |  |  | N | Distillate Fuel Oil | [13 empty] | 1.6498 | 1.6498 | 1.6498 | 1.6498 | [11 empty] | Old Dominion Electric Coop | 100 | Old Dominion Electric Coop | 100
Nottoway Diesel Generating Facility | 7941_G_1 | 7941 | G | 1 |  | Combustion Turbine | IC Engine | PJM_Dom | Virginia | 51 | Southampton | 175 | 51175 | 2 | 10745 | 2002 | 9999 |  |  | N | Distillate Fuel Oil | [12 empty] | 2.64 | 4.2548 | 4.2548 | 4.2548 | 4.2548 | [11 empty] | Old Dominion Electric Coop | 100 | Old Dominion Electric Coop | 100
Nottoway Diesel Generating Facility | 7941_G_2 | 7941 | G | 2 |  | Combustion Turbine | IC Engine | PJM_Dom | Virginia | 51 | Southampton | 175 | 51175 | 2 | 10745 | 2002 | 9999 |  |  | N | Distillate Fuel Oil | [13 empty] | 4.2548 | 4.2548 | 4.2548 | 4.2548 | [11 empty] | Old Dominion Electric Coop | 100 | Old Dominion Electric Coop | 100
Diamond Valley Lake | 7942_G_10 | 7942 | G | 10 |  | Hydro |  | WECC_SCE | California | 6 | Riverside | 65 | 06065 | 3.3 | 0 | 2001 | 9999 |  |  | N | Hydro | [13 empty] | 0 | 0 | 0 | 0 | [11 empty] | Metropolitan Water District | 100 | Metropolitan Water District | 100
Diamond Valley Lake | 7942_G_11 | 7942 | G | 11 |  | Hydro |  | WECC_SCE | California | 6 | Riverside | 65 | 06065 | 3.3 | 0 | 2001 | 9999 |  |  | N | Hydro | [13 empty] | 0 | 0 | 0 | 0 | [11 empty] | Metropolitan Water District | 100 | Metropolitan Water District | 100
Diamond Valley Lake | 7942_G_12 | 7942 | G | 12 |  | Hydro |  | WECC_SCE | California | 6 | Riverside | 65 | 06065 | 3.3 | 0 | 2001 | 9999 |  |  | N | Hydro | [13 empty] | 0 | 0 | 0 | 0 | [11 empty] | Metropolitan Water District | 100 | Metropolitan Water District | 100
Diamond Valley Lake | 7942_G_2 | 7942 | G | 2 |  | Hydro |  | WECC_SCE | California | 6 | Riverside | 65 | 06065 | 3.3 | 0 | 2001 | 9999 |  |  | N | Hydro | [13 empty] | 0 | 0 | 0 | 0 | [11 empty] | Metropolitan Water District | 100 | Metropolitan Water District | 100
Diamond Valley Lake | 7942_G_3 | 7942 | G | 3 |  | Hydro |  | WECC_SCE | California | 6 | Riverside | 65 | 06065 | 3.3 | 0 | 2001 | 9999 |  |  | N | Hydro | [13 empty] | 0 | 0 | 0 | 0 | [11 empty] | Metropolitan Water District | 100 | Metropolitan Water District | 100
Diamond Valley Lake | 7942_G_4 | 7942 | G | 4 |  | Hydro |  | WECC_SCE | California | 6 | Riverside | 65 | 06065 | 3.3 | 0 | 2001 | 9999 |  |  | N | Hydro | [13 empty] | 0 | 0 | 0 | 0 | [11 empty] | Metropolitan Water District | 100 | Metropolitan Water District | 100
Diamond Valley Lake | 7942_G_6 | 7942 | G | 6 |  | Hydro |  | WECC_SCE | California | 6 | Riverside | 65 | 06065 | 3.3 | 0 | 2001 | 9999 |  |  | N | Hydro | [13 empty] | 0 | 0 | 0 | 0 | [11 empty] | Metropolitan Water District | 100 | Metropolitan Water District | 100
Diamond Valley Lake | 7942_G_7 | 7942 | G | 7 |  | Hydro |  | WECC_SCE | California | 6 | Riverside | 65 | 06065 | 3.3 | 0 | 2001 | 9999 |  |  | N | Hydro | [13 empty] | 0 | 0 | 0 | 0 | [11 empty] | Metropolitan Water District | 100 | Metropolitan Water District | 100
Diamond Valley Lake | 7942_G_8 | 7942 | G | 8 |  | Hydro |  | WECC_SCE | California | 6 | Riverside | 65 | 06065 | 3.3 | 0 | 2001 | 9999 |  |  | N | Hydro | [13 empty] | 0 | 0 | 0 | 0 | [11 empty] | Metropolitan Water District | 100 | Metropolitan Water District | 100
Wansley Unit 9 | 7946_G_CT1 | 7946 | G | CT1 | 8402 | Combined Cycle |  | S_SOU | Georgia | 13 | Heard | 149 | 13149 | 143.4 | 7219 | 2004 | 9999 |  |  | N | Natural Gas |  |  |  | DLNB | SCR | [8 empty] | 0.011061 | 0.011061 | 0.011061 | 0.011061 | [11 empty] | Municipal Electric Authority of Georgia | 100 | Municipal Electric Authority of Georgia | 100
Wansley Unit 9 | 7946_G_CT2 | 7946 | G | CT2 | 8404 | Combined Cycle |  | S_SOU | Georgia | 13 | Heard | 149 | 13149 | 140.6 | 7219 | 2004 | 9999 |  |  | N | Natural Gas |  |  |  | DLNB | SCR | [8 empty] | 0.011061 | 0.011061 | 0.011061 | 0.011061 | [11 empty] | Municipal Electric Authority of Georgia | 100 | Municipal Electric Authority of Georgia | 100
Wansley Unit 9 | 7946_G_ST1 | 7946 | G | ST1 | 8402 | Combined Cycle |  | S_SOU | Georgia | 13 | Heard | 149 | 13149 | 201.7 | 7219 | 2004 | 9999 |  |  | N | Natural Gas |  |  |  | LNB + NH3 | SCR | [8 empty] | 0.011061 | 0.011061 | 0.011061 | 0.011061 | [11 empty] | Municipal Electric Authority of Georgia | 100 | Municipal Electric Authority of Georgia | 100
Solway CT | 7947_G_1 | 7947 | G | 1 | 8406 | Combustion Turbine |  | MIS_MAPP | Minnesota | 27 | Beltrami | 7 | 27007 | 43.1 | 10745 | 2003 | 9999 |  |  | N | Natural Gas, Distillate Fuel Oil |  |  |  | H2O | [9 empty] | 0.12634 | 0.12634 | 0.12634 | 0.12634 | [11 empty] | Otter Tail Power Co | 100 | Otter Tail Corp | 100
Solway CT | 7947_G_D1 | 7947 | G | D1 |  | Combustion Turbine | IC Engine | MIS_MAPP | Minnesota | 27 | Beltrami | 7 | 27007 | 1.3 | 12283 | 2005 | 9999 |  |  | N | Distillate Fuel Oil | [13 empty] | 1.6498 | 1.6498 | 1.6498 | 1.6498 | [11 empty] | Otter Tail Power Co | 100 | Otter Tail Corp | 100
Lawrence County Station | 7948_G_1 | 7948 | G | 1 | 8410 | Combustion Turbine |  | MIS_INKY | Indiana | 18 | Lawrence | 93 | 18093 | 43.8 | 11069 | 2005 | 9999 |  |  | N | Natural Gas |  |  |  | H2O | [8 empty] | 0.006 | 0.0943 | 0.0943 | 0.0943 | 0.0943 | [11 empty] | Hoosier Energy Rural Electric Coop Inc | 100 | Hoosier Energy Rural Electric Coop Inc | 100
Lawrence County Station | 7948_G_2 | 7948 | G | 2 | 8412 | Combustion Turbine |  | MIS_INKY | Indiana | 18 | Lawrence | 93 | 18093 | 43.8 | 11073 | 2005 | 9999 |  |  | N | Natural Gas |  |  |  | H2O | [8 empty] | 0.006 | 0.08362 | 0.08362 | 0.08362 | 0.08362 | [11 empty] | Hoosier Energy Rural Electric Coop Inc | 100 | Hoosier Energy Rural Electric Coop Inc | 100
Lawrence County Station | 7948_G_3 | 7948 | G | 3 | 8414 | Combustion Turbine |  | MIS_INKY | Indiana | 18 | Lawrence | 93 | 18093 | 43.8 | 11070 | 2005 | 9999 |  |  | N | Natural Gas |  |  |  | H2O | [8 empty] | 0.006 | 0.08558 | 0.08558 | 0.08558 | 0.08558 | [11 empty] | Hoosier Energy Rural Electric Coop Inc | 100 | Hoosier Energy Rural Electric Coop Inc | 100
Lawrence County Station | 7948_G_4 | 7948 | G | 4 | 8416 | Combustion Turbine |  | MIS_INKY | Indiana | 18 | Lawrence | 93 | 18093 | 43.8 | 11070 | 2005 | 9999 |  |  | N | Natural Gas |  |  |  | H2O | [8 empty] | 0.006 | 0.09463 | 0.09463 | 0.09463 | 0.09463 | [11 empty] | Hoosier Energy Rural Electric Coop Inc | 100 | Hoosier Energy Rural Electric Coop Inc | 100
Lawrence County Station | 7948_G_5 | 7948 | G | 5 | 88290 | Combustion Turbine |  | MIS_INKY | Indiana | 18 | Lawrence | 93 | 18093 | 43.8 | 11070 | 2005 | 9999 |  |  | N | Natural Gas |  |  |  | H2O | [8 empty] | 0.006 | 0.0914 | 0.0914 | 0.0914 | 0.0914 | [11 empty] | Wabash Valley Power Association Inc | 100 | Wabash Valley Power Association Inc | 100
Lawrence County Station | 7948_G_6 | 7948 | G | 6 | 88291 | Combustion Turbine |  | MIS_INKY | Indiana | 18 | Lawrence | 93 | 18093 | 43.8 | 11067 | 2005 | 9999 |  |  | N | Natural Gas |  |  |  | H2O | [8 empty] | 0.006 | 0.10053 | 0.10053 | 0.10053 | 0.10053 | [11 empty] | Wabash Valley Power Association Inc | 100 | Wabash Valley Power Association Inc | 100
Evander Andrews Power Complex | 7953_G_1 | 7953 | G | 1 | 90108 | Combustion Turbine |  | WECC_ID | Idaho | 16 | Elmore | 39 | 16039 | 171 | 10745 | 2008 | 9999 |  |  | N | Natural Gas |  |  |  | DLNB | [9 empty] | 0.03218 | 0.03218 | 0.03218 | 0.03218 | [11 empty] | Idaho Power Co | 100 | IDACORP Inc | 100
Evander Andrews Power Complex | 7953_G_2 | 7953 | G | 2 | 8422 | Combustion Turbine |  | WECC_ID | Idaho | 16 | Elmore | 39 | 16039 | 41.4 | 10745 | 2001 | 9999 |  |  | N | Natural Gas |  |  |  | DLNB | [8 empty] | 1.75 | 0.09374 | 0.09374 | 0.09374 | 0.09374 | [11 empty] | Idaho Power Co | 100 | IDACORP Inc | 100
Evander Andrews Power Complex | 7953_G_3 | 7953 | G | 3 | 8424 | Combustion Turbine |  | WECC_ID | Idaho | 16 | Elmore | 39 | 16039 | 39 | 10745 | 2001 | 9999 |  |  | N | Natural Gas |  |  |  | DLNB | [8 empty] | 1.75 | 0.07248 | 0.07248 | 0.07248 | 0.07248 | [11 empty] | Idaho Power Co | 100 | IDACORP Inc | 100
Field Street | 7954_G_1 | 7954 | G | 1 |  | Combustion Turbine |  | FRCC | Florida | 12 | Volusia | 127 | 12127 | 22 | 25000 | 2001 | 9999 |  |  | N | Distillate Fuel Oil | [12 empty] | 0.8 | 0.59664 | 0.59664 | 0.59664 | 0.59664 | [11 empty] | Utilities Commission New Smyrna Beach | 100 | Utilities Commission New Smyrna Beach | 100
Field Street | 7954_G_2 | 7954 | G | 2 |  | Combustion Turbine |  | FRCC | Florida | 12 | Volusia | 127 | 12127 | 22 | 25000 | 2001 | 9999 |  |  | N | Distillate Fuel Oil | [12 empty] | 0.8 | 0.63551 | 0.63551 | 0.63551 | 0.63551 | [11 empty] | Utilities Commission New Smyrna Beach | 100 | Utilities Commission New Smyrna Beach | 100
Elk City Station | 7955_G_1 | 7955 | G | 1 |  | Landfill Gas |  | SPP_NEBR | Nebraska | 31 | Douglas | 55 | 31055 | 0.8 | 13500 | 2002 | 9999 |  |  | N | Landfill Gas | [13 empty] | 0.22117 | 0.22117 | 0.22117 | 0.22117 | [11 empty] | Omaha Public Power District | 100 | Omaha Public Power District | 100
Elk City Station | 7955_G_2 | 7955 | G | 2 |  | Landfill Gas |  | SPP_NEBR | Nebraska | 31 | Douglas | 55 | 31055 | 0.8 | 13500 | 2002 | 9999 |  |  | N | Landfill Gas | [13 empty] | 0.22117 | 0.22117 | 0.22117 | 0.22117 | [11 empty] | Omaha Public Power District | 100 | Omaha Public Power District | 100
Elk City Station | 7955_G_3 | 7955 | G | 3 |  | Landfill Gas |  | SPP_NEBR | Nebraska | 31 | Douglas | 55 | 31055 | 0.8 | 13500 | 2002 | 9999 |  |  | N | Landfill Gas | [13 empty] | 0.22117 | 0.22117 | 0.22117 | 0.22117 | [11 empty] | Omaha Public Power District | 100 | Omaha Public Power District | 100
Elk City Station | 7955_G_4 | 7955 | G | 4 |  | Landfill Gas |  | SPP_NEBR | Nebraska | 31 | Douglas | 55 | 31055 | 0.8 | 13500 | 2002 | 9999 |  |  | N | Landfill Gas | [13 empty] | 0.22117 | 0.22117 | 0.22117 | 0.22117 | [11 empty] | Omaha Public Power District | 100 | Omaha Public Power District | 100
Elk City Station | 7955_G_5 | 7955 | G | 5 |  | Landfill Gas |  | SPP_NEBR | Nebraska | 31 | Douglas | 55 | 31055 | 0.8 | 13500 | 2006 | 9999 |  |  | N | Landfill Gas | [13 empty] | 0.22117 | 0.22117 | 0.22117 | 0.22117 | [11 empty] | Omaha Public Power District | 100 | Omaha Public Power District | 100
Elk City Station | 7955_G_6 | 7955 | G | 6 |  | Landfill Gas |  | SPP_NEBR | Nebraska | 31 | Douglas | 55 | 31055 | 0.8 | 13500 | 2006 | 9999 |  |  | N | Landfill Gas | [13 empty] | 0.22117 | 0.22117 | 0.22117 | 0.22117 | [11 empty] | Omaha Public Power District | 100 | Omaha Public Power District | 100
Elk City Station | 7955_G_7 | 7955 | G | 7 |  | Landfill Gas |  | SPP_NEBR | Nebraska | 31 | Douglas | 55 | 31055 | 0.8 | 13500 | 2006 | 9999 |  |  | N | Landfill Gas | [13 empty] | 0.22117 | 0.22117 | 0.22117 | 0.22117 | [11 empty] | Omaha Public Power District | 100 | Omaha Public Power District | 100
Elk City Station | 7955_G_8 | 7955 | G | 8 |  | Landfill Gas |  | SPP_NEBR | Nebraska | 31 | Douglas | 55 | 31055 | 0.8 | 13500 | 2009 | 9999 |  |  | N | Landfill Gas | [13 empty] | 0.22117 | 0.22117 | 0.22117 | 0.22117 | [11 empty] | Omaha Public Power District | 100 | Omaha Public Power District | 100
Sediver | 7957_G_1 | 7957 | G | 1 |  | Combustion Turbine | IC Engine | S_VACA | South Carolina | 45 | York | 91 | 45091 | 2.4 | 10745 | 2003 | 9999 |  |  | N | Distillate Fuel Oil | [12 empty] | 3.5 | 1.6498 | 1.6498 | 1.6498 | 1.6498 | [11 empty] | Santee Cooper | 100 | Santee Cooper | 100
Horry Land Fill Gas Site | 7958_G_HG1 | 7958 | G | HG1 |  | Landfill Gas |  | S_VACA | South Carolina | 45 | Horry | 51 | 45051 | 1.1 | 13500 | 2001 | 9999 |  |  | N | Landfill Gas | [13 empty] | 0.22117 | 0.22117 | 0.22117 | 0.22117 | [11 empty] | Santee Cooper | 100 | Santee Cooper | 100
Horry Land Fill Gas Site | 7958_G_HG2 | 7958 | G | HG2 |  | Landfill Gas |  | S_VACA | South Carolina | 45 | Horry | 51 | 45051 | 1.1 | 13500 | 2001 | 9999 |  |  | N | Landfill Gas | [13 empty] | 0.22117 | 0.22117 | 0.22117 | 0.22117 | [11 empty] | Santee Cooper | 100 | Santee Cooper | 100
Horry Land Fill Gas Site | 7958_G_HG3 | 7958 | G | HG3 |  | Landfill Gas |  | S_VACA | South Carolina | 45 | Horry | 51 | 45051 | 1.1 | 13500 | 2003 | 9999 |  |  | N | Landfill Gas | [13 empty] | 0.22117 | 0.22117 | 0.22117 | 0.22117 | [11 empty] | Santee Cooper | 100 | Santee Cooper | 100
Kemper County | 7960_G_GT1 | 7960 | G | GT1 | 3379 | Combustion Turbine |  | S_C_TVA | Mississippi | 28 | Kemper | 69 | 28069 | 73.3 | 12134 | 2002 | 9999 |  |  | N | Natural Gas, Distillate Fuel Oil | [12 empty] | 4.8 | 0.03242 | 0.03242 | 0.03242 | 0.03242 | [11 empty] | Tennessee Valley Authority | 100 | Tennessee Valley Authority | 100
Kemper County | 7960_G_GT2 | 7960 | G | GT2 | 3380 | Combustion Turbine |  | S_C_TVA | Mississippi | 28 | Kemper | 69 | 28069 | 73.3 | 12134 | 2002 | 9999 |  |  | N | Natural Gas, Distillate Fuel Oil | [12 empty] | 4.8 | 0.03176 | 0.03176 | 0.03176 | 0.03176 | [11 empty] | Tennessee Valley Authority | 100 | Tennessee Valley Authority | 100
Kemper County | 7960_G_GT3 | 7960 | G | GT3 | 3381 | Combustion Turbine |  | S_C_TVA | Mississippi | 28 | Kemper | 69 | 28069 | 73.3 | 12134 | 2002 | 9999 |  |  | N | Natural Gas, Distillate Fuel Oil | [12 empty] | 4.8 | 0.03025 | 0.03025 | 0.03025 | 0.03025 | [11 empty] | Tennessee Valley Authority | 100 | Tennessee Valley Authority | 100
Kemper County | 7960_G_GT4 | 7960 | G | GT4 | 3382 | Combustion Turbine |  | S_C_TVA | Mississippi | 28 | Kemper | 69 | 28069 | 73.3 | 12134 | 2002 | 9999 |  |  | N | Natural Gas, Distillate Fuel Oil | [12 empty] | 4.8 | 0.03494 | 0.03494 | 0.03494 | 0.03494 | [11 empty] | Tennessee Valley Authority | 100 | Tennessee Valley Authority | 100
Warren F Sam Beasley Generation Station | 7962_G_001 | 7962 | G | 001 | 8426 | Combustion Turbine |  | PJM_EMAC | Delaware | 10 | Kent | 1 | 10001 | 48 | 10916 | 2002 | 9999 |  |  | N | Natural Gas, Distillate Fuel Oil |  |  |  | H2O | SCR | [7 empty] | 0.05 | 0.01615 | 0.01615 | 0.01615 | 0.01615 | [11 empty] | Delaware Municipal Electric Corp | 100 | Delaware Municipal Electric Corp | 100
Warren F Sam Beasley Generation Station | 7962_G_002 | 7962 | G | 002 | 90703 | Combustion Turbine |  | PJM_EMAC | Delaware | 10 | Kent | 1 | 10001 | 50 | 10916 | 2012 | 9999 |  |  | N | Natural Gas, Distillate Fuel Oil |  |  |  | H2O | SCR | [8 empty] | 0.01965 | 0.01965 | 0.01965 | 0.01965 | [11 empty] | Delaware Municipal Electric Corp | 100 | Delaware Municipal Electric Corp | 100
Peno Creek | 7964_G_GT1 | 7964 | G | GT1 | 9048 | Combustion Turbine |  | MIS_MO | Missouri | 29 | Pike | 163 | 29163 | 47 | 11264 | 2002 | 9999 |  |  | N | Natural Gas, Distillate Fuel Oil |  |  |  | H2O | [8 empty] | 0.05 | 0.08927 | 0.08927 | 0.08927 | 0.08927 | [11 empty] | Ameren Missouri | 100 | Ameren Corp | 100
Peno Creek | 7964_G_GT2 | 7964 | G | GT2 | 9050 | Combustion Turbine |  | MIS_MO | Missouri | 29 | Pike | 163 | 29163 | 47 | 11265 | 2002 | 9999 |  |  | N | Natural Gas, Distillate Fuel Oil |  |  |  | H2O | [8 empty] | 0.05 | 0.093 | 0.093 | 0.093 | 0.093 | [11 empty] | Ameren Missouri | 100 | Ameren Corp | 100
Peno Creek | 7964_G_GT3 | 7964 | G | GT3 | 9052 | Combustion Turbine |  | MIS_MO | Missouri | 29 | Pike | 163 | 29163 | 47 | 11265 | 2002 | 9999 |  |  | N | Natural Gas, Distillate Fuel Oil |  |  |  | H2O | [8 empty] | 0.05 | 0.0888 | 0.0888 | 0.0888 | 0.0888 | [11 empty] | Ameren Missouri | 100 | Ameren Corp | 100
Peno Creek | 7964_G_GT4 | 7964 | G | GT4 | 9054 | Combustion Turbine |  | MIS_MO | Missouri | 29 | Pike | 163 | 29163 | 47 | 11265 | 2002 | 9999 |  |  | N | Natural Gas, Distillate Fuel Oil |  |  |  | H2O | [8 empty] | 0.05 | 0.08962 | 0.08962 | 0.08962 | 0.08962 | [11 empty] | Ameren Missouri | 100 | Ameren Corp | 100
Salt Valley Wind Plant | 7965_G_G1 | 7965 | G | G1 |  | Onshore Wind |  | SPP_NEBR | Nebraska | 31 | Lancaster | 109 | 31109 | 0.7 | 0 | 1998 | 9999 |  |  | N | Wind | [13 empty] | 0 | 0 | 0 | 0 | [11 empty] | Lincoln Electric System | 100 | Lincoln Electric System | 100
Salt Valley Wind Plant | 7965_G_G2 | 7965 | G | G2 |  | Onshore Wind |  | SPP_NEBR | Nebraska | 31 | Lancaster | 109 | 31109 | 0.7 | 0 | 1999 | 9999 |  |  | N | Wind | [13 empty] | 0 | 0 | 0 | 0 | [11 empty] | Lincoln Electric System | 100 | Lincoln Electric System | 100
Iowa Distributed Wind Generation Project | 7966_G_IDWG | 7966 | G | IDWG |  | Onshore Wind |  | MIS_MIDA | Iowa | 19 | Kossuth | 109 | 19109 | 2.3 | 0 | 2000 | 9999 |  |  | N | Wind | [13 empty] | 0 | 0 | 0 | 0 | [11 empty] | Cedar Falls Utilities | 100 | Cedar Falls Utilities | 100
Lordsburg Generating | 7967_G_GT1 | 7967 | G | GT1 | 9190 | Combustion Turbine |  | WECC_NM | New Mexico | 35 | Hidalgo | 23 | 35023 | 37 | 11948 | 2002 | 9999 |  |  | N | Natural Gas |  |  |  | H2O | [8 empty] | 0.001 | 0.09367 | 0.09367 | 0.09367 | 0.09367 | [11 empty] | Public Service Co of New Mexico | 100 | PNM Resources Inc | 100
Lordsburg Generating | 7967_G_GT2 | 7967 | G | GT2 | 9191 | Combustion Turbine |  | WECC_NM | New Mexico | 35 | Hidalgo | 23 | 35023 | 37 | 11949 | 2002 | 9999 |  |  | N | Natural Gas |  |  |  | H2O | [8 empty] | 0.001 | 0.10326 | 0.10326 | 0.10326 | 0.10326 | [11 empty] | Public Service Co of New Mexico | 100 | PNM Resources Inc | 100
Pella Peaking | 7971_G_10 | 7971 | G | 10 |  | Combustion Turbine | IC Engine | MIS_MIDA | Iowa | 19 | Marion | 125 | 19125 | 1.8 | 10745 | 2003 | 9999 |  |  | N | Distillate Fuel Oil | [12 empty] | 0.15 | 1.6498 | 1.6498 | 1.6498 | 1.6498 | [11 empty] | Pella Municipal Light & Power | 100 | Pella Municipal Light & Power | 100
Pella Peaking | 7971_G_11 | 7971 | G | 11 |  | Combustion Turbine | IC Engine | MIS_MIDA | Iowa | 19 | Marion | 125 | 19125 | 1.8 | 10745 | 2003 | 9999 |  |  | N | Distillate Fuel Oil | [12 empty] | 0.15 | 1.6498 | 1.6498 | 1.6498 | 1.6498 | [11 empty] | Pella Municipal Light & Power | 100 | Pella Municipal Light & Power | 100
Pella Peaking | 7971_G_12 | 7971 | G | 12 |  | Combustion Turbine | IC Engine | MIS_MIDA | Iowa | 19 | Marion | 125 | 19125 | 1.8 | 10745 | 2003 | 9999 |  |  | N | Distillate Fuel Oil | [12 empty] | 0.15 | 1.6498 | 1.6498 | 1.6498 | 1.6498 | [11 empty] | Pella Municipal Light & Power | 100 | Pella Municipal Light & Power | 100
Pella Peaking | 7971_G_13 | 7971 | G | 13 |  | Combustion Turbine | IC Engine | MIS_MIDA | Iowa | 19 | Marion | 125 | 19125 | 1.8 | 10745 | 2003 | 9999 |  |  | N | Distillate Fuel Oil | [12 empty] | 0.15 | 1.6498 | 1.6498 | 1.6498 | 1.6498 | [11 empty] | Pella Municipal Light & Power | 100 | Pella Municipal Light & Power | 100
Pella Peaking | 7971_G_14 | 7971 | G | 14 |  | Combustion Turbine | IC Engine | MIS_MIDA | Iowa | 19 | Marion | 125 | 19125 | 1.8 | 10745 | 2003 | 9999 |  |  | N | Distillate Fuel Oil | [12 empty] | 0.15 | 1.6498 | 1.6498 | 1.6498 | 1.6498 | [11 empty] | Pella Municipal Light & Power | 100 | Pella Municipal Light & Power | 100
Pella Peaking | 7971_G_15 | 7971 | G | 15 |  | Combustion Turbine | IC Engine | MIS_MIDA | Iowa | 19 | Marion | 125 | 19125 | 1.8 | 10745 | 2003 | 9999 |  |  | N | Distillate Fuel Oil | [13 empty] | 1.6498 | 1.6498 | 1.6498 | 1.6498 | [11 empty] | Pella Municipal Light & Power | 100 | Pella Municipal Light & Power | 100
Pella Peaking | 7971_G_16 | 7971 | G | 16 |  | Combustion Turbine | IC Engine | MIS_MIDA | Iowa | 19 | Marion | 125 | 19125 | 1.8 | 10745 | 2003 | 9999 |  |  | N | Distillate Fuel Oil | [13 empty] | 1.6498 | 1.6498 | 1.6498 | 1.6498 | [11 empty] | Pella Municipal Light & Power | 100 | Pella Municipal Light & Power | 100
Pella Peaking | 7971_G_3 | 7971 | G | 3 |  | Combustion Turbine | IC Engine | MIS_MIDA | Iowa | 19 | Marion | 125 | 19125 | 1.8 | 10745 | 2003 | 9999 |  |  | N | Distillate Fuel Oil | [12 empty] | 0.15 | 1.6498 | 1.6498 | 1.6498 | 1.6498 | [11 empty] | Pella Municipal Light & Power | 100 | Pella Municipal Light & Power | 100
Pella Peaking | 7971_G_4 | 7971 | G | 4 |  | Combustion Turbine | IC Engine | MIS_MIDA | Iowa | 19 | Marion | 125 | 19125 | 1.8 | 10745 | 2003 | 9999 |  |  | N | Distillate Fuel Oil | [12 empty] | 0.15 | 1.6498 | 1.6498 | 1.6498 | 1.6498 | [11 empty] | Pella Municipal Light & Power | 100 | Pella Municipal Light & Power | 100
Pella Peaking | 7971_G_5 | 7971 | G | 5 |  | Combustion Turbine | IC Engine | MIS_MIDA | Iowa | 19 | Marion | 125 | 19125 | 1.8 | 10745 | 2003 | 9999 |  |  | N | Distillate Fuel Oil | [12 empty] | 0.15 | 1.6498 | 1.6498 | 1.6498 | 1.6498 | [11 empty] | Pella Municipal Light & Power | 100 | Pella Municipal Light & Power | 100
Pella Peaking | 7971_G_6 | 7971 | G | 6 |  | Combustion Turbine | IC Engine | MIS_MIDA | Iowa | 19 | Marion | 125 | 19125 | 1.8 | 10745 | 2003 | 9999 |  |  | N | Distillate Fuel Oil | [12 empty] | 0.15 | 1.6498 | 1.6498 | 1.6498 | 1.6498 | [11 empty] | Pella Municipal Light & Power | 100 | Pella Municipal Light & Power | 100
Pella Peaking | 7971_G_7 | 7971 | G | 7 |  | Combustion Turbine | IC Engine | MIS_MIDA | Iowa | 19 | Marion | 125 | 19125 | 1.8 | 10745 | 2003 | 9999 |  |  | N | Distillate Fuel Oil | [12 empty] | 0.15 | 1.6498 | 1.6498 | 1.6498 | 1.6498 | [11 empty] | Pella Municipal Light & Power | 100 | Pella Municipal Light & Power | 100
Pella Peaking | 7971_G_8 | 7971 | G | 8 |  | Combustion Turbine | IC Engine | MIS_MIDA | Iowa | 19 | Marion | 125 | 19125 | 1.8 | 10745 | 2003 | 9999 |  |  | N | Distillate Fuel Oil | [12 empty] | 0.15 | 1.6498 | 1.6498 | 1.6498 | 1.6498 | [11 empty] | Pella Municipal Light & Power | 100 | Pella Municipal Light & Power | 100
Pella Peaking | 7971_G_9 | 7971 | G | 9 |  | Combustion Turbine | IC Engine | MIS_MIDA | Iowa | 19 | Marion | 125 | 19125 | 1.8 | 10745 | 2003 | 9999 |  |  | N | Distillate Fuel Oil | [12 empty] | 0.15 | 1.6498 | 1.6498 | 1.6498 | 1.6498 | [11 empty] | Pella Municipal Light & Power | 100 | Pella Municipal Light & Power | 100
Sumpter | 7972_G_1 | 7972 | G | 1 | 9882 | Combustion Turbine |  | MIS_LMI | Michigan | 26 | Wayne | 163 | 26163 | 77 | 12670 | 2002 | 9999 |  |  | N | Natural Gas |  |  |  | DLNB | [8 empty] | 1.67 | 0.03221 | 0.03221 | 0.03221 | 0.03221 | [11 empty] | Wolverine Power Supply Coop Inc | 100 | Wolverine Power Supply Coop Inc | 100
Sumpter | 7972_G_2 | 7972 | G | 2 | 9883 | Combustion Turbine |  | MIS_LMI | Michigan | 26 | Wayne | 163 | 26163 | 77.5 | 12670 | 2002 | 9999 |  |  | N | Natural Gas |  |  |  | DLNB | [8 empty] | 1.67 | 0.03599 | 0.03599 | 0.03599 | 0.03599 | [11 empty] | Wolverine Power Supply Coop Inc | 100 | Wolverine Power Supply Coop Inc | 100
Sumpter | 7972_G_3 | 7972 | G | 3 | 9884 | Combustion Turbine |  | MIS_LMI | Michigan | 26 | Wayne | 163 | 26163 | 76.6 | 12670 | 2002 | 9999 |  |  | N | Natural Gas |  |  |  | DLNB | [8 empty] | 1.67 | 0.0369 | 0.0369 | 0.0369 | 0.0369 | [11 empty] | Wolverine Power Supply Coop Inc | 100 | Wolverine Power Supply Coop Inc | 100
Sumpter | 7972_G_4 | 7972 | G | 4 | 9885 | Combustion Turbine |  | MIS_LMI | Michigan | 26 | Wayne | 163 | 26163 | 77.3 | 12670 | 2002 | 9999 |  |  | N | Natural Gas |  |  |  | DLNB | [8 empty] | 1.67 | 0.03242 | 0.03242 | 0.03242 | 0.03242 | [11 empty] | Wolverine Power Supply Coop Inc | 100 | Wolverine Power Supply Coop Inc | 100
Sharpe | 7973_G_1 | 7973 | G | 1 |  | Combustion Turbine | IC Engine | SPP_N | Kansas | 20 | Coffey | 31 | 20031 | 2 | 12283 | 2002 | 9999 |  |  | N | Distillate Fuel Oil | [13 empty] | 1.6498 | 1.6498 | 1.6498 | 1.6498 | [11 empty] | Kansas Electric Power Coop Inc | 100 | Kansas Electric Power Coop Inc | 100
Sharpe | 7973_G_10 | 7973 | G | 10 |  | Combustion Turbine | IC Engine | SPP_N | Kansas | 20 | Coffey | 31 | 20031 | 2 | 12283 | 2002 | 9999 |  |  | N | Distillate Fuel Oil | [13 empty] | 1.6498 | 1.6498 | 1.6498 | 1.6498 | [11 empty] | Kansas Electric Power Coop Inc | 100 | Kansas Electric Power Coop Inc | 100
Sharpe | 7973_G_2 | 7973 | G | 2 |  | Combustion Turbine | IC Engine | SPP_N | Kansas | 20 | Coffey | 31 | 20031 | 2 | 12283 | 2002 | 9999 |  |  | N | Distillate Fuel Oil | [13 empty] | 1.6498 | 1.6498 | 1.6498 | 1.6498 | [11 empty] | Kansas Electric Power Coop Inc | 100 | Kansas Electric Power Coop Inc | 100
Sharpe | 7973_G_3 | 7973 | G | 3 |  | Combustion Turbine | IC Engine | SPP_N | Kansas | 20 | Coffey | 31 | 20031 | 2 | 12283 | 2002 | 9999 |  |  | N | Distillate Fuel Oil | [13 empty] | 1.6498 | 1.6498 | 1.6498 | 1.6498 | [11 empty] | Kansas Electric Power Coop Inc | 100 | Kansas Electric Power Coop Inc | 100
Sharpe | 7973_G_4 | 7973 | G | 4 |  | Combustion Turbine | IC Engine | SPP_N | Kansas | 20 | Coffey | 31 | 20031 | 2 | 12283 | 2002 | 9999 |  |  | N | Distillate Fuel Oil | [13 empty] | 1.6498 | 1.6498 | 1.6498 | 1.6498 | [11 empty] | Kansas Electric Power Coop Inc | 100 | Kansas Electric Power Coop Inc | 100
Sharpe | 7973_G_5 | 7973 | G | 5 |  | Combustion Turbine | IC Engine | SPP_N | Kansas | 20 | Coffey | 31 | 20031 | 2 | 12283 | 2002 | 9999 |  |  | N | Distillate Fuel Oil | [13 empty] | 1.6498 | 1.6498 | 1.6498 | 1.6498 | [11 empty] | Kansas Electric Power Coop Inc | 100 | Kansas Electric Power Coop Inc | 100
Sharpe | 7973_G_6 | 7973 | G | 6 |  | Combustion Turbine | IC Engine | SPP_N | Kansas | 20 | Coffey | 31 | 20031 | 2 | 12283 | 2002 | 9999 |  |  | N | Distillate Fuel Oil | [13 empty] | 1.6498 | 1.6498 | 1.6498 | 1.6498 | [11 empty] | Kansas Electric Power Coop Inc | 100 | Kansas Electric Power Coop Inc | 100
Sharpe | 7973_G_7 | 7973 | G | 7 |  | Combustion Turbine | IC Engine | SPP_N | Kansas | 20 | Coffey | 31 | 20031 | 2 | 12283 | 2002 | 9999 |  |  | N | Distillate Fuel Oil | [13 empty] | 1.6498 | 1.6498 | 1.6498 | 1.6498 | [11 empty] | Kansas Electric Power Coop Inc | 100 | Kansas Electric Power Coop Inc | 100
Sharpe | 7973_G_8 | 7973 | G | 8 |  | Combustion Turbine | IC Engine | SPP_N | Kansas | 20 | Coffey | 31 | 20031 | 2 | 12283 | 2002 | 9999 |  |  | N | Distillate Fuel Oil | [13 empty] | 1.6498 | 1.6498 | 1.6498 | 1.6498 | [11 empty] | Kansas Electric Power Coop Inc | 100 | Kansas Electric Power Coop Inc | 100
Sharpe | 7973_G_9 | 7973 | G | 9 |  | Combustion Turbine | IC Engine | SPP_N | Kansas | 20 | Coffey | 31 | 20031 | 2 | 12283 | 2002 | 9999 |  |  | N | Distillate Fuel Oil | [13 empty] | 1.6498 | 1.6498 | 1.6498 | 1.6498 | [11 empty] | Kansas Electric Power Coop Inc | 100 | Kansas Electric Power Coop Inc | 100
Chamberlain Wind Project | 7974_G_WTC1 | 7974 | G | WTC1 |  | Onshore Wind |  | SPP_WAUE | South Dakota | 46 | Brule | 15 | 46015 | 1.3 | 0 | 2001 | 9999 |  |  | N | Wind | [13 empty] | 0 | 0 | 0 | 0 | [11 empty] | Basin Electric Power Coop | 100 | Basin Electric Power Coop | 100
Chamberlain Wind Project | 7974_G_WTC2 | 7974 | G | WTC2 |  | Onshore Wind |  | SPP_WAUE | South Dakota | 46 | Brule | 15 | 46015 | 1.3 | 0 | 2001 | 9999 |  |  | N | Wind | [13 empty] | 0 | 0 | 0 | 0 | [11 empty] | Basin Electric Power Coop | 100 | Basin Electric Power Coop | 100
Pyramid | 7975_G_1 | 7975 | G | 1 | 9287 | Combustion Turbine |  | WECC_NM | New Mexico | 35 | Hidalgo | 23 | 35023 | 39.5 | 10745 | 2003 | 9999 |  |  | N | Natural Gas, Distillate Fuel Oil |  |  |  | H2O | [8 empty] | 0.74 | 0.12001 | 0.12001 | 0.12001 | 0.12001 | [11 empty] | Tri State Generation & Transmission Association Inc | 100 | Tri State Generation & Transmission Association Inc | 100
Pyramid | 7975_G_2 | 7975 | G | 2 | 9288 | Combustion Turbine |  | WECC_NM | New Mexico | 35 | Hidalgo | 23 | 35023 | 39.5 | 10745 | 2003 | 9999 |  |  | N | Natural Gas, Distillate Fuel Oil |  |  |  | H2O | [8 empty] | 0.74 | 0.12026 | 0.12026 | 0.12026 | 0.12026 | [11 empty] | Tri State Generation & Transmission Association Inc | 100 | Tri State Generation & Transmission Association Inc | 100
Pyramid | 7975_G_3 | 7975 | G | 3 | 9289 | Combustion Turbine |  | WECC_NM | New Mexico | 35 | Hidalgo | 23 | 35023 | 39.5 | 10745 | 2003 | 9999 |  |  | N | Natural Gas, Distillate Fuel Oil |  |  |  | H2O | [8 empty] | 0.74 | 0.11798 | 0.11798 | 0.11798 | 0.11798 | [11 empty] | Tri State Generation & Transmission Association Inc | 100 | Tri State Generation & Transmission Association Inc | 100
Pyramid | 7975_G_4 | 7975 | G | 4 | 9290 | Combustion Turbine |  | WECC_NM | New Mexico | 35 | Hidalgo | 23 | 35023 | 39.5 | 10745 | 2003 | 9999 |  |  | N | Natural Gas, Distillate Fuel Oil |  |  |  | H2O | [8 empty] | 0.74 | 0.11409 | 0.11409 | 0.11409 | 0.11409 | [11 empty] | Tri State Generation & Transmission Association Inc | 100 | Tri State Generation & Transmission Association Inc | 100
Mulvane 2 | 7976_G_10 | 7976 | G | 10 |  | Combustion Turbine | IC Engine | SPP_N | Kansas | 20 | Sedgwick | 173 | 20173 | 3.8 | 19551 | 2003 | 9999 |  |  | N | Distillate Fuel Oil | [12 empty] | 3 | 1.6498 | 1.6498 | 1.6498 | 1.6498 | [11 empty] | Mulvane KS (City of) | 100 | Mulvane KS (City of) | 100
Mulvane 2 | 7976_G_11 | 7976 | G | 11 |  | Combustion Turbine | IC Engine | SPP_N | Kansas | 20 | Sedgwick | 173 | 20173 | 3.8 | 22909 | 2003 | 9999 |  |  | N | Distillate Fuel Oil | [12 empty] | 3 | 1.6498 | 1.6498 | 1.6498 | 1.6498 | [11 empty] | Mulvane KS (City of) | 100 | Mulvane KS (City of) | 100
Mulvane 2 | 7976_G_9 | 7976 | G | 9 |  | Combustion Turbine | IC Engine | SPP_N | Kansas | 20 | Sedgwick | 173 | 20173 | 1 | 22341 | 2003 | 9999 |  |  | N | Distillate Fuel Oil | [12 empty] | 3 | 1.6498 | 1.6498 | 1.6498 | 1.6498 | [11 empty] | Mulvane KS (City of) | 100 | Mulvane KS (City of) | 100
Granite Falls 2 | 7977_G_1 | 7977 | G | 1 |  | Combustion Turbine | IC Engine | MIS_MNWI | Minnesota | 27 | Yellow Medicine | 173 | 27173 | 2 | 25000 | 2003 | 9999 |  |  | N | Distillate Fuel Oil | [13 empty] | 1.6498 | 1.6498 | 1.6498 | 1.6498 | [11 empty] | Granite Falls Light & Water Dept | 100 | Granite Falls Light & Water Dept | 100
Granite Falls 2 | 7977_G_2 | 7977 | G | 2 |  | Combustion Turbine | IC Engine | MIS_MNWI | Minnesota | 27 | Yellow Medicine | 173 | 27173 | 2 | 25000 | 2003 | 9999 |  |  | N | Distillate Fuel Oil | [13 empty] | 1.6498 | 1.6498 | 1.6498 | 1.6498 | [11 empty] | Granite Falls Light & Water Dept | 100 | Granite Falls Light & Water Dept | 100
Granite Falls 2 | 7977_G_3 | 7977 | G | 3 |  | Combustion Turbine | IC Engine | MIS_MNWI | Minnesota | 27 | Yellow Medicine | 173 | 27173 | 2 | 25000 | 2003 | 9999 |  |  | N | Distillate Fuel Oil | [13 empty] | 1.6498 | 1.6498 | 1.6498 | 1.6498 | [11 empty] | Granite Falls Light & Water Dept | 100 | Granite Falls Light & Water Dept | 100
Mill Creek (SC) | 7981_G_1 | 7981 | G | 1 | 9192 | Combustion Turbine |  | S_VACA | South Carolina | 45 | Cherokee | 21 | 45021 | 71 | 13019 | 2002 | 9999 |  |  | N | Natural Gas, Distillate Fuel Oil |  |  |  | DLNB + H2O | [8 empty] | 3.5 | 0.03628 | 0.03628 | 0.03628 | 0.03628 | [11 empty] | Duke Energy Carolinas | 100 | Duke Energy Corp | 100
Mill Creek (SC) | 7981_G_2 | 7981 | G | 2 | 9193 | Combustion Turbine |  | S_VACA | South Carolina | 45 | Cherokee | 21 | 45021 | 70 | 13020 | 2002 | 9999 |  |  | N | Natural Gas, Distillate Fuel Oil |  |  |  | DLNB + H2O | [8 empty] | 3.5 | 0.03428 | 0.03428 | 0.03428 | 0.03428 | [11 empty] | Duke Energy Carolinas | 100 | Duke Energy Corp | 100
Mill Creek (SC) | 7981_G_3 | 7981 | G | 3 | 9194 | Combustion Turbine |  | S_VACA | South Carolina | 45 | Cherokee | 21 | 45021 | 71 | 13019 | 2002 | 9999 |  |  | N | Natural Gas, Distillate Fuel Oil |  |  |  | DLNB + H2O | [8 empty] | 3.5 | 0.03996 | 0.03996 | 0.03996 | 0.03996 | [11 empty] | Duke Energy Carolinas | 100 | Duke Energy Corp | 100
Mill Creek (SC) | 7981_G_4 | 7981 | G | 4 | 9195 | Combustion Turbine |  | S_VACA | South Carolina | 45 | Cherokee | 21 | 45021 | 70 | 13020 | 2002 | 9999 |  |  | N | Natural Gas, Distillate Fuel Oil |  |  |  | DLNB + H2O | [8 empty] | 3.5 | 0.03338 | 0.03338 | 0.03338 | 0.03338 | [11 empty] | Duke Energy Carolinas | 100 | Duke Energy Corp | 100
Mill Creek (SC) | 7981_G_5 | 7981 | G | 5 | 9196 | Combustion Turbine |  | S_VACA | South Carolina | 45 | Cherokee | 21 | 45021 | 69 | 13021 | 2003 | 9999 |  |  | N | Natural Gas, Distillate Fuel Oil |  |  |  | DLNB + H2O | [8 empty] | 3.5 | 0.03183 | 0.03183 | 0.03183 | 0.03183 | [11 empty] | Duke Energy Carolinas | 100 | Duke Energy Corp | 100
Mill Creek (SC) | 7981_G_6 | 7981 | G | 6 | 9197 | Combustion Turbine |  | S_VACA | South Carolina | 45 | Cherokee | 21 | 45021 | 71 | 13019 | 2003 | 9999 |  |  | N | Natural Gas, Distillate Fuel Oil |  |  |  | DLNB + H2O | [8 empty] | 3.5 | 0.03438 | 0.03438 | 0.03438 | 0.03438 | [11 empty] | Duke Energy Carolinas | 100 | Duke Energy Corp | 100
Mill Creek (SC) | 7981_G_7 | 7981 | G | 7 | 9198 | Combustion Turbine |  | S_VACA | South Carolina | 45 | Cherokee | 21 | 45021 | 70 | 13020 | 2003 | 9999 |  |  | N | Natural Gas, Distillate Fuel Oil |  |  |  | DLNB + H2O | [8 empty] | 3.5 | 0.02947 | 0.02947 | 0.02947 | 0.02947 | [11 empty] | Duke Energy Carolinas | 100 | Duke Energy Corp | 100
Mill Creek (SC) | 7981_G_8 | 7981 | G | 8 | 9199 | Combustion Turbine |  | S_VACA | South Carolina | 45 | Cherokee | 21 | 45021 | 71 | 13019 | 2003 | 9999 |  |  | N | Natural Gas, Distillate Fuel Oil |  |  |  | DLNB + H2O | [8 empty] | 3.5 | 0.02777 | 0.02777 | 0.02777 | 0.02777 | [11 empty] | Duke Energy Carolinas | 100 | Duke Energy Corp | 100
South Generation | 7982_G_3 | 7982 | G | 3 |  | Combustion Turbine | IC Engine | MIS_MNWI | Minnesota | 27 | Redwood | 127 | 27127 | 2 | 12608 | 2003 | 9999 |  |  | N | Distillate Fuel Oil | [13 empty] | 0.0114 | 0.0114 | 0.0114 | 0.0114 | [11 empty] | Redwood Falls Public Utility Commission | 100 | Redwood Falls Public Utility Commission | 100
South Generation | 7982_G_4 | 7982 | G | 4 |  | Combustion Turbine | IC Engine | MIS_MNWI | Minnesota | 27 | Redwood | 127 | 27127 | 2 | 12608 | 2003 | 9999 |  |  | N | Distillate Fuel Oil | [13 empty] | 0.01099 | 0.01099 | 0.01099 | 0.01099 | [11 empty] | Redwood Falls Public Utility Commission | 100 | Redwood Falls Public Utility Commission | 100
South Generation | 7982_G_5 | 7982 | G | 5 |  | Combustion Turbine | IC Engine | MIS_MNWI | Minnesota | 27 | Redwood | 127 | 27127 | 2.2 | 12621 | 2003 | 9999 |  |  | N | Distillate Fuel Oil | [13 empty] | 4.3905 | 4.3905 | 4.3905 | 4.3905 | [11 empty] | Redwood Falls Public Utility Commission | 100 | Redwood Falls Public Utility Commission | 100
Kalkaska CT #1 | 7984_G_001 | 7984 | G | 001 | 9291 | Combustion Turbine |  | MIS_LMI | Michigan | 26 | Kalkaska | 79 | 26079 | 47.3 | 10745 | 2002 | 9999 |  |  | N | Natural Gas |  |  |  | H2O | [8 empty] | 1.67 | 0.08998 | 0.08998 | 0.08998 | 0.08998 | [11 empty] | Michigan Public Power Agency | 100 | Michigan Public Power Agency | 100
Greater Des Moines | 7985_G_GT1 | 7985 | G | GT1 | 9886 | Combined Cycle |  | MIS_MIDA | Iowa | 19 | Polk | 153 | 19153 | 155.4 | 7823 | 2003 | 9999 |  |  | N | Natural Gas |  |  |  | DLNB | SCR | [7 empty] | 0.002 | 0.0095018 | 0.0095018 | 0.0095018 | 0.0095018 | [11 empty] | MidAmerican Energy Co | 100 | Berkshire Hathaway Inc | 100
Greater Des Moines | 7985_G_GT2 | 7985 | G | GT2 | 9887 | Combined Cycle |  | MIS_MIDA | Iowa | 19 | Polk | 153 | 19153 | 154.4 | 7823 | 2003 | 9999 |  |  | N | Natural Gas |  |  |  | DLNB | SCR | [7 empty] | 0.002 | 0.0095018 | 0.0095018 | 0.0095018 | 0.0095018 | [11 empty] | MidAmerican Energy Co | 100 | Berkshire Hathaway Inc | 100
Greater Des Moines | 7985_G_ST1 | 7985 | G | ST1 | 9886 | Combined Cycle |  | MIS_MIDA | Iowa | 19 | Polk | 153 | 19153 | 179 | 7823 | 2004 | 9999 |  |  | N | Natural Gas |  |  |  | DLNB | SCR | [7 empty] | 0.002 | 0.0095018 | 0.0095018 | 0.0095018 | 0.0095018 | [11 empty] | MidAmerican Energy Co | 100 | Berkshire Hathaway Inc | 100
Lake One | 7987_G_L1 | 7987 | G | L1 | 9888 | Combustion Turbine |  | WEC_LADW | California | 6 | Los Angeles | 37 | 06037 | 48 | 11549 | 2002 | 9999 |  |  | N | Natural Gas |  |  |  | H2O | SCR | [7 empty] | 0.74 | 0.01996 | 0.01996 | 0.01996 | 0.01996 | [11 empty] | Burbank Water & Power | 100 | Burbank Water & Power | 100
Silver Creek | 7988_G_1 | 7988 | G | 1 | 88205 | Combustion Turbine |  | MIS_MS | Mississippi | 28 | Jefferson Davis | 65 | 28065 | 75 | 12614 | 2003 | 9999 |  |  | N | Natural Gas |  |  |  | DLNB | [8 empty] | 4.8 | 0.03165 | 0.03165 | 0.03165 | 0.03165 | [11 empty] | Cooperative Energy | 100 | South Mississippi Electric Power Association | 100
Silver Creek | 7988_G_2 | 7988 | G | 2 | 88206 | Combustion Turbine |  | MIS_MS | Mississippi | 28 | Jefferson Davis | 65 | 28065 | 75 | 12614 | 2004 | 9999 |  |  | N | Natural Gas |  |  |  | DLNB | [8 empty] | 4.8 | 0.02473 | 0.02473 | 0.02473 | 0.02473 | [11 empty] | Cooperative Energy | 100 | South Mississippi Electric Power Association | 100
Silver Creek | 7988_G_3 | 7988 | G | 3 | 88207 | Combustion Turbine |  | MIS_MS | Mississippi | 28 | Jefferson Davis | 65 | 28065 | 75 | 12614 | 2005 | 9999 |  |  | N | Natural Gas |  |  |  | DLNB | [8 empty] | 4.8 | 0.02516 | 0.02516 | 0.02516 | 0.02516 | [11 empty] | Cooperative Energy | 100 | South Mississippi Electric Power Association | 100
Sylvarena | 7989_G_1 | 7989 | G | 1 | 88208 | Combustion Turbine |  | MIS_MS | Mississippi | 28 | Smith | 129 | 28129 | 43 | 10745 | 2003 | 9999 |  |  | N | Natural Gas |  |  |  | H2O | [8 empty] | 4.8 | 0.08868 | 0.08868 | 0.08868 | 0.08868 | [11 empty] | Cooperative Energy | 100 | South Mississippi Electric Power Association | 100
Sylvarena | 7989_G_2 | 7989 | G | 2 | 88209 | Combustion Turbine |  | MIS_MS | Mississippi | 28 | Smith | 129 | 28129 | 43 | 10745 | 2003 | 9999 |  |  | N | Natural Gas |  |  |  | H2O | [8 empty] | 4.8 | 0.08872 | 0.08872 | 0.08872 | 0.08872 | [11 empty] | Cooperative Energy | 100 | South Mississippi Electric Power Association | 100
Sylvarena | 7989_G_3 | 7989 | G | 3 | 88210 | Combustion Turbine |  | MIS_MS | Mississippi | 28 | Smith | 129 | 28129 | 43 | 10745 | 2003 | 9999 |  |  | N | Natural Gas |  |  |  | H2O | [8 empty] | 4.8 | 0.08805 | 0.08805 | 0.08805 | 0.08805 | [11 empty] | Cooperative Energy | 100 | South Mississippi Electric Power Association | 100
Altamont | 7990_G_1 | 7990 | G | 1 |  | Combustion Turbine | IC Engine | MIS_IL | Illinois | 17 | Effingham | 49 | 17049 | 1.8 | 10745 | 2002 | 9999 |  |  | N | Distillate Fuel Oil | [12 empty] | 1 | 1.6498 | 1.6498 | 1.6498 | 1.6498 | [11 empty] | Altamont IL (City of) | 100 | Altamont IL (City of) | 100
Altamont | 7990_G_2 | 7990 | G | 2 |  | Combustion Turbine | IC Engine | MIS_IL | Illinois | 17 | Effingham | 49 | 17049 | 1.8 | 10745 | 2002 | 9999 |  |  | N | Distillate Fuel Oil | [12 empty] | 1 | 1.6498 | 1.6498 | 1.6498 | 1.6498 | [11 empty] | Altamont IL (City of) | 100 | Altamont IL (City of) | 100
Altamont | 7990_G_3 | 7990 | G | 3 |  | Combustion Turbine | IC Engine | MIS_IL | Illinois | 17 | Effingham | 49 | 17049 | 1.8 | 10745 | 2002 | 9999 |  |  | N | Distillate Fuel Oil | [12 empty] | 1 | 1.6498 | 1.6498 | 1.6498 | 1.6498 | [11 empty] | Altamont IL (City of) | 100 | Altamont IL (City of) | 100
Altamont | 7990_G_4 | 7990 | G | 4 |  | Combustion Turbine | IC Engine | MIS_IL | Illinois | 17 | Effingham | 49 | 17049 | 1.8 | 10745 | 2006 | 9999 |  |  | N | Distillate Fuel Oil | [13 empty] | 1.6498 | 1.6498 | 1.6498 | 1.6498 | [11 empty] | Altamont IL (City of) | 100 | Altamont IL (City of) | 100
West Campus Cogeneration Facility | 7991_G_1 | 7991 | G | 1 | 10043 | Combined Cycle |  | MIS_WUMS | Wisconsin | 55 | Dane | 25 | 55025 | 31.6 | 8961 | 2005 | 9999 |  |  | Y | Natural Gas, Distillate Fuel Oil |  |  |  |  | SCR | [8 empty] | 0.0088965 | 0.0088965 | 0.0088965 | 0.0088965 | [11 empty] | Madison Gas & Electric Co | 55 | MGE Energy Inc | 55
West Campus Cogeneration Facility | 7991_G_CT2 | 7991 | G | CT2 | 10044 | Combined Cycle |  | MIS_WUMS | Wisconsin | 55 | Dane | 25 | 55025 | 32 | 8961 | 2005 | 9999 |  |  | Y | Natural Gas, Distillate Fuel Oil |  |  |  |  | SCR | [8 empty] | 0.0088965 | 0.0088965 | 0.0088965 | 0.0088965 | [11 empty] | Madison Gas & Electric Co | 55 | MGE Energy Inc | 55
West Campus Cogeneration Facility | 7991_G_STG1 | 7991 | G | STG1 | 10043 | Combined Cycle |  | MIS_WUMS | Wisconsin | 55 | Dane | 25 | 55025 | 66.5 | 8961 | 2005 | 9999 |  |  | Y | Natural Gas, Distillate Fuel Oil |  |  |  | H2O | SCR | [8 empty] | 0.0088965 | 0.0088965 | 0.0088965 | 0.0088965 | [11 empty] | Madison Gas & Electric Co | 55 | MGE Energy Inc | 55
Airport Industrial | 7995_G_IC1 | 7995 | G | IC1 |  | Combustion Turbine | IC Engine | WECC_CO | Colorado | 8 | Pueblo | 101 | 08101 | 2.5 | 12283 | 2002 | 9999 |  |  | N | Distillate Fuel Oil | [12 empty] | 1.2 | 1.6498 | 1.6498 | 1.6498 | 1.6498 | [11 empty] | Black Hills Colorado Electric LLC | 100 | Black Hills Corp | 100
Airport Industrial | 7995_G_IC2 | 7995 | G | IC2 |  | Combustion Turbine | IC Engine | WECC_CO | Colorado | 8 | Pueblo | 101 | 08101 | 2.5 | 12283 | 2002 | 9999 |  |  | N | Distillate Fuel Oil | [12 empty] | 1.2 | 1.6498 | 1.6498 | 1.6498 | 1.6498 | [11 empty] | Black Hills Colorado Electric LLC | 100 | Black Hills Corp | 100
Airport Industrial | 7995_G_IC3 | 7995 | G | IC3 |  | Combustion Turbine | IC Engine | WECC_CO | Colorado | 8 | Pueblo | 101 | 08101 | 2.5 | 12283 | 2002 | 9999 |  |  | N | Distillate Fuel Oil | [12 empty] | 1.2 | 1.6498 | 1.6498 | 1.6498 | 1.6498 | [11 empty] | Black Hills Colorado Electric LLC | 100 | Black Hills Corp | 100
Airport Industrial | 7995_G_IC4 | 7995 | G | IC4 |  | Combustion Turbine | IC Engine | WECC_CO | Colorado | 8 | Pueblo | 101 | 08101 | 2.5 | 12283 | 2002 | 9999 |  |  | N | Distillate Fuel Oil | [12 empty] | 1.2 | 1.6498 | 1.6498 | 1.6498 | 1.6498 | [11 empty] | Black Hills Colorado Electric LLC | 100 | Black Hills Corp | 100
Winston | 7997_G_WD01 | 7997 | G | WD01 |  | Combustion Turbine | IC Engine | FRCC | Florida | 12 | Polk | 105 | 12105 | 2.5 | 25000 | 2001 | 9999 |  |  | N | Distillate Fuel Oil |  |  |  |  | SCR | [7 empty] | 0.8 | 0.28169 | 0.28169 | 0.28169 | 0.28169 | [11 empty] | Lakeland Dept of Electric Water Utilities | 100 | Lakeland Dept of Electric Water Utilities | 100
Winston | 7997_G_WD02 | 7997 | G | WD02 |  | Combustion Turbine | IC Engine | FRCC | Florida | 12 | Polk | 105 | 12105 | 2.5 | 25000 | 2001 | 9999 |  |  | N | Distillate Fuel Oil |  |  |  |  | SCR | [7 empty] | 0.8 | 0.28168 | 0.28168 | 0.28168 | 0.28168 | [11 empty] | Lakeland Dept of Electric Water Utilities | 100 | Lakeland Dept of Electric Water Utilities | 100
Winston | 7997_G_WD03 | 7997 | G | WD03 |  | Combustion Turbine | IC Engine | FRCC | Florida | 12 | Polk | 105 | 12105 | 2.5 | 25000 | 2001 | 9999 |  |  | N | Distillate Fuel Oil |  |  |  |  | SCR | [7 empty] | 0.8 | 0.28168 | 0.28168 | 0.28168 | 0.28168 | [11 empty] | Lakeland Dept of Electric Water Utilities | 100 | Lakeland Dept of Electric Water Utilities | 100
Winston | 7997_G_WD04 | 7997 | G | WD04 |  | Combustion Turbine | IC Engine | FRCC | Florida | 12 | Polk | 105 | 12105 | 2.5 | 25000 | 2001 | 9999 |  |  | N | Distillate Fuel Oil |  |  |  |  | SCR | [7 empty] | 0.8 | 0.28168 | 0.28168 | 0.28168 | 0.28168 | [11 empty] | Lakeland Dept of Electric Water Utilities | 100 | Lakeland Dept of Electric Water Utilities | 100
Winston | 7997_G_WD05 | 7997 | G | WD05 |  | Combustion Turbine | IC Engine | FRCC | Florida | 12 | Polk | 105 | 12105 | 2.5 | 25000 | 2001 | 9999 |  |  | N | Distillate Fuel Oil | [13 empty] | 1.6498 | 1.6498 | 1.6498 | 1.6498 | [11 empty] | Lakeland Dept of Electric Water Utilities | 100 | Lakeland Dept of Electric Water Utilities | 100
Winston | 7997_G_WD06 | 7997 | G | WD06 |  | Combustion Turbine | IC Engine | FRCC | Florida | 12 | Polk | 105 | 12105 | 2.5 | 25000 | 2001 | 9999 |  |  | N | Distillate Fuel Oil | [13 empty] | 1.6498 | 1.6498 | 1.6498 | 1.6498 | [11 empty] | Lakeland Dept of Electric Water Utilities | 100 | Lakeland Dept of Electric Water Utilities | 100
Winston | 7997_G_WD07 | 7997 | G | WD07 |  | Combustion Turbine | IC Engine | FRCC | Florida | 12 | Polk | 105 | 12105 | 2.5 | 25000 | 2001 | 9999 |  |  | N | Distillate Fuel Oil | [13 empty] | 1.6498 | 1.6498 | 1.6498 | 1.6498 | [11 empty] | Lakeland Dept of Electric Water Utilities | 100 | Lakeland Dept of Electric Water Utilities | 100
Winston | 7997_G_WD08 | 7997 | G | WD08 |  | Combustion Turbine | IC Engine | FRCC | Florida | 12 | Polk | 105 | 12105 | 2.5 | 25000 | 2001 | 9999 |  |  | N | Distillate Fuel Oil | [13 empty] | 1.6498 | 1.6498 | 1.6498 | 1.6498 | [11 empty] | Lakeland Dept of Electric Water Utilities | 100 | Lakeland Dept of Electric Water Utilities | 100
Winston | 7997_G_WD09 | 7997 | G | WD09 |  | Combustion Turbine | IC Engine | FRCC | Florida | 12 | Polk | 105 | 12105 | 2.5 | 25000 | 2001 | 9999 |  |  | N | Distillate Fuel Oil | [13 empty] | 1.6498 | 1.6498 | 1.6498 | 1.6498 | [11 empty] | Lakeland Dept of Electric Water Utilities | 100 | Lakeland Dept of Electric Water Utilities | 100
Winston | 7997_G_WD10 | 7997 | G | WD10 |  | Combustion Turbine | IC Engine | FRCC | Florida | 12 | Polk | 105 | 12105 | 2.5 | 25000 | 2001 | 9999 |  |  | N | Distillate Fuel Oil | [13 empty] | 1.6498 | 1.6498 | 1.6498 | 1.6498 | [11 empty] | Lakeland Dept of Electric Water Utilities | 100 | Lakeland Dept of Electric Water Utilities | 100
Winston | 7997_G_WD11 | 7997 | G | WD11 |  | Combustion Turbine | IC Engine | FRCC | Florida | 12 | Polk | 105 | 12105 | 2.5 | 25000 | 2001 | 9999 |  |  | N | Distillate Fuel Oil | [13 empty] | 1.6498 | 1.6498 | 1.6498 | 1.6498 | [11 empty] | Lakeland Dept of Electric Water Utilities | 100 | Lakeland Dept of Electric Water Utilities | 100
Winston | 7997_G_WD12 | 7997 | G | WD12 |  | Combustion Turbine | IC Engine | FRCC | Florida | 12 | Polk | 105 | 12105 | 2.5 | 25000 | 2001 | 9999 |  |  | N | Distillate Fuel Oil | [13 empty] | 1.6498 | 1.6498 | 1.6498 | 1.6498 | [11 empty] | Lakeland Dept of Electric Water Utilities | 100 | Lakeland Dept of Electric Water Utilities | 100
Winston | 7997_G_WD13 | 7997 | G | WD13 |  | Combustion Turbine | IC Engine | FRCC | Florida | 12 | Polk | 105 | 12105 | 2.5 | 25000 | 2001 | 9999 |  |  | N | Distillate Fuel Oil | [13 empty] | 1.6498 | 1.6498 | 1.6498 | 1.6498 | [11 empty] | Lakeland Dept of Electric Water Utilities | 100 | Lakeland Dept of Electric Water Utilities | 100
Winston | 7997_G_WD14 | 7997 | G | WD14 |  | Combustion Turbine | IC Engine | FRCC | Florida | 12 | Polk | 105 | 12105 | 2.5 | 25000 | 2001 | 9999 |  |  | N | Distillate Fuel Oil | [13 empty] | 1.6498 | 1.6498 | 1.6498 | 1.6498 | [11 empty] | Lakeland Dept of Electric Water Utilities | 100 | Lakeland Dept of Electric Water Utilities | 100
Winston | 7997_G_WD15 | 7997 | G | WD15 |  | Combustion Turbine | IC Engine | FRCC | Florida | 12 | Polk | 105 | 12105 | 2.5 | 25000 | 2001 | 9999 |  |  | N | Distillate Fuel Oil | [13 empty] | 1.6498 | 1.6498 | 1.6498 | 1.6498 | [11 empty] | Lakeland Dept of Electric Water Utilities | 100 | Lakeland Dept of Electric Water Utilities | 100
Winston | 7997_G_WD16 | 7997 | G | WD16 |  | Combustion Turbine | IC Engine | FRCC | Florida | 12 | Polk | 105 | 12105 | 2.5 | 25000 | 2001 | 9999 |  |  | N | Distillate Fuel Oil | [13 empty] | 1.6498 | 1.6498 | 1.6498 | 1.6498 | [11 empty] | Lakeland Dept of Electric Water Utilities | 100 | Lakeland Dept of Electric Water Utilities | 100
Winston | 7997_G_WD17 | 7997 | G | WD17 |  | Combustion Turbine | IC Engine | FRCC | Florida | 12 | Polk | 105 | 12105 | 2.5 | 25000 | 2001 | 9999 |  |  | N | Distillate Fuel Oil | [13 empty] | 1.6498 | 1.6498 | 1.6498 | 1.6498 | [11 empty] | Lakeland Dept of Electric Water Utilities | 100 | Lakeland Dept of Electric Water Utilities | 100
Winston | 7997_G_WD18 | 7997 | G | WD18 |  | Combustion Turbine | IC Engine | FRCC | Florida | 12 | Polk | 105 | 12105 | 2.5 | 25000 | 2001 | 9999 |  |  | N | Distillate Fuel Oil | [13 empty] | 1.6498 | 1.6498 | 1.6498 | 1.6498 | [11 empty] | Lakeland Dept of Electric Water Utilities | 100 | Lakeland Dept of Electric Water Utilities | 100
Winston | 7997_G_WD19 | 7997 | G | WD19 |  | Combustion Turbine | IC Engine | FRCC | Florida | 12 | Polk | 105 | 12105 | 2.5 | 25000 | 2001 | 9999 |  |  | N | Distillate Fuel Oil | [13 empty] | 1.6498 | 1.6498 | 1.6498 | 1.6498 | [11 empty] | Lakeland Dept of Electric Water Utilities | 100 | Lakeland Dept of Electric Water Utilities | 100
Winston | 7997_G_WD20 | 7997 | G | WD20 |  | Combustion Turbine | IC Engine | FRCC | Florida | 12 | Polk | 105 | 12105 | 2.5 | 25000 | 2001 | 9999 |  |  | N | Distillate Fuel Oil | [13 empty] | 1.6498 | 1.6498 | 1.6498 | 1.6498 | [11 empty] | Lakeland Dept of Electric Water Utilities | 100 | Lakeland Dept of Electric Water Utilities | 100
Grays Harbor Energy Facility | 7999_G_CT1 | 7999 | G | CT1 | 89846 | Combined Cycle |  | WECC_PNW | Washington | 53 | Grays Harbor | 27 | 53027 | 151 | 7671 | 2008 | 9999 |  |  | N | Natural Gas |  |  |  | DLNB | SCR | [8 empty] | 0.0077223 | 0.0077223 | 0.0077223 | 0.0077223 | [11 empty] | Grays Harbor Energy LLC | 100 | Invenergy LLC | 100
Grays Harbor Energy Facility | 7999_G_CT2 | 7999 | G | CT2 | 89847 | Combined Cycle |  | WECC_PNW | Washington | 53 | Grays Harbor | 27 | 53027 | 153 | 7671 | 2008 | 9999 |  |  | N | Natural Gas |  |  |  | DLNB | SCR | [8 empty] | 0.0077223 | 0.0077223 | 0.0077223 | 0.0077223 | [11 empty] | Grays Harbor Energy LLC | 100 | Invenergy LLC | 100
Grays Harbor Energy Facility | 7999_G_ST1 | 7999 | G | ST1 | 89846 | Combined Cycle |  | WECC_PNW | Washington | 53 | Grays Harbor | 27 | 53027 | 300 | 7671 | 2008 | 9999 |  |  | N | Natural Gas |  |  |  | LNB + NH3 | SCR | [8 empty] | 0.0077223 | 0.0077223 | 0.0077223 | 0.0077223 | [11 empty] | Grays Harbor Energy LLC | 100 | Invenergy LLC | 100
Beatrice | 8000_G_CT1 | 8000 | G | CT1 | 88088 | Combined Cycle |  | SPP_NEBR | Nebraska | 31 | Gage | 67 | 31067 | 69 | 8498 | 2005 | 9999 |  |  | N | Natural Gas |  |  |  | DLNB | SCR | [8 empty] | 0.011971 | 0.011971 | 0.011971 | 0.011971 | [11 empty] | Nebraska Public Power District | 100 | Nebraska Public Power District | 100
Beatrice | 8000_G_CT2 | 8000 | G | CT2 | 88089 | Combined Cycle |  | SPP_NEBR | Nebraska | 31 | Gage | 67 | 31067 | 68 | 8498 | 2005 | 9999 |  |  | N | Natural Gas |  |  |  | DLNB | SCR | [8 empty] | 0.011971 | 0.011971 | 0.011971 | 0.011971 | [11 empty] | Nebraska Public Power District | 100 | Nebraska Public Power District | 100
Beatrice | 8000_G_ST1 | 8000 | G | ST1 | 88088 | Combined Cycle |  | SPP_NEBR | Nebraska | 31 | Gage | 67 | 31067 | 83 | 8498 | 2005 | 9999 |  |  | N | Natural Gas |  |  |  | DLNB | SCR | [8 empty] | 0.011971 | 0.011971 | 0.011971 | 0.011971 | [11 empty] | Nebraska Public Power District | 100 | Nebraska Public Power District | 100
Fife Brook | 8004_G_GEN1 | 8004 | G | GEN1 |  | Hydro |  | NENGREST | Massachusetts | 25 | Berkshire | 3 | 25003 | 11.2 | 0 | 1974 | 9999 |  |  | N | Hydro | [13 empty] | 0 | 0 | 0 | 0 | [11 empty] | Brookfield Renewable Energy Partners LP | 50 | Brookfield Asset Management Inc | 50
Bear Swamp | 8005_G_GEN1 | 8005 | G | GEN1 |  | Pumped Storage |  | NENGREST | Massachusetts | 25 | Berkshire | 3 | 25003 | 333 | 0 | 1974 | 9999 |  |  | N | Pumped Storage | [13 empty] | 0 | 0 | 0 | 0 | [11 empty] | Bear Swamp Power Co LLC | 100 | Emera Inc | 100
Bear Swamp | 8005_G_GEN2 | 8005 | G | GEN2 |  | Pumped Storage |  | NENGREST | Massachusetts | 25 | Berkshire | 3 | 25003 | 333 | 0 | 1974 | 9999 |  |  | N | Pumped Storage | [13 empty] | 0 | 0 | 0 | 0 | [11 empty] | Bear Swamp Power Co LLC | 100 | Emera Inc | 100
Holtsville | 8007_G_1 | 8007 | G | 1 | 3402 | Combustion Turbine |  | NY_Z_K | New York | 36 | Suffolk | 103 | 36103 | 55.5 | 15129 | 1974 | 9999 |  |  | N | Distillate Fuel Oil |  |  |  | H2O | [8 empty] | 1.053 | 0.16278 | 0.16278 | 0.16278 | 0.16278 | [11 empty] | National Grid Generation LLC | 100 | National Grid Plc | 100
Holtsville | 8007_G_10 | 8007 | G | 10 | 3411 | Combustion Turbine |  | NY_Z_K | New York | 36 | Suffolk | 103 | 36103 | 54.1 | 15125 | 1975 | 9999 |  |  | N | Distillate Fuel Oil |  |  |  | H2O | [8 empty] | 1.053 | 0.16278 | 0.16278 | 0.16278 | 0.16278 | [11 empty] | National Grid Generation LLC | 100 | National Grid Plc | 100
Holtsville | 8007_G_2 | 8007 | G | 2 | 3403 | Combustion Turbine |  | NY_Z_K | New York | 36 | Suffolk | 103 | 36103 | 55.6 | 15150 | 1974 | 9999 |  |  | N | Distillate Fuel Oil |  |  |  | H2O | [8 empty] | 1.053 | 0.16278 | 0.16278 | 0.16278 | 0.16278 | [11 empty] | National Grid Generation LLC | 100 | National Grid Plc | 100
Holtsville | 8007_G_3 | 8007 | G | 3 | 3404 | Combustion Turbine |  | NY_Z_K | New York | 36 | Suffolk | 103 | 36103 | 51 | 15135 | 1974 | 9999 |  |  | N | Distillate Fuel Oil |  |  |  | H2O | [8 empty] | 1.053 | 0.16278 | 0.16278 | 0.16278 | 0.16278 | [11 empty] | National Grid Generation LLC | 100 | National Grid Plc | 100
Holtsville | 8007_G_4 | 8007 | G | 4 | 3405 | Combustion Turbine |  | NY_Z_K | New York | 36 | Suffolk | 103 | 36103 | 52.4 | 15123 | 1974 | 9999 |  |  | N | Distillate Fuel Oil |  |  |  | H2O | [8 empty] | 1.053 | 0.16278 | 0.16278 | 0.16278 | 0.16278 | [11 empty] | National Grid Generation LLC | 100 | National Grid Plc | 100
Holtsville | 8007_G_5 | 8007 | G | 5 | 3406 | Combustion Turbine |  | NY_Z_K | New York | 36 | Suffolk | 103 | 36103 | 53.4 | 15119 | 1974 | 9999 |  |  | N | Distillate Fuel Oil |  |  |  | H2O | [8 empty] | 1.053 | 0.16278 | 0.16278 | 0.16278 | 0.16278 | [11 empty] | National Grid Generation LLC | 100 | National Grid Plc | 100
Holtsville | 8007_G_6 | 8007 | G | 6 | 3407 | Combustion Turbine |  | NY_Z_K | New York | 36 | Suffolk | 103 | 36103 | 50.4 | 15118 | 1975 | 9999 |  |  | N | Distillate Fuel Oil |  |  |  | H2O | [8 empty] | 1.053 | 0.16278 | 0.16278 | 0.16278 | 0.16278 | [11 empty] | National Grid Generation LLC | 100 | National Grid Plc | 100
Holtsville | 8007_G_7 | 8007 | G | 7 | 3408 | Combustion Turbine |  | NY_Z_K | New York | 36 | Suffolk | 103 | 36103 | 49.2 | 15109 | 1975 | 9999 |  |  | N | Distillate Fuel Oil |  |  |  | H2O | [8 empty] | 1.053 | 0.16278 | 0.16278 | 0.16278 | 0.16278 | [11 empty] | National Grid Generation LLC | 100 | National Grid Plc | 100
Holtsville | 8007_G_8 | 8007 | G | 8 | 3409 | Combustion Turbine |  | NY_Z_K | New York | 36 | Suffolk | 103 | 36103 | 55.4 | 15132 | 1975 | 9999 |  |  | N | Distillate Fuel Oil |  |  |  | H2O | [8 empty] | 1.053 | 0.16278 | 0.16278 | 0.16278 | 0.16278 | [11 empty] | National Grid Generation LLC | 100 | National Grid Plc | 100
Holtsville | 8007_G_9 | 8007 | G | 9 | 3410 | Combustion Turbine |  | NY_Z_K | New York | 36 | Suffolk | 103 | 36103 | 55.3 | 15128 | 1975 | 9999 |  |  | N | Distillate Fuel Oil |  |  |  | H2O | [8 empty] | 1.053 | 0.16278 | 0.16278 | 0.16278 | 0.16278 | [11 empty] | National Grid Generation LLC | 100 | National Grid Plc | 100
Mickleton Station | 8008_G_MICK | 8008 | G | MICK | 3422 | Combustion Turbine |  | PJM_EMAC | New Jersey | 34 | Gloucester | 15 | 34015 | 64.9 | 16633 | 1974 | 9999 |  |  | N | Natural Gas | [12 empty] | 0.21 | 1.1099 | 1.1099 | 1.1099 | 1.1099 | [11 empty] | Calpine New Jersey Generation LLC | 100 | Energy Capital Partners | 100
Murray Turbine | 8010_G_1 | 8010 | G | 1 |  | Combustion Turbine |  | WECC_UT | Utah | 49 | Salt Lake | 35 | 49035 | 12 | 12087 | 2001 | 9999 |  |  | N | Natural Gas | [12 empty] | 0.85 | 0.047 | 0.047 | 0.047 | 0.047 | [11 empty] | Murray City Power Dept | 100 | Murray City Power Dept | 100
Murray Turbine | 8010_G_2 | 8010 | G | 2 |  | Combustion Turbine |  | WECC_UT | Utah | 49 | Salt Lake | 35 | 49035 | 12 | 12087 | 2001 | 9999 |  |  | N | Natural Gas | [12 empty] | 0.85 | 0.14524 | 0.14524 | 0.14524 | 0.14524 | [11 empty] | Murray City Power Dept | 100 | Murray City Power Dept | 100
Murray Turbine | 8010_G_3 | 8010 | G | 3 |  | Combustion Turbine |  | WECC_UT | Utah | 49 | Salt Lake | 35 | 49035 | 12 | 12087 | 2002 | 9999 |  |  | N | Natural Gas | [12 empty] | 0.85 | 0.09351 | 0.09351 | 0.09351 | 0.09351 | [11 empty] | Murray City Power Dept | 100 | Murray City Power Dept | 100
Croydon CT Generating Station | 8012_G_11 | 8012 | G | 11 | 3423 | Combustion Turbine |  | PJM_EMAC | Pennsylvania | 42 | Bucks | 17 | 42017 | 49 | 12410 | 1974 | 9999 |  |  | N | Distillate Fuel Oil | [12 empty] | 1 | 0.41347 | 0.41347 | 0.41347 | 0.41347 | [11 empty] | Exelon Generation Supply LLC | 100 | Exelon Corp | 100
Croydon CT Generating Station | 8012_G_12 | 8012 | G | 12 | 3424 | Combustion Turbine |  | PJM_EMAC | Pennsylvania | 42 | Bucks | 17 | 42017 | 49 | 12412 | 1974 | 9999 |  |  | N | Distillate Fuel Oil | [12 empty] | 1 | 0.41347 | 0.41347 | 0.41347 | 0.41347 | [11 empty] | Exelon Generation Supply LLC | 100 | Exelon Corp | 100
Croydon CT Generating Station | 8012_G_21 | 8012 | G | 21 | 3425 | Combustion Turbine |  | PJM_EMAC | Pennsylvania | 42 | Bucks | 17 | 42017 | 49 | 12412 | 1974 | 9999 |  |  | N | Distillate Fuel Oil | [12 empty] | 1 | 0.41347 | 0.41347 | 0.41347 | 0.41347 | [11 empty] | Exelon Generation Supply LLC | 100 | Exelon Corp | 100
Croydon CT Generating Station | 8012_G_22 | 8012 | G | 22 | 3426 | Combustion Turbine |  | PJM_EMAC | Pennsylvania | 42 | Bucks | 17 | 42017 | 49 | 12412 | 1974 | 9999 |  |  | N | Distillate Fuel Oil | [12 empty] | 1 | 0.41347 | 0.41347 | 0.41347 | 0.41347 | [11 empty] | Exelon Generation Supply LLC | 100 | Exelon Corp | 100
Croydon CT Generating Station | 8012_G_31 | 8012 | G | 31 | 3427 | Combustion Turbine |  | PJM_EMAC | Pennsylvania | 42 | Bucks | 17 | 42017 | 49 | 12412 | 1974 | 9999 |  |  | N | Distillate Fuel Oil | [12 empty] | 1 | 0.41347 | 0.41347 | 0.41347 | 0.41347 | [11 empty] | Exelon Generation Supply LLC | 100 | Exelon Corp | 100
Croydon CT Generating Station | 8012_G_32 | 8012 | G | 32 | 3428 | Combustion Turbine |  | PJM_EMAC | Pennsylvania | 42 | Bucks | 17 | 42017 | 48 | 12413 | 1974 | 9999 |  |  | N | Distillate Fuel Oil | [12 empty] | 1 | 0.41347 | 0.41347 | 0.41347 | 0.41347 | [11 empty] | Exelon Generation Supply LLC | 100 | Exelon Corp | 100
Croydon CT Generating Station | 8012_G_41 | 8012 | G | 41 | 3429 | Combustion Turbine |  | PJM_EMAC | Pennsylvania | 42 | Bucks | 17 | 42017 | 49 | 12412 | 1974 | 9999 |  |  | N | Distillate Fuel Oil | [12 empty] | 1 | 0.41347 | 0.41347 | 0.41347 | 0.41347 | [11 empty] | Exelon Generation Supply LLC | 100 | Exelon Corp | 100
Croydon CT Generating Station | 8012_G_42 | 8012 | G | 42 | 3430 | Combustion Turbine |  | PJM_EMAC | Pennsylvania | 42 | Bucks | 17 | 42017 | 49 | 12412 | 1974 | 9999 |  |  | N | Distillate Fuel Oil | [12 empty] | 1 | 0.41347 | 0.41347 | 0.41347 | 0.41347 | [11 empty] | Exelon Generation Supply LLC | 100 | Exelon Corp | 100
Winter | 8013_G_IC 1 | 8013 | G | IC 1 |  | Combustion Turbine | IC Engine | MIS_MNWI | Wisconsin | 55 | Sawyer | 113 | 55113 | 2.8 | 12283 | 2002 | 9999 |  |  | N | Distillate Fuel Oil | [12 empty] | 3 | 1.6498 | 1.6498 | 1.6498 | 1.6498 | [11 empty] | North Central Power Co Inc | 100 | North Central Power Co Inc | 100
Winter | 8013_G_IC 2 | 8013 | G | IC 2 |  | Combustion Turbine | IC Engine | MIS_MNWI | Wisconsin | 55 | Sawyer | 113 | 55113 | 2.8 | 12283 | 2002 | 9999 |  |  | N | Distillate Fuel Oil | [12 empty] | 3 | 1.6498 | 1.6498 | 1.6498 | 1.6498 | [11 empty] | North Central Power Co Inc | 100 | North Central Power Co Inc | 100
Paragould Reciprocating | 8015_G_011 | 8015 | G | 011 |  | Combustion Turbine | IC Engine | SPP_WEST | Arkansas | 5 | Greene | 55 | 05055 | 6 | 10745 | 2001 | 9999 |  |  | N | Natural Gas | [13 empty] | 1.061 | 1.061 | 1.061 | 1.061 | [11 empty] | Paragould Light & Water Commission | 100 | Paragould Light & Water Commission | 100
Paragould Reciprocating | 8015_G_021 | 8015 | G | 021 |  | Combustion Turbine | IC Engine | SPP_WEST | Arkansas | 5 | Greene | 55 | 05055 | 6 | 10745 | 2001 | 9999 |  |  | N | Natural Gas | [13 empty] | 1.061 | 1.061 | 1.061 | 1.061 | [11 empty] | Paragould Light & Water Commission | 100 | Paragould Light & Water Commission | 100
Paragould Reciprocating | 8015_G_031 | 8015 | G | 031 |  | Combustion Turbine | IC Engine | SPP_WEST | Arkansas | 5 | Greene | 55 | 05055 | 6 | 10745 | 2001 | 9999 |  |  | N | Natural Gas | [13 empty] | 1.061 | 1.061 | 1.061 | 1.061 | [11 empty] | Paragould Light & Water Commission | 100 | Paragould Light & Water Commission | 100
Factory | 8016_G_1 | 8016 | G | 1 | 9200 | Combustion Turbine |  | MIS_IL | Illinois | 17 | Sangamon | 167 | 17167 | 18 | 18581 | 1973 | 9999 |  |  | N | Distillate Fuel Oil | [12 empty] | 1 | 1.2001 | 1.2001 | 1.2001 | 1.2001 | [11 empty] | Springfield Water Light & Power Dept | 100 | Springfield Water Light & Power Dept | 100
Portage | 8019_G_1 | 8019 | G | 1 |  | Combustion Turbine |  | MIS_WUMS | Michigan | 26 | Houghton | 61 | 26061 | 17.4 | 23793 | 1973 | 9999 |  |  | N | Distillate Fuel Oil | [12 empty] | 1.67 | 0.87658 | 0.87658 | 0.87658 | 0.87658 | [11 empty] | Upper Peninsula Power Co | 100 | Balfour Beatty Infrastructure Inc | 100
Baldwin City Plant No 2 | 8020_G_7 | 8020 | G | 7 |  | Combustion Turbine | IC Engine | SPP_N | Kansas | 20 | Douglas | 45 | 20045 | 3 | 10745 | 2004 | 9999 |  |  | N | Natural Gas, Distillate Fuel Oil | [13 empty] | 1.6498 | 1.6498 | 1.6498 | 1.6498 | [11 empty] | Baldwin City KS (City of) | 100 | Baldwin City KS (City of) | 100
Baldwin City Plant No 2 | 8020_G_8 | 8020 | G | 8 |  | Combustion Turbine | IC Engine | SPP_N | Kansas | 20 | Douglas | 45 | 20045 | 3 | 10745 | 2004 | 9999 |  |  | N | Natural Gas, Distillate Fuel Oil | [13 empty] | 1.6498 | 1.6498 | 1.6498 | 1.6498 | [11 empty] | Baldwin City KS (City of) | 100 | Baldwin City KS (City of) | 100
Boulder Park | 8022_G_1 | 8022 | G | 1 |  | Combustion Turbine | IC Engine | WECC_PNW | Washington | 53 | Spokane | 63 | 53063 | 4.1 | 10745 | 2002 | 9999 |  |  | N | Natural Gas | [12 empty] | 2.63 | 1.061 | 1.061 | 1.061 | 1.061 | [11 empty] | Avista Corp | 100 | Avista Corp | 100
Boulder Park | 8022_G_2 | 8022 | G | 2 |  | Combustion Turbine | IC Engine | WECC_PNW | Washington | 53 | Spokane | 63 | 53063 | 4.1 | 10745 | 2002 | 9999 |  |  | N | Natural Gas | [12 empty] | 2.63 | 1.061 | 1.061 | 1.061 | 1.061 | [11 empty] | Avista Corp | 100 | Avista Corp | 100
Boulder Park | 8022_G_3 | 8022 | G | 3 |  | Combustion Turbine | IC Engine | WECC_PNW | Washington | 53 | Spokane | 63 | 53063 | 4.1 | 10745 | 2002 | 9999 |  |  | N | Natural Gas | [12 empty] | 2.63 | 1.061 | 1.061 | 1.061 | 1.061 | [11 empty] | Avista Corp | 100 | Avista Corp | 100
Boulder Park | 8022_G_4 | 8022 | G | 4 |  | Combustion Turbine | IC Engine | WECC_PNW | Washington | 53 | Spokane | 63 | 53063 | 4.1 | 10745 | 2002 | 9999 |  |  | N | Natural Gas | [12 empty] | 2.63 | 1.061 | 1.061 | 1.061 | 1.061 | [11 empty] | Avista Corp | 100 | Avista Corp | 100
Boulder Park | 8022_G_5 | 8022 | G | 5 |  | Combustion Turbine | IC Engine | WECC_PNW | Washington | 53 | Spokane | 63 | 53063 | 4.1 | 10745 | 2002 | 9999 |  |  | N | Natural Gas | [12 empty] | 2.63 | 1.061 | 1.061 | 1.061 | 1.061 | [11 empty] | Avista Corp | 100 | Avista Corp | 100
Boulder Park | 8022_G_6 | 8022 | G | 6 |  | Combustion Turbine | IC Engine | WECC_PNW | Washington | 53 | Spokane | 63 | 53063 | 4.1 | 10745 | 2002 | 9999 |  |  | N | Natural Gas | [12 empty] | 2.63 | 1.061 | 1.061 | 1.061 | 1.061 | [11 empty] | Avista Corp | 100 | Avista Corp | 100
Hartzog | 8026_G_1 | 8026 | G | 1 |  | Combustion Turbine |  | WECC_WY | Wyoming | 56 | Campbell | 5 | 56005 | 5 | 16663 | 2002 | 9999 |  |  | N | Natural Gas | [12 empty] | 0.8 | 0.23894 | 0.23894 | 0.23894 | 0.23894 | [11 empty] | Basin Electric Power Coop | 100 | Basin Electric Power Coop | 100
Hartzog | 8026_G_2 | 8026 | G | 2 |  | Combustion Turbine |  | WECC_WY | Wyoming | 56 | Campbell | 5 | 56005 | 5 | 16665 | 2002 | 9999 |  |  | N | Natural Gas | [12 empty] | 0.8 | 0.23894 | 0.23894 | 0.23894 | 0.23894 | [11 empty] | Basin Electric Power Coop | 100 | Basin Electric Power Coop | 100
Hartzog | 8026_G_3 | 8026 | G | 3 |  | Combustion Turbine |  | WECC_WY | Wyoming | 56 | Campbell | 5 | 56005 | 5 | 16665 | 2002 | 9999 |  |  | N | Natural Gas | [12 empty] | 0.8 | 0.23894 | 0.23894 | 0.23894 | 0.23894 | [11 empty] | Basin Electric Power Coop | 100 | Basin Electric Power Coop | 100
Blue Lake | 8027_G_7 | 8027 | G | 7 | 89378 | Combustion Turbine |  | MIS_MNWI | Minnesota | 27 | Scott | 139 | 27139 | 150 | 11358 | 2005 | 9999 |  |  | N | Natural Gas |  |  |  | DLNB | [8 empty] | 0.5 | 0.0319 | 0.0319 | 0.0319 | 0.0319 | [11 empty] | Xcel Energy Services Inc | 100 | Xcel Energy Inc | 100
Blue Lake | 8027_G_8 | 8027 | G | 8 | 89379 | Combustion Turbine |  | MIS_MNWI | Minnesota | 27 | Scott | 139 | 27139 | 150 | 11358 | 2005 | 9999 |  |  | N | Natural Gas |  |  |  | DLNB | [8 empty] | 0.5 | 0.02792 | 0.02792 | 0.02792 | 0.02792 | [11 empty] | Xcel Energy Services Inc | 100 | Xcel Energy Inc | 100
Arvada | 8028_G_1 | 8028 | G | 1 |  | Combustion Turbine |  | WECC_WY | Wyoming | 56 | Sheridan | 33 | 56033 | 5 | 16765 | 2002 | 9999 |  |  | N | Natural Gas | [12 empty] | 0.8 | 0.23894 | 0.23894 | 0.23894 | 0.23894 | [11 empty] | Basin Electric Power Coop | 100 | Basin Electric Power Coop | 100
Arvada | 8028_G_2 | 8028 | G | 2 |  | Combustion Turbine |  | WECC_WY | Wyoming | 56 | Sheridan | 33 | 56033 | 5 | 16771 | 2002 | 9999 |  |  | N | Natural Gas | [12 empty] | 0.8 | 0.23894 | 0.23894 | 0.23894 | 0.23894 | [11 empty] | Basin Electric Power Coop | 100 | Basin Electric Power Coop | 100
Arvada | 8028_G_3 | 8028 | G | 3 |  | Combustion Turbine |  | WECC_WY | Wyoming | 56 | Sheridan | 33 | 56033 | 5 | 16771 | 2002 | 9999 |  |  | N | Natural Gas | [12 empty] | 0.8 | 0.23894 | 0.23894 | 0.23894 | 0.23894 | [11 empty] | Basin Electric Power Coop | 100 | Basin Electric Power Coop | 100
Sycamore (IA) | 8029_G_1 | 8029 | G | 1 | 90084 | Combustion Turbine |  | MIS_MIDA | Iowa | 19 | Polk | 153 | 19153 | 76.2 | 20633 | 1974 | 9999 |  |  | N | Natural Gas, Distillate Fuel Oil | [12 empty] | 0.5 | 0.30343 | 0.30343 | 0.30343 | 0.30343 | [11 empty] | MidAmerican Energy Co | 100 | Berkshire Hathaway Inc | 100
Sycamore (IA) | 8029_G_2 | 8029 | G | 2 | 90085 | Combustion Turbine |  | MIS_MIDA | Iowa | 19 | Polk | 153 | 19153 | 74.1 | 20637 | 1974 | 9999 |  |  | N | Natural Gas, Distillate Fuel Oil | [12 empty] | 0.5 | 0.32625 | 0.32625 | 0.32625 | 0.32625 | [11 empty] | MidAmerican Energy Co | 100 | Berkshire Hathaway Inc | 100
Barber Creek | 8030_G_1 | 8030 | G | 1 |  | Combustion Turbine |  | WECC_WY | Wyoming | 56 | Campbell | 5 | 56005 | 5 | 17364 | 2002 | 9999 |  |  | N | Natural Gas | [12 empty] | 0.8 | 0.23894 | 0.23894 | 0.23894 | 0.23894 | [11 empty] | Basin Electric Power Coop | 100 | Basin Electric Power Coop | 100
Barber Creek | 8030_G_2 | 8030 | G | 2 |  | Combustion Turbine |  | WECC_WY | Wyoming | 56 | Campbell | 5 | 56005 | 5 | 17359 | 2002 | 9999 |  |  | N | Natural Gas | [12 empty] | 0.8 | 0.23894 | 0.23894 | 0.23894 | 0.23894 | [11 empty] | Basin Electric Power Coop | 100 | Basin Electric Power Coop | 100
Barber Creek | 8030_G_3 | 8030 | G | 3 |  | Combustion Turbine |  | WECC_WY | Wyoming | 56 | Campbell | 5 | 56005 | 5 | 17359 | 2002 | 9999 |  |  | N | Natural Gas | [12 empty] | 0.8 | 0.23894 | 0.23894 | 0.23894 | 0.23894 | [11 empty] | Basin Electric Power Coop | 100 | Basin Electric Power Coop | 100
Emery Station | 8031_G_11 | 8031 | G | 11 | 88332 | Combined Cycle |  | MIS_IA | Iowa | 19 | Cerro Gordo | 33 | 19033 | 143.4 | 7056 | 2004 | 9999 |  |  | N | Natural Gas |  |  |  | DLNB + H2O + NH3 | SCR | [7 empty] | 0.002 | 0.0073138 | 0.0073138 | 0.0073138 | 0.0073138 | [11 empty] | Interstate Power & Light Co | 100 | Alliant Energy Corp | 100
Emery Station | 8031_G_12 | 8031 | G | 12 | 88333 | Combined Cycle |  | MIS_IA | Iowa | 19 | Cerro Gordo | 33 | 19033 | 144.4 | 7056 | 2004 | 9999 |  |  | N | Natural Gas |  |  |  | DLNB + H2O + NH3 | SCR | [7 empty] | 0.002 | 0.0073138 | 0.0073138 | 0.0073138 | 0.0073138 | [11 empty] | Interstate Power & Light Co | 100 | Alliant Energy Corp | 100
Emery Station | 8031_G_ST1 | 8031 | G | ST1 | 88332 | Combined Cycle |  | MIS_IA | Iowa | 19 | Cerro Gordo | 33 | 19033 | 231 | 7056 | 2004 | 9999 |  |  | N | Natural Gas |  |  |  | DLNB + H2O + NH3 | SCR | [7 empty] | 0.002 | 0.0073138 | 0.0073138 | 0.0073138 | 0.0073138 | [11 empty] | Interstate Power & Light Co | 100 | Alliant Energy Corp | 100
Yankton | 8034_G_1 | 8034 | G | 1 |  | Combustion Turbine | IC Engine | SPP_WAUE | South Dakota | 46 | Yankton | 135 | 46135 | 2.2 | 12283 | 1974 | 9999 |  |  | N | Natural Gas, Distillate Fuel Oil | [12 empty] | 3 | 1.061 | 1.061 | 1.061 | 1.061 | [11 empty] | NorthWestern Corp | 100 | NorthWestern Corp | 100
Yankton | 8034_G_2 | 8034 | G | 2 |  | Combustion Turbine | IC Engine | SPP_WAUE | South Dakota | 46 | Yankton | 135 | 46135 | 2.8 | 12283 | 1974 | 9999 |  |  | N | Distillate Fuel Oil | [12 empty] | 3 | 1.6498 | 1.6498 | 1.6498 | 1.6498 | [11 empty] | NorthWestern Corp | 100 | NorthWestern Corp | 100
Yankton | 8034_G_4 | 8034 | G | 4 |  | Combustion Turbine | IC Engine | SPP_WAUE | South Dakota | 46 | Yankton | 135 | 46135 | 2 | 12283 | 1963 | 9999 |  |  | N | Distillate Fuel Oil | [12 empty] | 3 | 1.6498 | 1.6498 | 1.6498 | 1.6498 | [11 empty] | NorthWestern Corp | 100 | NorthWestern Corp | 100
Cooper Nuclear Station | 8036_G_1 | 8036 | G | 1 |  | Nuclear |  | SPP_NEBR | Nebraska | 31 | Nemaha | 127 | 31127 | 770 | 10456 | 1974 | 9999 |  |  | N | Nuclear Fuel | [13 empty] | 0 | 0 | 0 | 0 | [11 empty] | Nebraska Public Power District | 100 | Nebraska Public Power District | 100
Clifton | 8037_G_2 | 8037 | G | 2 |  | Combustion Turbine | IC Engine | SPP_N | Kansas | 20 | Washington | 201 | 20201 | 2.5 | 13259 | 1974 | 9999 |  |  | N | Distillate Fuel Oil | [12 empty] | 3 | 0.04018 | 0.04018 | 0.04018 | 0.04018 | [11 empty] | Mid Kansas Electric Co LLC | 100 | Wheatland Electric Coop Inc | 100
Intercession City | 8049_G_P1 | 8049 | G | P1 |  | Combustion Turbine |  | FRCC | Florida | 12 | Osceola | 97 | 12097 | 47 | 13352 | 1974 | 9999 |  |  | N | Distillate Fuel Oil | [12 empty] | 0.501 | 0.58181 | 0.58181 | 0.58181 | 0.58181 | [11 empty] | Duke Energy Florida | 100 | Duke Energy Corp | 100
Intercession City | 8049_G_P10 | 8049 | G | P10 | 3440 | Combustion Turbine |  | FRCC | Florida | 12 | Osceola | 97 | 12097 | 78 | 13352 | 1993 | 9999 |  |  | N | Natural Gas, Distillate Fuel Oil |  |  |  | H2O | [8 empty] | 0.2 | 0.08259 | 0.08259 | 0.08259 | 0.08259 | [11 empty] | Duke Energy Florida | 100 | Duke Energy Corp | 100
Intercession City | 8049_G_P11 | 8049 | G | P11 | 3441 | Combustion Turbine |  | FRCC | Florida | 12 | Osceola | 97 | 12097 | 140 | 13338 | 1997 | 9999 |  |  | N | Distillate Fuel Oil |  |  |  | H2O | [8 empty] | 0.2 | 0.13418 | 0.13418 | 0.13418 | 0.13418 | [11 empty] | Duke Energy Florida | 100 | Duke Energy Corp | 100
Intercession City | 8049_G_P12 | 8049 | G | P12 | 3442 | Combustion Turbine |  | FRCC | Florida | 12 | Osceola | 97 | 12097 | 73 | 13352 | 2000 | 9999 |  |  | N | Natural Gas, Distillate Fuel Oil |  |  |  | DLNB + H2O | [8 empty] | 0.05 | 0.03234 | 0.03234 | 0.03234 | 0.03234 | [11 empty] | Duke Energy Florida | 100 | Duke Energy Corp | 100
Intercession City | 8049_G_P13 | 8049 | G | P13 | 3443 | Combustion Turbine |  | FRCC | Florida | 12 | Osceola | 97 | 12097 | 75 | 13351 | 2000 | 9999 |  |  | N | Natural Gas, Distillate Fuel Oil |  |  |  | DLNB + H2O | [8 empty] | 0.05 | 0.03246 | 0.03246 | 0.03246 | 0.03246 | [11 empty] | Duke Energy Florida | 100 | Duke Energy Corp | 100
Intercession City | 8049_G_P14 | 8049 | G | P14 | 3444 | Combustion Turbine |  | FRCC | Florida | 12 | Osceola | 97 | 12097 | 72 | 13351 | 2000 | 9999 |  |  | N | Natural Gas, Distillate Fuel Oil |  |  |  | DLNB + H2O | [8 empty] | 0.05 | 0.03053 | 0.03053 | 0.03053 | 0.03053 | [11 empty] | Duke Energy Florida | 100 | Duke Energy Corp | 100
Intercession City | 8049_G_P2 | 8049 | G | P2 |  | Combustion Turbine |  | FRCC | Florida | 12 | Osceola | 97 | 12097 | 46 | 13352 | 1974 | 9999 |  |  | N | Distillate Fuel Oil | [12 empty] | 0.501 | 0.52979 | 0.52979 | 0.52979 | 0.52979 | [11 empty] | Duke Energy Florida | 100 | Duke Energy Corp | 100
Intercession City | 8049_G_P3 | 8049 | G | P3 |  | Combustion Turbine |  | FRCC | Florida | 12 | Osceola | 97 | 12097 | 46 | 13352 | 1974 | 9999 |  |  | N | Distillate Fuel Oil | [12 empty] | 0.501 | 0.53803 | 0.53803 | 0.53803 | 0.53803 | [11 empty] | Duke Energy Florida | 100 | Duke Energy Corp | 100
Intercession City | 8049_G_P4 | 8049 | G | P4 |  | Combustion Turbine |  | FRCC | Florida | 12 | Osceola | 97 | 12097 | 46 | 13352 | 1974 | 9999 |  |  | N | Distillate Fuel Oil | [12 empty] | 0.501 | 0.54952 | 0.54952 | 0.54952 | 0.54952 | [11 empty] | Duke Energy Florida | 100 | Duke Energy Corp | 100
Intercession City | 8049_G_P5 | 8049 | G | P5 |  | Combustion Turbine |  | FRCC | Florida | 12 | Osceola | 97 | 12097 | 45 | 13352 | 1974 | 9999 |  |  | N | Distillate Fuel Oil | [12 empty] | 0.501 | 0.87953 | 0.87953 | 0.87953 | 0.87953 | [11 empty] | Duke Energy Florida | 100 | Duke Energy Corp | 100
Intercession City | 8049_G_P6 | 8049 | G | P6 |  | Combustion Turbine |  | FRCC | Florida | 12 | Osceola | 97 | 12097 | 47 | 13352 | 1974 | 9999 |  |  | N | Distillate Fuel Oil | [12 empty] | 0.501 | 0.66849 | 0.66849 | 0.66849 | 0.66849 | [11 empty] | Duke Energy Florida | 100 | Duke Energy Corp | 100
Intercession City | 8049_G_P7 | 8049 | G | P7 | 3445 | Combustion Turbine |  | FRCC | Florida | 12 | Osceola | 97 | 12097 | 78 | 13352 | 1993 | 9999 |  |  | N | Natural Gas, Distillate Fuel Oil |  |  |  | H2O | [8 empty] | 0.2 | 0.08407 | 0.08407 | 0.08407 | 0.08407 | [11 empty] | Duke Energy Florida | 100 | Duke Energy Corp | 100
Intercession City | 8049_G_P8 | 8049 | G | P8 | 3446 | Combustion Turbine |  | FRCC | Florida | 12 | Osceola | 97 | 12097 | 79 | 13352 | 1993 | 9999 |  |  | N | Natural Gas, Distillate Fuel Oil |  |  |  | H2O | [8 empty] | 0.2 | 0.07843 | 0.07843 | 0.07843 | 0.07843 | [11 empty] | Duke Energy Florida | 100 | Duke Energy Corp | 100
Intercession City | 8049_G_P9 | 8049 | G | P9 | 3447 | Combustion Turbine |  | FRCC | Florida | 12 | Osceola | 97 | 12097 | 79 | 13352 | 1993 | 9999 |  |  | N | Natural Gas, Distillate Fuel Oil |  |  |  | H2O | [8 empty] | 0.2 | 0.08319 | 0.08319 | 0.08319 | 0.08319 | [11 empty] | Duke Energy Florida | 100 | Duke Energy Corp | 100
Charles E Monty | 805_G_M-1 | 805 | G | M-1 |  | Hydro |  | NENG_ME | Maine | 23 | Androscoggin | 1 | 23001 | 14 | 0 | 1990 | 9999 |  |  | N | Hydro | [13 empty] | 0 | 0 | 0 | 0 | [11 empty] | Brookfield White Pine Hydro LLC | 100 | Brookfield Asset Management Inc | 100
Charles E Monty | 805_G_M2 | 805 | G | M2 |  | Hydro |  | NENG_ME | Maine | 23 | Androscoggin | 1 | 23001 | 14 | 0 | 1990 | 9999 |  |  | N | Hydro | [13 empty] | 0 | 0 | 0 | 0 | [11 empty] | Brookfield White Pine Hydro LLC | 100 | Brookfield Asset Management Inc | 100
Pouch | 8053_G_N01 | 8053 | G | N01 | 8388 | Combustion Turbine |  | NY_Z_J | New York | 36 | Richmond | 85 | 36085 | 46 | 10745 | 2001 | 9999 |  |  | N | Natural Gas |  |  |  |  | SCR | [7 empty] | 1.053 | 0.00968 | 0.00934 | 0.00968 | 0.00934 | [11 empty] | New York Power Authority | 100 | New York Power Authority | 100
Arkansas Nuclear One | 8055_G_1 | 8055 | G | 1 |  | Nuclear |  | MIS_AR | Arkansas | 5 | Pope | 115 | 05115 | 833.3 | 10456 | 1974 | 9999 |  |  | N | Nuclear Fuel | [13 empty] | 0 | 0 | 0 | 0 | [11 empty] | Entergy Arkansas LLC | 100 | Entergy Corp | 100
Arkansas Nuclear One | 8055_G_2 | 8055 | G | 2 |  | Nuclear |  | MIS_AR | Arkansas | 5 | Pope | 115 | 05115 | 984.5 | 10456 | 1980 | 9999 |  |  | N | Nuclear Fuel | [13 empty] | 0 | 0 | 0 | 0 | [11 empty] | Entergy Arkansas LLC | 100 | Entergy Corp | 100
Waterford 1 & 2 | 8056_G_4 | 8056 | G | 4 | 91255 | Combustion Turbine |  | MIS_AMSO | Louisiana | 22 | St Charles | 89 | 22089 | 32.5 | 14922 | 2009 | 9999 |  |  | N | Distillate Fuel Oil |  |  |  | STM | [9 empty] | 0.12039 | 0.12039 | 0.12039 | 0.12039 | [11 empty] | Entergy Louisiana LLC | 100 | Entergy Corp | 100
DeCordova Steam Electric Station | 8063_G_CT1 | 8063 | G | CT1 | 90028 | Combustion Turbine |  | ERC_REST | Texas | 48 | Hood | 221 | 48221 | 71 | 13340 | 1990 | 9999 |  |  | N | Natural Gas, Distillate Fuel Oil |  |  |  | H2O | [8 empty] | 0.5 | 0.70018 | 0.70018 | 0.70018 | 0.70018 | [11 empty] | Luminant Generation Co LLC | 100 | Energy Future Holdings Corp | 100
DeCordova Steam Electric Station | 8063_G_CT2 | 8063 | G | CT2 | 90029 | Combustion Turbine |  | ERC_REST | Texas | 48 | Hood | 221 | 48221 | 70 | 13340 | 1990 | 9999 |  |  | N | Natural Gas, Distillate Fuel Oil |  |  |  | H2O | [8 empty] | 0.5 | 0.72779 | 0.72779 | 0.72779 | 0.72779 | [11 empty] | Luminant Generation Co LLC | 100 | Energy Future Holdings Corp | 100
DeCordova Steam Electric Station | 8063_G_CT3 | 8063 | G | CT3 | 90030 | Combustion Turbine |  | ERC_REST | Texas | 48 | Hood | 221 | 48221 | 70 | 13339 | 1990 | 9999 |  |  | N | Natural Gas, Distillate Fuel Oil |  |  |  | H2O | [8 empty] | 0.5 | 0.72175 | 0.72175 | 0.72175 | 0.72175 | [11 empty] | Luminant Generation Co LLC | 100 | Energy Future Holdings Corp | 100
DeCordova Steam Electric Station | 8063_G_CT4 | 8063 | G | CT4 | 90031 | Combustion Turbine |  | ERC_REST | Texas | 48 | Hood | 221 | 48221 | 71 | 13338 | 1990 | 9999 |  |  | N | Natural Gas, Distillate Fuel Oil |  |  |  | H2O | [8 empty] | 0.5 | 0.70867 | 0.70867 | 0.70867 | 0.70867 | [11 empty] | Luminant Generation Co LLC | 100 | Energy Future Holdings Corp | 100
Santan | 8068_G_ST1 | 8068 | G | ST1 |  | Combined Cycle |  | WECC_AZ | Arizona | 4 | Maricopa | 13 | 04013 | 92 | 9463 | 1974 | 9999 | other |  | N | Natural Gas |  |  |  | LNB | [9 empty] | 0.07979 | 0.07979 | 0.07979 | 0.07979 | [11 empty] | Salt River Project | 100 | Salt River Project | 100
Santan | 8068_G_ST2 | 8068 | G | ST2 |  | Combined Cycle |  | WECC_AZ | Arizona | 4 | Maricopa | 13 | 04013 | 92 | 9429 | 1974 | 9999 | other |  | N | Natural Gas |  |  |  | LNB | [9 empty] | 0.07383 | 0.07383 | 0.07383 | 0.07383 | [11 empty] | Salt River Project | 100 | Salt River Project | 100
Santan | 8068_G_ST3 | 8068 | G | ST3 |  | Combined Cycle |  | WECC_AZ | Arizona | 4 | Maricopa | 13 | 04013 | 92 | 9383 | 1974 | 9999 | other |  | N | Natural Gas |  |  |  | LNB | [9 empty] | 0.07774 | 0.07774 | 0.07774 | 0.07774 | [11 empty] | Salt River Project | 100 | Salt River Project | 100
Santan | 8068_G_ST4 | 8068 | G | ST4 |  | Combined Cycle |  | WECC_AZ | Arizona | 4 | Maricopa | 13 | 04013 | 92 | 9415 | 1975 | 9999 | other |  | N | Natural Gas |  |  |  | LNB | [9 empty] | 0.07499 | 0.07499 | 0.07499 | 0.07499 | [11 empty] | Salt River Project | 100 | Salt River Project | 100
Santan | 8068_G_ST5A | 8068 | G | ST5A | 10065 | Combined Cycle |  | WECC_AZ | Arizona | 4 | Maricopa | 13 | 04013 | 151 | 7489 | 2005 | 9999 |  |  | N | Natural Gas |  |  |  | DLNB | SCR | [8 empty] | 0.0064229 | 0.0064229 | 0.0064229 | 0.0064229 | [11 empty] | Salt River Project | 100 | Salt River Project | 100
Santan | 8068_G_ST5B | 8068 | G | ST5B | 10066 | Combined Cycle |  | WECC_AZ | Arizona | 4 | Maricopa | 13 | 04013 | 151 | 7489 | 2005 | 9999 |  |  | N | Natural Gas |  |  |  | DLNB | SCR | [8 empty] | 0.0064229 | 0.0064229 | 0.0064229 | 0.0064229 | [11 empty] | Salt River Project | 100 | Salt River Project | 100
Santan | 8068_G_ST5S | 8068 | G | ST5S | 10065 | Combined Cycle |  | WECC_AZ | Arizona | 4 | Maricopa | 13 | 04013 | 280 | 7489 | 2005 | 9999 |  |  | N | Natural Gas |  |  |  | LNB | SCR | [8 empty] | 0.0064229 | 0.0064229 | 0.0064229 | 0.0064229 | [11 empty] | Salt River Project | 100 | Salt River Project | 100
Santan | 8068_G_ST6A | 8068 | G | ST6A | 10067 | Combined Cycle |  | WECC_AZ | Arizona | 4 | Maricopa | 13 | 04013 | 151 | 7489 | 2006 | 9999 |  |  | N | Natural Gas |  |  |  | DLNB | SCR | [8 empty] | 0.005911 | 0.005911 | 0.005911 | 0.005911 | [11 empty] | Salt River Project | 100 | Salt River Project | 100
Santan | 8068_G_ST6S | 8068 | G | ST6S | 10067 | Combined Cycle |  | WECC_AZ | Arizona | 4 | Maricopa | 13 | 04013 | 126 | 7489 | 2006 | 9999 |  |  | N | Natural Gas |  |  |  | LNB | SCR | [8 empty] | 0.005911 | 0.005911 | 0.005911 | 0.005911 | [11 empty] | Salt River Project | 100 | Salt River Project | 100
Beaver | 8073_G_1 | 8073 | G | 1 |  | Combined Cycle |  | WECC_PNW | Oregon | 41 | Columbia | 9 | 41009 | 54 | 10337 | 1974 | 9999 |  |  | N | Natural Gas, Distillate Fuel Oil | [13 empty] | 0.075758 | 0.075758 | 0.075758 | 0.075758 | [11 empty] | Portland General Electric Co | 100 | Portland General Electric Co | 100
Beaver | 8073_G_2 | 8073 | G | 2 |  | Combined Cycle |  | WECC_PNW | Oregon | 41 | Columbia | 9 | 41009 | 54 | 10337 | 1974 | 9999 |  |  | N | Natural Gas, Distillate Fuel Oil | [13 empty] | 0.075758 | 0.075758 | 0.075758 | 0.075758 | [11 empty] | Portland General Electric Co | 100 | Portland General Electric Co | 100
Beaver | 8073_G_3 | 8073 | G | 3 |  | Combined Cycle |  | WECC_PNW | Oregon | 41 | Columbia | 9 | 41009 | 54 | 10337 | 1974 | 9999 |  |  | N | Natural Gas, Distillate Fuel Oil | [13 empty] | 0.075758 | 0.075758 | 0.075758 | 0.075758 | [11 empty] | Portland General Electric Co | 100 | Portland General Electric Co | 100
Beaver | 8073_G_4 | 8073 | G | 4 |  | Combined Cycle |  | WECC_PNW | Oregon | 41 | Columbia | 9 | 41009 | 54 | 10337 | 1974 | 9999 |  |  | N | Natural Gas, Distillate Fuel Oil | [13 empty] | 0.075758 | 0.075758 | 0.075758 | 0.075758 | [11 empty] | Portland General Electric Co | 100 | Portland General Electric Co | 100
Beaver | 8073_G_5 | 8073 | G | 5 |  | Combined Cycle |  | WECC_PNW | Oregon | 41 | Columbia | 9 | 41009 | 54 | 10337 | 1974 | 9999 |  |  | N | Natural Gas, Distillate Fuel Oil | [13 empty] | 0.075758 | 0.075758 | 0.075758 | 0.075758 | [11 empty] | Portland General Electric Co | 100 | Portland General Electric Co | 100
Beaver | 8073_G_6 | 8073 | G | 6 |  | Combined Cycle |  | WECC_PNW | Oregon | 41 | Columbia | 9 | 41009 | 54 | 10337 | 1974 | 9999 |  |  | N | Natural Gas, Distillate Fuel Oil | [13 empty] | 0.075758 | 0.075758 | 0.075758 | 0.075758 | [11 empty] | Portland General Electric Co | 100 | Portland General Electric Co | 100
Beaver | 8073_G_7 | 8073 | G | 7 |  | Combined Cycle |  | WECC_PNW | Oregon | 41 | Columbia | 9 | 41009 | 137 | 10337 | 1977 | 9999 |  |  | N | Natural Gas, Distillate Fuel Oil | [13 empty] | 0.075758 | 0.075758 | 0.075758 | 0.075758 | [11 empty] | Portland General Electric Co | 100 | Portland General Electric Co | 100
Beaver | 8073_G_8 | 8073 | G | 8 |  | Combustion Turbine |  | WECC_PNW | Oregon | 41 | Columbia | 9 | 41009 | 24 | 12333 | 2001 | 9999 |  |  | N | Natural Gas | [12 empty] | 1.4 | 0.05585 | 0.05585 | 0.05585 | 0.05585 | [11 empty] | Portland General Electric Co | 100 | Portland General Electric Co | 100
Jarvis (Hinckley) | 808_G_1 | 808 | G | 1 |  | Hydro |  | NY_Z_C&E | New York | 36 | Oneida | 65 | 36065 | 4.5 | 0 | 1991 | 9999 |  |  | N | Hydro | [13 empty] | 0 | 0 | 0 | 0 | [11 empty] | New York Power Authority | 100 | New York Power Authority | 100
Jarvis (Hinckley) | 808_G_2 | 808 | G | 2 |  | Hydro |  | NY_Z_C&E | New York | 36 | Oneida | 65 | 36065 | 4.5 | 0 | 1991 | 9999 |  |  | N | Hydro | [13 empty] | 0 | 0 | 0 | 0 | [11 empty] | New York Power Authority | 100 | New York Power Authority | 100
American Falls | 809_G_1 | 809 | G | 1 |  | Hydro |  | WECC_ID | Idaho | 16 | Power | 77 | 16077 | 36.8 | 0 | 1978 | 9999 |  |  | N | Hydro | [13 empty] | 0 | 0 | 0 | 0 | [11 empty] | Idaho Power Co | 100 | IDACORP Inc | 100
American Falls | 809_G_2 | 809 | G | 2 |  | Hydro |  | WECC_ID | Idaho | 16 | Power | 77 | 16077 | 36.8 | 0 | 1978 | 9999 |  |  | N | Hydro | [13 empty] | 0 | 0 | 0 | 0 | [11 empty] | Idaho Power Co | 100 | IDACORP Inc | 100
American Falls | 809_G_3 | 809 | G | 3 |  | Hydro |  | WECC_ID | Idaho | 16 | Power | 77 | 16077 | 36.8 | 0 | 1978 | 9999 |  |  | N | Hydro | [13 empty] | 0 | 0 | 0 | 0 | [11 empty] | Idaho Power Co | 100 | IDACORP Inc | 100
Bliss | 810_G_1 | 810 | G | 1 |  | Hydro |  | WECC_ID | Idaho | 16 | Gooding | 47 | 16047 | 26.9 | 0 | 1949 | 9999 |  |  | N | Hydro | [13 empty] | 0 | 0 | 0 | 0 | [11 empty] | Idaho Power Co | 100 | IDACORP Inc | 100
Bliss | 810_G_2 | 810 | G | 2 |  | Hydro |  | WECC_ID | Idaho | 16 | Gooding | 47 | 16047 | 25.7 | 0 | 1950 | 9999 |  |  | N | Hydro | [13 empty] | 0 | 0 | 0 | 0 | [11 empty] | Idaho Power Co | 100 | IDACORP Inc | 100
Bliss | 810_G_3 | 810 | G | 3 |  | Hydro |  | WECC_ID | Idaho | 16 | Gooding | 47 | 16047 | 28.8 | 0 | 1950 | 9999 |  |  | N | Hydro | [13 empty] | 0 | 0 | 0 | 0 | [11 empty] | Idaho Power Co | 100 | IDACORP Inc | 100
Springfield (CO) | 8100_G_1 | 8100 | G | 1 |  | Combustion Turbine | IC Engine | WECC_CO | Colorado | 8 | Baca | 9 | 08009 | 1.2 | 12283 | 1965 | 9999 |  |  | N | Natural Gas, Distillate Fuel Oil | [12 empty] | 1.2 | 1.6498 | 1.6498 | 1.6498 | 1.6498 | [11 empty] | Springfield Municipal Utilities | 100 | Springfield Municipal Utilities | 100
Springfield (CO) | 8100_G_2 | 8100 | G | 2 |  | Combustion Turbine | IC Engine | WECC_CO | Colorado | 8 | Baca | 9 | 08009 | 0.2 | 12283 | 1950 | 9999 |  |  | N | Natural Gas, Distillate Fuel Oil | [12 empty] | 1.2 | 1.6498 | 1.6498 | 1.6498 | 1.6498 | [11 empty] | Springfield Municipal Utilities | 100 | Springfield Municipal Utilities | 100
Springfield (CO) | 8100_G_IC4 | 8100 | G | IC4 |  | Combustion Turbine | IC Engine | WECC_CO | Colorado | 8 | Baca | 9 | 08009 | 0.5 | 12283 | 1950 | 9999 |  |  | N | Natural Gas, Distillate Fuel Oil | [12 empty] | 1.2 | 1.6498 | 1.6498 | 1.6498 | 1.6498 | [11 empty] | Springfield Municipal Utilities | 100 | Springfield Municipal Utilities | 100
Springfield (CO) | 8100_G_IC5 | 8100 | G | IC5 |  | Combustion Turbine | IC Engine | WECC_CO | Colorado | 8 | Baca | 9 | 08009 | 0.8 | 12283 | 1960 | 9999 |  |  | N | Natural Gas, Distillate Fuel Oil | [12 empty] | 1.2 | 1.6498 | 1.6498 | 1.6498 | 1.6498 | [11 empty] | Springfield Municipal Utilities | 100 | Springfield Municipal Utilities | 100
Halstad | 8105_G_4 | 8105 | G | 4 |  | Combustion Turbine | IC Engine | MIS_MNWI | Minnesota | 27 | Norman | 107 | 27107 | 1.9 | 22109 | 2007 | 9999 |  |  | N | Distillate Fuel Oil | [13 empty] | 1.6498 | 1.6498 | 1.6498 | 1.6498 | [11 empty] | Halstad MN (City of) | 100 | Halstad MN (City of) | 100
Halstad | 8105_G_5 | 8105 | G | 5 |  | Combustion Turbine | IC Engine | MIS_MNWI | Minnesota | 27 | Norman | 107 | 27107 | 1.9 | 22093 | 2007 | 9999 |  |  | N | Distillate Fuel Oil | [13 empty] | 1.6498 | 1.6498 | 1.6498 | 1.6498 | [11 empty] | Halstad MN (City of) | 100 | Halstad MN (City of) | 100
Tipton | 8106_G_1A | 8106 | G | 1A |  | Combustion Turbine | IC Engine | MIS_IL | Iowa | 19 | Cedar | 31 | 19031 | 2 | 11686 | 2001 | 9999 |  |  | N | Natural Gas, Distillate Fuel Oil | [12 empty] | 0.161 | 1.061 | 1.061 | 1.061 | 1.061 | [11 empty] | Tipton IA (City of) | 100 | Tipton IA (City of) | 100
Tipton | 8106_G_2 | 8106 | G | 2 |  | Combustion Turbine | IC Engine | MIS_IL | Iowa | 19 | Cedar | 31 | 19031 | 1.2 | 11756 | 1971 | 9999 |  |  | N | Natural Gas, Distillate Fuel Oil | [12 empty] | 1.629 | 1.061 | 1.061 | 1.061 | 1.061 | [11 empty] | Tipton IA (City of) | 100 | Tipton IA (City of) | 100
Tipton | 8106_G_5 | 8106 | G | 5 |  | Combustion Turbine | IC Engine | MIS_IL | Iowa | 19 | Cedar | 31 | 19031 | 2 | 11797 | 2011 | 9999 |  |  | N | Distillate Fuel Oil | [13 empty] | 1.6498 | 1.6498 | 1.6498 | 1.6498 | [11 empty] | Tipton IA (City of) | 100 | Tipton IA (City of) | 100
Tipton | 8106_G_6 | 8106 | G | 6 |  | Combustion Turbine | IC Engine | MIS_IL | Iowa | 19 | Cedar | 31 | 19031 | 2 | 11797 | 2011 | 9999 |  |  | N | Distillate Fuel Oil | [13 empty] | 1.6498 | 1.6498 | 1.6498 | 1.6498 | [11 empty] | Tipton IA (City of) | 100 | Tipton IA (City of) | 100
Tipton | 8106_G_7 | 8106 | G | 7 |  | Combustion Turbine | IC Engine | MIS_IL | Iowa | 19 | Cedar | 31 | 19031 | 2 | 10745 | 2019 | 9999 |  |  | N | Distillate Fuel Oil | [13 empty] | 1.6498 | 1.6498 | 1.6498 | 1.6498 | [11 empty] | Tipton IA (City of) | 100 | Tipton IA (City of) | 100
Hopkinton | 8108_G_1 | 8108 | G | 1 |  | Combustion Turbine | IC Engine | MIS_IL | Iowa | 19 | Delaware | 55 | 19055 | 1.6 | 11454 | 1973 | 9999 |  |  | N | Distillate Fuel Oil | [12 empty] | 2.5 | 1.6498 | 1.6498 | 1.6498 | 1.6498 | [11 empty] | Hopkinton Municipal Utilities | 100 | Hopkinton Municipal Utilities | 100
Hopkinton | 8108_G_CAT | 8108 | G | CAT |  | Combustion Turbine | IC Engine | MIS_IL | Iowa | 19 | Delaware | 55 | 19055 | 2.2 | 11369 | 2011 | 9999 |  |  | N | Distillate Fuel Oil | [13 empty] | 1.6498 | 1.6498 | 1.6498 | 1.6498 | [11 empty] | Hopkinton Municipal Utilities | 100 | Hopkinton Municipal Utilities | 100
Brownlee | 811_G_1 | 811 | G | 1 |  | Hydro |  | WECC_ID | Idaho | 16 | Washington | 87 | 16087 | 123.3 | 0 | 1959 | 9999 |  |  | N | Hydro | [13 empty] | 0 | 0 | 0 | 0 | [11 empty] | Idaho Power Co | 100 | IDACORP Inc | 100
Brownlee | 811_G_2 | 811 | G | 2 |  | Hydro |  | WECC_ID | Idaho | 16 | Washington | 87 | 16087 | 131.2 | 0 | 1958 | 9999 |  |  | N | Hydro | [13 empty] | 0 | 0 | 0 | 0 | [11 empty] | Idaho Power Co | 100 | IDACORP Inc | 100
Brownlee | 811_G_3 | 811 | G | 3 |  | Hydro |  | WECC_ID | Idaho | 16 | Washington | 87 | 16087 | 120.2 | 0 | 1958 | 9999 |  |  | N | Hydro | [13 empty] | 0 | 0 | 0 | 0 | [11 empty] | Idaho Power Co | 100 | IDACORP Inc | 100
Brownlee | 811_G_4 | 811 | G | 4 |  | Hydro |  | WECC_ID | Idaho | 16 | Washington | 87 | 16087 | 123.1 | 0 | 1958 | 9999 |  |  | N | Hydro | [13 empty] | 0 | 0 | 0 | 0 | [11 empty] | Idaho Power Co | 100 | IDACORP Inc | 100
Brownlee | 811_G_5 | 811 | G | 5 |  | Hydro |  | WECC_ID | Idaho | 16 | Washington | 87 | 16087 | 246.2 | 0 | 1980 | 9999 |  |  | N | Hydro | [13 empty] | 0 | 0 | 0 | 0 | [11 empty] | Idaho Power Co | 100 | IDACORP Inc | 100
Stanberry | 8110_G_1 | 8110 | G | 1 |  | Combustion Turbine | IC Engine | S_D_AECI | Missouri | 29 | Gentry | 75 | 29075 | 1.1 | 12283 | 1963 | 9999 |  |  | N | Natural Gas, Distillate Fuel Oil | [12 empty] | 2.3 | 1.061 | 1.061 | 1.061 | 1.061 | [11 empty] | Stanberry MO (City of) | 100 | Stanberry MO (City of) | 100
Stanberry | 8110_G_2 | 8110 | G | 2 |  | Combustion Turbine | IC Engine | S_D_AECI | Missouri | 29 | Gentry | 75 | 29075 | 1.1 | 12283 | 1967 | 9999 |  |  | N | Natural Gas, Distillate Fuel Oil | [12 empty] | 2.3 | 1.061 | 1.061 | 1.061 | 1.061 | [11 empty] | Stanberry MO (City of) | 100 | Stanberry MO (City of) | 100
Stanberry | 8110_G_IC5 | 8110 | G | IC5 |  | Combustion Turbine | IC Engine | S_D_AECI | Missouri | 29 | Gentry | 75 | 29075 | 0.3 | 12283 | 1958 | 9999 |  |  | N | Distillate Fuel Oil | [12 empty] | 2.3 | 1.6498 | 1.6498 | 1.6498 | 1.6498 | [11 empty] | Stanberry MO (City of) | 100 | Stanberry MO (City of) | 100
Stanberry | 8110_G_IC6 | 8110 | G | IC6 |  | Combustion Turbine | IC Engine | S_D_AECI | Missouri | 29 | Gentry | 75 | 29075 | 1.8 | 12283 | 1979 | 9999 |  |  | N | Natural Gas, Distillate Fuel Oil | [12 empty] | 2.3 | 1.061 | 1.061 | 1.061 | 1.061 | [11 empty] | Stanberry MO (City of) | 100 | Stanberry MO (City of) | 100
C J Strike | 812_G_1 | 812 | G | 1 |  | Hydro |  | WECC_ID | Idaho | 16 | Owyhee | 73 | 16073 | 32.3 | 0 | 1952 | 9999 |  |  | N | Hydro | [13 empty] | 0 | 0 | 0 | 0 | [11 empty] | Idaho Power Co | 100 | IDACORP Inc | 100
C J Strike | 812_G_2 | 812 | G | 2 |  | Hydro |  | WECC_ID | Idaho | 16 | Owyhee | 73 | 16073 | 31.2 | 0 | 1952 | 9999 |  |  | N | Hydro | [13 empty] | 0 | 0 | 0 | 0 | [11 empty] | Idaho Power Co | 100 | IDACORP Inc | 100
C J Strike | 812_G_3 | 812 | G | 3 |  | Hydro |  | WECC_ID | Idaho | 16 | Owyhee | 73 | 16073 | 30.7 | 0 | 1952 | 9999 |  |  | N | Hydro | [13 empty] | 0 | 0 | 0 | 0 | [11 empty] | Idaho Power Co | 100 | IDACORP Inc | 100
Cascade Dam | 813_G_1 | 813 | G | 1 |  | Hydro |  | WECC_ID | Idaho | 16 | Valley | 85 | 16085 | 7.2 | 0 | 1984 | 9999 |  |  | N | Hydro | [13 empty] | 0 | 0 | 0 | 0 | [11 empty] | Idaho Power Co | 100 | IDACORP Inc | 100
Cascade Dam | 813_G_2 | 813 | G | 2 |  | Hydro |  | WECC_ID | Idaho | 16 | Valley | 85 | 16085 | 7.2 | 0 | 1983 | 9999 |  |  | N | Hydro | [13 empty] | 0 | 0 | 0 | 0 | [11 empty] | Idaho Power Co | 100 | IDACORP Inc | 100
Clear Lake | 814_G_1 | 814 | G | 1 |  | Hydro |  | WECC_ID | Idaho | 16 | Gooding | 47 | 16047 | 2.1 | 0 | 1937 | 9999 |  |  | N | Hydro | [13 empty] | 0 | 0 | 0 | 0 | [11 empty] | Idaho Power Co | 100 | IDACORP Inc | 100
Lower Malad | 815_G_1 | 815 | G | 1 |  | Hydro |  | WECC_ID | Idaho | 16 | Gooding | 47 | 16047 | 15.3 | 0 | 1948 | 9999 |  |  | N | Hydro | [13 empty] | 0 | 0 | 0 | 0 | [11 empty] | Idaho Power Co | 100 | IDACORP Inc | 100
Lower Salmon | 816_G_1 | 816 | G | 1 |  | Hydro |  | WECC_ID | Idaho | 16 | Gooding | 47 | 16047 | 18.1 | 0 | 1949 | 9999 |  |  | N | Hydro | [13 empty] | 0 | 0 | 0 | 0 | [11 empty] | Idaho Power Co | 100 | IDACORP Inc | 100
Lower Salmon | 816_G_2 | 816 | G | 2 |  | Hydro |  | WECC_ID | Idaho | 16 | Gooding | 47 | 16047 | 18 | 0 | 1949 | 9999 |  |  | N | Hydro | [13 empty] | 0 | 0 | 0 | 0 | [11 empty] | Idaho Power Co | 100 | IDACORP Inc | 100
Lower Salmon | 816_G_3 | 816 | G | 3 |  | Hydro |  | WECC_ID | Idaho | 16 | Gooding | 47 | 16047 | 17.7 | 0 | 1949 | 9999 |  |  | N | Hydro | [13 empty] | 0 | 0 | 0 | 0 | [11 empty] | Idaho Power Co | 100 | IDACORP Inc | 100
Lower Salmon | 816_G_4 | 816 | G | 4 |  | Hydro |  | WECC_ID | Idaho | 16 | Gooding | 47 | 16047 | 18.1 | 0 | 1949 | 9999 |  |  | N | Hydro | [13 empty] | 0 | 0 | 0 | 0 | [11 empty] | Idaho Power Co | 100 | IDACORP Inc | 100
Salmon Diesel | 817_G_1 | 817 | G | 1 |  | Combustion Turbine | IC Engine | WECC_ID | Idaho | 16 | Lemhi | 59 | 16059 | 2.7 | 12619 | 1967 | 9999 |  |  | N | Distillate Fuel Oil | [12 empty] | 1.75 | 1.6498 | 1.6498 | 1.6498 | 1.6498 | [11 empty] | Idaho Power Co | 100 | IDACORP Inc | 100
Salmon Diesel | 817_G_2 | 817 | G | 2 |  | Combustion Turbine | IC Engine | WECC_ID | Idaho | 16 | Lemhi | 59 | 16059 | 2.7 | 12910 | 1967 | 9999 |  |  | N | Distillate Fuel Oil | [12 empty] | 1.75 | 1.6498 | 1.6498 | 1.6498 | 1.6498 | [11 empty] | Idaho Power Co | 100 | IDACORP Inc | 100
Shoshone Falls | 818_G_3 | 818 | G | 3 |  | Hydro |  | WECC_ID | Idaho | 16 | Jerome | 53 | 16053 | 12.8 | 0 | 1921 | 9999 |  |  | N | Hydro | [13 empty] | 0 | 0 | 0 | 0 | [11 empty] | Idaho Power Co | 100 | IDACORP Inc | 100
Shoshone Falls | 818_G_4 | 818 | G | 4 |  | Hydro |  | WECC_ID | Idaho | 16 | Jerome | 53 | 16053 | 3.2 | 0 | 2020 | 9999 |  |  | N | Hydro | [13 empty] | 0 | 0 | 0 | 0 | [11 empty] | Idaho Power Co | 100 | IDACORP Inc | 100
Swan Falls | 819_G_1 | 819 | G | 1 |  | Hydro |  | WECC_ID | Idaho | 16 | Ada | 1 | 16001 | 14.9 | 0 | 1994 | 9999 |  |  | N | Hydro | [13 empty] | 0 | 0 | 0 | 0 | [11 empty] | Idaho Power Co | 100 | IDACORP Inc | 100
Swan Falls | 819_G_2 | 819 | G | 2 |  | Hydro |  | WECC_ID | Idaho | 16 | Ada | 1 | 16001 | 14.5 | 0 | 1994 | 9999 |  |  | N | Hydro | [13 empty] | 0 | 0 | 0 | 0 | [11 empty] | Idaho Power Co | 100 | IDACORP Inc | 100
Thousand Springs | 820_G_3 | 820 | G | 3 |  | Hydro |  | WECC_ID | Idaho | 16 | Gooding | 47 | 16047 | 6.4 | 0 | 1920 | 9999 |  |  | N | Hydro | [13 empty] | 0 | 0 | 0 | 0 | [11 empty] | Idaho Power Co | 100 | IDACORP Inc | 100
Twin Falls (ID) | 821_G_1 | 821 | G | 1 |  | Hydro |  | WECC_ID | Idaho | 16 | Twin Falls | 83 | 16083 | 10.1 | 0 | 1935 | 9999 |  |  | N | Hydro | [13 empty] | 0 | 0 | 0 | 0 | [11 empty] | Idaho Power Co | 100 | IDACORP Inc | 100
Twin Falls (ID) | 821_G_2 | 821 | G | 2 |  | Hydro |  | WECC_ID | Idaho | 16 | Twin Falls | 83 | 16083 | 43.1 | 0 | 1995 | 9999 |  |  | N | Hydro | [13 empty] | 0 | 0 | 0 | 0 | [11 empty] | Idaho Power Co | 100 | IDACORP Inc | 100
Ray D Nixon | 8219_G_GT1 | 8219 | G | GT1 | 3468 | Combustion Turbine |  | WECC_CO | Colorado | 8 | El Paso | 41 | 08041 | 30 | 14912 | 1999 | 9999 |  |  | N | Natural Gas |  |  |  | DLNB | [8 empty] | 1.2 | 0.05024 | 0.05024 | 0.05024 | 0.05024 | [11 empty] | Colorado Springs Utilities | 100 | Colorado Springs Utilities | 100
Ray D Nixon | 8219_G_GT2 | 8219 | G | GT2 | 3467 | Combustion Turbine |  | WECC_CO | Colorado | 8 | El Paso | 41 | 08041 | 30 | 14921 | 1999 | 9999 |  |  | N | Natural Gas |  |  |  | DLNB | [8 empty] | 1.2 | 0.03235 | 0.03235 | 0.03235 | 0.03235 | [11 empty] | Colorado Springs Utilities | 100 | Colorado Springs Utilities | 100
Upper Salmon A | 822_G_1 | 822 | G | 1 |  | Hydro |  | WECC_ID | Idaho | 16 | Twin Falls | 83 | 16083 | 9.5 | 0 | 1937 | 9999 |  |  | N | Hydro | [13 empty] | 0 | 0 | 0 | 0 | [11 empty] | Idaho Power Co | 100 | IDACORP Inc | 100
Upper Salmon A | 822_G_2 | 822 | G | 2 |  | Hydro |  | WECC_ID | Idaho | 16 | Twin Falls | 83 | 16083 | 8.7 | 0 | 1937 | 9999 |  |  | N | Hydro | [13 empty] | 0 | 0 | 0 | 0 | [11 empty] | Idaho Power Co | 100 | IDACORP Inc | 100
Springerville | 8223_G_SGSS | 8223 | G | SGSS |  | Solar PV |  | WECC_AZ | Arizona | 4 | Apache | 1 | 04001 | 3.7 | 0 | 2001 | 9999 |  |  | N | Solar | [13 empty] | 0 | 0 | 0 | 0 | [11 empty] | Tucson Electric Power Co | 100 | Uns Energy Corp | 100
Springerville | 8223_G_SGSS1 | 8223 | G | SGSS1 |  | Solar PV |  | WECC_AZ | Arizona | 4 | Apache | 1 | 04001 | 1.4 | 0 | 2010 | 9999 |  |  | N | Solar | [13 empty] | 0 | 0 | 0 | 0 | [11 empty] | Tucson Electric Power Co | 100 | Uns Energy Corp | 100
Springerville | 8223_G_WMS | 8223 | G | WMS |  | Solar PV |  | WECC_AZ | Arizona | 4 | Apache | 1 | 04001 | 8.3 | 0 | 2014 | 9999 |  |  | N | Solar | [13 empty] | 0 | 0 | 0 | 0 | [11 empty] | Tucson Electric Power Co | 100 | Uns Energy Corp | 100
Seneca Generation LLC | 8225_G_1 | 8225 | G | 1 |  | Pumped Storage |  | PJM_PENE | Pennsylvania | 42 | Warren | 123 | 42123 | 237 | 0 | 1970 | 9999 |  |  | N | Pumped Storage | [13 empty] | 0 | 0 | 0 | 0 | [11 empty] | Seneca Generation LLC | 100 | LS Power Group | 100
Seneca Generation LLC | 8225_G_2 | 8225 | G | 2 |  | Pumped Storage |  | PJM_PENE | Pennsylvania | 42 | Warren | 123 | 42123 | 245 | 0 | 1970 | 9999 |  |  | N | Pumped Storage | [13 empty] | 0 | 0 | 0 | 0 | [11 empty] | Seneca Generation LLC | 100 | LS Power Group | 100
Seneca Generation LLC | 8225_G_3 | 8225 | G | 3 |  | Pumped Storage |  | PJM_PENE | Pennsylvania | 42 | Warren | 123 | 42123 | 31 | 0 | 1970 | 9999 |  |  | N | Pumped Storage | [13 empty] | 0 | 0 | 0 | 0 | [11 empty] | Seneca Generation LLC | 100 | LS Power Group | 100
Upper Malad | 823_G_1 | 823 | G | 1 |  | Hydro |  | WECC_ID | Idaho | 16 | Gooding | 47 | 16047 | 8.1 | 0 | 1948 | 9999 |  |  | N | Hydro | [13 empty] | 0 | 0 | 0 | 0 | [11 empty] | Idaho Power Co | 100 | IDACORP Inc | 100
Ashton | 825_G_1 | 825 | G | 1 |  | Hydro |  | WECC_ID | Idaho | 16 | Fremont | 43 | 16043 | 2.7 | 0 | 1917 | 9999 |  |  | N | Hydro | [13 empty] | 0 | 0 | 0 | 0 | [11 empty] | PacifiCorp | 100 | Berkshire Hathaway Inc | 100
Ashton | 825_G_2 | 825 | G | 2 |  | Hydro |  | WECC_ID | Idaho | 16 | Fremont | 43 | 16043 | 2.2 | 0 | 1925 | 9999 |  |  | N | Hydro | [13 empty] | 0 | 0 | 0 | 0 | [11 empty] | PacifiCorp | 100 | Berkshire Hathaway Inc | 100
Ashton | 825_G_3 | 825 | G | 3 |  | Hydro |  | WECC_ID | Idaho | 16 | Fremont | 43 | 16043 | 2.2 | 0 | 1925 | 9999 |  |  | N | Hydro | [13 empty] | 0 | 0 | 0 | 0 | [11 empty] | PacifiCorp | 100 | Berkshire Hathaway Inc | 100
Grace | 827_G_3 | 827 | G | 3 |  | Hydro |  | WECC_ID | Idaho | 16 | Caribou | 29 | 16029 | 11 | 0 | 1923 | 9999 |  |  | N | Hydro | [13 empty] | 0 | 0 | 0 | 0 | [11 empty] | PacifiCorp | 100 | Berkshire Hathaway Inc | 100
Grace | 827_G_4 | 827 | G | 4 |  | Hydro |  | WECC_ID | Idaho | 16 | Caribou | 29 | 16029 | 11 | 0 | 1923 | 9999 |  |  | N | Hydro | [13 empty] | 0 | 0 | 0 | 0 | [11 empty] | PacifiCorp | 100 | Berkshire Hathaway Inc | 100
Grace | 827_G_5 | 827 | G | 5 |  | Hydro |  | WECC_ID | Idaho | 16 | Caribou | 29 | 16029 | 11 | 0 | 1923 | 9999 |  |  | N | Hydro | [13 empty] | 0 | 0 | 0 | 0 | [11 empty] | PacifiCorp | 100 | Berkshire Hathaway Inc | 100
Oneida | 829_G_1 | 829 | G | 1 |  | Hydro |  | WECC_ID | Idaho | 16 | Franklin | 41 | 16041 | 9.3 | 0 | 1915 | 9999 |  |  | N | Hydro | [13 empty] | 0 | 0 | 0 | 0 | [11 empty] | PacifiCorp | 100 | Berkshire Hathaway Inc | 100
Oneida | 829_G_2 | 829 | G | 2 |  | Hydro |  | WECC_ID | Idaho | 16 | Franklin | 41 | 16041 | 9.3 | 0 | 1916 | 9999 |  |  | N | Hydro | [13 empty] | 0 | 0 | 0 | 0 | [11 empty] | PacifiCorp | 100 | Berkshire Hathaway Inc | 100
Oneida | 829_G_3 | 829 | G | 3 |  | Hydro |  | WECC_ID | Idaho | 16 | Franklin | 41 | 16041 | 9.3 | 0 | 1920 | 9999 |  |  | N | Hydro | [13 empty] | 0 | 0 | 0 | 0 | [11 empty] | PacifiCorp | 100 | Berkshire Hathaway Inc | 100
Soda | 831_G_1 | 831 | G | 1 |  | Hydro |  | WECC_ID | Idaho | 16 | Caribou | 29 | 16029 | 7.6 | 0 | 1924 | 9999 |  |  | N | Hydro | [13 empty] | 0 | 0 | 0 | 0 | [11 empty] | PacifiCorp | 100 | Berkshire Hathaway Inc | 100
Soda | 831_G_2 | 831 | G | 2 |  | Hydro |  | WECC_ID | Idaho | 16 | Caribou | 29 | 16029 | 7.6 | 0 | 1924 | 9999 |  |  | N | Hydro | [13 empty] | 0 | 0 | 0 | 0 | [11 empty] | PacifiCorp | 100 | Berkshire Hathaway Inc | 100
Cabinet Gorge | 833_G_1 | 833 | G | 1 |  | Hydro |  | WECC_PNW | Idaho | 16 | Bonner | 17 | 16017 | 44.3 | 0 | 1953 | 9999 |  |  | N | Hydro | [13 empty] | 0 | 0 | 0 | 0 | [11 empty] | Avista Corp | 100 | Avista Corp | 100
Cabinet Gorge | 833_G_2 | 833 | G | 2 |  | Hydro |  | WECC_PNW | Idaho | 16 | Bonner | 17 | 16017 | 73.9 | 0 | 1953 | 9999 |  |  | N | Hydro | [13 empty] | 0 | 0 | 0 | 0 | [11 empty] | Avista Corp | 100 | Avista Corp | 100
Cabinet Gorge | 833_G_3 | 833 | G | 3 |  | Hydro |  | WECC_PNW | Idaho | 16 | Bonner | 17 | 16017 | 73.4 | 0 | 1952 | 9999 |  |  | N | Hydro | [13 empty] | 0 | 0 | 0 | 0 | [11 empty] | Avista Corp | 100 | Avista Corp | 100
Cabinet Gorge | 833_G_4 | 833 | G | 4 |  | Hydro |  | WECC_PNW | Idaho | 16 | Bonner | 17 | 16017 | 63 | 0 | 1952 | 9999 |  |  | N | Hydro | [13 empty] | 0 | 0 | 0 | 0 | [11 empty] | Avista Corp | 100 | Avista Corp | 100
Post Falls | 835_G_1 | 835 | G | 1 |  | Hydro |  | WECC_PNW | Idaho | 16 | Kootenai | 55 | 16055 | 2.8 | 0 | 1907 | 9999 |  |  | N | Hydro | [13 empty] | 0 | 0 | 0 | 0 | [11 empty] | Avista Corp | 100 | Avista Corp | 100
Post Falls | 835_G_2 | 835 | G | 2 |  | Hydro |  | WECC_PNW | Idaho | 16 | Kootenai | 55 | 16055 | 2.8 | 0 | 1906 | 9999 |  |  | N | Hydro | [13 empty] | 0 | 0 | 0 | 0 | [11 empty] | Avista Corp | 100 | Avista Corp | 100
Post Falls | 835_G_3 | 835 | G | 3 |  | Hydro |  | WECC_PNW | Idaho | 16 | Kootenai | 55 | 16055 | 2.8 | 0 | 1906 | 9999 |  |  | N | Hydro | [13 empty] | 0 | 0 | 0 | 0 | [11 empty] | Avista Corp | 100 | Avista Corp | 100
Post Falls | 835_G_4 | 835 | G | 4 |  | Hydro |  | WECC_PNW | Idaho | 16 | Kootenai | 55 | 16055 | 2.8 | 0 | 1906 | 9999 |  |  | N | Hydro | [13 empty] | 0 | 0 | 0 | 0 | [11 empty] | Avista Corp | 100 | Avista Corp | 100
Post Falls | 835_G_5 | 835 | G | 5 |  | Hydro |  | WECC_PNW | Idaho | 16 | Kootenai | 55 | 16055 | 2.8 | 0 | 1908 | 9999 |  |  | N | Hydro | [13 empty] | 0 | 0 | 0 | 0 | [11 empty] | Avista Corp | 100 | Avista Corp | 100
Post Falls | 835_G_6 | 835 | G | 6 |  | Hydro |  | WECC_PNW | Idaho | 16 | Kootenai | 55 | 16055 | 3.5 | 0 | 1980 | 9999 |  |  | N | Hydro | [13 empty] | 0 | 0 | 0 | 0 | [11 empty] | Avista Corp | 100 | Avista Corp | 100
Scott Flat | 839_G_7P | 839 | G | 7P |  | Hydro |  | WEC_CALN | California | 6 | Nevada | 57 | 06057 | 0.9 | 0 | 1985 | 9999 |  |  | N | Hydro | [13 empty] | 0 | 0 | 0 | 0 | [11 empty] | Nevada Irrigation District | 100 | Nevada Irrigation District | 100
Dworshak | 840_G_1 | 840 | G | 1 |  | Hydro |  | WECC_PNW | Idaho | 16 | Clearwater | 35 | 16035 | 103 | 0 | 1975 | 9999 |  |  | N | Hydro | [13 empty] | 0 | 0 | 0 | 0 | [11 empty] | USACE Northwestern Division | 100 | U S Army Corps of Engineers | 100
Dworshak | 840_G_2 | 840 | G | 2 |  | Hydro |  | WECC_PNW | Idaho | 16 | Clearwater | 35 | 16035 | 103 | 0 | 1975 | 9999 |  |  | N | Hydro | [13 empty] | 0 | 0 | 0 | 0 | [11 empty] | USACE Northwestern Division | 100 | U S Army Corps of Engineers | 100
Dworshak | 840_G_3 | 840 | G | 3 |  | Hydro |  | WECC_PNW | Idaho | 16 | Clearwater | 35 | 16035 | 259 | 0 | 1974 | 9999 |  |  | N | Hydro | [13 empty] | 0 | 0 | 0 | 0 | [11 empty] | USACE Northwestern Division | 100 | U S Army Corps of Engineers | 100
City Power Plant | 841_G_3 | 841 | G | 3 |  | Hydro |  | WECC_ID | Idaho | 16 | Bonneville | 19 | 16019 | 8 | 0 | 1982 | 9999 |  |  | N | Hydro | [13 empty] | 0 | 0 | 0 | 0 | [11 empty] | Idaho Falls ID (City of) | 100 | Idaho Falls ID (City of) | 100
Lower No 2 | 843_G_1 | 843 | G | 1 |  | Hydro |  | WECC_ID | Idaho | 16 | Bonneville | 19 | 16019 | 3 | 0 | 1940 | 9999 |  |  | N | Hydro | [13 empty] | 0 | 0 | 0 | 0 | [11 empty] | Idaho Falls ID (City of) | 100 | Idaho Falls ID (City of) | 100
Upper Power Plant | 844_G_4 | 844 | G | 4 |  | Hydro |  | WECC_ID | Idaho | 16 | Bonneville | 19 | 16019 | 8 | 0 | 1982 | 9999 |  |  | N | Hydro | [13 empty] | 0 | 0 | 0 | 0 | [11 empty] | Idaho Falls ID (City of) | 100 | Idaho Falls ID (City of) | 100
Combie South | 846_G_1 | 846 | G | 1 |  | Hydro |  | WEC_CALN | California | 6 | Nevada | 57 | 06057 | 0.5 | 0 | 1984 | 9999 |  |  | N | Hydro | [13 empty] | 0 | 0 | 0 | 0 | [11 empty] | Nevada Irrigation District | 100 | Nevada Irrigation District | 100
Combie South | 846_G_2 | 846 | G | 2 |  | Hydro |  | WEC_CALN | California | 6 | Nevada | 57 | 06057 | 0.5 | 0 | 1984 | 9999 |  |  | N | Hydro | [13 empty] | 0 | 0 | 0 | 0 | [11 empty] | Nevada Irrigation District | 100 | Nevada Irrigation District | 100
Combie South | 846_G_3 | 846 | G | 3 |  | Hydro |  | WEC_CALN | California | 6 | Nevada | 57 | 06057 | 0.5 | 0 | 1984 | 9999 |  |  | N | Hydro | [13 empty] | 0 | 0 | 0 | 0 | [11 empty] | Nevada Irrigation District | 100 | Nevada Irrigation District | 100
Palisades Dam | 850_G_1 | 850 | G | 1 |  | Hydro |  | WECC_ID | Idaho | 16 | Bonneville | 19 | 16019 | 44.1 | 0 | 1957 | 9999 |  |  | N | Hydro | [13 empty] | 0 | 0 | 0 | 0 | [11 empty] | U S Bureau of Reclamation | 100 | U S Bureau of Reclamation | 100
Palisades Dam | 850_G_2 | 850 | G | 2 |  | Hydro |  | WECC_ID | Idaho | 16 | Bonneville | 19 | 16019 | 44.1 | 0 | 1957 | 9999 |  |  | N | Hydro | [13 empty] | 0 | 0 | 0 | 0 | [11 empty] | U S Bureau of Reclamation | 100 | U S Bureau of Reclamation | 100
Palisades Dam | 850_G_3 | 850 | G | 3 |  | Hydro |  | WECC_ID | Idaho | 16 | Bonneville | 19 | 16019 | 44.1 | 0 | 1957 | 9999 |  |  | N | Hydro | [13 empty] | 0 | 0 | 0 | 0 | [11 empty] | U S Bureau of Reclamation | 100 | U S Bureau of Reclamation | 100
Palisades Dam | 850_G_4 | 850 | G | 4 |  | Hydro |  | WECC_ID | Idaho | 16 | Bonneville | 19 | 16019 | 44.1 | 0 | 1958 | 9999 |  |  | N | Hydro | [13 empty] | 0 | 0 | 0 | 0 | [11 empty] | U S Bureau of Reclamation | 100 | U S Bureau of Reclamation | 100
Albeni Falls | 851_G_1 | 851 | G | 1 |  | Hydro |  | WECC_PNW | Idaho | 16 | Bonner | 17 | 16017 | 14 | 0 | 1955 | 9999 |  |  | N | Hydro | [13 empty] | 0 | 0 | 0 | 0 | [11 empty] | USACE Northwestern Division | 100 | U S Army Corps of Engineers | 100
Albeni Falls | 851_G_2 | 851 | G | 2 |  | Hydro |  | WECC_PNW | Idaho | 16 | Bonner | 17 | 16017 | 14 | 0 | 1955 | 9999 |  |  | N | Hydro | [13 empty] | 0 | 0 | 0 | 0 | [11 empty] | USACE Northwestern Division | 100 | U S Army Corps of Engineers | 100
Albeni Falls | 851_G_3 | 851 | G | 3 |  | Hydro |  | WECC_PNW | Idaho | 16 | Bonner | 17 | 16017 | 14 | 0 | 1955 | 9999 |  |  | N | Hydro | [13 empty] | 0 | 0 | 0 | 0 | [11 empty] | USACE Northwestern Division | 100 | U S Army Corps of Engineers | 100
Grand Tower Energy Center LLC | 862_G_2 | 862 | G | 2 | 579 | Combined Cycle |  | MIS_IL | Illinois | 17 | Jackson | 77 | 17077 | 159 | 15000 | 2001 | 2045 |  |  | N | Natural Gas |  |  |  | DLNB | [8 empty] | 0.001 | 0.072451 | 0.072451 | 0.072451 | 0.072451 | [11 empty] | Grand Tower Energy Center LLC | 100 | Rockland Capital | 100
Grand Tower Energy Center LLC | 862_G_4 | 862 | G | 4 | 579 | Combined Cycle |  | MIS_IL | Illinois | 17 | Jackson | 77 | 17077 | 105 | 15000 | 1958 | 2045 |  |  | N | Natural Gas |  |  |  | DLNB | [8 empty] | 0.001 | 0.072451 | 0.072451 | 0.072451 | 0.072451 | [11 empty] | Grand Tower Energy Center LLC | 100 | Rockland Capital | 100
Ashokan | 88_G_1 | 88 | G | 1 |  | Hydro |  | NY_Z_G-I | New York | 36 | Ulster | 111 | 36111 | 2.3 | 0 | 1982 | 9999 |  |  | N | Hydro | [13 empty] | 0 | 0 | 0 | 0 | [11 empty] | New York Power Authority | 100 | New York Power Authority | 100
Ashokan | 88_G_2 | 88 | G | 2 |  | Hydro |  | NY_Z_G-I | New York | 36 | Ulster | 111 | 36111 | 2.3 | 0 | 1982 | 9999 |  |  | N | Hydro | [13 empty] | 0 | 0 | 0 | 0 | [11 empty] | New York Power Authority | 100 | New York Power Authority | 100
Quad Cities Generating Station | 880_G_1 | 880 | G | 1 |  | Nuclear |  | PJM_COMD | Illinois | 17 | Rock Island | 161 | 17161 | 908 | 10456 | 1972 | 9999 |  |  | N | Nuclear Fuel | [13 empty] | 0 | 0 | 0 | 0 | [11 empty] | Exelon Generation Supply LLC | 75 | Exelon Corp | 75
Quad Cities Generating Station | 880_G_2 | 880 | G | 2 |  | Nuclear |  | PJM_COMD | Illinois | 17 | Rock Island | 161 | 17161 | 911 | 10456 | 1972 | 9999 |  |  | N | Nuclear Fuel | [13 empty] | 0 | 0 | 0 | 0 | [11 empty] | Exelon Generation Supply LLC | 75 | Exelon Corp | 75
Waukegan | 883_G_311 | 883 | G | 311 | 9161 | Combustion Turbine |  | PJM_COMD | Illinois | 17 | Lake | 97 | 17097 | 24.6 | 17378 | 1968 | 2030 |  |  | N | Distillate Fuel Oil | [12 empty] | 1 | 0.25 | 0.25 | 0.25 | 0.25 | [11 empty] | Midwest Generations EME LLC | 100 | NRG Energy Inc | 100
Waukegan | 883_G_312 | 883 | G | 312 | 9162 | Combustion Turbine |  | PJM_COMD | Illinois | 17 | Lake | 97 | 17097 | 28.5 | 17378 | 1968 | 2030 |  |  | N | Distillate Fuel Oil | [12 empty] | 1 | 0.25 | 0.25 | 0.25 | 0.25 | [11 empty] | Midwest Generations EME LLC | 100 | NRG Energy Inc | 100
Waukegan | 883_G_321 | 883 | G | 321 | 9163 | Combustion Turbine |  | PJM_COMD | Illinois | 17 | Lake | 97 | 17097 | 28 | 17376 | 1968 | 2030 |  |  | N | Distillate Fuel Oil | [12 empty] | 1 | 0.25 | 0.25 | 0.25 | 0.25 | [11 empty] | Midwest Generations EME LLC | 100 | NRG Energy Inc | 100
Waukegan | 883_G_322 | 883 | G | 322 | 9164 | Combustion Turbine |  | PJM_COMD | Illinois | 17 | Lake | 97 | 17097 | 26.7 | 17376 | 1968 | 2030 |  |  | N | Distillate Fuel Oil | [12 empty] | 1 | 0.25 | 0.25 | 0.25 | 0.25 | [11 empty] | Midwest Generations EME LLC | 100 | NRG Energy Inc | 100
Fisk Street | 886_G_311 | 886 | G | 311 | 9165 | Combustion Turbine |  | PJM_COMD | Illinois | 17 | Cook | 31 | 17031 | 25.4 | 17437 | 1968 | 2030 |  |  | N | Distillate Fuel Oil | [12 empty] | 1 | 0.25 | 0.25 | 0.25 | 0.25 | [11 empty] | Midwest Generations EME LLC | 100 | NRG Energy Inc | 100
Fisk Street | 886_G_312 | 886 | G | 312 | 9166 | Combustion Turbine |  | PJM_COMD | Illinois | 17 | Cook | 31 | 17031 | 23.7 | 17440 | 1968 | 2030 |  |  | N | Distillate Fuel Oil | [12 empty] | 1 | 0.25 | 0.25 | 0.25 | 0.25 | [11 empty] | Midwest Generations EME LLC | 100 | NRG Energy Inc | 100
Fisk Street | 886_G_321 | 886 | G | 321 | 9167 | Combustion Turbine |  | PJM_COMD | Illinois | 17 | Cook | 31 | 17031 | 25.4 | 17436 | 1968 | 2030 |  |  | N | Distillate Fuel Oil | [12 empty] | 1 | 0.25 | 0.25 | 0.25 | 0.25 | [11 empty] | Midwest Generations EME LLC | 100 | NRG Energy Inc | 100
Fisk Street | 886_G_322 | 886 | G | 322 | 9168 | Combustion Turbine |  | PJM_COMD | Illinois | 17 | Cook | 31 | 17031 | 25.4 | 17436 | 1968 | 2030 |  |  | N | Distillate Fuel Oil | [12 empty] | 1 | 0.25 | 0.25 | 0.25 | 0.25 | [11 empty] | Midwest Generations EME LLC | 100 | NRG Energy Inc | 100
Fisk Street | 886_G_331 | 886 | G | 331 | 9169 | Combustion Turbine |  | PJM_COMD | Illinois | 17 | Cook | 31 | 17031 | 23.7 | 17440 | 1968 | 2030 |  |  | N | Distillate Fuel Oil | [12 empty] | 1 | 0.25 | 0.25 | 0.25 | 0.25 | [11 empty] | Midwest Generations EME LLC | 100 | NRG Energy Inc | 100
Fisk Street | 886_G_332 | 886 | G | 332 | 9170 | Combustion Turbine |  | PJM_COMD | Illinois | 17 | Cook | 31 | 17031 | 25.4 | 17436 | 1968 | 2030 |  |  | N | Distillate Fuel Oil | [12 empty] | 1 | 0.25 | 0.25 | 0.25 | 0.25 | [11 empty] | Midwest Generations EME LLC | 100 | NRG Energy Inc | 100
Fisk Street | 886_G_341 | 886 | G | 341 | 9172 | Combustion Turbine |  | PJM_COMD | Illinois | 17 | Cook | 31 | 17031 | 25.4 | 17436 | 1968 | 2030 |  |  | N | Distillate Fuel Oil | [12 empty] | 1 | 0.25 | 0.25 | 0.25 | 0.25 | [11 empty] | Midwest Generations EME LLC | 100 | NRG Energy Inc | 100
Fisk Street | 886_G_342 | 886 | G | 342 | 9172 | Combustion Turbine |  | PJM_COMD | Illinois | 17 | Cook | 31 | 17031 | 22.8 | 17438 | 1968 | 2030 |  |  | N | Distillate Fuel Oil | [12 empty] | 1 | 0.25 | 0.25 | 0.25 | 0.25 | [11 empty] | Midwest Generations EME LLC | 100 | NRG Energy Inc | 100
Hoover Dam (AZ) | 8902_G_A0 | 8902 | G | A0 |  | Hydro |  | WECC_AZ | Arizona | 4 | Mohave | 15 | 04015 | 2.7 | 0 | 1936 | 9999 |  |  | N | Hydro | [13 empty] | 0 | 0 | 0 | 0 | [11 empty] | U S Bureau of Reclamation | 100 | U S Bureau of Reclamation | 100
Hoover Dam (AZ) | 8902_G_A1 | 8902 | G | A1 |  | Hydro |  | WECC_AZ | Arizona | 4 | Mohave | 15 | 04015 | 130 | 0 | 1941 | 9999 |  |  | N | Hydro | [13 empty] | 0 | 0 | 0 | 0 | [11 empty] | U S Bureau of Reclamation | 100 | U S Bureau of Reclamation | 100
Hoover Dam (AZ) | 8902_G_A2 | 8902 | G | A2 |  | Hydro |  | WECC_AZ | Arizona | 4 | Mohave | 15 | 04015 | 130 | 0 | 1942 | 9999 |  |  | N | Hydro | [13 empty] | 0 | 0 | 0 | 0 | [11 empty] | U S Bureau of Reclamation | 100 | U S Bureau of Reclamation | 100
Hoover Dam (AZ) | 8902_G_A3 | 8902 | G | A3 |  | Hydro |  | WECC_AZ | Arizona | 4 | Mohave | 15 | 04015 | 130 | 0 | 1952 | 9999 |  |  | N | Hydro | [13 empty] | 0 | 0 | 0 | 0 | [11 empty] | U S Bureau of Reclamation | 100 | U S Bureau of Reclamation | 100
Hoover Dam (AZ) | 8902_G_A4 | 8902 | G | A4 |  | Hydro |  | WECC_AZ | Arizona | 4 | Mohave | 15 | 04015 | 130 | 0 | 1952 | 9999 |  |  | N | Hydro | [13 empty] | 0 | 0 | 0 | 0 | [11 empty] | U S Bureau of Reclamation | 100 | U S Bureau of Reclamation | 100
Hoover Dam (AZ) | 8902_G_A5 | 8902 | G | A5 |  | Hydro |  | WECC_AZ | Arizona | 4 | Mohave | 15 | 04015 | 127 | 0 | 1943 | 9999 |  |  | N | Hydro | [13 empty] | 0 | 0 | 0 | 0 | [11 empty] | U S Bureau of Reclamation | 100 | U S Bureau of Reclamation | 100
Hoover Dam (AZ) | 8902_G_A6 | 8902 | G | A6 |  | Hydro |  | WECC_AZ | Arizona | 4 | Mohave | 15 | 04015 | 130 | 0 | 1939 | 9999 |  |  | N | Hydro | [13 empty] | 0 | 0 | 0 | 0 | [11 empty] | U S Bureau of Reclamation | 100 | U S Bureau of Reclamation | 100
Hoover Dam (AZ) | 8902_G_A7 | 8902 | G | A7 |  | Hydro |  | WECC_AZ | Arizona | 4 | Mohave | 15 | 04015 | 130 | 0 | 1939 | 9999 |  |  | N | Hydro | [13 empty] | 0 | 0 | 0 | 0 | [11 empty] | U S Bureau of Reclamation | 100 | U S Bureau of Reclamation | 100
Hoover Dam (AZ) | 8902_G_A8 | 8902 | G | A8 |  | Hydro |  | WECC_AZ | Arizona | 4 | Mohave | 15 | 04015 | 61.5 | 0 | 1937 | 9999 |  |  | N | Hydro | [13 empty] | 0 | 0 | 0 | 0 | [11 empty] | U S Bureau of Reclamation | 100 | U S Bureau of Reclamation | 100
Hoover Dam (AZ) | 8902_G_A9 | 8902 | G | A9 |  | Hydro |  | WECC_AZ | Arizona | 4 | Mohave | 15 | 04015 | 68.5 | 0 | 1952 | 9999 |  |  | N | Hydro | [13 empty] | 0 | 0 | 0 | 0 | [11 empty] | U S Bureau of Reclamation | 100 | U S Bureau of Reclamation | 100
Astoria Generating Station | 8906_G_1 | 8906 | G | 1 | 3489 | Combustion Turbine |  | NY_Z_J | New York | 36 | Queens | 81 | 36081 | 14 | 18734 | 1967 | 9999 |  |  | N | Natural Gas | [13 empty] | 0.2224 | 0.2224 | 0.2224 | 0.2224 | [11 empty] | Astoria Generating | 100 | ArcLight Capital Partners LLC | 100
Moline | 899_G_GT1 | 899 | G | GT1 |  | Combustion Turbine |  | MIS_MIDA | Illinois | 17 | Rock Island | 161 | 17161 | 16 | 25000 | 1970 | 2045 |  |  | N | Natural Gas | [12 empty] | 1 | 0.43543 | 0.43543 | 0.43543 | 0.43543 | [11 empty] | MidAmerican Energy Co | 100 | Berkshire Hathaway Inc | 100
Moline | 899_G_GT2 | 899 | G | GT2 |  | Combustion Turbine |  | MIS_MIDA | Illinois | 17 | Rock Island | 161 | 17161 | 17.1 | 25000 | 1970 | 2045 |  |  | N | Natural Gas | [12 empty] | 1 | 0.46013 | 0.46013 | 0.46013 | 0.46013 | [11 empty] | MidAmerican Energy Co | 100 | Berkshire Hathaway Inc | 100
Moline | 899_G_GT3 | 899 | G | GT3 |  | Combustion Turbine |  | MIS_MIDA | Illinois | 17 | Rock Island | 161 | 17161 | 16.9 | 25000 | 1970 | 2045 |  |  | N | Natural Gas | [12 empty] | 1 | 0.40217 | 0.40217 | 0.40217 | 0.40217 | [11 empty] | MidAmerican Energy Co | 100 | Berkshire Hathaway Inc | 100
Moline | 899_G_GT4 | 899 | G | GT4 |  | Combustion Turbine |  | MIS_MIDA | Illinois | 17 | Rock Island | 161 | 17161 | 16.7 | 25000 | 1970 | 2045 |  |  | N | Natural Gas | [12 empty] | 1 | 0.36651 | 0.36651 | 0.36651 | 0.36651 | [11 empty] | MidAmerican Energy Co | 100 | Berkshire Hathaway Inc | 100
Moline | 899_G_HY1 | 899 | G | HY1 |  | Hydro |  | MIS_MIDA | Illinois | 17 | Rock Island | 161 | 17161 | 0.8 | 0 | 1942 | 9999 |  |  | N | Hydro | [13 empty] | 0 | 0 | 0 | 0 | [11 empty] | MidAmerican Energy Co | 100 | Berkshire Hathaway Inc | 100
Moline | 899_G_HY2 | 899 | G | HY2 |  | Hydro |  | MIS_MIDA | Illinois | 17 | Rock Island | 161 | 17161 | 0.8 | 0 | 1942 | 9999 |  |  | N | Hydro | [13 empty] | 0 | 0 | 0 | 0 | [11 empty] | MidAmerican Energy Co | 100 | Berkshire Hathaway Inc | 100
Moline | 899_G_HY3 | 899 | G | HY3 |  | Hydro |  | MIS_MIDA | Illinois | 17 | Rock Island | 161 | 17161 | 0.8 | 0 | 1942 | 9999 |  |  | N | Hydro | [13 empty] | 0 | 0 | 0 | 0 | [11 empty] | MidAmerican Energy Co | 100 | Berkshire Hathaway Inc | 100
Moline | 899_G_HY4 | 899 | G | HY4 |  | Hydro |  | MIS_MIDA | Illinois | 17 | Rock Island | 161 | 17161 | 0.8 | 0 | 1942 | 9999 |  |  | N | Hydro | [13 empty] | 0 | 0 | 0 | 0 | [11 empty] | MidAmerican Energy Co | 100 | Berkshire Hathaway Inc | 100
Copper | 9_G_1 | 9 | G | 1 | 90211 | Combustion Turbine |  | WECC_NM | Texas | 48 | El Paso | 141 | 48141 | 64 | 16930 | 1980 | 9999 |  |  | N | Natural Gas |  |  |  | H2O | [8 empty] | 3 | 0.24448 | 0.24448 | 0.24448 | 0.24448 | [11 empty] | El Paso Electric Co | 100 | JPMorgan Chase & Co | 100
Rockton | 903_G_1 | 903 | G | 1 |  | Hydro |  | PJM_COMD | Illinois | 17 | Winnebago | 201 | 17201 | 0.6 | 0 | 1929 | 9999 |  |  | N | Hydro | [13 empty] | 0 | 0 | 0 | 0 | [11 empty] | Midwest Hydro LLC | 100 | Hudson Clean Energy Partners LP | 100
Rockton | 903_G_2 | 903 | G | 2 |  | Hydro |  | PJM_COMD | Illinois | 17 | Winnebago | 201 | 17201 | 0.5 | 0 | 1929 | 9999 |  |  | N | Hydro | [13 empty] | 0 | 0 | 0 | 0 | [11 empty] | Midwest Hydro LLC | 100 | Hudson Clean Energy Partners LP | 100
Cherry Street | 9038_G_12 | 9038 | G | 12 |  | Combustion Turbine | IC Engine | NENGREST | Massachusetts | 25 | Middlesex | 17 | 25017 | 4.9 | 11220 | 1972 | 9999 |  |  | N | Natural Gas, Distillate Fuel Oil | [12 empty] | 0.789 | 3.1 | 3.1 | 3.1 | 3.1 | [11 empty] | Hudson Light & Power Dept | 100 | Hudson Light & Power Dept | 100
Cherry Street | 9038_G_7 | 9038 | G | 7 |  | Combustion Turbine | IC Engine | NENGREST | Massachusetts | 25 | Middlesex | 17 | 25017 | 2.5 | 11228 | 1951 | 9999 |  |  | N | Distillate Fuel Oil | [12 empty] | 0.789 | 3.1545 | 3.1545 | 3.1545 | 3.1545 | [11 empty] | Hudson Light & Power Dept | 100 | Hudson Light & Power Dept | 100
Cherry Street | 9038_G_8 | 9038 | G | 8 |  | Combustion Turbine | IC Engine | NENGREST | Massachusetts | 25 | Middlesex | 17 | 25017 | 3.4 | 11204 | 1956 | 9999 |  |  | N | Natural Gas, Distillate Fuel Oil | [12 empty] | 0.789 | 3.0738 | 3.0738 | 3.0738 | 3.0738 | [11 empty] | Hudson Light & Power Dept | 100 | Hudson Light & Power Dept | 100
Alamo | 905_G_1 | 905 | G | 1 |  | Hydro |  | WECC_SCE | California | 6 | Los Angeles | 37 | 06037 | 17 | 0 | 1986 | 9999 |  |  | N | Hydro | [13 empty] | 0 | 0 | 0 | 0 | [11 empty] | California Dept Water Resources | 100 | California Dept Water Resources | 100
Monroe Street | 9095_G_6 | 9095 | G | 6 |  | Hydro |  | WECC_PNW | Washington | 53 | Spokane | 63 | 53063 | 15 | 0 | 1992 | 9999 |  |  | N | Hydro | [13 empty] | 0 | 0 | 0 | 0 | [11 empty] | Avista Corp | 100 | Avista Corp | 100
Upper Falls | 9096_G_1 | 9096 | G | 1 |  | Hydro |  | WECC_PNW | Washington | 53 | Spokane | 63 | 53063 | 10.2 | 0 | 1922 | 9999 |  |  | N | Hydro | [13 empty] | 0 | 0 | 0 | 0 | [11 empty] | Avista Corp | 100 | Avista Corp | 100
Venice | 913_G_GT2 | 913 | G | GT2 | 9044 | Combustion Turbine |  | MIS_MO | Illinois | 17 | Madison | 119 | 17119 | 48 | 11411 | 2002 | 2045 |  |  | N | Natural Gas, Distillate Fuel Oil | [12 empty] | 0.1 | 0.13963 | 0.13963 | 0.13963 | 0.13963 | [11 empty] | Ameren Missouri | 100 | Ameren Corp | 100
Venice | 913_G_GT3 | 913 | G | GT3 | 89497 | Combustion Turbine |  | MIS_MO | Illinois | 17 | Madison | 119 | 17119 | 168 | 11411 | 2005 | 2045 |  |  | N | Natural Gas |  |  |  | DLNB + H2O | [8 empty] | 0.28 | 0.04696 | 0.04696 | 0.04696 | 0.04696 | [11 empty] | Ameren Missouri | 100 | Ameren Corp | 100
Venice | 913_G_GT4 | 913 | G | GT4 | 89498 | Combustion Turbine |  | MIS_MO | Illinois | 17 | Madison | 119 | 17119 | 168 | 11411 | 2005 | 2045 |  |  | N | Natural Gas |  |  |  | DLNB + H2O | [8 empty] | 0.28 | 0.05797 | 0.05797 | 0.05797 | 0.05797 | [11 empty] | Ameren Missouri | 100 | Ameren Corp | 100
Venice | 913_G_GT5 | 913 | G | GT5 | 89499 | Combustion Turbine |  | MIS_MO | Illinois | 17 | Madison | 119 | 17119 | 103 | 11411 | 2005 | 2045 |  |  | N | Natural Gas |  |  |  | DLNB + H2O | [8 empty] | 0.28 | 0.08073 | 0.08073 | 0.08073 | 0.08073 | [11 empty] | Ameren Missouri | 100 | Ameren Corp | 100
Quincy Chute | 917_G_1 | 917 | G | 1 |  | Hydro |  | WECC_PNW | Washington | 53 | Grant | 25 | 53025 | 9.4 | 0 | 1985 | 9999 |  |  | N | Hydro | [13 empty] | 0 | 0 | 0 | 0 | [11 empty] | Grand Coulee Project Hydroelectric Authority | 100 | East Columbia Basin Irrigation District | 100
Hydro Plant No 3 | 925_G_2 | 925 | G | 2 |  | Hydro |  | WECC_UT | Utah | 49 | Sanpete | 39 | 49039 | 0.6 | 0 | 1984 | 9999 |  |  | N | Hydro | [13 empty] | 0 | 0 | 0 | 0 | [11 empty] | Ephraim UT (City of) | 100 | Ephraim UT (City of) | 100
Hydro Plant No 3 | 925_G_3 | 925 | G | 3 |  | Hydro |  | WECC_UT | Utah | 49 | Sanpete | 39 | 49039 | 2 | 0 | 1984 | 9999 |  |  | N | Hydro | [13 empty] | 0 | 0 | 0 | 0 | [11 empty] | Ephraim UT (City of) | 100 | Ephraim UT (City of) | 100
Breese | 934_G_2 | 934 | G | 2 |  | Combustion Turbine | IC Engine | MIS_IL | Illinois | 17 | Clinton | 27 | 17027 | 3 | 12953 | 1982 | 2045 |  |  | N | Natural Gas, Distillate Fuel Oil | [12 empty] | 1 | 0.53337 | 0.53337 | 0.53337 | 0.53337 | [11 empty] | Breese IL (City of) | 100 | Breese IL (City of) | 100
Breese | 934_G_5 | 934 | G | 5 |  | Combustion Turbine | IC Engine | MIS_IL | Illinois | 17 | Clinton | 27 | 17027 | 2.5 | 12948 | 1992 | 9999 |  |  | N | Distillate Fuel Oil | [12 empty] | 1 | 1.6498 | 1.6498 | 1.6498 | 1.6498 | [11 empty] | Breese IL (City of) | 100 | Breese IL (City of) | 100
Breese | 934_G_6 | 934 | G | 6 |  | Combustion Turbine | IC Engine | MIS_IL | Illinois | 17 | Clinton | 27 | 17027 | 2.5 | 12948 | 1997 | 9999 |  |  | N | Distillate Fuel Oil | [12 empty] | 1 | 3.3804 | 3.3804 | 3.3804 | 3.3804 | [11 empty] | Breese IL (City of) | 100 | Breese IL (City of) | 100
Breese | 934_G_7 | 934 | G | 7 |  | Combustion Turbine | IC Engine | MIS_IL | Illinois | 17 | Clinton | 27 | 17027 | 2.5 | 12948 | 2008 | 9999 |  |  | N | Distillate Fuel Oil | [13 empty] | 1.6498 | 1.6498 | 1.6498 | 1.6498 | [11 empty] | Breese IL (City of) | 100 | Breese IL (City of) | 100
Breese | 934_G_8 | 934 | G | 8 |  | Combustion Turbine | IC Engine | MIS_IL | Illinois | 17 | Clinton | 27 | 17027 | 2.5 | 12455 | 2014 | 9999 |  |  | N | Distillate Fuel Oil | [13 empty] | 1.6498 | 1.6498 | 1.6498 | 1.6498 | [11 empty] | Breese IL (City of) | 100 | Breese IL (City of) | 100
Breese | 934_G_IC1 | 934 | G | IC1 |  | Combustion Turbine | IC Engine | MIS_IL | Illinois | 17 | Clinton | 27 | 17027 | 1 | 12979 | 1953 | 9999 |  |  | N | Distillate Fuel Oil | [12 empty] | 1 | 1.6498 | 1.6498 | 1.6498 | 1.6498 | [11 empty] | Breese IL (City of) | 100 | Breese IL (City of) | 100
Breese | 934_G_IC3 | 934 | G | IC3 |  | Combustion Turbine | IC Engine | MIS_IL | Illinois | 17 | Clinton | 27 | 17027 | 3 | 12963 | 1968 | 2045 |  |  | N | Natural Gas, Distillate Fuel Oil | [12 empty] | 1 | 3.0646 | 3.0646 | 3.0646 | 3.0646 | [11 empty] | Breese IL (City of) | 100 | Breese IL (City of) | 100
Bushnell | 935_G_1 | 935 | G | 1 |  | Combustion Turbine | IC Engine | MIS_IL | Illinois | 17 | McDonough | 109 | 17109 | 0.2 | 10944 | 1940 | 9999 |  |  | N | Distillate Fuel Oil | [12 empty] | 1 | 1.6498 | 1.6498 | 1.6498 | 1.6498 | [11 empty] | Bushnell IL (City of) | 100 | Bushnell IL (City of) | 100
Bushnell | 935_G_2 | 935 | G | 2 |  | Combustion Turbine | IC Engine | MIS_IL | Illinois | 17 | McDonough | 109 | 17109 | 0.2 | 10944 | 1940 | 9999 |  |  | N | Distillate Fuel Oil | [12 empty] | 1 | 1.6498 | 1.6498 | 1.6498 | 1.6498 | [11 empty] | Bushnell IL (City of) | 100 | Bushnell IL (City of) | 100
Bushnell | 935_G_3 | 935 | G | 3 |  | Combustion Turbine | IC Engine | MIS_IL | Illinois | 17 | McDonough | 109 | 17109 | 2.2 | 10745 | 1965 | 9999 |  |  | N | Distillate Fuel Oil | [12 empty] | 1 | 1.6498 | 1.6498 | 1.6498 | 1.6498 | [11 empty] | Bushnell IL (City of) | 100 | Bushnell IL (City of) | 100
Bushnell | 935_G_4 | 935 | G | 4 |  | Combustion Turbine | IC Engine | MIS_IL | Illinois | 17 | McDonough | 109 | 17109 | 2.2 | 10745 | 1965 | 9999 |  |  | N | Distillate Fuel Oil | [12 empty] | 1 | 1.6498 | 1.6498 | 1.6498 | 1.6498 | [11 empty] | Bushnell IL (City of) | 100 | Bushnell IL (City of) | 100
Bushnell | 935_G_5 | 935 | G | 5 |  | Combustion Turbine | IC Engine | MIS_IL | Illinois | 17 | McDonough | 109 | 17109 | 1 | 10745 | 1956 | 9999 |  |  | N | Distillate Fuel Oil | [12 empty] | 1 | 1.6498 | 1.6498 | 1.6498 | 1.6498 | [11 empty] | Bushnell IL (City of) | 100 | Bushnell IL (City of) | 100
Bushnell | 935_G_6 | 935 | G | 6 |  | Combustion Turbine | IC Engine | MIS_IL | Illinois | 17 | McDonough | 109 | 17109 | 2.5 | 10745 | 2000 | 9999 |  |  | N | Distillate Fuel Oil | [12 empty] | 1 | 1.6498 | 1.6498 | 1.6498 | 1.6498 | [11 empty] | Bushnell IL (City of) | 100 | Bushnell IL (City of) | 100
Bushnell | 935_G_7 | 935 | G | 7 |  | Combustion Turbine | IC Engine | MIS_IL | Illinois | 17 | McDonough | 109 | 17109 | 2.5 | 10745 | 2000 | 9999 |  |  | N | Distillate Fuel Oil | [12 empty] | 1 | 2.3872 | 2.3872 | 2.3872 | 2.3872 | [11 empty] | Bushnell IL (City of) | 100 | Bushnell IL (City of) | 100
Carlyle | 936_G_10 | 936 | G | 10 |  | Combustion Turbine | IC Engine | MIS_IL | Illinois | 17 | Clinton | 27 | 17027 | 2.5 | 12824 | 2003 | 9999 |  |  | N | Distillate Fuel Oil | [12 empty] | 1 | 1.6498 | 1.6498 | 1.6498 | 1.6498 | [11 empty] | Carlyle Municipal Electric | 100 | Carlyle Municipal Electric | 100
Carlyle | 936_G_11 | 936 | G | 11 |  | Combustion Turbine | IC Engine | MIS_IL | Illinois | 17 | Clinton | 27 | 17027 | 2.8 | 10745 | 2019 | 9999 |  |  | N | Distillate Fuel Oil | [13 empty] | 1.6498 | 1.6498 | 1.6498 | 1.6498 | [11 empty] | Carlyle Municipal Electric | 100 | Carlyle Municipal Electric | 100
Carlyle | 936_G_7 | 936 | G | 7 |  | Combustion Turbine | IC Engine | MIS_IL | Illinois | 17 | Clinton | 27 | 17027 | 2 | 12791 | 1964 | 2045 |  |  | N | Natural Gas, Distillate Fuel Oil | [12 empty] | 1 | 1.6498 | 1.6498 | 1.6498 | 1.6498 | [11 empty] | Carlyle Municipal Electric | 100 | Carlyle Municipal Electric | 100
Carlyle | 936_G_8 | 936 | G | 8 |  | Combustion Turbine | IC Engine | MIS_IL | Illinois | 17 | Clinton | 27 | 17027 | 2.5 | 12815 | 1998 | 9999 |  |  | N | Distillate Fuel Oil | [12 empty] | 1 | 2.3625 | 2.3625 | 2.3625 | 2.3625 | [11 empty] | Carlyle Municipal Electric | 100 | Carlyle Municipal Electric | 100
Carlyle | 936_G_9 | 936 | G | 9 |  | Combustion Turbine | IC Engine | MIS_IL | Illinois | 17 | Clinton | 27 | 17027 | 2.5 | 12815 | 1999 | 9999 |  |  | N | Distillate Fuel Oil | [12 empty] | 1 | 4.0632 | 4.0632 | 4.0632 | 4.0632 | [11 empty] | Carlyle Municipal Electric | 100 | Carlyle Municipal Electric | 100
Carmi | 937_G_10 | 937 | G | 10 |  | Combustion Turbine | IC Engine | MIS_IL | Illinois | 17 | White | 193 | 17193 | 1.6 | 10745 | 1958 | 2045 |  |  | N | Natural Gas, Distillate Fuel Oil | [12 empty] | 1 | 1.6498 | 1.6498 | 1.6498 | 1.6498 | [11 empty] | Carmi Light Water & Power | 100 | Carmi Light Water & Power | 100
Carmi | 937_G_12 | 937 | G | 12 |  | Combustion Turbine | IC Engine | MIS_IL | Illinois | 17 | White | 193 | 17193 | 1.8 | 10745 | 1967 | 2045 |  |  | N | Natural Gas, Distillate Fuel Oil | [12 empty] | 1 | 1.6498 | 1.6498 | 1.6498 | 1.6498 | [11 empty] | Carmi Light Water & Power | 100 | Carmi Light Water & Power | 100
Carmi | 937_G_13 | 937 | G | 13 |  | Combustion Turbine | IC Engine | MIS_IL | Illinois | 17 | White | 193 | 17193 | 4.3 | 10745 | 1973 | 2045 |  |  | N | Natural Gas, Distillate Fuel Oil | [12 empty] | 1 | 1.6498 | 1.6498 | 1.6498 | 1.6498 | [11 empty] | Carmi Light Water & Power | 100 | Carmi Light Water & Power | 100
Carmi | 937_G_14 | 937 | G | 14 |  | Combustion Turbine | IC Engine | MIS_IL | Illinois | 17 | White | 193 | 17193 | 1.1 | 10745 | 2013 | 9999 |  |  | N | Distillate Fuel Oil | [13 empty] | 1.6498 | 1.6498 | 1.6498 | 1.6498 | [11 empty] | Carmi Light Water & Power | 100 | Carmi Light Water & Power | 100
Carmi | 937_G_7 | 937 | G | 7 |  | Combustion Turbine | IC Engine | MIS_IL | Illinois | 17 | White | 193 | 17193 | 0.9 | 10745 | 1948 | 9999 |  |  | N | Distillate Fuel Oil | [12 empty] | 1 | 1.6498 | 1.6498 | 1.6498 | 1.6498 | [11 empty] | Carmi Light Water & Power | 100 | Carmi Light Water & Power | 100
Carmi | 937_G_8 | 937 | G | 8 |  | Combustion Turbine | IC Engine | MIS_IL | Illinois | 17 | White | 193 | 17193 | 1.2 | 10745 | 1951 | 2045 |  |  | N | Natural Gas, Distillate Fuel Oil | [12 empty] | 1 | 1.6498 | 1.6498 | 1.6498 | 1.6498 | [11 empty] | Carmi Light Water & Power | 100 | Carmi Light Water & Power | 100
Carmi | 937_G_9 | 937 | G | 9 |  | Combustion Turbine | IC Engine | MIS_IL | Illinois | 17 | White | 193 | 17193 | 1.5 | 10745 | 1958 | 2045 |  |  | N | Natural Gas, Distillate Fuel Oil | [12 empty] | 1 | 1.6498 | 1.6498 | 1.6498 | 1.6498 | [11 empty] | Carmi Light Water & Power | 100 | Carmi Light Water & Power | 100
Farmer City | 941_G_1 | 941 | G | 1 |  | Combustion Turbine | IC Engine | MIS_IL | Illinois | 17 | DeWitt | 39 | 17039 | 1.3 | 10745 | 1967 | 2045 |  |  | N | Natural Gas, Distillate Fuel Oil | [12 empty] | 1 | 1.061 | 1.061 | 1.061 | 1.061 | [11 empty] | Farmer City IL (City of) | 100 | Farmer City IL (City of) | 100
Farmer City | 941_G_2 | 941 | G | 2 |  | Combustion Turbine | IC Engine | MIS_IL | Illinois | 17 | DeWitt | 39 | 17039 | 0.9 | 10745 | 1963 | 9999 |  |  | N | Distillate Fuel Oil | [12 empty] | 1 | 1.6498 | 1.6498 | 1.6498 | 1.6498 | [11 empty] | Farmer City IL (City of) | 100 | Farmer City IL (City of) | 100
Farmer City | 941_G_4 | 941 | G | 4 |  | Combustion Turbine | IC Engine | MIS_IL | Illinois | 17 | DeWitt | 39 | 17039 | 0.7 | 10745 | 1951 | 9999 |  |  | N | Distillate Fuel Oil | [12 empty] | 1 | 1.6498 | 1.6498 | 1.6498 | 1.6498 | [11 empty] | Farmer City IL (City of) | 100 | Farmer City IL (City of) | 100
Farmer City | 941_G_5 | 941 | G | 5 |  | Combustion Turbine | IC Engine | MIS_IL | Illinois | 17 | DeWitt | 39 | 17039 | 2.8 | 10745 | 1974 | 2045 |  |  | N | Natural Gas, Distillate Fuel Oil | [12 empty] | 1 | 1.061 | 1.061 | 1.061 | 1.061 | [11 empty] | Farmer City IL (City of) | 100 | Farmer City IL (City of) | 100
Farmer City | 941_G_6 | 941 | G | 6 |  | Combustion Turbine | IC Engine | MIS_IL | Illinois | 17 | DeWitt | 39 | 17039 | 2 | 10745 | 2012 | 9999 |  |  | N | Distillate Fuel Oil | [13 empty] | 1.6498 | 1.6498 | 1.6498 | 1.6498 | [11 empty] | Farmer City IL (City of) | 100 | Farmer City IL (City of) | 100
Farmer City | 941_G_7 | 941 | G | 7 |  | Combustion Turbine | IC Engine | MIS_IL | Illinois | 17 | DeWitt | 39 | 17039 | 2 | 10745 | 2012 | 9999 |  |  | N | Distillate Fuel Oil | [13 empty] | 1.6498 | 1.6498 | 1.6498 | 1.6498 | [11 empty] | Farmer City IL (City of) | 100 | Farmer City IL (City of) | 100
Freeburg | 943_G_1 | 943 | G | 1 |  | Combustion Turbine | IC Engine | MIS_IL | Illinois | 17 | St Clair | 163 | 17163 | 0.4 | 10745 | 1948 | 9999 |  |  | N | Distillate Fuel Oil | [12 empty] | 1 | 1.6498 | 1.6498 | 1.6498 | 1.6498 | [11 empty] | Freeburg IL (Village of) | 100 | Freeburg IL (Village of) | 100
Freeburg | 943_G_10 | 943 | G | 10 |  | Combustion Turbine | IC Engine | MIS_IL | Illinois | 17 | St Clair | 163 | 17163 | 1.8 | 10745 | 2007 | 9999 |  |  | N | Distillate Fuel Oil | [12 empty] | 0.3 | 1.6498 | 1.6498 | 1.6498 | 1.6498 | [11 empty] | Freeburg IL (Village of) | 100 | Freeburg IL (Village of) | 100
Freeburg | 943_G_11 | 943 | G | 11 |  | Combustion Turbine | IC Engine | MIS_IL | Illinois | 17 | St Clair | 163 | 17163 | 1.8 | 10745 | 2007 | 9999 |  |  | N | Distillate Fuel Oil | [12 empty] | 0.3 | 1.6498 | 1.6498 | 1.6498 | 1.6498 | [11 empty] | Freeburg IL (Village of) | 100 | Freeburg IL (Village of) | 100
Freeburg | 943_G_12 | 943 | G | 12 |  | Combustion Turbine | IC Engine | MIS_IL | Illinois | 17 | St Clair | 163 | 17163 | 1.8 | 10745 | 2007 | 9999 |  |  | N | Distillate Fuel Oil | [13 empty] | 1.6498 | 1.6498 | 1.6498 | 1.6498 | [11 empty] | Freeburg IL (Village of) | 100 | Freeburg IL (Village of) | 100
Freeburg | 943_G_2 | 943 | G | 2 |  | Combustion Turbine | IC Engine | MIS_IL | Illinois | 17 | St Clair | 163 | 17163 | 0.4 | 10745 | 1948 | 9999 |  |  | N | Distillate Fuel Oil | [12 empty] | 1 | 1.6498 | 1.6498 | 1.6498 | 1.6498 | [11 empty] | Freeburg IL (Village of) | 100 | Freeburg IL (Village of) | 100
Freeburg | 943_G_3 | 943 | G | 3 |  | Combustion Turbine | IC Engine | MIS_IL | Illinois | 17 | St Clair | 163 | 17163 | 0.6 | 10745 | 1953 | 9999 |  |  | N | Distillate Fuel Oil | [12 empty] | 1 | 1.6498 | 1.6498 | 1.6498 | 1.6498 | [11 empty] | Freeburg IL (Village of) | 100 | Freeburg IL (Village of) | 100
Freeburg | 943_G_4 | 943 | G | 4 |  | Combustion Turbine | IC Engine | MIS_IL | Illinois | 17 | St Clair | 163 | 17163 | 1 | 10745 | 1959 | 9999 |  |  | N | Distillate Fuel Oil | [12 empty] | 1 | 1.6498 | 1.6498 | 1.6498 | 1.6498 | [11 empty] | Freeburg IL (Village of) | 100 | Freeburg IL (Village of) | 100
Freeburg | 943_G_6 | 943 | G | 6 |  | Combustion Turbine | IC Engine | MIS_IL | Illinois | 17 | St Clair | 163 | 17163 | 1.8 | 10745 | 1974 | 9999 |  |  | N | Distillate Fuel Oil | [12 empty] | 1 | 1.6498 | 1.6498 | 1.6498 | 1.6498 | [11 empty] | Freeburg IL (Village of) | 100 | Freeburg IL (Village of) | 100
Freeburg | 943_G_7 | 943 | G | 7 |  | Combustion Turbine | IC Engine | MIS_IL | Illinois | 17 | St Clair | 163 | 17163 | 2.6 | 10745 | 1986 | 9999 |  |  | N | Distillate Fuel Oil | [12 empty] | 1 | 1.6498 | 1.6498 | 1.6498 | 1.6498 | [11 empty] | Freeburg IL (Village of) | 100 | Freeburg IL (Village of) | 100
Freeburg | 943_G_8 | 943 | G | 8 |  | Combustion Turbine | IC Engine | MIS_IL | Illinois | 17 | St Clair | 163 | 17163 | 1.8 | 10745 | 1996 | 9999 |  |  | N | Distillate Fuel Oil | [12 empty] | 1 | 1.6498 | 1.6498 | 1.6498 | 1.6498 | [11 empty] | Freeburg IL (Village of) | 100 | Freeburg IL (Village of) | 100
Freeburg | 943_G_9 | 943 | G | 9 |  | Combustion Turbine | IC Engine | MIS_IL | Illinois | 17 | St Clair | 163 | 17163 | 1.8 | 10745 | 1996 | 9999 |  |  | N | Distillate Fuel Oil | [12 empty] | 1 | 1.6498 | 1.6498 | 1.6498 | 1.6498 | [11 empty] | Freeburg IL (Village of) | 100 | Freeburg IL (Village of) | 100
Geneseo | 944_G_1 | 944 | G | 1 |  | Combustion Turbine | IC Engine | MIS_MIDA | Illinois | 17 | Henry | 73 | 17073 | 4.4 | 18000 | 1974 | 2045 |  |  | N | Natural Gas, Distillate Fuel Oil | [12 empty] | 1 | 1.061 | 1.061 | 1.061 | 1.061 | [11 empty] | Geneseo Municipal Utilities | 100 | Geneseo Municipal Utilities | 100
Geneseo | 944_G_10 | 944 | G | 10 |  | Onshore Wind |  | MIS_MIDA | Illinois | 17 | Henry | 73 | 17073 | 1.5 | 0 | 2009 | 9999 |  |  | N | Wind | [13 empty] | 0 | 0 | 0 | 0 | [11 empty] | Geneseo Municipal Utilities | 100 | Geneseo Municipal Utilities | 100
Geneseo | 944_G_11 | 944 | G | 11 |  | Onshore Wind |  | MIS_MIDA | Illinois | 17 | Henry | 73 | 17073 | 1.5 | 0 | 2009 | 9999 |  |  | N | Wind | [13 empty] | 0 | 0 | 0 | 0 | [11 empty] | Geneseo Municipal Utilities | 100 | Geneseo Municipal Utilities | 100
Geneseo | 944_G_12 | 944 | G | 12 |  | Solar PV |  | MIS_MIDA | Illinois | 17 | Henry | 73 | 17073 | 0.9 | 0 | 2015 | 9999 |  |  | N | Solar | [13 empty] | 0 | 0 | 0 | 0 | [11 empty] | Geneseo Municipal Utilities | 100 | Geneseo Municipal Utilities | 100
Geneseo | 944_G_2 | 944 | G | 2 |  | Combustion Turbine | IC Engine | MIS_MIDA | Illinois | 17 | Henry | 73 | 17073 | 2.8 | 18000 | 1967 | 2045 |  |  | N | Natural Gas, Distillate Fuel Oil | [12 empty] | 1 | 1.061 | 1.061 | 1.061 | 1.061 | [11 empty] | Geneseo Municipal Utilities | 100 | Geneseo Municipal Utilities | 100
Geneseo | 944_G_3 | 944 | G | 3 |  | Combustion Turbine | IC Engine | MIS_MIDA | Illinois | 17 | Henry | 73 | 17073 | 2.8 | 18000 | 1966 | 2045 |  |  | N | Natural Gas, Distillate Fuel Oil | [12 empty] | 1 | 1.061 | 1.061 | 1.061 | 1.061 | [11 empty] | Geneseo Municipal Utilities | 100 | Geneseo Municipal Utilities | 100
Geneseo | 944_G_4 | 944 | G | 4 |  | Combustion Turbine | IC Engine | MIS_MIDA | Illinois | 17 | Henry | 73 | 17073 | 1.3 | 18000 | 1957 | 2045 |  |  | N | Natural Gas, Distillate Fuel Oil | [12 empty] | 1 | 1.061 | 1.061 | 1.061 | 1.061 | [11 empty] | Geneseo Municipal Utilities | 100 | Geneseo Municipal Utilities | 100
Geneseo | 944_G_5A | 944 | G | 5A |  | Combustion Turbine | IC Engine | MIS_MIDA | Illinois | 17 | Henry | 73 | 17073 | 3.4 | 18000 | 1990 | 2045 |  |  | N | Natural Gas, Distillate Fuel Oil | [12 empty] | 1 | 1.061 | 1.061 | 1.061 | 1.061 | [11 empty] | Geneseo Municipal Utilities | 100 | Geneseo Municipal Utilities | 100
Geneseo | 944_G_6A | 944 | G | 6A |  | Combustion Turbine | IC Engine | MIS_MIDA | Illinois | 17 | Henry | 73 | 17073 | 2.4 | 18000 | 2003 | 2045 |  |  | N | Natural Gas, Distillate Fuel Oil | [12 empty] | 1 | 1.061 | 1.061 | 1.061 | 1.061 | [11 empty] | Geneseo Municipal Utilities | 100 | Geneseo Municipal Utilities | 100
Geneseo | 944_G_7 | 944 | G | 7 |  | Combustion Turbine | IC Engine | MIS_MIDA | Illinois | 17 | Henry | 73 | 17073 | 2.4 | 18000 | 1961 | 2045 |  |  | N | Natural Gas, Distillate Fuel Oil | [12 empty] | 1 | 1.061 | 1.061 | 1.061 | 1.061 | [11 empty] | Geneseo Municipal Utilities | 100 | Geneseo Municipal Utilities | 100
Geneseo | 944_G_9 | 944 | G | 9 |  | Combustion Turbine | IC Engine | MIS_MIDA | Illinois | 17 | Henry | 73 | 17073 | 3.8 | 22905 | 1998 | 9999 |  |  | N | Distillate Fuel Oil | [12 empty] | 1 | 1.6498 | 1.6498 | 1.6498 | 1.6498 | [11 empty] | Geneseo Municipal Utilities | 100 | Geneseo Municipal Utilities | 100
Highland | 946_G_IC1 | 946 | G | IC1 |  | Combustion Turbine | IC Engine | MIS_IL | Illinois | 17 | Madison | 119 | 17119 | 1.6 | 10745 | 1993 | 9999 |  |  | N | Distillate Fuel Oil | [12 empty] | 1 | 1.6498 | 1.6498 | 1.6498 | 1.6498 | [11 empty] | Highland Electric Dept | 100 | Highland Electric Dept | 100
Highland | 946_G_IC2 | 946 | G | IC2 |  | Combustion Turbine | IC Engine | MIS_IL | Illinois | 17 | Madison | 119 | 17119 | 1.6 | 10745 | 1993 | 9999 |  |  | N | Distillate Fuel Oil | [12 empty] | 1 | 1.6498 | 1.6498 | 1.6498 | 1.6498 | [11 empty] | Highland Electric Dept | 100 | Highland Electric Dept | 100
Highland | 946_G_IC3 | 946 | G | IC3 |  | Combustion Turbine | IC Engine | MIS_IL | Illinois | 17 | Madison | 119 | 17119 | 1.6 | 10745 | 1993 | 9999 |  |  | N | Distillate Fuel Oil | [12 empty] | 1 | 1.6498 | 1.6498 | 1.6498 | 1.6498 | [11 empty] | Highland Electric Dept | 100 | Highland Electric Dept | 100
Highland | 946_G_IC5 | 946 | G | IC5 |  | Combustion Turbine | IC Engine | MIS_IL | Illinois | 17 | Madison | 119 | 17119 | 2 | 10745 | 1967 | 2045 |  |  | N | Natural Gas, Distillate Fuel Oil | [12 empty] | 1 | 3.6428 | 3.6428 | 3.6428 | 3.6428 | [11 empty] | Highland Electric Dept | 100 | Highland Electric Dept | 100
Highland | 946_G_IC6 | 946 | G | IC6 |  | Combustion Turbine | IC Engine | MIS_IL | Illinois | 17 | Madison | 119 | 17119 | 2 | 10745 | 1968 | 2045 |  |  | N | Natural Gas, Distillate Fuel Oil | [12 empty] | 1 | 1.6498 | 1.6498 | 1.6498 | 1.6498 | [11 empty] | Highland Electric Dept | 100 | Highland Electric Dept | 100
Highland | 946_G_IC7 | 946 | G | IC7 |  | Combustion Turbine | IC Engine | MIS_IL | Illinois | 17 | Madison | 119 | 17119 | 4 | 10745 | 1971 | 2045 |  |  | N | Natural Gas, Distillate Fuel Oil | [12 empty] | 1 | 1.6498 | 1.6498 | 1.6498 | 1.6498 | [11 empty] | Highland Electric Dept | 100 | Highland Electric Dept | 100
Highland | 946_G_IC8 | 946 | G | IC8 |  | Combustion Turbine | IC Engine | MIS_IL | Illinois | 17 | Madison | 119 | 17119 | 4 | 10745 | 1971 | 2045 |  |  | N | Natural Gas, Distillate Fuel Oil | [12 empty] | 1 | 1.6498 | 1.6498 | 1.6498 | 1.6498 | [11 empty] | Highland Electric Dept | 100 | Highland Electric Dept | 100
McLeansboro | 948_G_2 | 948 | G | 2 |  | Combustion Turbine | IC Engine | MIS_IL | Illinois | 17 | Hamilton | 65 | 17065 | 0.4 | 10745 | 1950 | 9999 |  |  | N | Distillate Fuel Oil | [12 empty] | 1 | 1.6498 | 1.6498 | 1.6498 | 1.6498 | [11 empty] | McLeansboro IL (City of) | 100 | McLeansboro IL (City of) | 100
McLeansboro | 948_G_5 | 948 | G | 5 |  | Combustion Turbine | IC Engine | MIS_IL | Illinois | 17 | Hamilton | 65 | 17065 | 1.8 | 10745 | 1979 | 9999 |  |  | N | Distillate Fuel Oil | [12 empty] | 1 | 1.6498 | 1.6498 | 1.6498 | 1.6498 | [11 empty] | McLeansboro IL (City of) | 100 | McLeansboro IL (City of) | 100
McLeansboro | 948_G_6 | 948 | G | 6 |  | Combustion Turbine | IC Engine | MIS_IL | Illinois | 17 | Hamilton | 65 | 17065 | 2.2 | 10745 | 1979 | 9999 |  |  | N | Distillate Fuel Oil | [12 empty] | 1 | 1.6498 | 1.6498 | 1.6498 | 1.6498 | [11 empty] | McLeansboro IL (City of) | 100 | McLeansboro IL (City of) | 100
McLeansboro | 948_G_7 | 948 | G | 7 |  | Combustion Turbine | IC Engine | MIS_IL | Illinois | 17 | Hamilton | 65 | 17065 | 1 | 10745 | 1995 | 9999 |  |  | N | Distillate Fuel Oil | [12 empty] | 1 | 1.6498 | 1.6498 | 1.6498 | 1.6498 | [11 empty] | McLeansboro IL (City of) | 100 | McLeansboro IL (City of) | 100
McLeansboro | 948_G_8 | 948 | G | 8 |  | Combustion Turbine | IC Engine | MIS_IL | Illinois | 17 | Hamilton | 65 | 17065 | 1 | 10745 | 1994 | 9999 |  |  | N | Distillate Fuel Oil | [12 empty] | 1 | 1.6498 | 1.6498 | 1.6498 | 1.6498 | [11 empty] | McLeansboro IL (City of) | 100 | McLeansboro IL (City of) | 100
McLeansboro | 948_G_9 | 948 | G | 9 |  | Combustion Turbine | IC Engine | MIS_IL | Illinois | 17 | Hamilton | 65 | 17065 | 2 | 10745 | 2002 | 9999 |  |  | N | Distillate Fuel Oil | [12 empty] | 1 | 1.6498 | 1.6498 | 1.6498 | 1.6498 | [11 empty] | McLeansboro IL (City of) | 100 | McLeansboro IL (City of) | 100
Marshall (IL) | 949_G_10 | 949 | G | 10 |  | Combustion Turbine | IC Engine | MIS_IL | Illinois | 17 | Clark | 23 | 17023 | 1.8 | 10745 | 2002 | 9999 |  |  | N | Distillate Fuel Oil | [12 empty] | 1 | 1.9977 | 1.9977 | 1.9977 | 1.9977 | [11 empty] | Marshall IL (City of) | 100 | Marshall IL (City of) | 100
Marshall (IL) | 949_G_11 | 949 | G | 11 |  | Combustion Turbine | IC Engine | MIS_IL | Illinois | 17 | Clark | 23 | 17023 | 1.8 | 10745 | 2002 | 9999 |  |  | N | Distillate Fuel Oil | [12 empty] | 1 | 1.7416 | 1.7416 | 1.7416 | 1.7416 | [11 empty] | Marshall IL (City of) | 100 | Marshall IL (City of) | 100
Marshall (IL) | 949_G_12 | 949 | G | 12 |  | Combustion Turbine | IC Engine | MIS_IL | Illinois | 17 | Clark | 23 | 17023 | 1.8 | 10745 | 2007 | 9999 |  |  | N | Distillate Fuel Oil | [13 empty] | 1.6498 | 1.6498 | 1.6498 | 1.6498 | [11 empty] | Marshall IL (City of) | 100 | Marshall IL (City of) | 100
Marshall (IL) | 949_G_13 | 949 | G | 13 |  | Combustion Turbine | IC Engine | MIS_IL | Illinois | 17 | Clark | 23 | 17023 | 1.8 | 10745 | 2007 | 9999 |  |  | N | Distillate Fuel Oil | [13 empty] | 1.6498 | 1.6498 | 1.6498 | 1.6498 | [11 empty] | Marshall IL (City of) | 100 | Marshall IL (City of) | 100
Marshall (IL) | 949_G_5 | 949 | G | 5 |  | Combustion Turbine | IC Engine | MIS_IL | Illinois | 17 | Clark | 23 | 17023 | 2.5 | 10745 | 2002 | 9999 |  |  | N | Distillate Fuel Oil | [12 empty] | 1 | 2.3637 | 2.3637 | 2.3637 | 2.3637 | [11 empty] | Marshall IL (City of) | 100 | Marshall IL (City of) | 100
Marshall (IL) | 949_G_6 | 949 | G | 6 |  | Combustion Turbine | IC Engine | MIS_IL | Illinois | 17 | Clark | 23 | 17023 | 1.8 | 10745 | 2002 | 9999 |  |  | N | Distillate Fuel Oil | [12 empty] | 1 | 2.0373 | 2.0373 | 2.0373 | 2.0373 | [11 empty] | Marshall IL (City of) | 100 | Marshall IL (City of) | 100
Marshall (IL) | 949_G_7 | 949 | G | 7 |  | Combustion Turbine | IC Engine | MIS_IL | Illinois | 17 | Clark | 23 | 17023 | 1.8 | 10745 | 2002 | 9999 |  |  | N | Distillate Fuel Oil | [12 empty] | 1 | 2.0559 | 2.0559 | 2.0559 | 2.0559 | [11 empty] | Marshall IL (City of) | 100 | Marshall IL (City of) | 100
Marshall (IL) | 949_G_8 | 949 | G | 8 |  | Combustion Turbine | IC Engine | MIS_IL | Illinois | 17 | Clark | 23 | 17023 | 1.8 | 10745 | 2002 | 9999 |  |  | N | Distillate Fuel Oil | [12 empty] | 1 | 1.8365 | 1.8365 | 1.8365 | 1.8365 | [11 empty] | Marshall IL (City of) | 100 | Marshall IL (City of) | 100
Marshall (IL) | 949_G_9 | 949 | G | 9 |  | Combustion Turbine | IC Engine | MIS_IL | Illinois | 17 | Clark | 23 | 17023 | 1.8 | 10745 | 2002 | 9999 |  |  | N | Distillate Fuel Oil | [12 empty] | 1 | 2.1178 | 2.1178 | 2.1178 | 2.1178 | [11 empty] | Marshall IL (City of) | 100 | Marshall IL (City of) | 100
Peru (IL) | 955_G_11 | 955 | G | 11 |  | Combustion Turbine | IC Engine | PJM_COMD | Illinois | 17 | LaSalle | 99 | 17099 | 2.7 | 12969 | 2011 | 9999 |  |  | N | Distillate Fuel Oil | [13 empty] | 1.6498 | 1.6498 | 1.6498 | 1.6498 | [11 empty] | Peru IL (City of) | 100 | Peru IL (City of) | 100
Peru (IL) | 955_G_12 | 955 | G | 12 |  | Combustion Turbine | IC Engine | PJM_COMD | Illinois | 17 | LaSalle | 99 | 17099 | 2.7 | 12981 | 2011 | 9999 |  |  | N | Distillate Fuel Oil | [13 empty] | 1.6498 | 1.6498 | 1.6498 | 1.6498 | [11 empty] | Peru IL (City of) | 100 | Peru IL (City of) | 100
Peru (IL) | 955_G_13 | 955 | G | 13 |  | Combustion Turbine | IC Engine | PJM_COMD | Illinois | 17 | LaSalle | 99 | 17099 | 2.7 | 12981 | 2011 | 9999 |  |  | N | Distillate Fuel Oil | [13 empty] | 1.6498 | 1.6498 | 1.6498 | 1.6498 | [11 empty] | Peru IL (City of) | 100 | Peru IL (City of) | 100
Peru (IL) | 955_G_14 | 955 | G | 14 |  | Combustion Turbine | IC Engine | PJM_COMD | Illinois | 17 | LaSalle | 99 | 17099 | 2.7 | 12981 | 2011 | 9999 |  |  | N | Distillate Fuel Oil | [13 empty] | 1.6498 | 1.6498 | 1.6498 | 1.6498 | [11 empty] | Peru IL (City of) | 100 | Peru IL (City of) | 100
Peru (IL) | 955_G_15 | 955 | G | 15 |  | Combustion Turbine | IC Engine | PJM_COMD | Illinois | 17 | LaSalle | 99 | 17099 | 2.7 | 12981 | 2011 | 9999 |  |  | N | Distillate Fuel Oil | [13 empty] | 1.6498 | 1.6498 | 1.6498 | 1.6498 | [11 empty] | Peru IL (City of) | 100 | Peru IL (City of) | 100
Peru (IL) | 955_G_16 | 955 | G | 16 |  | Combustion Turbine | IC Engine | PJM_COMD | Illinois | 17 | LaSalle | 99 | 17099 | 2.7 | 12981 | 2011 | 9999 |  |  | N | Distillate Fuel Oil | [13 empty] | 1.6498 | 1.6498 | 1.6498 | 1.6498 | [11 empty] | Peru IL (City of) | 100 | Peru IL (City of) | 100
Peru (IL) | 955_G_17 | 955 | G | 17 |  | Combustion Turbine | IC Engine | PJM_COMD | Illinois | 17 | LaSalle | 99 | 17099 | 2.7 | 12981 | 2011 | 9999 |  |  | N | Distillate Fuel Oil | [13 empty] | 1.6498 | 1.6498 | 1.6498 | 1.6498 | [11 empty] | Peru IL (City of) | 100 | Peru IL (City of) | 100
Peru (IL) | 955_G_GT1 | 955 | G | GT1 |  | Combustion Turbine |  | MIS_IL | Illinois | 17 | LaSalle | 99 | 17099 | 8.6 | 22350 | 1968 | 9999 |  |  | N | Distillate Fuel Oil | [12 empty] | 1 | 1.01 | 1.01 | 1.01 | 1.01 | [11 empty] | Peru IL (City of) | 100 | Peru IL (City of) | 100
Peru (IL) | 955_G_HC1 | 955 | G | HC1 |  | Hydro |  | MIS_IL | Illinois | 17 | LaSalle | 99 | 17099 | 1.7 | 0 | 1996 | 9999 |  |  | N | Hydro | [13 empty] | 0 | 0 | 0 | 0 | [11 empty] | Peru IL (City of) | 100 | Peru IL (City of) | 100
Peru (IL) | 955_G_HC2 | 955 | G | HC2 |  | Hydro |  | MIS_IL | Illinois | 17 | LaSalle | 99 | 17099 | 1.7 | 0 | 1996 | 9999 |  |  | N | Hydro | [13 empty] | 0 | 0 | 0 | 0 | [11 empty] | Peru IL (City of) | 100 | Peru IL (City of) | 100
Peru (IL) | 955_G_HC3 | 955 | G | HC3 |  | Hydro |  | MIS_IL | Illinois | 17 | LaSalle | 99 | 17099 | 1.7 | 0 | 1996 | 9999 |  |  | N | Hydro | [13 empty] | 0 | 0 | 0 | 0 | [11 empty] | Peru IL (City of) | 100 | Peru IL (City of) | 100
Peru (IL) | 955_G_HC4 | 955 | G | HC4 |  | Hydro |  | MIS_IL | Illinois | 17 | LaSalle | 99 | 17099 | 1.7 | 0 | 1996 | 9999 |  |  | N | Hydro | [13 empty] | 0 | 0 | 0 | 0 | [11 empty] | Peru IL (City of) | 100 | Peru IL (City of) | 100
Princeton (IL) | 957_G_1 | 957 | G | 1 |  | Combustion Turbine | IC Engine | MIS_IL | Illinois | 17 | Bureau | 11 | 17011 | 2.3 | 16049 | 1953 | 2045 |  |  | N | Natural Gas, Distillate Fuel Oil | [12 empty] | 1 | 1.061 | 1.061 | 1.061 | 1.061 | [11 empty] | Princeton IL (City of) | 100 | Princeton IL (City of) | 100
Princeton (IL) | 957_G_2 | 957 | G | 2 |  | Combustion Turbine | IC Engine | MIS_IL | Illinois | 17 | Bureau | 11 | 17011 | 3 | 16036 | 1958 | 2045 |  |  | N | Natural Gas, Distillate Fuel Oil | [12 empty] | 1 | 1.061 | 1.061 | 1.061 | 1.061 | [11 empty] | Princeton IL (City of) | 100 | Princeton IL (City of) | 100
Princeton (IL) | 957_G_3 | 957 | G | 3 |  | Combustion Turbine | IC Engine | MIS_IL | Illinois | 17 | Bureau | 11 | 17011 | 3.4 | 16029 | 1965 | 2045 |  |  | N | Natural Gas, Distillate Fuel Oil | [12 empty] | 1 | 1.061 | 1.061 | 1.061 | 1.061 | [11 empty] | Princeton IL (City of) | 100 | Princeton IL (City of) | 100
Princeton (IL) | 957_G_4 | 957 | G | 4 |  | Combustion Turbine | IC Engine | MIS_IL | Illinois | 17 | Bureau | 11 | 17011 | 3.4 | 16029 | 1965 | 2045 |  |  | N | Natural Gas, Distillate Fuel Oil | [12 empty] | 1 | 1.061 | 1.061 | 1.061 | 1.061 | [11 empty] | Princeton IL (City of) | 100 | Princeton IL (City of) | 100
Princeton (IL) | 957_G_5 | 957 | G | 5 |  | Combustion Turbine | IC Engine | MIS_IL | Illinois | 17 | Bureau | 11 | 17011 | 4.4 | 16047 | 1971 | 2045 |  |  | N | Natural Gas, Distillate Fuel Oil | [12 empty] | 1 | 1.061 | 1.061 | 1.061 | 1.061 | [11 empty] | Princeton IL (City of) | 100 | Princeton IL (City of) | 100
Princeton (IL) | 957_G_6 | 957 | G | 6 |  | Combustion Turbine | IC Engine | MIS_IL | Illinois | 17 | Bureau | 11 | 17011 | 5.5 | 16038 | 1971 | 2045 |  |  | N | Natural Gas, Distillate Fuel Oil | [12 empty] | 1 | 1.061 | 1.061 | 1.061 | 1.061 | [11 empty] | Princeton IL (City of) | 100 | Princeton IL (City of) | 100
Princeton (IL) | 957_G_7 | 957 | G | 7 |  | Combustion Turbine | IC Engine | MIS_IL | Illinois | 17 | Bureau | 11 | 17011 | 7 | 16038 | 1976 | 2045 |  |  | N | Natural Gas, Distillate Fuel Oil | [12 empty] | 1 | 1.061 | 1.061 | 1.061 | 1.061 | [11 empty] | Princeton IL (City of) | 100 | Princeton IL (City of) | 100
Princeton (IL) | 957_G_8 | 957 | G | 8 |  | Combustion Turbine | IC Engine | MIS_IL | Illinois | 17 | Bureau | 11 | 17011 | 8.7 | 16041 | 1976 | 2045 |  |  | N | Natural Gas, Distillate Fuel Oil | [12 empty] | 1 | 0.53875 | 0.53875 | 0.53875 | 0.53875 | [11 empty] | Princeton IL (City of) | 100 | Princeton IL (City of) | 100
Rantoul | 958_G_10 | 958 | G | 10 |  | Combustion Turbine | IC Engine | MIS_IL | Illinois | 17 | Champaign | 19 | 17019 | 1.8 | 10745 | 2000 | 9999 |  |  | N | Distillate Fuel Oil | [12 empty] | 1 | 1.6498 | 1.6498 | 1.6498 | 1.6498 | [11 empty] | Rantoul Light & Power Dept | 100 | Rantoul Light & Power Dept | 100
Rantoul | 958_G_11 | 958 | G | 11 |  | Combustion Turbine | IC Engine | MIS_IL | Illinois | 17 | Champaign | 19 | 17019 | 1.8 | 10745 | 2000 | 9999 |  |  | N | Distillate Fuel Oil | [12 empty] | 1 | 1.6498 | 1.6498 | 1.6498 | 1.6498 | [11 empty] | Rantoul Light & Power Dept | 100 | Rantoul Light & Power Dept | 100
Rantoul | 958_G_12 | 958 | G | 12 |  | Combustion Turbine | IC Engine | MIS_IL | Illinois | 17 | Champaign | 19 | 17019 | 1.8 | 10745 | 2000 | 9999 |  |  | N | Distillate Fuel Oil | [12 empty] | 1 | 1.6498 | 1.6498 | 1.6498 | 1.6498 | [11 empty] | Rantoul Light & Power Dept | 100 | Rantoul Light & Power Dept | 100
Rantoul | 958_G_13 | 958 | G | 13 |  | Combustion Turbine | IC Engine | MIS_IL | Illinois | 17 | Champaign | 19 | 17019 | 1.8 | 10745 | 2000 | 9999 |  |  | N | Distillate Fuel Oil | [12 empty] | 1 | 1.6498 | 1.6498 | 1.6498 | 1.6498 | [11 empty] | Rantoul Light & Power Dept | 100 | Rantoul Light & Power Dept | 100
Rantoul | 958_G_14 | 958 | G | 14 |  | Combustion Turbine | IC Engine | MIS_IL | Illinois | 17 | Champaign | 19 | 17019 | 1.8 | 10745 | 2000 | 9999 |  |  | N | Distillate Fuel Oil | [12 empty] | 1 | 1.6498 | 1.6498 | 1.6498 | 1.6498 | [11 empty] | Rantoul Light & Power Dept | 100 | Rantoul Light & Power Dept | 100
Rantoul | 958_G_15 | 958 | G | 15 |  | Combustion Turbine | IC Engine | MIS_IL | Illinois | 17 | Champaign | 19 | 17019 | 1.8 | 10745 | 2001 | 9999 |  |  | N | Distillate Fuel Oil | [12 empty] | 1 | 1.6498 | 1.6498 | 1.6498 | 1.6498 | [11 empty] | Rantoul Light & Power Dept | 100 | Rantoul Light & Power Dept | 100
Rantoul | 958_G_16 | 958 | G | 16 |  | Combustion Turbine | IC Engine | MIS_IL | Illinois | 17 | Champaign | 19 | 17019 | 1.8 | 10745 | 2001 | 9999 |  |  | N | Distillate Fuel Oil | [12 empty] | 1 | 1.6498 | 1.6498 | 1.6498 | 1.6498 | [11 empty] | Rantoul Light & Power Dept | 100 | Rantoul Light & Power Dept | 100
Rantoul | 958_G_9 | 958 | G | 9 |  | Combustion Turbine | IC Engine | MIS_IL | Illinois | 17 | Champaign | 19 | 17019 | 1.8 | 10745 | 2000 | 9999 |  |  | N | Distillate Fuel Oil | [12 empty] | 1 | 1.6498 | 1.6498 | 1.6498 | 1.6498 | [11 empty] | Rantoul Light & Power Dept | 100 | Rantoul Light & Power Dept | 100
Red Bud | 959_G_1 | 959 | G | 1 |  | Combustion Turbine | IC Engine | MIS_IL | Illinois | 17 | Randolph | 157 | 17157 | 2.2 | 10745 | 1968 | 9999 |  |  | N | Distillate Fuel Oil | [12 empty] | 1 | 0.46689 | 0.46689 | 0.46689 | 0.46689 | [11 empty] | Red Bud IL (City of) | 100 | Red Bud IL (City of) | 100
Red Bud | 959_G_2 | 959 | G | 2 |  | Combustion Turbine | IC Engine | MIS_IL | Illinois | 17 | Randolph | 157 | 17157 | 0.9 | 10745 | 1959 | 9999 |  |  | N | Distillate Fuel Oil | [12 empty] | 1 | 1.6498 | 1.6498 | 1.6498 | 1.6498 | [11 empty] | Red Bud IL (City of) | 100 | Red Bud IL (City of) | 100
Red Bud | 959_G_3 | 959 | G | 3 |  | Combustion Turbine | IC Engine | MIS_IL | Illinois | 17 | Randolph | 157 | 17157 | 2.2 | 10745 | 1964 | 9999 |  |  | N | Distillate Fuel Oil | [12 empty] | 1 | 1.3681 | 1.3681 | 1.3681 | 1.3681 | [11 empty] | Red Bud IL (City of) | 100 | Red Bud IL (City of) | 100
Red Bud | 959_G_4 | 959 | G | 4 |  | Combustion Turbine | IC Engine | MIS_IL | Illinois | 17 | Randolph | 157 | 17157 | 3 | 10745 | 1973 | 9999 |  |  | N | Distillate Fuel Oil | [12 empty] | 1 | 1.6498 | 1.6498 | 1.6498 | 1.6498 | [11 empty] | Red Bud IL (City of) | 100 | Red Bud IL (City of) | 100
Red Bud | 959_G_7 | 959 | G | 7 |  | Combustion Turbine | IC Engine | MIS_IL | Illinois | 17 | Randolph | 157 | 17157 | 3 | 10745 | 2002 | 9999 |  |  | N | Distillate Fuel Oil | [12 empty] | 1 | 1.6498 | 1.6498 | 1.6498 | 1.6498 | [11 empty] | Red Bud IL (City of) | 100 | Red Bud IL (City of) | 100
Red Bud | 959_G_8 | 959 | G | 8 |  | Combustion Turbine | IC Engine | MIS_IL | Illinois | 17 | Randolph | 157 | 17157 | 3 | 10745 | 2002 | 9999 |  |  | N | Distillate Fuel Oil | [12 empty] | 1 | 1.6498 | 1.6498 | 1.6498 | 1.6498 | [11 empty] | Red Bud IL (City of) | 100 | Red Bud IL (City of) | 100
North Ninth Street | 960_G_1 | 960 | G | 1 |  | Combustion Turbine | IC Engine | PJM_COMD | Illinois | 17 | Ogle | 141 | 17141 | 0.6 | 10745 | 1940 | 9999 |  |  | N | Distillate Fuel Oil | [12 empty] | 1 | 1.6498 | 1.6498 | 1.6498 | 1.6498 | [11 empty] | Rochelle Municipal Utilities | 100 | Rochelle Municipal Utilities | 100
North Ninth Street | 960_G_10 | 960 | G | 10 |  | Combustion Turbine | IC Engine | PJM_COMD | Illinois | 17 | Ogle | 141 | 17141 | 2 | 10745 | 1989 | 2045 |  |  | N | Natural Gas, Distillate Fuel Oil | [12 empty] | 1 | 2.016 | 2.016 | 2.016 | 2.016 | [11 empty] | Rochelle Municipal Utilities | 100 | Rochelle Municipal Utilities | 100
North Ninth Street | 960_G_3 | 960 | G | 3 |  | Combustion Turbine | IC Engine | PJM_COMD | Illinois | 17 | Ogle | 141 | 17141 | 2 | 10745 | 1956 | 2045 |  |  | N | Natural Gas, Distillate Fuel Oil | [12 empty] | 1 | 3.4116 | 3.4116 | 3.4116 | 3.4116 | [11 empty] | Rochelle Municipal Utilities | 100 | Rochelle Municipal Utilities | 100
North Ninth Street | 960_G_4 | 960 | G | 4 |  | Combustion Turbine | IC Engine | PJM_COMD | Illinois | 17 | Ogle | 141 | 17141 | 0.7 | 10745 | 1946 | 9999 |  |  | N | Distillate Fuel Oil | [12 empty] | 1 | 0.11025 | 0.11025 | 0.11025 | 0.11025 | [11 empty] | Rochelle Municipal Utilities | 100 | Rochelle Municipal Utilities | 100
North Ninth Street | 960_G_6 | 960 | G | 6 |  | Combustion Turbine | IC Engine | PJM_COMD | Illinois | 17 | Ogle | 141 | 17141 | 2 | 10745 | 1954 | 2045 |  |  | N | Natural Gas, Distillate Fuel Oil | [12 empty] | 1 | 1.061 | 1.061 | 1.061 | 1.061 | [11 empty] | Rochelle Municipal Utilities | 100 | Rochelle Municipal Utilities | 100
North Ninth Street | 960_G_7 | 960 | G | 7 |  | Combustion Turbine | IC Engine | PJM_COMD | Illinois | 17 | Ogle | 141 | 17141 | 3.5 | 10745 | 1967 | 2045 |  |  | N | Natural Gas, Distillate Fuel Oil | [12 empty] | 1 | 3.9482 | 3.9482 | 3.9482 | 3.9482 | [11 empty] | Rochelle Municipal Utilities | 100 | Rochelle Municipal Utilities | 100
North Ninth Street | 960_G_8 | 960 | G | 8 |  | Combustion Turbine | IC Engine | PJM_COMD | Illinois | 17 | Ogle | 141 | 17141 | 0.5 | 10745 | 1949 | 9999 |  |  | N | Distillate Fuel Oil | [12 empty] | 1 | 1.6498 | 1.6498 | 1.6498 | 1.6498 | [11 empty] | Rochelle Municipal Utilities | 100 | Rochelle Municipal Utilities | 100
North Ninth Street | 960_G_9 | 960 | G | 9 |  | Combustion Turbine | IC Engine | PJM_COMD | Illinois | 17 | Ogle | 141 | 17141 | 3 | 10745 | 1989 | 2045 |  |  | N | Natural Gas, Distillate Fuel Oil | [12 empty] | 1 | 1.0453 | 1.0453 | 1.0453 | 1.0453 | [11 empty] | Rochelle Municipal Utilities | 100 | Rochelle Municipal Utilities | 100
North Ninth Street | 960_G_SOL1 | 960 | G | SOL1 |  | Solar PV |  | PJM_COMD | Illinois | 17 | Ogle | 141 | 17141 | 0.3 | 0 | 2014 | 9999 |  |  | N | Solar | [13 empty] | 0 | 0 | 0 | 0 | [11 empty] | Rochelle Municipal Utilities | 100 | Rochelle Municipal Utilities | 100
South Main Street | 961_G_1 | 961 | G | 1 |  | Combustion Turbine | IC Engine | PJM_COMD | Illinois | 17 | Ogle | 141 | 17141 | 1.6 | 14565 | 1967 | 2045 |  |  | N | Natural Gas, Distillate Fuel Oil | [12 empty] | 1 | 1.061 | 1.061 | 1.061 | 1.061 | [11 empty] | Rochelle Municipal Utilities | 100 | Rochelle Municipal Utilities | 100
South Main Street | 961_G_13 | 961 | G | 13 |  | Combustion Turbine | IC Engine | PJM_COMD | Illinois | 17 | Ogle | 141 | 17141 | 1.8 | 14149 | 2014 | 9999 |  |  | N | Distillate Fuel Oil | [13 empty] | 1.6498 | 1.6498 | 1.6498 | 1.6498 | [11 empty] | Rochelle Municipal Utilities | 100 | Rochelle Municipal Utilities | 100
South Main Street | 961_G_14 | 961 | G | 14 |  | Combustion Turbine | IC Engine | PJM_COMD | Illinois | 17 | Ogle | 141 | 17141 | 1.8 | 14149 | 2014 | 9999 |  |  | N | Distillate Fuel Oil | [13 empty] | 1.6498 | 1.6498 | 1.6498 | 1.6498 | [11 empty] | Rochelle Municipal Utilities | 100 | Rochelle Municipal Utilities | 100
South Main Street | 961_G_15 | 961 | G | 15 |  | Combustion Turbine | IC Engine | PJM_COMD | Illinois | 17 | Ogle | 141 | 17141 | 1.8 | 14149 | 2014 | 9999 |  |  | N | Distillate Fuel Oil | [13 empty] | 1.6498 | 1.6498 | 1.6498 | 1.6498 | [11 empty] | Rochelle Municipal Utilities | 100 | Rochelle Municipal Utilities | 100
South Main Street | 961_G_16 | 961 | G | 16 |  | Combustion Turbine | IC Engine | PJM_COMD | Illinois | 17 | Ogle | 141 | 17141 | 1.8 | 14448 | 2016 | 9999 |  |  | N | Distillate Fuel Oil | [13 empty] | 1.6498 | 1.6498 | 1.6498 | 1.6498 | [11 empty] | Rochelle Municipal Utilities | 100 | Rochelle Municipal Utilities | 100
South Main Street | 961_G_17 | 961 | G | 17 |  | Combustion Turbine | IC Engine | PJM_COMD | Illinois | 17 | Ogle | 141 | 17141 | 1.8 | 14446 | 2016 | 9999 |  |  | N | Distillate Fuel Oil | [13 empty] | 1.6498 | 1.6498 | 1.6498 | 1.6498 | [11 empty] | Rochelle Municipal Utilities | 100 | Rochelle Municipal Utilities | 100
South Main Street | 961_G_18 | 961 | G | 18 |  | Combustion Turbine | IC Engine | PJM_COMD | Illinois | 17 | Ogle | 141 | 17141 | 1.8 | 14446 | 2016 | 9999 |  |  | N | Distillate Fuel Oil | [13 empty] | 1.6498 | 1.6498 | 1.6498 | 1.6498 | [11 empty] | Rochelle Municipal Utilities | 100 | Rochelle Municipal Utilities | 100
South Main Street | 961_G_2 | 961 | G | 2 |  | Combustion Turbine | IC Engine | PJM_COMD | Illinois | 17 | Ogle | 141 | 17141 | 2 | 14291 | 1967 | 2045 |  |  | N | Natural Gas, Distillate Fuel Oil | [12 empty] | 1 | 1.061 | 1.061 | 1.061 | 1.061 | [11 empty] | Rochelle Municipal Utilities | 100 | Rochelle Municipal Utilities | 100
Lakeside | 964_G_D1 | 964 | G | D1 |  | Combustion Turbine | IC Engine | MIS_IL | Illinois | 17 | Sangamon | 167 | 17167 | 1.7 | 11082 | 2002 | 9999 |  |  | N | Distillate Fuel Oil | [12 empty] | 1 | 0.25 | 0.25 | 0.25 | 0.25 | [11 empty] | Springfield Water Light & Power Dept | 100 | Springfield Water Light & Power Dept | 100
Lakeside | 964_G_D2 | 964 | G | D2 |  | Combustion Turbine | IC Engine | MIS_IL | Illinois | 17 | Sangamon | 167 | 17167 | 1.7 | 12408 | 2002 | 9999 |  |  | N | Distillate Fuel Oil | [12 empty] | 1 | 0.25 | 0.25 | 0.25 | 0.25 | [11 empty] | Springfield Water Light & Power Dept | 100 | Springfield Water Light & Power Dept | 100
Lakeside | 964_G_D3 | 964 | G | D3 |  | Combustion Turbine | IC Engine | MIS_IL | Illinois | 17 | Sangamon | 167 | 17167 | 1.7 | 12408 | 2002 | 9999 |  |  | N | Distillate Fuel Oil | [12 empty] | 1 | 0.25 | 0.25 | 0.25 | 0.25 | [11 empty] | Springfield Water Light & Power Dept | 100 | Springfield Water Light & Power Dept | 100
Reynolds | 965_G_1 | 965 | G | 1 |  | Combustion Turbine |  | MIS_IL | Illinois | 17 | Sangamon | 167 | 17167 | 14 | 19716 | 1970 | 9999 |  |  | N | Distillate Fuel Oil | [12 empty] | 1 | 1.01 | 1.01 | 1.01 | 1.01 | [11 empty] | Springfield Water Light & Power Dept | 100 | Springfield Water Light & Power Dept | 100
Sullivan (IL) | 969_G_1 | 969 | G | 1 |  | Combustion Turbine | IC Engine | MIS_IL | Illinois | 17 | Moultrie | 139 | 17139 | 4.3 | 19444 | 1974 | 9999 |  |  | N | Distillate Fuel Oil | [12 empty] | 1 | 0.02024 | 0.02024 | 0.02024 | 0.02024 | [11 empty] | Sullivan Municipal Utilities (IL) | 100 | Sullivan Municipal Utilities (IL) | 100
Sullivan (IL) | 969_G_10 | 969 | G | 10 |  | Combustion Turbine | IC Engine | MIS_IL | Illinois | 17 | Moultrie | 139 | 17139 | 2.2 | 19444 | 1971 | 9999 |  |  | N | Distillate Fuel Oil | [12 empty] | 1 | 0.35563 | 0.35563 | 0.35563 | 0.35563 | [11 empty] | Sullivan Municipal Utilities (IL) | 100 | Sullivan Municipal Utilities (IL) | 100
Sullivan (IL) | 969_G_11 | 969 | G | 11 |  | Combustion Turbine | IC Engine | MIS_IL | Illinois | 17 | Moultrie | 139 | 17139 | 2 | 19444 | 1996 | 9999 |  |  | N | Distillate Fuel Oil | [12 empty] | 1 | 0.0753 | 0.0753 | 0.0753 | 0.0753 | [11 empty] | Sullivan Municipal Utilities (IL) | 100 | Sullivan Municipal Utilities (IL) | 100
Sullivan (IL) | 969_G_12 | 969 | G | 12 |  | Combustion Turbine | IC Engine | MIS_IL | Illinois | 17 | Moultrie | 139 | 17139 | 1 | 19444 | 1996 | 9999 |  |  | N | Distillate Fuel Oil | [12 empty] | 1 | 1.6498 | 1.6498 | 1.6498 | 1.6498 | [11 empty] | Sullivan Municipal Utilities (IL) | 100 | Sullivan Municipal Utilities (IL) | 100
Sullivan (IL) | 969_G_13 | 969 | G | 13 |  | Combustion Turbine | IC Engine | MIS_IL | Illinois | 17 | Moultrie | 139 | 17139 | 2.3 | 10745 | 2012 | 9999 |  |  | N | Distillate Fuel Oil | [13 empty] | 1.6498 | 1.6498 | 1.6498 | 1.6498 | [11 empty] | Sullivan Municipal Utilities (IL) | 100 | Sullivan Municipal Utilities (IL) | 100
Sullivan (IL) | 969_G_14 | 969 | G | 14 |  | Combustion Turbine | IC Engine | MIS_IL | Illinois | 17 | Moultrie | 139 | 17139 | 2.3 | 10745 | 2012 | 9999 |  |  | N | Distillate Fuel Oil | [13 empty] | 1.6498 | 1.6498 | 1.6498 | 1.6498 | [11 empty] | Sullivan Municipal Utilities (IL) | 100 | Sullivan Municipal Utilities (IL) | 100
Sullivan (IL) | 969_G_15 | 969 | G | 15 |  | Combustion Turbine | IC Engine | MIS_IL | Illinois | 17 | Moultrie | 139 | 17139 | 2.3 | 10745 | 2012 | 9999 |  |  | N | Distillate Fuel Oil | [13 empty] | 1.6498 | 1.6498 | 1.6498 | 1.6498 | [11 empty] | Sullivan Municipal Utilities (IL) | 100 | Sullivan Municipal Utilities (IL) | 100
Sullivan (IL) | 969_G_2 | 969 | G | 2 |  | Combustion Turbine | IC Engine | MIS_IL | Illinois | 17 | Moultrie | 139 | 17139 | 2 | 19444 | 1961 | 9999 |  |  | N | Distillate Fuel Oil | [12 empty] | 1 | 0.17105 | 0.17105 | 0.17105 | 0.17105 | [11 empty] | Sullivan Municipal Utilities (IL) | 100 | Sullivan Municipal Utilities (IL) | 100
Sullivan (IL) | 969_G_3 | 969 | G | 3 |  | Combustion Turbine | IC Engine | MIS_IL | Illinois | 17 | Moultrie | 139 | 17139 | 1.3 | 19444 | 1956 | 9999 |  |  | N | Distillate Fuel Oil | [12 empty] | 1 | 2.3171 | 2.3171 | 2.3171 | 2.3171 | [11 empty] | Sullivan Municipal Utilities (IL) | 100 | Sullivan Municipal Utilities (IL) | 100
Sullivan (IL) | 969_G_4 | 969 | G | 4 |  | Combustion Turbine | IC Engine | MIS_IL | Illinois | 17 | Moultrie | 139 | 17139 | 0.9 | 19444 | 1951 | 9999 |  |  | N | Distillate Fuel Oil | [12 empty] | 1 | 0.66036 | 0.66036 | 0.66036 | 0.66036 | [11 empty] | Sullivan Municipal Utilities (IL) | 100 | Sullivan Municipal Utilities (IL) | 100
Sullivan (IL) | 969_G_5 | 969 | G | 5 |  | Combustion Turbine | IC Engine | MIS_IL | Illinois | 17 | Moultrie | 139 | 17139 | 1.1 | 19444 | 1948 | 9999 |  |  | N | Distillate Fuel Oil | [12 empty] | 1 | 0.49134 | 0.49134 | 0.49134 | 0.49134 | [11 empty] | Sullivan Municipal Utilities (IL) | 100 | Sullivan Municipal Utilities (IL) | 100
Sullivan (IL) | 969_G_6 | 969 | G | 6 |  | Combustion Turbine | IC Engine | MIS_IL | Illinois | 17 | Moultrie | 139 | 17139 | 0.6 | 19444 | 1946 | 9999 |  |  | N | Distillate Fuel Oil | [12 empty] | 1 | 1.6498 | 1.6498 | 1.6498 | 1.6498 | [11 empty] | Sullivan Municipal Utilities (IL) | 100 | Sullivan Municipal Utilities (IL) | 100
Sullivan (IL) | 969_G_9 | 969 | G | 9 |  | Combustion Turbine | IC Engine | MIS_IL | Illinois | 17 | Moultrie | 139 | 17139 | 2.2 | 19444 | 1971 | 9999 |  |  | N | Distillate Fuel Oil | [12 empty] | 1 | 0.77251 | 0.77251 | 0.77251 | 0.77251 | [11 empty] | Sullivan Municipal Utilities (IL) | 100 | Sullivan Municipal Utilities (IL) | 100
Waterloo | 971_G_1 | 971 | G | 1 |  | Combustion Turbine | IC Engine | MIS_IL | Illinois | 17 | Monroe | 133 | 17133 | 2.7 | 25000 | 1970 | 2045 |  |  | N | Natural Gas, Distillate Fuel Oil | [12 empty] | 1 | 1.6498 | 1.6498 | 1.6498 | 1.6498 | [11 empty] | Waterloo IL (City of) | 100 | Waterloo IL (City of) | 100
Waterloo | 971_G_10 | 971 | G | 10 |  | Combustion Turbine | IC Engine | MIS_IL | Illinois | 17 | Monroe | 133 | 17133 | 1.8 | 10745 | 1996 | 9999 |  |  | N | Distillate Fuel Oil | [13 empty] | 1.6498 | 1.6498 | 1.6498 | 1.6498 | [11 empty] | Illinois Municipal Electric Agency | 100 | Illinois Municipal Electric Agency | 100
Waterloo | 971_G_11 | 971 | G | 11 |  | Combustion Turbine | IC Engine | MIS_IL | Illinois | 17 | Monroe | 133 | 17133 | 1.8 | 10745 | 1996 | 9999 |  |  | N | Distillate Fuel Oil | [13 empty] | 1.6498 | 1.6498 | 1.6498 | 1.6498 | [11 empty] | Illinois Municipal Electric Agency | 100 | Illinois Municipal Electric Agency | 100
Waterloo | 971_G_12 | 971 | G | 12 |  | Combustion Turbine |  | MIS_IL | Illinois | 17 | Monroe | 133 | 17133 | 6.6 | 12299 | 2002 | 2045 |  |  | N | Natural Gas, Distillate Fuel Oil | [12 empty] | 1 | 0.16383 | 0.16383 | 0.16383 | 0.16383 | [11 empty] | Waterloo IL (City of) | 100 | Waterloo IL (City of) | 100
Waterloo | 971_G_13 | 971 | G | 13 |  | Combustion Turbine |  | MIS_IL | Illinois | 17 | Monroe | 133 | 17133 | 6.6 | 12323 | 2012 | 2045 |  |  | N | Natural Gas, Distillate Fuel Oil | [13 empty] | 0.16383 | 0.16383 | 0.16383 | 0.16383 | [11 empty] | Waterloo IL (City of) | 100 | Waterloo IL (City of) | 100
Waterloo | 971_G_2 | 971 | G | 2 |  | Combustion Turbine | IC Engine | MIS_IL | Illinois | 17 | Monroe | 133 | 17133 | 0.2 | 19228 | 1954 | 9999 |  |  | N | Distillate Fuel Oil | [12 empty] | 1 | 1.6498 | 1.6498 | 1.6498 | 1.6498 | [11 empty] | Waterloo IL (City of) | 100 | Waterloo IL (City of) | 100
Waterloo | 971_G_3 | 971 | G | 3 |  | Combustion Turbine | IC Engine | MIS_IL | Illinois | 17 | Monroe | 133 | 17133 | 0.2 | 19228 | 1946 | 9999 |  |  | N | Distillate Fuel Oil | [12 empty] | 1 | 1.6498 | 1.6498 | 1.6498 | 1.6498 | [11 empty] | Waterloo IL (City of) | 100 | Waterloo IL (City of) | 100
Waterloo | 971_G_4 | 971 | G | 4 |  | Combustion Turbine | IC Engine | MIS_IL | Illinois | 17 | Monroe | 133 | 17133 | 1.8 | 25000 | 1963 | 2045 |  |  | N | Natural Gas, Distillate Fuel Oil | [12 empty] | 1 | 1.6498 | 1.6498 | 1.6498 | 1.6498 | [11 empty] | Waterloo IL (City of) | 100 | Waterloo IL (City of) | 100
Waterloo | 971_G_5 | 971 | G | 5 |  | Combustion Turbine | IC Engine | MIS_IL | Illinois | 17 | Monroe | 133 | 17133 | 0.4 | 20565 | 1950 | 9999 |  |  | N | Distillate Fuel Oil | [12 empty] | 1 | 1.6498 | 1.6498 | 1.6498 | 1.6498 | [11 empty] | Waterloo IL (City of) | 100 | Waterloo IL (City of) | 100
Waterloo | 971_G_6 | 971 | G | 6 |  | Combustion Turbine | IC Engine | MIS_IL | Illinois | 17 | Monroe | 133 | 17133 | 0.5 | 20900 | 1950 | 9999 |  |  | N | Distillate Fuel Oil | [12 empty] | 1 | 3.806 | 3.806 | 3.806 | 3.806 | [11 empty] | Waterloo IL (City of) | 100 | Waterloo IL (City of) | 100
Waterloo | 971_G_7 | 971 | G | 7 |  | Combustion Turbine | IC Engine | MIS_IL | Illinois | 17 | Monroe | 133 | 17133 | 1.5 | 25000 | 1959 | 2045 |  |  | N | Natural Gas, Distillate Fuel Oil | [12 empty] | 1 | 0.94606 | 0.94606 | 0.94606 | 0.94606 | [11 empty] | Waterloo IL (City of) | 100 | Waterloo IL (City of) | 100
Waterloo | 971_G_8 | 971 | G | 8 |  | Combustion Turbine | IC Engine | MIS_IL | Illinois | 17 | Monroe | 133 | 17133 | 2.4 | 25000 | 1973 | 9999 |  |  | N | Distillate Fuel Oil | [12 empty] | 1 | 1.3198 | 1.3198 | 1.3198 | 1.3198 | [11 empty] | Waterloo IL (City of) | 100 | Waterloo IL (City of) | 100
Waterloo | 971_G_9 | 971 | G | 9 |  | Combustion Turbine | IC Engine | MIS_IL | Illinois | 17 | Monroe | 133 | 17133 | 1.8 | 10745 | 1996 | 9999 |  |  | N | Distillate Fuel Oil | [13 empty] | 1.6498 | 1.6498 | 1.6498 | 1.6498 | [11 empty] | Illinois Municipal Electric Agency | 100 | Illinois Municipal Electric Agency | 100
Winnetka | 972_G_8 | 972 | G | 8 |  | Combustion Turbine | IC Engine | PJM_COMD | Illinois | 17 | Cook | 31 | 17031 | 2.6 | 12723 | 1979 | 9999 |  |  | N | Distillate Fuel Oil | [12 empty] | 1 | 1.6498 | 1.6498 | 1.6498 | 1.6498 | [11 empty] | Winnetka IL (Village of) | 100 | Winnetka IL (Village of) | 100
Winnetka | 972_G_9 | 972 | G | 9 |  | Combustion Turbine | IC Engine | PJM_COMD | Illinois | 17 | Cook | 31 | 17031 | 2.6 | 12768 | 1979 | 9999 |  |  | N | Distillate Fuel Oil | [12 empty] | 1 | 1.6498 | 1.6498 | 1.6498 | 1.6498 | [11 empty] | Winnetka IL (Village of) | 100 | Winnetka IL (Village of) | 100
Marion | 976_G_5 | 976 | G | 5 | 9174 | Combustion Turbine |  | MIS_IL | Illinois | 17 | Williamson | 199 | 17199 | 70 | 13433 | 2003 | 2045 |  |  | N | Natural Gas, Distillate Fuel Oil |  |  |  | DLNB + H2O | [8 empty] | 0.004 | 0.04913 | 0.04913 | 0.04913 | 0.04913 | [11 empty] | Southern Illinois Power Coop | 100 | Southern Illinois Power Coop | 100
Marion | 976_G_6 | 976 | G | 6 | 9175 | Combustion Turbine |  | MIS_IL | Illinois | 17 | Williamson | 199 | 17199 | 70 | 13434 | 2003 | 2045 |  |  | N | Natural Gas, Distillate Fuel Oil |  |  |  | DLNB + H2O | [8 empty] | 0.004 | 0.05634 | 0.05634 | 0.05634 | 0.05634 | [11 empty] | Southern Illinois Power Coop | 100 | Southern Illinois Power Coop | 100
Newhalem | 9842_G_20 | 9842 | G | 20 |  | Hydro |  | WECC_PNW | Washington | 53 | Whatcom | 73 | 53073 | 2.3 | 0 | 1970 | 9999 |  |  | N | Hydro | [13 empty] | 0 | 0 | 0 | 0 | [11 empty] | Seattle City Light | 100 | Seattle City Light | 100
Elkhart | 986_G_1 | 986 | G | 1 |  | Hydro |  | PJM_West | Indiana | 18 | Elkhart | 39 | 18039 | 0.6 | 0 | 1913 | 9999 |  |  | N | Hydro | [13 empty] | 0 | 0 | 0 | 0 | [11 empty] | Indiana Michigan Power Co | 100 | American Electric Power Co Inc | 100
Elkhart | 986_G_2 | 986 | G | 2 |  | Hydro |  | PJM_West | Indiana | 18 | Elkhart | 39 | 18039 | 0.4 | 0 | 1921 | 9999 |  |  | N | Hydro | [13 empty] | 0 | 0 | 0 | 0 | [11 empty] | Indiana Michigan Power Co | 100 | American Electric Power Co Inc | 100
Elkhart | 986_G_3 | 986 | G | 3 |  | Hydro |  | PJM_West | Indiana | 18 | Elkhart | 39 | 18039 | 0.4 | 0 | 1921 | 9999 |  |  | N | Hydro | [13 empty] | 0 | 0 | 0 | 0 | [11 empty] | Indiana Michigan Power Co | 100 | American Electric Power Co Inc | 100
Cabot Holyoke | 9864_G_1 | 9864 | G | 1 |  | Hydro |  | NENGREST | Massachusetts | 25 | Hampden | 13 | 25013 | 0.6 | 0 | 1893 | 9999 |  |  | N | Hydro | [13 empty] | 0 | 0 | 0 | 0 | [11 empty] | Holyoke Gas & Electric Dept | 100 | Holyoke Gas & Electric Dept | 100
Cabot Holyoke | 9864_G_2 | 9864 | G | 2 |  | Hydro |  | NENGREST | Massachusetts | 25 | Hampden | 13 | 25013 | 0.6 | 0 | 1938 | 9999 |  |  | N | Hydro | [13 empty] | 0 | 0 | 0 | 0 | [11 empty] | Holyoke Gas & Electric Dept | 100 | Holyoke Gas & Electric Dept | 100
Cabot Holyoke | 9864_G_3 | 9864 | G | 3 |  | Hydro |  | NENGREST | Massachusetts | 25 | Hampden | 13 | 25013 | 0.4 | 0 | 1939 | 9999 |  |  | N | Hydro | [13 empty] | 0 | 0 | 0 | 0 | [11 empty] | Holyoke Gas & Electric Dept | 100 | Holyoke Gas & Electric Dept | 100
Cabot Holyoke | 9864_G_4 | 9864 | G | 4 |  | Hydro |  | NENGREST | Massachusetts | 25 | Hampden | 13 | 25013 | 0.5 | 0 | 1907 | 9999 |  |  | N | Hydro | [13 empty] | 0 | 0 | 0 | 0 | [11 empty] | Holyoke Gas & Electric Dept | 100 | Holyoke Gas & Electric Dept | 100
Last Chance | 987_G_1 | 987 | G | 1 |  | Hydro |  | WECC_ID | Idaho | 16 | Caribou | 29 | 16029 | 0.2 | 0 | 1984 | 9999 |  |  | N | Hydro | [13 empty] | 0 | 0 | 0 | 0 | [11 empty] | PacifiCorp | 100 | Berkshire Hathaway Inc | 100
Last Chance | 987_G_2 | 987 | G | 2 |  | Hydro |  | WECC_ID | Idaho | 16 | Caribou | 29 | 16029 | 0.4 | 0 | 1984 | 9999 |  |  | N | Hydro | [13 empty] | 0 | 0 | 0 | 0 | [11 empty] | PacifiCorp | 100 | Berkshire Hathaway Inc | 100
Last Chance | 987_G_3 | 987 | G | 3 |  | Hydro |  | WECC_ID | Idaho | 16 | Caribou | 29 | 16029 | 0.8 | 0 | 1984 | 9999 |  |  | N | Hydro | [13 empty] | 0 | 0 | 0 | 0 | [11 empty] | PacifiCorp | 100 | Berkshire Hathaway Inc | 100
Twin Branch | 989_G_H1E | 989 | G | H1E |  | Hydro |  | PJM_West | Indiana | 18 | St Joseph | 141 | 18141 | 0.5 | 0 | 1989 | 9999 |  |  | N | Hydro | [13 empty] | 0 | 0 | 0 | 0 | [11 empty] | Indiana Michigan Power Co | 100 | American Electric Power Co Inc | 100
Twin Branch | 989_G_H1W | 989 | G | H1W |  | Hydro |  | PJM_West | Indiana | 18 | St Joseph | 141 | 18141 | 0.5 | 0 | 1989 | 9999 |  |  | N | Hydro | [13 empty] | 0 | 0 | 0 | 0 | [11 empty] | Indiana Michigan Power Co | 100 | American Electric Power Co Inc | 100
Twin Branch | 989_G_H2W | 989 | G | H2W |  | Hydro |  | PJM_West | Indiana | 18 | St Joseph | 141 | 18141 | 0.5 | 0 | 1989 | 9999 |  |  | N | Hydro | [13 empty] | 0 | 0 | 0 | 0 | [11 empty] | Indiana Michigan Power Co | 100 | American Electric Power Co Inc | 100
Twin Branch | 989_G_H3W | 989 | G | H3W |  | Hydro |  | PJM_West | Indiana | 18 | St Joseph | 141 | 18141 | 0.5 | 0 | 1989 | 9999 |  |  | N | Hydro | [13 empty] | 0 | 0 | 0 | 0 | [11 empty] | Indiana Michigan Power Co | 100 | American Electric Power Co Inc | 100
Twin Branch | 989_G_H4W | 989 | G | H4W |  | Hydro |  | PJM_West | Indiana | 18 | St Joseph | 141 | 18141 | 0.5 | 0 | 1989 | 9999 |  |  | N | Hydro | [13 empty] | 0 | 0 | 0 | 0 | [11 empty] | Indiana Michigan Power Co | 100 | American Electric Power Co Inc | 100
Twin Branch | 989_G_H5W | 989 | G | H5W |  | Hydro |  | PJM_West | Indiana | 18 | St Joseph | 141 | 18141 | 0.5 | 0 | 1989 | 9999 |  |  | N | Hydro | [13 empty] | 0 | 0 | 0 | 0 | [11 empty] | Indiana Michigan Power Co | 100 | American Electric Power Co Inc | 100
Twin Branch | 989_G_H6E | 989 | G | H6E |  | Hydro |  | PJM_West | Indiana | 18 | St Joseph | 141 | 18141 | 0.5 | 0 | 1989 | 9999 |  |  | N | Hydro | [13 empty] | 0 | 0 | 0 | 0 | [11 empty] | Indiana Michigan Power Co | 100 | American Electric Power Co Inc | 100
Twin Branch | 989_G_H6W | 989 | G | H6W |  | Hydro |  | PJM_West | Indiana | 18 | St Joseph | 141 | 18141 | 0.5 | 0 | 1989 | 9999 |  |  | N | Hydro | [13 empty] | 0 | 0 | 0 | 0 | [11 empty] | Indiana Michigan Power Co | 100 | American Electric Power Co Inc | 100
Frederickson | 99_G_1 | 99 | G | 1 |  | Combustion Turbine |  | WECC_PNW | Washington | 53 | Pierce | 53 | 53053 | 67 | 25000 | 1981 | 9999 |  |  | N | Natural Gas, Distillate Fuel Oil | [12 empty] | 2.63 | 0.19683 | 0.19683 | 0.19683 | 0.19683 | [11 empty] | Puget Sound Energy Inc | 100 | Puget Energy Inc | 100
Frederickson | 99_G_2 | 99 | G | 2 |  | Combustion Turbine |  | WECC_PNW | Washington | 53 | Pierce | 53 | 53053 | 67 | 25000 | 1981 | 9999 |  |  | N | Natural Gas, Distillate Fuel Oil | [12 empty] | 2.63 | 0.1126 | 0.1126 | 0.1126 | 0.1126 | [11 empty] | Puget Sound Energy Inc | 100 | Puget Energy Inc | 100
Harding Street | 990_G_BAT1 | 990 | G | BAT1 |  | Energy Storage |  | MIS_INKY | Indiana | 18 | Marion | 97 | 18097 | 20 | 0 | 2016 | 9999 |  |  | N | Energy Storage | [13 empty] | 0 | 0 | 0 | 0 | [11 empty] | Indianapolis Power & Light | 100 | AES Corp (The) | 100
Harding Street | 990_G_GT1 | 990 | G | GT1 |  | Combustion Turbine |  | MIS_INKY | Indiana | 18 | Marion | 97 | 18097 | 19.1 | 11798 | 1973 | 9999 |  |  | N | Distillate Fuel Oil | [12 empty] | 0.35 | 1.01 | 1.01 | 1.01 | 1.01 | [11 empty] | Indianapolis Power & Light | 100 | AES Corp (The) | 100
Harding Street | 990_G_GT2 | 990 | G | GT2 |  | Combustion Turbine |  | MIS_INKY | Indiana | 18 | Marion | 97 | 18097 | 17.9 | 11798 | 1973 | 9999 |  |  | N | Distillate Fuel Oil | [12 empty] | 0.35 | 1.01 | 1.01 | 1.01 | 1.01 | [11 empty] | Indianapolis Power & Light | 100 | AES Corp (The) | 100
Harding Street | 990_G_GT4 | 990 | G | GT4 | 682 | Combustion Turbine |  | MIS_INKY | Indiana | 18 | Marion | 97 | 18097 | 67 | 11798 | 1994 | 2030 |  |  | N | Natural Gas, Distillate Fuel Oil |  |  |  | H2O | [8 empty] | 1.6 | 0.15058 | 0.15058 | 0.15058 | 0.15058 | [11 empty] | Indianapolis Power & Light | 100 | AES Corp (The) | 100
Harding Street | 990_G_GT5 | 990 | G | GT5 | 683 | Combustion Turbine |  | MIS_INKY | Indiana | 18 | Marion | 97 | 18097 | 67 | 11798 | 1995 | 2030 |  |  | N | Natural Gas, Distillate Fuel Oil |  |  |  | H2O | [8 empty] | 1.6 | 0.14978 | 0.14978 | 0.14978 | 0.14978 | [11 empty] | Indianapolis Power & Light | 100 | AES Corp (The) | 100
Harding Street | 990_G_GT6 | 990 | G | GT6 | 684 | Combustion Turbine |  | MIS_INKY | Indiana | 18 | Marion | 97 | 18097 | 154 | 11798 | 2002 | 2030 |  |  | N | Natural Gas |  |  |  | DLNB | [8 empty] | 1.6 | 0.03799 | 0.03799 | 0.03799 | 0.03799 | [11 empty] | Indianapolis Power & Light | 100 | AES Corp (The) | 100
Harding Street | 990_G_IC1 | 990 | G | IC1 |  | Combustion Turbine | IC Engine | MIS_INKY | Indiana | 18 | Marion | 97 | 18097 | 3 | 14342 | 1967 | 9999 |  |  | N | Distillate Fuel Oil | [12 empty] | 1.6 | 1.6498 | 1.6498 | 1.6498 | 1.6498 | [11 empty] | Indianapolis Power & Light | 100 | AES Corp (The) | 100
Eagle Valley (IN) | 991_G_GT1 | 991 | G | GT1 | 91143 | Combined Cycle |  | MIS_INKY | Indiana | 18 | Morgan | 109 | 18109 | 207 | 7050 | 2018 | 9999 |  |  | N | Natural Gas |  |  |  | DLNB | SCR | [8 empty] | 0.0066855 | 0.0066855 | 0.0066855 | 0.0066855 | [11 empty] | Indianapolis Power & Light | 100 | AES Corp (The) | 100
Eagle Valley (IN) | 991_G_GT2 | 991 | G | GT2 | 91144 | Combined Cycle |  | MIS_INKY | Indiana | 18 | Morgan | 109 | 18109 | 207 | 7050 | 2018 | 9999 |  |  | N | Natural Gas |  |  |  | DLNB | SCR | [8 empty] | 0.0066855 | 0.0066855 | 0.0066855 | 0.0066855 | [11 empty] | Indianapolis Power & Light | 100 | AES Corp (The) | 100
Eagle Valley (IN) | 991_G_STG1 | 991 | G | STG1 | 91143 | Combined Cycle |  | MIS_INKY | Indiana | 18 | Morgan | 109 | 18109 | 230 | 7050 | 2018 | 9999 |  |  | N | Natural Gas |  |  |  | LNB | SCR | [8 empty] | 0.0066855 | 0.0066855 | 0.0066855 | 0.0066855 | [11 empty] | Indianapolis Power & Light | 100 | AES Corp (The) | 100
AES Petersburg | 994_G_IC1 | 994 | G | IC1 |  | Combustion Turbine | IC Engine | MIS_INKY | Indiana | 18 | Pike | 125 | 18125 | 3 | 11065 | 1967 | 9999 |  |  | N | Distillate Fuel Oil | [12 empty] | 1.6 | 1.6498 | 1.6498 | 1.6498 | 1.6498 | [11 empty] | Indianapolis Power & Light | 100 | AES Corp (The) | 100
AES Petersburg | 994_G_IC2 | 994 | G | IC2 |  | Combustion Turbine | IC Engine | MIS_INKY | Indiana | 18 | Pike | 125 | 18125 | 3 | 11043 | 1967 | 9999 |  |  | N | Distillate Fuel Oil | [12 empty] | 1.6 | 1.6498 | 1.6498 | 1.6498 | 1.6498 | [11 empty] | Indianapolis Power & Light | 100 | AES Corp (The) | 100
AES Petersburg | 994_G_IC3 | 994 | G | IC3 |  | Combustion Turbine | IC Engine | MIS_INKY | Indiana | 18 | Pike | 125 | 18125 | 3 | 11043 | 1967 | 9999 |  |  | N | Distillate Fuel Oil | [12 empty] | 1.6 | 1.6498 | 1.6498 | 1.6498 | 1.6498 | [11 empty] | Indianapolis Power & Light | 100 | AES Corp (The) | 100
Norway (IN) | 998_G_1 | 998 | G | 1 |  | Hydro |  | MIS_INKY | Indiana | 18 | White | 181 | 18181 | 1.1 | 0 | 1923 | 9999 |  |  | N | Hydro | [13 empty] | 0 | 0 | 0 | 0 | [11 empty] | Northern Indiana Public Service Co LLC | 100 | NiSource Inc | 100
Norway (IN) | 998_G_2 | 998 | G | 2 |  | Hydro |  | MIS_INKY | Indiana | 18 | White | 181 | 18181 | 1.1 | 0 | 1923 | 9999 |  |  | N | Hydro | [13 empty] | 0 | 0 | 0 | 0 | [11 empty] | Northern Indiana Public Service Co LLC | 100 | NiSource Inc | 100
Norway (IN) | 998_G_3 | 998 | G | 3 |  | Hydro |  | MIS_INKY | Indiana | 18 | White | 181 | 18181 | 1.1 | 0 | 1923 | 9999 |  |  | N | Hydro | [13 empty] | 0 | 0 | 0 | 0 | [11 empty] | Northern Indiana Public Service Co LLC | 100 | NiSource Inc | 100
Norway (IN) | 998_G_4 | 998 | G | 4 |  | Hydro |  | MIS_INKY | Indiana | 18 | White | 181 | 18181 | 0.7 | 0 | 1923 | 9999 |  |  | N | Hydro | [13 empty] | 0 | 0 | 0 | 0 | [11 empty] | Northern Indiana Public Service Co LLC | 100 | NiSource Inc | 100
Oakdale | 999_G_1 | 999 | G | 1 |  | Hydro |  | MIS_INKY | Indiana | 18 | Carroll | 15 | 18015 | 2.9 | 0 | 1925 | 9999 |  |  | N | Hydro | [13 empty] | 0 | 0 | 0 | 0 | [11 empty] | Northern Indiana Public Service Co LLC | 100 | NiSource Inc | 100
Oakdale | 999_G_2 | 999 | G | 2 |  | Hydro |  | MIS_INKY | Indiana | 18 | Carroll | 15 | 18015 | 2.2 | 0 | 1925 | 9999 |  |  | N | Hydro | [13 empty] | 0 | 0 | 0 | 0 | [11 empty] | Northern Indiana Public Service Co LLC | 100 | NiSource Inc | 100
Oakdale | 999_G_3 | 999 | G | 3 |  | Hydro |  | MIS_INKY | Indiana | 18 | Carroll | 15 | 18015 | 0.9 | 0 | 1925 | 9999 |  |  | N | Hydro | [13 empty] | 0 | 0 | 0 | 0 | [11 empty] | Northern Indiana Public Service Co LLC | 100 | NiSource Inc | 100
Quest Diagnostics | 83001_G_1 | 83001 | G | 1 |  | Combustion Turbine | IC Engine | PJM_Dom | Virginia | 51 | Loudoun | 107 | 51107 | 4 | 14397 | 2016 | 9999 |  |  | N | Distillate Fuel Oil | [13 empty] | 1.6498 | 1.6498 | 1.6498 | 1.6498 | [11 empty] | DuPont Fabros Technology | 100 | DowDuPont Inc | 100
Micron Technology Incorporated | 83002_G_1 | 83002 | G | 1 |  | Combustion Turbine | IC Engine | PJM_Dom | Virginia | 51 | Prince William | 153 | 51153 | 6 | 11132 | 2016 | 9999 |  |  | N | Distillate Fuel Oil | [13 empty] | 1.6498 | 1.6498 | 1.6498 | 1.6498 | [11 empty] | MM Prince William Energy LLC | 100 | FORTISTAR | 100
AOL | 83003_G_1 | 83003 | G | 1 |  | Combustion Turbine | IC Engine | PJM_Dom | Virginia | 51 | Loudoun | 107 | 51107 | 14 | 11132 | 2016 | 9999 |  |  | N | Distillate Fuel Oil | [13 empty] | 1.6498 | 1.6498 | 1.6498 | 1.6498 | [11 empty] | DuPont Fabros Technology | 100 | DowDuPont Inc | 100
AOL | 83004_G_1 | 83004 | G | 1 |  | Combustion Turbine | IC Engine | PJM_Dom | Virginia | 51 | Prince William | 153 | 51153 | 25 | 11132 | 2016 | 9999 |  |  | N | Distillate Fuel Oil | [13 empty] | 1.6498 | 1.6498 | 1.6498 | 1.6498 | [11 empty] | DuPont Fabros Technology | 100 | DowDuPont Inc | 100
MCI | 83005_G_1 | 83005 | G | 1 |  | Combustion Turbine | IC Engine | PJM_Dom | Virginia | 51 | Loudoun | 107 | 51107 | 32 | 11132 | 2016 | 9999 |  |  | N | Distillate Fuel Oil | [13 empty] | 1.6498 | 1.6498 | 1.6498 | 1.6498 | [11 empty] | DuPont Fabros Technology | 100 | DowDuPont Inc | 100
AOL | 83006_G_1 | 83006 | G | 1 |  | Combustion Turbine | IC Engine | PJM_Dom | Virginia | 51 | Fairfax | 59 | 51059 | 44 | 11132 | 2016 | 9999 |  |  | N | Distillate Fuel Oil | [13 empty] | 1.6498 | 1.6498 | 1.6498 | 1.6498 | [11 empty] | Covanta Fairfax Inc | 100 | Covanta Holding Corp | 100
DuPont Fabros | 83007_G_1 | 83007 | G | 1 |  | Combustion Turbine | IC Engine | PJM_Dom | Virginia | 51 | Loudoun | 107 | 51107 | 60 | 11132 | 2016 | 9999 |  |  | N | Distillate Fuel Oil | [13 empty] | 1.6498 | 1.6498 | 1.6498 | 1.6498 | [11 empty] | DuPont Fabros Technology | 100 | DowDuPont Inc | 100
Beaver Valley | 6040_G_2 | 6040 | G | 2 |  | Nuclear |  | PJM_West | Pennsylvania | 42 | Beaver | 7 | 42007 | 901 | 10456 | 1987 | 9999 |  |  | N | Nuclear Fuel | [13 empty] | 0 | 0 | 0 | 0 | [11 empty] | Energy Harbor Nuclear Generation LLC | 60.08 | FirstEnergy Corp | 100
Beaver Valley | 6040_G_1 | 6040 | G | 1 |  | Nuclear |  | PJM_West | Pennsylvania | 42 | Beaver | 7 | 42007 | 907 | 10456 | 1976 | 9999 |  |  | N | Nuclear Fuel | [13 empty] | 0 | 0 | 0 | 0 | [11 empty] | Energy Harbor Nuclear Generation LLC | 100 | FirstEnergy Corp | 100
IGS CC, LLC | 63428_G_254 | 63428 | G | 254 |  | Solar PV |  | PJM_SMAC | District of Columbia | 11 | District of Columbia | 1 | 11001 | 1.5 | 0 | 2020 | 9999 |  |  | N | Solar | [13 empty] | 0 | 0 | 0 | 0 | [11 empty] | IGS CC LLC | 100 | Greenbacker Renewable Energy Corp | 100
OES Biogas Power | 63622_G_OES01 | 63622 | G | OES01 |  | Non-Fossil Waste |  | WECC_SCE | California | 6 | San Bernardino | 71 | 06071 | 1.3 | 13500 | 2020 | 9999 |  |  | N | Non-Fossil Waste | [13 empty] | 0 | 0 | 0 | 0 | [11 empty] | Organic Energy Solutions LLC | 100 | Organic Energy Solutions LLC | 100
OES Biogas Power | 63622_G_OES02 | 63622 | G | OES02 |  | Non-Fossil Waste |  | WECC_SCE | California | 6 | San Bernardino | 71 | 06071 | 1.3 | 13500 | 2020 | 9999 |  |  | N | Non-Fossil Waste | [13 empty] | 0 | 0 | 0 | 0 | [11 empty] | Organic Energy Solutions LLC | 100 | Organic Energy Solutions LLC | 100
Burlington (IA) | 1104_B_1 | 1104 | B | 1 | 764 | O/G Steam |  | MIS_IA | Iowa | 19 | Des Moines | 57 | 19057 | 214 | 10991 | 1968 | 9999 | tangential | wet | N | Natural Gas |  |  |  | LNB + OFA |  |  |  | ESPC | Yes | ACI | 2014 |  | 0.75 | 0.07296 | 0.07296 | 0.07296 | 0.07296 | [11 empty] | Interstate Power & Light Co | 100 | Alliant Energy Corp | 100
Big Bend | 645_G_BBST1 | 645 | G | BBST1 |  | Combined Cycle |  | FRCC | Florida | 12 | Hillsborough | 57 | 12057 | 335 | 7050 | 2023 | 9999 |  |  | N | Natural Gas |  |  |  | DLNB | SCR | [8 empty] | 0.011 | 0.011 | 0.011 | 0.011 | [11 empty] | Tampa Electric Co | 100 | TECO Energy Inc | 100
Big Bend | 645_G_GT5 | 645 | G | GT5 |  | Combined Cycle |  | FRCC | Florida | 12 | Hillsborough | 57 | 12057 | 360 | 7050 | 2023 | 9999 |  |  | N | Natural Gas |  |  |  | DLNB | SCR | [8 empty] | 0.011 | 0.011 | 0.011 | 0.011 | [11 empty] | Tampa Electric Co | 100 | TECO Energy Inc | 100
Big Bend | 645_G_GT6 | 645 | G | GT6 |  | Combined Cycle |  | FRCC | Florida | 12 | Hillsborough | 57 | 12057 | 360 | 7050 | 2023 | 9999 |  |  | N | Natural Gas |  |  |  | DLNB | SCR | [8 empty] | 0.011 | 0.011 | 0.011 | 0.011 | [11 empty] | Tampa Electric Co | 100 | TECO Energy Inc | 100
Greenleaf 2 Power Plant | 10349_G_GEN1 | 10349 | G | GEN1 |  | Combustion Turbine |  | WEC_CALN | California | 6 | Sutter | 101 | 06101 | 49.5 | 8700 | 1989 | 9999 |  |  | Y | Natural Gas | [12 empty] | 0.74 | 0.02113 | 0.02113 | 0.02113 | 0.02113 | [11 empty] | Calpine Corp Yuba City | 100 | Energy Capital Partners | 100
Quindaro | 1295_B_2 | 1295 | B | 2 | 856 | O/G Steam |  | SPP_N | Kansas | 20 | Wyandotte | 209 | 20209 | 85 | 12190 | 1971 | 9999 | wall | dry | N | Natural Gas |  |  |  | LNB + LNBO | [8 empty] | 0.006 | 0.14277 | 0.14277 | 0.14277 | 0.14277 | [11 empty] | Kansas City Board Public Utilities | 100 | Kansas City Board Public Utilities | 100
J S Eastwood | 104_G_1 | 104 | G | 1 |  | Pumped Storage |  | WEC_CALN | California | 6 | Fresno | 19 | 06019 | 95 | 0 | 1987 | 9999 |  |  | N | Pumped Storage | [13 empty] | 0 | 0 | 0 | 0 | [11 empty] | Southern California Edison Co | 100 | Edison International | 100
Quindaro | 1295_G_ST1 | 1295 | G | ST1 | 855 | O/G Steam |  | SPP_N | Kansas | 20 | Wyandotte | 209 | 20209 | 72 | 12287 | 1965 | 9999 | cyclone | wet | N | Natural Gas | [13 empty] | 0.31045 | 0.31045 | 0.31045 | 0.31045 | [11 empty] | Kansas City Board Public Utilities | 100 | Kansas City Board Public Utilities | 100
Big Creek 4 | 320_G_1 | 320 | G | 1 |  | Hydro |  | WECC_SCE | California | 6 | Madera | 39 | 06039 | 50 | 0 | 1951 | 9999 |  |  | N | Hydro | [13 empty] | 0 | 0 | 0 | 0 | [11 empty] | Southern California Edison Co | 100 | Edison International | 100
Big Creek 4 | 320_G_2 | 320 | G | 2 |  | Hydro |  | WECC_SCE | California | 6 | Madera | 39 | 06039 | 50 | 0 | 1951 | 9999 |  |  | N | Hydro | [13 empty] | 0 | 0 | 0 | 0 | [11 empty] | Southern California Edison Co | 100 | Edison International | 100
Trinidad (TX) | 3507_B_9 | 3507 | B | 9 | 2435 | O/G Steam |  | ERC_REST | Texas | 48 | Henderson | 213 | 48213 | 235 | 12604 | 1965 | 9999 | tangential |  | N | Natural Gas |  |  |  | other | [8 empty] | 1.16 | 0.17305 | 0.17305 | 0.17305 | 0.17305 | [11 empty] | Luminant | 100 | Vistra Energy | 100
Trinidad (TX) | 3507_G_D1 | 3507 | G | D1 |  | Combustion Turbine | IC Engine | ERC_REST | Texas | 48 | Henderson | 213 | 48213 | 2 | 25000 | 1966 | 9999 |  |  | N | Distillate Fuel Oil | [12 empty] | 0.2 | 2.5429 | 2.5429 | 2.5429 | 2.5429 | [11 empty] | Luminant | 100 | Vistra Energy | 100
Trinidad (TX) | 3507_G_D2 | 3507 | G | D2 |  | Combustion Turbine | IC Engine | ERC_REST | Texas | 48 | Henderson | 213 | 48213 | 2 | 25000 | 1966 | 9999 |  |  | N | Distillate Fuel Oil | [12 empty] | 0.2 | 3.0143 | 3.0143 | 3.0143 | 3.0143 | [11 empty] | Luminant | 100 | Vistra Energy | 100
Morgantown Energy Facility | 10743_B_CFB1 | 10743 | B | CFB1 | 10078 | Coal Steam |  | PJM_AP | West Virginia | 54 | Monongalia | 61 | 54061 | 25 | 10092 | 1991 | 9999 | FBC | dry | Y | Bituminous, Waste Coal | Reagent Injection | 1992 | 0.946 | CF | SNCR |  | 2016 | B | NA |  |  |  | 0.4 | 0.34854 | 0.17427 | 0.34854 | 0.17427 | 0.01 | 0.01 | 0.01 | 0.98 | Yes | 1992 | [5 empty] | Morgantown Energy Associates | 100 | Dominion Energy Inc | 100
Morgantown Energy Facility | 10743_B_CFB2 | 10743 | B | CFB2 | 10079 | Coal Steam |  | PJM_AP | West Virginia | 54 | Monongalia | 61 | 54061 | 25 | 10092 | 1991 | 9999 | FBC | dry | Y | Bituminous, Waste Coal | Reagent Injection | 1992 | 0.946 | CF | SNCR |  | 2016 | B | NA |  |  |  | 0.4 | 0.35035 | 0.17518 | 0.35035 | 0.17518 | 0.01 | 0.01 | 0.01 | 0.98 | Yes | 1992 | [5 empty] | Morgantown Energy Associates | 100 | Dominion Energy Inc | 100
Byron Generating Station | 6023_G_1 | 6023 | G | 1 |  | Nuclear |  | PJM_COMD | Illinois | 17 | Ogle | 141 | 17141 | 1164 | 10456 | 1985 | 9999 |  |  | N | Nuclear Fuel | [13 empty] | 0 | 0 | 0 | 0 | [11 empty] | Exelon Generation Supply LLC | 100 | Exelon Corp | 100
Byron Generating Station | 6023_G_2 | 6023 | G | 2 |  | Nuclear |  | PJM_COMD | Illinois | 17 | Ogle | 141 | 17141 | 1136 | 10456 | 1987 | 9999 |  |  | N | Nuclear Fuel | [13 empty] | 0 | 0 | 0 | 0 | [11 empty] | Exelon Generation Supply LLC | 100 | Exelon Corp | 100
Dresden Generating Station | 869_G_2 | 869 | G | 2 |  | Nuclear |  | PJM_COMD | Illinois | 17 | Grundy | 63 | 17063 | 902 | 10456 | 1970 | 9999 |  |  | N | Nuclear Fuel | [13 empty] | 0 | 0 | 0 | 0 | [11 empty] | Exelon Generation Supply LLC | 100 | Exelon Corp | 100
Dresden Generating Station | 869_G_3 | 869 | G | 3 |  | Nuclear |  | PJM_COMD | Illinois | 17 | Grundy | 63 | 17063 | 895 | 10456 | 1971 | 9999 |  |  | N | Nuclear Fuel | [13 empty] | 0 | 0 | 0 | 0 | [11 empty] | Exelon Generation Supply LLC | 100 | Exelon Corp | 100
Fort Churchill | 2330_B_2 | 2330 | B | 2 | 1406 | O/G Steam |  | WECC_NNV | Nevada | 32 | Lyon | 19 | 32019 | 113 | 11713 | 1971 | 2029 | wall | dry | N | Natural Gas |  |  |  | LNBO | [8 empty] | 0.8 | 0.13855 | 0.13855 | 0.13855 | 0.13855 | [11 empty] | Sierra Pacific Power Co | 100 | Berkshire Hathaway Inc | 100
Houston Plant | 52065_G_GEN2 | 52065 | G | GEN2 |  | Non-Fossil Waste |  | ERC_REST | Texas | 48 | Harris | 201 | 48201 | 1.5 | 9117 | 1970 | 9999 |  |  | Y | Non-Fossil Waste | [13 empty] | 0 | 0 | 0 | 0 | [11 empty] | Aventis | 100 | Aventis | 100
Hydro III | 3675_G_HY1 | 3675 | G | HY1 |  | Hydro |  | WECC_UT | Utah | 49 | Cache | 5 | 49005 | 0.7 | 0 | 1925 | 9999 |  |  | N | Hydro | [13 empty] | 0 | 0 | 0 | 0 | [11 empty] | Logan City Light & Power | 100 | Logan City Light & Power | 100
Hydro III | 3675_G_HY2 | 3675 | G | HY2 |  | Hydro |  | WECC_UT | Utah | 49 | Cache | 5 | 49005 | 0.7 | 0 | 1925 | 9999 |  |  | N | Hydro | [13 empty] | 0 | 0 | 0 | 0 | [11 empty] | Logan City Light & Power | 100 | Logan City Light & Power | 100
Manatee | 6042_B_PMT1 | 6042 | B | PMT1 | 2706 | O/G Steam |  | FRCC | Florida | 12 | Manatee | 81 | 12081 | 809 | 11861 | 1976 | 9999 | wall | dry | N | Natural Gas, Residual Fuel Oil |  |  |  | FU + LNB + OFA | [8 empty] | 0.8 | 0.05722 | 0.05722 | 0.05722 | 0.05722 | [11 empty] | Florida Power & Light Co | 100 | NextEra Energy Inc | 100
Manatee | 6042_B_PMT2 | 6042 | B | PMT2 | 2707 | O/G Steam |  | FRCC | Florida | 12 | Manatee | 81 | 12081 | 809 | 11770 | 1977 | 9999 | wall | dry | N | Natural Gas, Residual Fuel Oil |  |  |  | FU + LNB + OFA | [8 empty] | 0.8 | 0.05297 | 0.05297 | 0.05297 | 0.05297 | [11 empty] | Florida Power & Light Co | 100 | NextEra Energy Inc | 100
R D Green | 6639_B_G1 | 6639 | B | G1 | 2896 | Coal Steam |  | MIS_INKY | Kentucky | 21 | Webster | 233 | 21233 | 231 | 11190 | 1979 | 9999 | wall | dry | N | Bituminous | Wet Scrubber | 1979 | 0.9 | LNB |  |  |  | ESPC | No | ACI | 2016 |  | 0.8 | 0.17475 | 0.17475 | 0.17475 | 0.17475 | 0.05 | 0.1 | 0.1 | 0.98 | Yes | 2016 |  |  | C2G | 2022 |  | Big Rivers Electric Corp | 100 | Big Rivers Electric Corp | 100
R D Green | 6639_B_G2 | 6639 | B | G2 | 2897 | Coal Steam |  | MIS_INKY | Kentucky | 21 | Webster | 233 | 21233 | 223 | 11119 | 1981 | 9999 | wall | dry | N | Bituminous | Wet Scrubber | 1981 | 0.9 | LNB |  |  |  | ESPC | No | ACI | 2016 |  | 0.8 | 0.24499 | 0.24499 | 0.1987 | 0.1987 | 0.05 | 0.1 | 0.1 | 0.98 | Yes | 2016 |  |  | C2G | 2022 |  | Big Rivers Electric Corp | 100 | Big Rivers Electric Corp | 100
Grand Tower Energy Center LLC | 862_G_1 | 862 | G | 1 | 578 | Combined Cycle |  | MIS_IL | Illinois | 17 | Jackson | 77 | 17077 | 161 | 15000 | 2001 | 2045 |  |  | N | Natural Gas |  |  |  | DLNB | [8 empty] | 0.001 | 0.072451 | 0.072451 | 0.072451 | 0.072451 | [11 empty] | Grand Tower Energy Center LLC | 100 | Rockland Capital | 100
Grand Tower Energy Center LLC | 862_G_3 | 862 | G | 3 | 578 | Combined Cycle |  | MIS_IL | Illinois | 17 | Jackson | 77 | 17077 | 86 | 15000 | 1951 | 2045 |  |  | N | Natural Gas |  |  |  | DLNB | [8 empty] | 0.001 | 0.072451 | 0.072451 | 0.072451 | 0.072451 | [11 empty] | Grand Tower Energy Center LLC | 100 | Rockland Capital | 100
Cadillac Renewable Energy | 54415_B_101613 | 54415 | B | 101613 | 90201 | Biomass |  | MIS_LMI | Michigan | 26 | Wexford | 165 | 26165 | 38 | 16278 | 1993 | 9999 | stoker/SPR |  | N | Biomass |  |  |  | NH3 | SNCR |  |  | ESPC | No |  |  |  |  | 0.14354 | 0.14354 | 0.14354 | 0.14354 | [11 empty] | Cadillac Renewable Energy LLC | 100 | I Squared Capital | 100
Coal Creek | 6030_B_1 | 6030 | B | 1 | 2692 | Coal Steam |  | MIS_MNWI | North Dakota | 38 | McLean | 55 | 38055 | 574 | 9950 | 1979 | 9999 | tangential | dry | Y | Lignite | Wet Scrubber | 1979 | 0.94 | LNC3 |  |  |  | ESPC | No | ACI | 2015 |  | 1.2 | 0.16493 | 0.16493 | 0.16493 | 0.16493 | 0.1 | 0.1 | 0.1 | 0.99 | [6 empty] | Yes | Great River Energy | 100 | Great River Energy | 100
Coal Creek | 6030_B_2 | 6030 | B | 2 | 2693 | Coal Steam |  | MIS_MNWI | North Dakota | 38 | McLean | 55 | 38055 | 573 | 9950 | 1981 | 9999 | tangential | dry | Y | Lignite | Wet Scrubber | 1981 | 0.94 | LNC3 + OFA |  |  |  | ESPC | No | ACI | 2015 |  | 1.2 | 0.13067 | 0.13067 | 0.13067 | 0.13067 | 0.1 | 0.1 | 0.1 | 0.99 | [6 empty] | Yes | Great River Energy | 100 | Great River Energy | 100
Big Bend | 645_B_BB01 | 645 | B | BB01 | 467 | Coal Steam |  | FRCC | Florida | 12 | Hillsborough | 57 | 12057 | 385 | 10642 | 1970 | 9999 | wall | wet | N | Bituminous, Natural Gas |  |  |  | NH3 + other | SCR | 2010 |  | ESPC | Yes |  |  |  | 6.5 | 0.5243 | 0.10151 | 0.5243 | 0.10151 | 1 | 0.1 | 1 | 0 |  |  |  |  | C2G | 2021 |  | Tampa Electric Co | 100 | TECO Energy Inc | 100
North Fork Community Power | 60192_G_NFCP1 | 60192 | G | NFCP1 |  | Non-Fossil Waste |  | WEC_CALN | California | 6 | Madera | 39 | 06039 | 2 | 7150 | 2020 | 9999 |  |  | Y | Non-Fossil Waste | [13 empty] | 0 | 0 | 0 | 0 | [11 empty] | Phoenix Energy | 100 | Phoenix Energy | 100
Coal Creek | 6030_G_4 | 6030 | G | 4 |  | Combustion Turbine | IC Engine | MIS_MNWI | North Dakota | 38 | McLean | 55 | 38055 | 3 | 12283 | 2016 | 9999 |  |  | N | Distillate Fuel Oil | [13 empty] | 1.6498 | 1.6498 | 1.6498 | 1.6498 | [11 empty] | Great River Energy | 100 | Great River Energy | 100
Coal Creek | 6030_G_5 | 6030 | G | 5 |  | Combustion Turbine | IC Engine | MIS_MNWI | North Dakota | 38 | McLean | 55 | 38055 | 3 | 12283 | 2016 | 9999 |  |  | N | Distillate Fuel Oil | [13 empty] | 1.6498 | 1.6498 | 1.6498 | 1.6498 | [11 empty] | Great River Energy | 100 | Great River Energy | 100
Osceola | 55192_G_CTG1 | 55192 | G | CTG1 |  | Combustion Turbine |  | FRCC | Florida | 12 | Osceola | 97 | 12097 | 157 | 11182 | 2001 | 9999 |  |  | N | Natural Gas, Distillate Fuel Oil | [12 empty] | 0.8 | 0.02807 | 0.02807 | 0.02807 | 0.02807 | [11 empty] | GenOn Osceola LLC | 100 | GenOn Energy Inc | 100
Osceola | 55192_G_CTG2 | 55192 | G | CTG2 |  | Combustion Turbine |  | FRCC | Florida | 12 | Osceola | 97 | 12097 | 157 | 11182 | 2001 | 9999 |  |  | N | Natural Gas, Distillate Fuel Oil | [12 empty] | 0.8 | 0.033375 | 0.033375 | 0.033375 | 0.033375 | [11 empty] | GenOn Osceola LLC | 100 | GenOn Energy Inc | 100
Osceola | 55192_G_CTG3 | 55192 | G | CTG3 |  | Combustion Turbine |  | FRCC | Florida | 12 | Osceola | 97 | 12097 | 157 | 11182 | 2002 | 9999 |  |  | N | Natural Gas, Distillate Fuel Oil | [12 empty] | 0.8 | 0.029625 | 0.029625 | 0.029625 | 0.029625 | [11 empty] | GenOn Osceola LLC | 100 | GenOn Energy Inc | 100
Battle Creek Solar | 63212_G_BC1 | 63212 | G | BC1 |  | Solar PV |  | NENGREST | Vermont | 50 | Bennington | 3 | 50003 | 2.2 | 0 | 2018 | 9999 |  |  | N | Solar | [13 empty] | 0 | 0 | 0 | 0 | [11 empty] | Otter Creek Solar LLC | 100 | Allco Renewable Energy Limited | 100
GSPP Gilman, LLC | 63368_G_GILMA | 63368 | G | GILMA |  | Solar PV |  | NENGREST | Vermont | 50 | Essex | 9 | 50009 | 2.1 | 0 | 2018 | 9999 |  |  | N | Solar | [13 empty] | 0 | 0 | 0 | 0 | [11 empty] | GSPP Gilman LLC | 100 | Green Street Power Partners LLC | 100
MHG Wallingford | 62728_G_X0041 | 62728 | G | X0041 |  | Solar PV |  | NENGREST | Vermont | 50 | Rutland | 21 | 50021 | 2.2 | 0 | 2019 | 9999 |  |  | N | Solar | [13 empty] | 0 | 0 | 0 | 0 | [11 empty] | Standard Solar Inc | 100 | Standard Solar Inc | 100
Pickford Solar | 64251_G_PICK1 | 64251 | G | PICK1 |  | Solar PV |  | MIS_WUMS | Michigan | 26 | Chippewa | 33 | 26033 | 6.9 | 0 | 2021 | 9999 |  |  | N | Solar | [13 empty] | 0 | 0 | 0 | 0 | [11 empty] | Craig J Tester | 50 | Craig J Tester | 50
Tooele Army Depot | 59817_G_GEN01 | 59817 | G | GEN01 |  | Onshore Wind |  | WECC_UT | Utah | 49 | Tooele | 45 | 49045 | 1.5 | 0 | 2010 | 9999 |  |  | N | Wind | [13 empty] | 0 | 0 | 0 | 0 | [11 empty] | United States Army | 100 | United States Army | 100
Lawrence Brook | 64268_G_280 | 64268 | G | 280 |  | Solar PV |  | NENGREST | Vermont | 50 | Lamoille | 15 | 50015 | 2.2 | 0 | 2020 | 9999 |  |  | N | Solar | [13 empty] | 0 | 0 | 0 | 0 | [11 empty] | ER Lawrence Brook Solar LLC | 100 | Encore Renewable Energy | 100
CD4 | 63490_G_OEC1 | 63490 | G | OEC1 |  | Geothermal |  | WECC_SCE | California | 6 | Mono | 51 | 06051 | 17 | 30000 | 2022 | 9999 |  |  | N | Geothermal | [13 empty] | 0 | 0 | 0 | 0 | 0.3713 | 0.3713 | 0.3713 | [8 empty] | CD4 | 100 | CD4 | 100
Amazon JFK8 Solar Project | 64351_G_JFK8 | 64351 | G | JFK8 |  | Solar PV |  | NY_Z_J | New York | 36 | Richmond | 85 | 36085 | 4.9 | 0 | 2021 | 9999 |  |  | N | Solar | [13 empty] | 0 | 0 | 0 | 0 | [11 empty] | Solar Star Prime 2 LLC | 100 | TOTAL SA | 100
Golden Solar | 64443_G_GOLD | 64443 | G | GOLD |  | Solar PV |  | NENGREST | Vermont | 50 | Caledonia | 5 | 50005 | 2.2 | 0 | 2021 | 9999 |  |  | N | Solar | [13 empty] | 0 | 0 | 0 | 0 | [11 empty] | Norwich Solar Technologies | 100 | Norwich Solar Technologies | 100
Billings Road | 64860_G_286 | 64860 | G | 286 |  | Solar PV |  | NENGREST | Vermont | 50 | Caledonia | 5 | 50005 | 1.7 | 0 | 2022 | 9999 |  |  | N | Solar | [13 empty] | 0 | 0 | 0 | 0 | [11 empty] | ER Billings Road Solar LLC | 100 | Encore Renewable Energy | 100
ER Salvage Yard | 64863_G_284 | 64863 | G | 284 |  | Solar PV |  | NENGREST | Vermont | 50 | Lamoille | 15 | 50015 | 2.1 | 0 | 2021 | 9999 |  |  | N | Solar | [13 empty] | 0 | 0 | 0 | 0 | [11 empty] | ER Salvage Yard Solar LLC | 100 | Encore Renewable Energy | 100
Park St | 64975_G_628 | 64975 | G | 628 |  | Solar PV |  | NENGREST | Vermont | 50 | Rutland | 21 | 50021 | 1.8 | 0 | 2014 | 9999 |  |  | N | Solar | [13 empty] | 0 | 0 | 0 | 0 | [11 empty] | Nextsun Energy Rutland LLC | 100 | Greenbacker Renewable Energy Corp | 100
ER Center Road Solar, LLC | 65166_G_287 | 65166 | G | 287 |  | Solar PV |  | NENGREST | Vermont | 50 | Caledonia | 5 | 50005 | 2.1 | 0 | 2022 | 9999 |  |  | N | Solar | [13 empty] | 0 | 0 | 0 | 0 | [11 empty] | ER Center Road Solar LLC | 100 | Encore Renewable Energy | 100
Wanapum | 3888_G_4A | 3888 | G | 4A |  | Hydro |  | WECC_PNW | Washington | 53 | Grant | 25 | 53025 | 122 | 0 | 2020 | 9999 |  |  | N | Hydro | [13 empty] | 0 | 0 | 0 | 0 | [11 empty] | PUD No 2 of Grant County | 100 | PUD No 2 of Grant County | 100
Notre Dame Hydro | 62918_G_HYD1 | 62918 | G | HYD1 |  | Hydro |  | PJM_West | Indiana | 18 | St Joseph | 141 | 18141 | 2.5 | 0 | 2022 | 9999 |  |  | N | Hydro | [13 empty] | 0 | 0 | 0 | 0 | [11 empty] | University of Notre Dame | 100 | University of Notre Dame | 100
Red Shield Envir Old Town Facility | 10700_G_TG4 | 10700 | G | TG4 |  | Non-Fossil Waste |  | NENG_ME | Maine | 23 | Penobscot | 19 | 23019 | 7.5 | 13500 | 1965 | 9999 |  |  | N | Non-Fossil Waste | [13 empty] | 0 | 0 | 0 | 0 | [11 empty] | Red Shield Acquisitions LLC | 100 | Red Shield Acquisitions LLC | 100
Narrows (AR) | 195_G_2 | 195 | G | 2 |  | Hydro |  | SPP_WEST | Arkansas | 5 | Pike | 109 | 05109 | 9.7 | 0 | 1950 | 9999 |  |  | N | Hydro | [13 empty] | 0 | 0 | 0 | 0 | [11 empty] | USACE Vicksburg District | 100 | U S Army Corps of Engineers | 100
Radford | 3827_G_1 | 3827 | G | 1 |  | Hydro |  | PJM_West | Virginia | 51 | Pulaski | 155 | 51155 | 1 | 0 | 1934 | 9999 |  |  | N | Hydro | [13 empty] | 0 | 0 | 0 | 0 | [11 empty] | Radford VA (City of) | 100 | Radford VA (City of) | 100
Thermalito | 438_G_1 | 438 | G | 1 |  | Hydro |  | WEC_CALN | California | 6 | Butte | 7 | 06007 | 32.6 | 0 | 1968 | 9999 |  |  | N | Hydro | [13 empty] | 0 | 0 | 0 | 0 | [11 empty] | California Dept Water Resources | 100 | California Dept Water Resources | 100
Thermalito | 438_G_2 | 438 | G | 2 |  | Pumped Storage |  | WEC_CALN | California | 6 | Butte | 7 | 06007 | 27.5 | 0 | 1968 | 9999 |  |  | N | Pumped Storage | [13 empty] | 0 | 0 | 0 | 0 | [11 empty] | California Dept Water Resources | 100 | California Dept Water Resources | 100
Thermalito | 438_G_3 | 438 | G | 3 |  | Pumped Storage |  | WEC_CALN | California | 6 | Butte | 7 | 06007 | 27.5 | 0 | 1968 | 9999 |  |  | N | Pumped Storage | [13 empty] | 0 | 0 | 0 | 0 | [11 empty] | California Dept Water Resources | 100 | California Dept Water Resources | 100
Thermalito | 438_G_4 | 438 | G | 4 |  | Pumped Storage |  | WEC_CALN | California | 6 | Butte | 7 | 06007 | 27.5 | 0 | 1968 | 9999 |  |  | N | Pumped Storage | [13 empty] | 0 | 0 | 0 | 0 | [11 empty] | California Dept Water Resources | 100 | California Dept Water Resources | 100
International Paper Livermore Hydro | 50082_G_GEN8 | 50082 | G | GEN8 |  | Hydro |  | NENG_ME | Maine | 23 | Androscoggin | 1 | 23001 | 1 | 0 | 1910 | 9999 |  |  | N | Hydro | [13 empty] | 0 | 0 | 0 | 0 | [11 empty] | Eagle Creek Renewable Energy LLC | 100 | Ontario Power Generation Inc | 100
Ivy River Hydro | 50890_G_GEN1 | 50890 | G | GEN1 |  | Hydro |  | S_VACA | North Carolina | 37 | Madison | 115 | 37115 | 0.2 | 0 | 1985 | 9999 |  |  | N | Hydro | [13 empty] | 0 | 0 | 0 | 0 | [11 empty] | Madison Hydro Partners | 100 | Vistra Energy | 100
Ivy River Hydro | 50890_G_GEN2 | 50890 | G | GEN2 |  | Hydro |  | S_VACA | North Carolina | 37 | Madison | 115 | 37115 | 0.2 | 0 | 1985 | 9999 |  |  | N | Hydro | [13 empty] | 0 | 0 | 0 | 0 | [11 empty] | Madison Hydro Partners | 100 | Vistra Energy | 100
Ivy River Hydro | 50890_G_GEN3 | 50890 | G | GEN3 |  | Hydro |  | S_VACA | North Carolina | 37 | Madison | 115 | 37115 | 0.2 | 0 | 1985 | 9999 |  |  | N | Hydro | [13 empty] | 0 | 0 | 0 | 0 | [11 empty] | Madison Hydro Partners | 100 | Vistra Energy | 100
Ivy River Hydro | 50890_G_GEN4 | 50890 | G | GEN4 |  | Hydro |  | S_VACA | North Carolina | 37 | Madison | 115 | 37115 | 0.2 | 0 | 1985 | 9999 |  |  | N | Hydro | [13 empty] | 0 | 0 | 0 | 0 | [11 empty] | Madison Hydro Partners | 100 | Vistra Energy | 100
University of Iowa Main Power Plant | 54775_G_GEN12 | 54775 | G | GEN12 |  | O/G Steam |  | MIS_MIDA | Iowa | 19 | Johnson | 103 | 19103 | 5.8 | 8300 | 2021 | 9999 |  |  | N | Natural Gas | [13 empty] | 0.23063 | 0.23063 | 0.23063 | 0.23063 | [11 empty] | University of Iowa | 100 | University of Iowa | 100
University of Iowa Main Power Plant | 54775_G_GEN13 | 54775 | G | GEN13 |  | O/G Steam |  | MIS_MIDA | Iowa | 19 | Johnson | 103 | 19103 | 10 | 8300 | 2021 | 9999 |  |  | N | Natural Gas | [13 empty] | 0.23063 | 0.23063 | 0.23063 | 0.23063 | [11 empty] | University of Iowa | 100 | University of Iowa | 100
Waterman Turnout Hydroelectric | 60466_G_WTHF | 60466 | G | WTHF |  | Hydro |  | WECC_SCE | California | 6 | San Bernardino | 71 | 06071 | 1 | 0 | 2022 | 9999 |  |  | N | Hydro | [13 empty] | 0 | 0 | 0 | 0 | [11 empty] | San Bernardino Valley Municipal Water District | 100 | San Bernardino Valley Municipal Water District | 100
King Mill | 61000_G_2 | 61000 | G | 2 |  | Hydro |  | S_SOU | Georgia | 13 | Richmond | 245 | 13245 | 1.4 | 0 | 1944 | 9999 |  |  | N | Hydro | [13 empty] | 0 | 0 | 0 | 0 | [11 empty] | Augusta Canal Authority | 100 | Augusta Canal Authority | 100
POET Biorefining - Jewell | 63826_G_1 | 63826 | G | 1 |  | O/G Steam |  | MIS_MIDA | Iowa | 19 | Hamilton | 79 | 19079 | 0.9 | 8300 | 2019 | 9999 |  |  | N | Natural Gas | [13 empty] | 0.23063 | 0.23063 | 0.23063 | 0.23063 | [11 empty] | POET Biorefining Jewell LLC | 100 | POET Biorefining | 100
POET Biorefining - Marion, LLC | 63829_G_1 | 63829 | G | 1 |  | O/G Steam |  | PJM_ATSI | Ohio | 39 | Marion | 101 | 39101 | 3.9 | 8300 | 2017 | 9999 |  |  | N | Natural Gas | [13 empty] | 0.23063 | 0.23063 | 0.23063 | 0.23063 | [11 empty] | POET Biorefining Marion LLC | 100 | POET Biorefining | 100
POET Biorefining - Marion, LLC | 63829_G_2 | 63829 | G | 2 |  | O/G Steam |  | PJM_ATSI | Ohio | 39 | Marion | 101 | 39101 | 3.9 | 8300 | 2017 | 9999 |  |  | N | Natural Gas | [13 empty] | 0.23063 | 0.23063 | 0.23063 | 0.23063 | [11 empty] | POET Biorefining Marion LLC | 100 | POET Biorefining | 100
POET Biorefining Caro, LLC | 63831_G_1 | 63831 | G | 1 |  | O/G Steam |  | MIS_LMI | Michigan | 26 | Tuscola | 157 | 26157 | 3.8 | 8300 | 2018 | 9999 |  |  | N | Natural Gas | [13 empty] | 0.23063 | 0.23063 | 0.23063 | 0.23063 | [11 empty] | POET Biorefining Caro LLC | 100 | POET Biorefining | 100
POET Biorefining-Hanlontown, LLC | 63832_G_1 | 63832 | G | 1 |  | O/G Steam |  | MIS_IA | Iowa | 19 | Worth | 195 | 19195 | 4 | 8300 | 2019 | 9999 |  |  | N | Natural Gas | [13 empty] | 0.23063 | 0.23063 | 0.23063 | 0.23063 | [11 empty] | POET Biorefining Hanlontown LLC | 100 | POET Biorefining | 100
POET Biorefining - North Manchester, LLC | 63852_G_K745 | 63852 | G | K745 |  | O/G Steam |  | MIS_INKY | Indiana | 18 | Wabash | 169 | 18169 | 3.9 | 8300 | 2017 | 9999 |  |  | N | Natural Gas | [13 empty] | 0.23063 | 0.23063 | 0.23063 | 0.23063 | [11 empty] | POET Biorefining North Manchester LLC | 100 | POET Biorefining | 100
POET Biorefining - Hudson | 63918_G_1 | 63918 | G | 1 |  | O/G Steam |  | SPP_WAUE | South Dakota | 46 | Lincoln | 83 | 46083 | 3.6 | 8300 | 2019 | 9999 |  |  | N | Natural Gas | [13 empty] | 0.23063 | 0.23063 | 0.23063 | 0.23063 | [11 empty] | POET Biorefining Hudson LLC | 100 | POET Biorefining | 100
POET Biorefining LLC - Corning | 63919_G_1 | 63919 | G | 1 |  | O/G Steam |  | MIS_IA | Iowa | 19 | Adams | 3 | 19003 | 5 | 8300 | 2018 | 9999 |  |  | N | Natural Gas | [13 empty] | 0.23063 | 0.23063 | 0.23063 | 0.23063 | [11 empty] | POET Biorefining Corning LLC | 100 | POET Biorefining | 100
POET Biorefining - Fostoria | 63920_G_1 | 63920 | G | 1 |  | O/G Steam |  | PJM_ATSI | Ohio | 39 | Seneca | 147 | 39147 | 3.5 | 8300 | 2017 | 9999 |  |  | N | Natural Gas | [13 empty] | 0.23063 | 0.23063 | 0.23063 | 0.23063 | [11 empty] | Fostoria Ethanol LLC | 100 | Fostoria Ethanol LLC | 100
POET Biorefining - Shelbyville | 63921_G_1 | 63921 | G | 1 |  | O/G Steam |  | MIS_INKY | Indiana | 18 | Shelby | 145 | 18145 | 5.5 | 8300 | 2020 | 9999 |  |  | N | Natural Gas | [13 empty] | 0.23063 | 0.23063 | 0.23063 | 0.23063 | [11 empty] | POET Biorefining Shelbyville | 100 | POET Biorefining | 100
POET Biorefining - Portland | 63922_G_G-745 | 63922 | G | G-745 |  | O/G Steam |  | PJM_West | Indiana | 18 | Jay | 75 | 18075 | 3.5 | 8300 | 2017 | 9999 |  |  | N | Natural Gas | [13 empty] | 0.23063 | 0.23063 | 0.23063 | 0.23063 | [11 empty] | POET Biorefining Portland | 100 | POET Biorefining | 100
POET Biorefining - Gowrie | 63923_G_1 | 63923 | G | 1 |  | O/G Steam |  | MIS_IA | Iowa | 19 | Webster | 187 | 19187 | 5 | 8300 | 2018 | 9999 |  |  | N | Natural Gas | [13 empty] | 0.23063 | 0.23063 | 0.23063 | 0.23063 | [11 empty] | POET Biorefining Gowrie LLC | 100 | POET Biorefining | 100
POET Biorefining- Alexandria, LLC | 63924_G_1 | 63924 | G | 1 |  | O/G Steam |  | PJM_West | Indiana | 18 | Madison | 95 | 18095 | 3.6 | 8300 | 2008 | 9999 |  |  | N | Natural Gas | [13 empty] | 0.23063 | 0.23063 | 0.23063 | 0.23063 | [11 empty] | POET Biorefining Alexandria LLC | 100 | POET Biorefining | 100
POET Biorefining - Leipsic, LLC | 63927_G_1 | 63927 | G | 1 |  | O/G Steam |  | PJM_West | Ohio | 39 | Putnam | 137 | 39137 | 3.5 | 8300 | 2017 | 9999 |  |  | N | Natural Gas | [13 empty] | 0.23063 | 0.23063 | 0.23063 | 0.23063 | [11 empty] | POET Biorefining Leipsic LLC | 100 | POET Biorefining | 100
James W. Broderick Hydropower Plant | 64123_G_GEN35 | 64123 | G | GEN35 |  | Hydro |  | WECC_CO | Colorado | 8 | Pueblo | 101 | 08101 | 3.3 | 0 | 2019 | 9999 |  |  | N | Hydro | [13 empty] | 0 | 0 | 0 | 0 | [11 empty] | Southeastern Colorado Water Conservancy District | 100 | Southeastern Colorado Water Conservancy District | 100
James W. Broderick Hydropower Plant | 64123_G_GEN40 | 64123 | G | GEN40 |  | Hydro |  | WECC_CO | Colorado | 8 | Pueblo | 101 | 08101 | 3.8 | 0 | 2019 | 9999 |  |  | N | Hydro | [13 empty] | 0 | 0 | 0 | 0 | [11 empty] | Southeastern Colorado Water Conservancy District | 100 | Southeastern Colorado Water Conservancy District | 100
Still Water Power | 64141_G_4 | 64141 | G | 4 |  | Non-Fossil Waste |  | WEC_CALN | California | 6 | Kings | 31 | 06031 | 1 | 13500 | 2020 | 9999 |  |  | N | Non-Fossil Waste | [13 empty] | 0 | 0 | 0 | 0 | [11 empty] | Still Water Power LLC | 100 | Still Water Power LLC | 100
St. Cloud Hydro | 64242_G_GEN#1 | 64242 | G | GEN#1 |  | Hydro |  | MIS_MNWI | Minnesota | 27 | Stearns | 145 | 27145 | 4.3 | 0 | 1988 | 9999 |  |  | N | Hydro | [13 empty] | 0 | 0 | 0 | 0 | [11 empty] | St Cloud FL (City of) | 100 | St Cloud (City of) | 100
St. Cloud Hydro | 64242_G_GEN#2 | 64242 | G | GEN#2 |  | Hydro |  | MIS_MNWI | Minnesota | 27 | Stearns | 145 | 27145 | 4.3 | 0 | 1988 | 9999 |  |  | N | Hydro | [13 empty] | 0 | 0 | 0 | 0 | [11 empty] | St Cloud FL (City of) | 100 | St Cloud (City of) | 100
3 MW LLC | 64592_G_GEN1 | 64592 | G | GEN1 |  | Fossil Waste |  | WECC_CO | Colorado | 8 | Gunnison | 51 | 08051 | 1 | 8785 | 2013 | 9999 |  |  | N | Fossil Waste | [13 empty] | 0.05352 | 0.05352 | 0.05352 | 0.05352 | [11 empty] | 3MW LLC | 100 | Vessels Corbon Solutions Inc | 100
3 MW LLC | 64592_G_GEN2 | 64592 | G | GEN2 |  | Fossil Waste |  | WECC_CO | Colorado | 8 | Gunnison | 51 | 08051 | 1 | 8785 | 2013 | 9999 |  |  | N | Fossil Waste | [13 empty] | 0.05352 | 0.05352 | 0.05352 | 0.05352 | [11 empty] | 3MW LLC | 100 | Vessels Corbon Solutions Inc | 100
3 MW LLC | 64592_G_GEN3 | 64592 | G | GEN3 |  | Fossil Waste |  | WECC_CO | Colorado | 8 | Gunnison | 51 | 08051 | 1 | 8785 | 2013 | 9999 |  |  | N | Fossil Waste | [13 empty] | 0.05352 | 0.05352 | 0.05352 | 0.05352 | [11 empty] | 3MW LLC | 100 | Vessels Corbon Solutions Inc | 100
MC6 Hydro Facility | 64607_G_GEN1 | 64607 | G | GEN1 |  | Hydro |  | WECC_ID | Idaho | 16 | Ada | 1 | 16001 | 2.3 | 0 | 2021 | 9999 |  |  | N | Hydro | [13 empty] | 0 | 0 | 0 | 0 | [11 empty] | MC6 Hydro Facility | 100 | Sorenson Engineering Inc | 100
Diamond H Dairy Power | 64622_G_GEN1 | 64622 | G | GEN1 |  | Non-Fossil Waste |  | WEC_CALN | California | 6 | Madera | 39 | 06039 | 1 | 13500 | 2021 | 9999 |  |  | N | Non-Fossil Waste | [13 empty] | 0 | 0 | 0 | 0 | [11 empty] | Madera DP 2 LLC | 100 | MDP Holding Co LLC | 100
Diamond H Dairy Power | 64622_G_GEN2 | 64622 | G | GEN2 |  | Non-Fossil Waste |  | WEC_CALN | California | 6 | Madera | 39 | 06039 | 1 | 13500 | 2021 | 9999 |  |  | N | Non-Fossil Waste | [13 empty] | 0 | 0 | 0 | 0 | [11 empty] | Madera DP 2 LLC | 100 | MDP Holding Co LLC | 100
WLWPCF Cogeneration Facility | 64663_G_EG075 | 64663 | G | EG075 |  | Non-Fossil Waste |  | WECC_PNW | Oregon | 41 | Marion | 47 | 41047 | 1.1 | 13500 | 2020 | 9999 |  |  | N | Non-Fossil Waste | [13 empty] | 0 | 0 | 0 | 0 | [11 empty] | Salem OR (City of) | 100 | Salem OR (City of) | 100
Highgate Falls | 6618_G_5 | 6618 | G | 5 |  | Hydro |  | NENGREST | Vermont | 50 | Franklin | 11 | 50011 | 0.1 | 0 | 2012 | 9999 |  |  | N | Hydro | [13 empty] | 0 | 0 | 0 | 0 | [11 empty] | Swanton VT (Village of) | 100 | Swanton VT (Village of) | 100
Kings River Syphon | 65033_G_UNIT1 | 65033 | G | UNIT1 |  | Hydro |  | WEC_CALN | California | 6 | Fresno | 19 | 06019 | 0.2 | 0 | 1990 | 9999 |  |  | N | Hydro | [13 empty] | 0 | 0 | 0 | 0 | [11 empty] | Orange Cove Irrigation District | 100 | Orange Cove Irrigation District | 100
Kings River Syphon | 65033_G_UNIT2 | 65033 | G | UNIT2 |  | Hydro |  | WEC_CALN | California | 6 | Fresno | 19 | 06019 | 0.2 | 0 | 1990 | 9999 |  |  | N | Hydro | [13 empty] | 0 | 0 | 0 | 0 | [11 empty] | Orange Cove Irrigation District | 100 | Orange Cove Irrigation District | 100
Kings River Syphon | 65033_G_UNIT3 | 65033 | G | UNIT3 |  | Hydro |  | WEC_CALN | California | 6 | Fresno | 19 | 06019 | 0.2 | 0 | 1990 | 9999 |  |  | N | Hydro | [13 empty] | 0 | 0 | 0 | 0 | [11 empty] | Orange Cove Irrigation District | 100 | Orange Cove Irrigation District | 100
Kings River Syphon | 65033_G_UNIT4 | 65033 | G | UNIT4 |  | Hydro |  | WEC_CALN | California | 6 | Fresno | 19 | 06019 | 0.2 | 0 | 1990 | 9999 |  |  | N | Hydro | [13 empty] | 0 | 0 | 0 | 0 | [11 empty] | Orange Cove Irrigation District | 100 | Orange Cove Irrigation District | 100
Gallegos Wind Farm, Phase 1 | 59047_G_GEN 1 | 59047 | G | GEN 1 |  | Onshore Wind |  | WECC_NM | New Mexico | 35 | Union | 59 | 35059 | 180 | 0 | 2025 | 9999 |  |  | N | Wind | [13 empty] | 0 | 0 | 0 | 0 | [11 empty] | Gallegos Wind Farm LLC | 100 | Gallegos Wind Farm LLC | 100
Prairie Creek | 1073_B_1 | 1073 | B | 1 |  | Coal Steam |  | MIS_IA | Iowa | 19 | Linn | 113 | 19113 | 1.7 | 10908 | 1950 | 9999 | stoker/SPR | dry | Y | Subbituminous |  |  |  | OFA |  |  |  | ESPC | No |  |  |  | 1 | 0.74183 | 0.74183 | 0.74183 | 0.74183 | 0.64 | 0.1 | 1 | 0 |  |  |  |  | C2G | 2025 |  | Interstate Power & Light Co | 100 | Alliant Energy Corp | 100
Prairie Creek | 1073_B_2 | 1073 | B | 2 |  | Coal Steam |  | MIS_IA | Iowa | 19 | Linn | 113 | 19113 | 1.9 | 10908 | 1950 | 9999 | stoker/SPR | dry | Y | Subbituminous |  |  |  | OFA |  |  |  | ESPC | No |  |  |  | 5 | 0.90846 | 0.90846 | 0.90846 | 0.90846 | 0.64 | 0.1 | 1 | 0 |  |  |  |  | C2G | 2025 |  | Interstate Power & Light Co | 100 | Alliant Energy Corp | 100
Weybridge 1 Solar | 61038_G_WEY1 | 61038 | G | WEY1 |  | Solar PV |  | NENGREST | Vermont | 50 | Addison | 1 | 50001 | 3 | 0 | 2022 | 9999 |  |  | N | Solar | [13 empty] | 0 | 0 | 0 | 0 | [11 empty] | Ecos Energy LLC | 100 | Ecos Energy LLC | 100
Shaftsbury Solar | 64064_G_SHAFT | 64064 | G | SHAFT |  | Solar PV |  | NENGREST | Vermont | 50 | Bennington | 3 | 50003 | 20 | 0 | 2023 | 9999 |  |  | N | Solar | [13 empty] | 0 | 0 | 0 | 0 | [11 empty] | Freepoint Commodities LLC | 100 | Freepoint Commodities LLC | 100
ER Bone Hill Solar, LLC | 65135_G_288 | 65135 | G | 288 |  | Solar PV |  | NENGREST | Vermont | 50 | Washington | 23 | 50023 | 1.2 | 0 | 2022 | 9999 |  |  | N | Solar | [13 empty] | 0 | 0 | 0 | 0 | [11 empty] | ER Bone Hill Solar, LLC | 100 | ER Bone Hill Solar, LLC | 100
Gaucho Solar | 65214_G_GCHOS | 65214 | G | GCHOS |  | Solar PV |  | PJM_ATSI | Pennsylvania | 42 | Beaver | 7 | 42007 | 20 | 0 | 2022 | 9999 |  |  | N | Solar | [13 empty] | 0 | 0 | 0 | 0 | [11 empty] | Gaucho Solar | 100 | Gaucho Solar | 100
Cedar Creek Wind, LLC | 65311_G_CDCRK | 65311 | G | CDCRK |  | Onshore Wind |  | WECC_ID | Idaho | 16 | Bingham | 11 | 16011 | 160 | 0 | 2023 | 9999 |  |  | N | Wind | [13 empty] | 0 | 0 | 0 | 0 | [11 empty] | Cedar Creek Wind, LLC | 100 | Cedar Creek Wind, LLC | 100
Merom | 6213_B_1SG1 | 6213 | B | 1SG1 | 2853 | Coal Steam |  | MIS_INKY | Indiana | 18 | Sullivan | 153 | 18153 | 496 | 10352 | 1983 | 9999 | wall | dry | N | Bituminous | Wet Scrubber | 1983 | 0.98 | LNBO | SCR | 2003 |  | ESPC | No | ACI | 2016 |  | 0.35 | 0.2764 | 0.06005 | 0.2764 | 0.06005 | 0.05 | 0.1 | 0.1 | 0.99 | Yes | 2016 | [5 empty] | Hoosier Energy R E C, Inc | 100 | Hoosier Energy R E C, Inc | 100
Merom | 6213_B_2SG1 | 6213 | B | 2SG1 | 2854 | Coal Steam |  | MIS_INKY | Indiana | 18 | Sullivan | 153 | 18153 | 492 | 10408 | 1982 | 9999 | wall | dry | N | Bituminous | Wet Scrubber | 1982 | 0.98 | LNBO | SCR | 2003 |  | ESPC | No | ACI | 2016 |  | 0.35 | 0.312 | 0.05968 | 0.312 | 0.05968 | 0.05 | 0.1 | 0.1 | 0.99 | Yes | 2016 | [5 empty] | Hoosier Energy R E C, Inc | 100 | Hoosier Energy R E C, Inc | 100
TalenEnergy Montour | 3149_B_1 | 3149 | B | 1 | 2124 | Coal Steam |  | PJM_WMAC | Pennsylvania | 42 | Montour | 93 | 42093 | 752 | 10272 | 1972 | 9999 | tangential | dry | N | Bituminous | Wet Scrubber | 2008 | 0.97 | LNC3 | SCR | 2001 |  | ESPC | No |  |  |  | 0.85 | 0.38681 | 0.11142 | 0.38681 | 0.11142 | 0.05 | 0.1 | 0.56 | 0.99 | Yes | 2012 |  |  | C2G | 2025 |  | Talen Montour LLC | 100 | Talen Energy Corp | 100
TalenEnergy Montour | 3149_B_2 | 3149 | B | 2 | 2125 | Coal Steam |  | PJM_WMAC | Pennsylvania | 42 | Montour | 93 | 42093 | 752 | 10097 | 1973 | 9999 | tangential | dry | N | Bituminous | Wet Scrubber | 2008 | 0.97 | LNC3 | SCR | 2000 |  | ESPC | No |  |  |  | 0.85 | 0.36955 | 0.10525 | 0.36955 | 0.10525 | 0.05 | 0.1 | 0.56 | 0.99 | Yes | 2012 |  |  | C2G | 2025 |  | Talen Montour LLC | 100 | Talen Energy Corp | 100
Dave Johnston | 4158_B_BW41 | 4158 | B | BW41 | 2633 | Coal Steam |  | WECC_WY | Wyoming | 56 | Converse | 9 | 56009 | 93 | 11001 | 1959 | 9999 | wall | dry | N | Subbituminous |  |  |  | LNB |  |  |  | ESPC | No | ACI | 2015 |  | 1.2 | 0.37118 | 0.37118 | 0.1987 | 0.1987 | 0.1 | 0.1 | 0.1 | 0 |  |  |  |  | C2G/Retire | 2029 |  | PacifiCorp | 100 | Berkshire Hathaway Inc | 100
Dave Johnston | 4158_B_BW42 | 4158 | B | BW42 | 2634 | Coal Steam |  | WECC_WY | Wyoming | 56 | Converse | 9 | 56009 | 105 | 10996 | 1961 | 9999 | wall | dry | N | Subbituminous |  |  |  | LNB |  |  |  | ESPC | No | ACI | 2015 |  | 1.2 | 0.39384 | 0.39384 | 0.1987 | 0.1987 | 0.1 | 0.1 | 0.1 | 0 |  |  |  |  | C2G/Retire | 2029 |  | PacifiCorp | 100 | Berkshire Hathaway Inc | 100
Dave Johnston | 4158_B_BW43 | 4158 | B | BW43 | 2635 | Coal Steam |  | WECC_WY | Wyoming | 56 | Converse | 9 | 56009 | 220 | 11274 | 1964 | 9999 | wall | dry | N | Subbituminous | Dry Scrubber | 2010 | 0.907 | LNBO |  |  |  | B | NA | ACI | 2015 |  | 0.15 | 0.22092 | 0.22092 | 0.22092 | 0.22092 | 0.1 | 0.1 | 0.1 | 0.957 |  |  |  |  | C2G/Retire | 2028 |  | PacifiCorp | 100 | Berkshire Hathaway Inc | 100
Naughton | 4162_B_1 | 4162 | B | 1 | 2637 | Coal Steam |  | WECC_WY | Wyoming | 56 | Lincoln | 23 | 56023 | 156 | 10983 | 1963 | 9999 | tangential | dry | N | Subbituminous | Wet Scrubber | 2012 | 0.97 | LNC2 |  |  |  | ESPC + C | Yes | ACI | 2015 |  | 0.15 | 0.21178 | 0.21178 | 0.1469 | 0.1469 | 0.1 | 0.1 | 0.1 | 0.99 |  |  |  |  | C2G/Retire | 2025 | Yes | PacifiCorp | 100 | Berkshire Hathaway Inc | 100
Naughton | 4162_B_2 | 4162 | B | 2 | 2638 | Coal Steam |  | WECC_WY | Wyoming | 56 | Lincoln | 23 | 56023 | 201 | 10956 | 1968 | 9999 | tangential | dry | N | Subbituminous | Wet Scrubber | 2011 | 0.98 | LNC2 |  |  |  | ESPC + C | Yes | ACI | 2015 |  | 0.15 | 0.21866 | 0.21866 | 0.1469 | 0.1469 | 0.1 | 0.1 | 0.1 | 0.99 |  |  |  |  | C2G/Retire | 2025 | Yes | PacifiCorp | 100 | Berkshire Hathaway Inc | 100
Craig (CO) | 6021_B_C2 | 6021 | B | C2 | 2685 | Coal Steam |  | WECC_CO | Colorado | 8 | Moffat | 81 | 08081 | 410 | 10240 | 1979 | 2029 | wall | dry | N | Subbituminous | Wet Scrubber | 1979 | 0.95 | LNBO | SCR | 2017 |  | B | NA |  |  |  | 0.11 | 0.24781 | 0.06288 | 0.24781 | 0.06288 | 0.1 | 0.1 | 0.56 | 0.99 | [6 empty] | Yes | Tri State Generation & Transmission Association Inc | 100 | Tri State Generation & Transmission Association Inc | 100
Brame Energy Center | 6190_B_2 | 6190 | B | 2 | 2837 | Coal Steam |  | MIS_LA | Louisiana | 22 | Rapides | 79 | 22079 | 493 | 10691 | 1982 | 9999 | wall | dry | N | Subbituminous |  |  | 0.4584 | LNBO | SNCR |  | 2013 | ESPH + B | Yes | ACI | 2015 |  | 1.2 | 0.4229 | 0.21746 | 0.4229 | 0.21746 | 0.1 | 0.1 | 0.1 | 0.98 | Yes | 2015 |  |  | C2G/Retire | 2028 |  | Lafayette Public Power Authority | 50 | Lafayette Public Power Authority | 50
Diablo Canyon | 6099_G_1 | 6099 | G | 1 |  | Nuclear |  | WEC_CALN | California | 6 | San Luis Obispo | 79 | 06079 | 1122 | 10456 | 1985 | 2030 |  |  | N | Nuclear Fuel | [13 empty] | 0 | 0 | 0 | 0 | [11 empty] | Pacific Gas & Electric Co | 100 | PG&E Corp | 100
Diablo Canyon | 6099_G_2 | 6099 | G | 2 |  | Nuclear |  | WEC_CALN | California | 6 | San Luis Obispo | 79 | 06079 | 1118 | 10456 | 1986 | 2031 |  |  | N | Nuclear Fuel | [13 empty] | 0 | 0 | 0 | 0 | [11 empty] | Pacific Gas & Electric Co | 100 | PG&E Corp | 100
Note on U1194: Zhao, Jihong: CC Cogen
Note on U1299: Zhao, Jihong: CC Cogen
Note on I2186: Due to model restriction, we model this unit in S_C_KY region.
Note on I2187: Due to model restriction, we model this unit in S_C_KY region.
Note on I2188: Due to model restriction, we model this unit in S_C_KY region.
Note on U7350: Zhao, Jihong: CC Cogen
Note on U7351: Zhao, Jihong: CC Cogen
Note on U8549: Zhao, Jihong: CC Cogen
Note on U10767: Zhao, Jihong: CC Cogen
Note on U11484: Zhao, Jihong: CC Cogen
Note on U12385: Zhao, Jihong: CC Cogen
Note on U12386: Zhao, Jihong: CC Cogen
Note on I13453: Due to model restriction, we model this unit in S_C_KY region.
Note on I15616: Due to model restriction, we model this unit in S_C_KY region.
Note on I17077: Due to model restriction, we model this unit in S_C_KY region.
Note on I17207: Due to model restriction, we model this unit in S_C_KY region.
Note on I17208: Due to model restriction, we model this unit in S_C_KY region.
Note on I17209: Due to model restriction, we model this unit in S_C_KY region.
Note on I17210: Due to model restriction, we model this unit in S_C_KY region.
Note on I17211: Due to model restriction, we model this unit in S_C_KY region.
Note on U18474: Zhao, Jihong: CC Cogen
Note on U18497: Zhao, Jihong: CC Cogen

## NEEDS v621_Retired_Through2028
Plant Name | UniqueID_Final | ORIS Plant Code | Boiler/Generator/Committed Unit | Unit ID | CAMD Database UnitID | PlantType | Combustion Turbine/IC Engine | Region Name | State Name | State Code | County | County Code | FIPS5 | Capacity (MW) | Heat Rate (Btu/kWh) | On Line Year | Retirement Year | Firing | Bottom | Cogen? | Modeled Fuels | Wet/DryScrubber | Scrubber_Online_Year | Scrubber Efficiency | NOx Comb Control | NOx Post-Comb Control | SCR_Online_Year | SNCR_Online_Year | PM Control | FlueGasConditioning_Flag | Mercury_Controls | ACI_Online_Year | Mercury_Controls Efficiency | SO2 Permit Rate (lbs/mmBtu) | Mode 1 NOx Rate (lbs/mmBtu) | Mode 2 NOx Rate (lbs/mmBtu) | Mode 3 NOx Rate (lbs/mmBtu) | Mode 4 NOx Rate (lbs/mmBtu) | Hg EMF for BIT | Hg EMF for SUB | Hg EMF for LIG | HCL Removal | DSI Unit | DSI Online Year | CCS | CCS Removal | C2G | C2G Online Year | BART Affected Unit
Greene County | 10_B_1 | 10 | B | 1 | 19 | O/G Steam |  | S_SOU | Alabama | 1 | Greene | 63 | 01063 | 258 | 10471 | 1965 | 2025 | cell | dry | N | Natural Gas |  |  |  | LNCB | [8 empty] | 4 | 0.17278 | 0.17278 | 0.17278 | 0.17278
Greene County | 10_B_2 | 10 | B | 2 | 20 | O/G Steam |  | S_SOU | Alabama | 1 | Greene | 63 | 01063 | 258 | 10306 | 1966 | 2026 | wall | dry | N | Natural Gas |  |  |  | LNB | [8 empty] | 4 | 0.16838 | 0.16838 | 0.16838 | 0.16838
Jack Watson | 2049_B_4 | 2049 | B | 4 | 1291 | O/G Steam |  | S_SOU | Mississippi | 28 | Harrison | 47 | 28047 | 236 | 11098 | 1968 | 2023 | wall | dry | N | Natural Gas |  |  |  | LNB + OFA | [8 empty] | 4.8 | 0.17601 | 0.17601 | 0.17601 | 0.17601
Joliet 29 | 384_B_71 | 384 | B | 71 | 250 | O/G Steam |  | PJM_COMD | Illinois | 17 | Will | 197 | 17197 | 259 | 11615 | 1965 | 2023 | tangential | dry | N | Natural Gas |  |  |  | LNC3 | SNCR | [7 empty] | 1.8 | 0.07909 | 0.07909 | 0.07909 | 0.07909
Joliet 29 | 384_B_72 | 384 | B | 72 | 251 | O/G Steam |  | PJM_COMD | Illinois | 17 | Will | 197 | 17197 | 259 | 11615 | 1965 | 2023 | tangential | dry | N | Natural Gas |  |  |  | LNC3 | SNCR | [7 empty] | 1.8 | 0.08024 | 0.08024 | 0.08024 | 0.08024
Joliet 29 | 384_B_81 | 384 | B | 81 | 252 | O/G Steam |  | PJM_COMD | Illinois | 17 | Will | 197 | 17197 | 259 | 11615 | 1965 | 2023 | tangential | dry | N | Natural Gas |  |  |  | LNC3 | SNCR | [7 empty] | 1.8 | 0.09174 | 0.09174 | 0.09174 | 0.09174
Joliet 29 | 384_B_82 | 384 | B | 82 | 253 | O/G Steam |  | PJM_COMD | Illinois | 17 | Will | 197 | 17197 | 259 | 11615 | 1965 | 2023 | tangential | dry | N | Natural Gas |  |  |  | LNC3 | SNCR | [7 empty] | 1.8 | 0.09185 | 0.09185 | 0.09185 | 0.09185
Joliet 9 | 874_B_5 | 874 | B | 5 | 590 | O/G Steam |  | PJM_COMD | Illinois | 17 | Will | 197 | 17197 | 314 | 11615 | 1959 | 2023 | cyclone | wet | N | Natural Gas |  |  |  | LNB + OFA | SNCR | [7 empty] | 1.8 | 0.369 | 0.09826 | 0.369 | 0.09826
Powerton | 879_B_51 | 879 | B | 51 | 593 | Coal Steam |  | PJM_COMD | Illinois | 17 | Tazewell | 179 | 17179 | 384 | 11380 | 1972 | 2028 | cyclone | wet | N | Subbituminous |  |  | 0.7056 | OFA | SNCR |  | 2011 | ESPC | No | ACI | 2009 |  | 1.8 | 0.12027 | 0.09596 | 0.12027 | 0.09596 | 0.1 | 0.1 | 0.1 | 0.98 | Yes | 2016
Powerton | 879_B_52 | 879 | B | 52 | 594 | Coal Steam |  | PJM_COMD | Illinois | 17 | Tazewell | 179 | 17179 | 384 | 11380 | 1972 | 2028 | cyclone | wet | N | Subbituminous |  |  | 0.7005 | OFA | SNCR |  | 2011 | ESPC | No | ACI | 2009 |  | 1.8 | 0.3384 | 0.10745 | 0.3384 | 0.10745 | 0.1 | 0.1 | 0.1 | 0.98 | Yes | 2016
Powerton | 879_B_61 | 879 | B | 61 | 595 | Coal Steam |  | PJM_COMD | Illinois | 17 | Tazewell | 179 | 17179 | 384 | 11525 | 1975 | 2028 | cyclone | wet | N | Subbituminous |  |  | 0.6946 | OFA | SNCR |  | 2011 | ESPC | No | ACI | 2009 |  | 1.8 | 0.11105 | 0.08433 | 0.11105 | 0.08433 | 0.1 | 0.1 | 0.1 | 0.98 | Yes | 2016
Powerton | 879_B_62 | 879 | B | 62 | 596 | Coal Steam |  | PJM_COMD | Illinois | 17 | Tazewell | 179 | 17179 | 384 | 11525 | 1975 | 2028 | cyclone | wet | N | Subbituminous |  |  | 0.6964 | OFA | SNCR |  | 2011 | ESPC | No | ACI | 2009 |  | 1.8 | 0.11251 | 0.08331 | 0.11251 | 0.08331 | 0.1 | 0.1 | 0.1 | 0.98 | Yes | 2016
Paddys Run | 1366_G_11 | 1366 | G | 11 | 10010 | Combustion Turbine |  | S_C_KY | Kentucky | 21 | Jefferson | 111 | 21111 | 12 | 11117 | 1968 | 2021 |  |  | N | Natural Gas | [12 empty] | 3 | 0.69986 | 0.69986 | 0.69986 | 0.69986
Zorn | 1368_G_1 | 1368 | G | 1 |  | Combustion Turbine |  | S_C_KY | Kentucky | 21 | Jefferson | 111 | 21111 | 14 | 24970 | 1969 | 2021 |  |  | N | Natural Gas | [12 empty] | 3 | 0.31636 | 0.31636 | 0.31636 | 0.31636
Dickerson | 1572_G_GT1 | 1572 | G | GT1 |  | Combustion Turbine |  | PJM_SMAC | Maryland | 24 | Montgomery | 31 | 24031 | 18 | 12819 | 1967 | 2022 |  |  | N | Distillate Fuel Oil | [12 empty] | 0.3 | 0.15749 | 0.15749 | 0.15749 | 0.15749
LaO Energy Systems | 52006_G_GEN1 | 52006 | G | GEN1 |  | Combined Cycle |  | MIS_LA | Louisiana | 22 | Iberville | 47 | 22047 | 57 | 8727 | 1958 | 2023 |  |  | Y | Natural Gas |  |  |  | STM | [9 empty] | 0.12087 | 0.12087 | 0.12087 | 0.12087
LaO Energy Systems | 52006_G_GEN2 | 52006 | G | GEN2 |  | Combined Cycle |  | MIS_LA | Louisiana | 22 | Iberville | 47 | 22047 | 80 | 8727 | 1962 | 2023 |  |  | Y | Natural Gas |  |  |  | STM | [9 empty] | 0.08833 | 0.08833 | 0.08833 | 0.08833
LaO Energy Systems | 52006_G_GEN3 | 52006 | G | GEN3 |  | Combined Cycle |  | MIS_LA | Louisiana | 22 | Iberville | 47 | 22047 | 94 | 8727 | 1966 | 2016 |  |  | Y | Natural Gas |  |  |  | STM | [9 empty] | 0.12087 | 0.12087 | 0.12087 | 0.12087
West Station (NJ) | 6776_G_1 | 6776 | G | 1 | 2909 | Combustion Turbine |  | PJM_EMAC | New Jersey | 34 | Cumberland | 11 | 34011 | 22.9 | 16148 | 1972 | 2022 |  |  | N | Distillate Fuel Oil |  |  |  | H2O | SCR | [7 empty] | 2.1 | 0.51545 | 0.17371 | 0.51545 | 0.17371
Indian River Generating Station | 594_B_4 | 594 | B | 4 | 389 | Coal Steam |  | PJM_EMAC | Delaware | 10 | Sussex | 5 | 10005 | 410 | 12507 | 1980 | 2027 | wall | dry | N | Bituminous | Dry Scrubber | 2012 | 0.96 | LNBO | SCR | 2012 |  | ESPC + B | No | ACI | 2008 |  | 0.2 | 0.3058 | 0.08395 | 0.3058 | 0.08395 | 0.1 | 0.1 | 0.1 | 0.99
Cayuga | 1001_B_1 | 1001 | B | 1 | 706 | Coal Steam |  | MIS_INKY | Indiana | 18 | Vermillion | 165 | 18165 | 500 | 10203 | 1970 | 2028 | tangential | dry | N | Bituminous | Wet Scrubber | 2008 | 0.97 | LNC2 | SCR | 2015 |  | ESPC | No |  |  |  | 4.4 | 0.33574 | 0.08227 | 0.33574 | 0.08227 | 0.05 | 0.1 | 0.56 | 0.99 | Yes | 2016
Cayuga | 1001_B_2 | 1001 | B | 2 | 707 | Coal Steam |  | MIS_INKY | Indiana | 18 | Vermillion | 165 | 18165 | 495 | 10254 | 1972 | 2028 | tangential | dry | N | Bituminous | Wet Scrubber | 2008 | 0.97 | LNC2 | SCR | 2015 |  | ESPC | No |  |  |  | 4.4 | 0.31928 | 0.09977 | 0.31928 | 0.09977 | 0.05 | 0.1 | 0.56 | 0.99
F B Culley | 1012_B_2 | 1012 | B | 2 | 727 | Coal Steam |  | MIS_INKY | Indiana | 18 | Warrick | 173 | 18173 | 90 | 11727 | 1955 | 2024 | wall | dry | N | Bituminous | Wet Scrubber | 1995 | 0.95 | LNB | SCR | 2003 |  | ESPC | No |  |  |  | 0.25 | 0.20563 | 0.16259 | 0.20563 | 0.16259 | 0.05 | 0.1 | 0.56 | 0.99 | Yes | 2016
Bay County Waste to Energy | 10250_B_1 | 10250 | B | 1 |  | Municipal Solid Waste |  | S_SOU | Florida | 12 | Bay | 5 | 12005 | 5 | 24503 | 1986 | 2021 |  |  | N | MSW | Dry Scrubber | 2005 | 0.985 | LA |  |  |  | B | NA | ACI | 2005 |  |  | 0.25202 | 0.25202 | 0.25202 | 0.25202 | 0.08 | 0.08 | 0.08
Bay County Waste to Energy | 10250_B_2 | 10250 | B | 2 |  | Municipal Solid Waste |  | S_SOU | Florida | 12 | Bay | 5 | 12005 | 5 | 24503 | 1986 | 2021 |  |  | N | MSW | Dry Scrubber | 2005 | 0.985 | LA |  |  |  | B | NA | ACI | 2005 |  |  | 0.22114 | 0.22114 | 0.22114 | 0.22114 | 0.08 | 0.08 | 0.08
Cholla | 113_B_1 | 113 | B | 1 | 62 | Coal Steam |  | WECC_AZ | Arizona | 4 | Navajo | 17 | 04017 | 116 | 10762 | 1980 | 2025 | tangential | dry | N | Bituminous, Subbituminous | Wet Scrubber | 1973 | 0.9 | LNC2 |  |  |  | B | NA | ACI | 2016 |  | 1 | 0.17342 | 0.17342 | 0.1469 | 0.1469 | 0.05 | 0.1 | 0.1 | 0.95 | [6 empty] | Yes
Cholla | 113_B_3 | 113 | B | 3 | 64 | Coal Steam |  | WECC_AZ | Arizona | 4 | Navajo | 17 | 04017 | 271 | 11027 | 1980 | 2025 | tangential | dry | N | Bituminous, Subbituminous | Wet Scrubber | 2009 | 0.94 | LNC3 |  |  |  | B | NA | ACI | 2016 |  | 0.8 | 0.19068 | 0.19068 | 0.19068 | 0.19068 | 0.05 | 0.1 | 0.1 | 0.99 | [6 empty] | Yes
La Cygne | 1241_B_1 | 1241 | B | 1 | 819 | Coal Steam |  | SPP_N | Kansas | 20 | Linn | 107 | 20107 | 736 | 10600 | 1973 | 2025 | cyclone | wet | N | Bituminous, Subbituminous | Wet Scrubber | 2015 | 0.98 | OFA | SCR | 2007 |  | B | NA | ACI | 2015 |  | 0.1 | 0.5103 | 0.0879 | 0.5103 | 0.0879 | 0.05 | 0.1 | 0.1 | 0.99 | Yes | 2015 |  |  |  |  | Yes
Lawrence Energy Center | 1250_B_4 | 1250 | B | 4 | 834 | Coal Steam |  | SPP_N | Kansas | 20 | Douglas | 45 | 20045 | 111 | 11593 | 1960 | 2023 | tangential | dry | N | Subbituminous | Wet Scrubber | 2012 | 0.98 | LNC3 |  |  |  | B + WS | NA | ACI | 2016 |  | 0.15 | 0.13755 | 0.13755 | 0.13755 | 0.13755 | 0.1 | 0.1 | 0.1 | 0.99 | [6 empty] | Yes
Lawrence Energy Center | 1250_B_5 | 1250 | B | 5 | 835 | Coal Steam |  | SPP_N | Kansas | 20 | Douglas | 45 | 20045 | 373 | 10930 | 1971 | 2023 | tangential | dry | N | Subbituminous | Wet Scrubber | 2012 | 0.98 | LNC3 |  |  |  | B + WS | NA | ACI | 2016 |  | 0.15 | 0.14024 | 0.14024 | 0.14024 | 0.14024 | 0.1 | 0.1 | 0.1 | 0.99 | [6 empty] | Yes
Coffeyville | 1271_B_4 | 1271 | B | 4 | 841 | O/G Steam |  | SPP_N | Kansas | 20 | Montgomery | 125 | 20125 | 37 | 12690 | 1972 | 2021 | wall | dry | N | Natural Gas | [12 empty] | 3 | 0.152 | 0.152 | 0.152 | 0.152
Garden City | 1336_B_S-2 | 1336 | B | S-2 | 871 | O/G Steam |  | SPP_N | Kansas | 20 | Finney | 55 | 20055 | 93 | 12360 | 1973 | 2021 | tangential | dry | N | Natural Gas | [12 empty] | 3 | 0.26924 | 0.26924 | 0.26924 | 0.26924
E W Brown | 1355_B_3 | 1355 | B | 3 | 878 | Coal Steam |  | S_C_KY | Kentucky | 21 | Mercer | 167 | 21167 | 409 | 11543 | 1971 | 2028 | tangential | dry | N | Bituminous | Wet Scrubber | 2010 | 0.98 | LNC3 | SCR | 2012 |  | ESPC + B | No | ACI | 2015 |  | 5.15 | 0.3008 | 0.04773 | 0.3008 | 0.04773 | 0.05 | 0.1 | 0.1 | 0.99 | Yes | 2012
Mill Creek (KY) | 1364_B_1 | 1364 | B | 1 | 905 | Coal Steam |  | S_C_KY | Kentucky | 21 | Jefferson | 111 | 21111 | 300 | 10761 | 1972 | 2024 | tangential | dry | N | Bituminous | Wet Scrubber | 2015 | 0.983 | LNC2 |  |  |  | ESPC + B | No | ACI | 2015 |  | 1.2 | 0.29691 | 0.29691 | 0.1469 | 0.1469 | 0.05 | 0.1 | 0.1 | 0.99 | Yes | 2015
Mill Creek (KY) | 1364_B_2 | 1364 | B | 2 | 906 | Coal Steam |  | S_C_KY | Kentucky | 21 | Jefferson | 111 | 21111 | 297 | 10842 | 1974 | 2028 | tangential | dry | N | Bituminous | Wet Scrubber | 2015 | 0.983 | LNC2 |  |  |  | ESPC + B | No | ACI | 2015 |  | 1.2 | 0.2961 | 0.2961 | 0.1469 | 0.1469 | 0.05 | 0.1 | 0.1 | 0.99 | Yes | 2015
Little Gypsy | 1402_B_2 | 1402 | B | 2 | 964 | O/G Steam |  | MIS_AMSO | Louisiana | 22 | St Charles | 89 | 22089 | 416 | 11277 | 1966 | 2025 | wall | dry | N | Natural Gas, Distillate Fuel Oil |  |  |  | CM + FU | [8 empty] | 5.261 | 0.1405 | 0.1405 | 0.1405 | 0.1405
Arsenal Hill | 1416_B_5A | 1416 | B | 5A | 979 | O/G Steam |  | SPP_WEST | Louisiana | 22 | Caddo | 17 | 22017 | 116 | 13718 | 1960 | 2025 | tangential |  | N | Natural Gas | [13 empty] | 0.09758 | 0.09758 | 0.09758 | 0.09758
Herbert A Wagner | 1554_B_3 | 1554 | B | 3 | 1009 | Coal Steam |  | PJM_SMAC | Maryland | 24 | Anne Arundel | 3 | 24003 | 305 | 10767 | 1966 | 2025 | wall | dry | N | Bituminous |  |  |  | LNBO | SCR | 2002 |  | ESPC | No | ACI | 2010 |  | 1.2 | 0.3254 | 0.07951 | 0.3254 | 0.07951 | 0.1 | 0.1 | 0.1 | 0.98 | Yes | 2016
Essential Power Massachusetts LLC | 1642_B_3 | 1642 | B | 3 | 1138 | O/G Steam |  | NENGREST | Massachusetts | 25 | Hampden | 13 | 25013 | 94 | 12883 | 1957 | 2021 | tangential | dry | N | Natural Gas, Residual Fuel Oil |  |  |  | BOOS |  |  |  | ESPC | No |  |  |  | 2.4 | 0.06992 | 0.06992 | 0.06992 | 0.06992
Lake Catherine | 170_B_4 | 170 | B | 4 | 107 | O/G Steam |  | MIS_AR | Arkansas | 5 | Hot Spring | 59 | 05059 | 522 | 11972 | 1970 | 2025 | wall | dry | N | Natural Gas |  |  |  | BOOS | [9 empty] | 0.21792 | 0.21792 | 0.21792 | 0.21792
J H Campbell | 1710_B_1 | 1710 | B | 1 | 1157 | Coal Steam |  | MIS_LMI | Michigan | 26 | Ottawa | 139 | 26139 | 260 | 10347 | 1962 | 2025 | tangential | dry | N | Bituminous, Subbituminous |  |  | 0.4488 | LNC3 |  |  |  | ESPC + B | No | ACI | 2016 |  | 1.67 | 0.17949 | 0.17949 | 0.17949 | 0.17949 | 0.1 | 0.1 | 0.1 | 0.98 | Yes | 2016 |  |  |  |  | Yes
J H Campbell | 1710_B_2 | 1710 | B | 2 | 1158 | Coal Steam |  | MIS_LMI | Michigan | 26 | Ottawa | 139 | 26139 | 348 | 10428 | 1967 | 2025 | cell | dry | N | Bituminous, Subbituminous |  |  | 0.438 | LNCB | SCR | 2013 |  | B | NA | ACI | 2016 |  | 1.67 | 0.04748 | 0.04748 | 0.04748 | 0.04748 | 0.1 | 0.1 | 0.1 | 0.98 | Yes | 2016 |  |  |  |  | Yes
J H Campbell | 1710_B_3 | 1710 | B | 3 | 1159 | Coal Steam |  | MIS_LMI | Michigan | 26 | Ottawa | 139 | 26139 | 838 | 10264 | 1980 | 2025 | wall | dry | N | Bituminous, Subbituminous | Dry Scrubber | 2016 | 0.95 | LNBO | SCR | 2007 |  | ESPC + B | No | ACI | 2016 |  | 0.09 | 0.2258 | 0.05074 | 0.2258 | 0.05074 | 0.1 | 0.1 | 0.1 | 0.99 | [6 empty] | Yes
Erickson Station | 1832_B_1 | 1832 | B | 1 | 1221 | Coal Steam |  | MIS_LMI | Michigan | 26 | Eaton | 45 | 26045 | 154 | 11013 | 1973 | 2022 | wall | dry | N | Subbituminous |  |  |  | LNBO |  |  |  | ESPC | No | ACI | 2016 |  | 1.67 | 0.15442 | 0.15442 | 0.15442 | 0.15442 | 0.1 | 0.1 | 0.1 | 0
Allen S King | 1915_B_1 | 1915 | B | 1 | 1248 | Coal Steam |  | MIS_MNWI | Minnesota | 27 | Washington | 163 | 27163 | 511 | 9792 | 1968 | 2028 | cyclone | wet | N | Subbituminous | Dry Scrubber | 2007 | 0.9 | OFA | SCR | 2008 |  | ESPC + B | Yes | ACI | 2010 |  | 0.12 | 0.9185 | 0.09614 | 0.9185 | 0.09614 | 0.1 | 0.1 | 0.1 | 0.95
Red Wing | 1926_B_1 | 1926 | B | 1 |  | Municipal Solid Waste |  | MIS_MNWI | Minnesota | 27 | Goodhue | 49 | 27049 | 9 | 20944 | 1986 | 2027 |  |  | N | MSW | Wet Scrubber | 2000 | 0.75 | other |  |  |  | B | NA |  |  |  |  | 0.5 | 0.5 | 0.5 | 0.5 | 0.08 | 0.08 | 0.08
Red Wing | 1926_B_2 | 1926 | B | 2 |  | Municipal Solid Waste |  | MIS_MNWI | Minnesota | 27 | Goodhue | 49 | 27049 | 9 | 20879 | 1986 | 2027 |  |  | N | MSW | Wet Scrubber | 2001 | 0.75 | other |  |  |  | B | NA |  |  |  |  | 0.54 | 0.54 | 0.54 | 0.54 | 0.08 | 0.08 | 0.08
Wilmarth | 1934_B_1 | 1934 | B | 1 |  | Municipal Solid Waste |  | MIS_MNWI | Minnesota | 27 | Blue Earth | 13 | 27013 | 9 | 21139 | 1987 | 2027 |  |  | N | MSW | Wet Scrubber | 1991 | 0.7 | other |  |  |  | B | NA |  |  |  |  | 0.54 | 0.54 | 0.54 | 0.54 | 0.08 | 0.08 | 0.08
Wilmarth | 1934_B_2 | 1934 | B | 2 |  | Municipal Solid Waste |  | MIS_MNWI | Minnesota | 27 | Blue Earth | 13 | 27013 | 9 | 21139 | 1987 | 2027 |  |  | N | MSW | Wet Scrubber | 1991 | 0.7 | other |  |  |  | B | NA |  |  |  |  | 0.6 | 0.6 | 0.6 | 0.6 | 0.08 | 0.08 | 0.08
Moselle | 2070_B_3 | 2070 | B | 3 | 1309 | O/G Steam |  | MIS_MS | Mississippi | 28 | Jones | 67 | 28067 | 59 | 13292 | 1970 | 2025 | wall | dry | N | Natural Gas, Residual Fuel Oil | [12 empty] | 4.8 | 0.30593 | 0.30593 | 0.30593 | 0.30593
Lake Road (MO) | 2098_B_4 | 2098 | B | 4 |  | O/G Steam |  | SPP_N | Missouri | 29 | Buchanan | 21 | 29021 | 12.4 | 10957 | 1951 | 2024 | wall |  | Y | Natural Gas | [12 empty] | 8.6 | 0.23063 | 0.23063 | 0.23063 | 0.23063
Blue Valley | 2132_B_1 | 2132 | B | 1 |  | O/G Steam |  | SPP_N | Missouri | 29 | Jackson | 95 | 29095 | 21 | 14500 | 1958 | 2020 | tangential | dry | N | Natural Gas | [12 empty] | 6.3 | 0.16088 | 0.16088 | 0.16088 | 0.16088
Blue Valley | 2132_B_2 | 2132 | B | 2 |  | O/G Steam |  | SPP_N | Missouri | 29 | Jackson | 95 | 29095 | 21 | 14500 | 1958 | 2020 | tangential | dry | N | Natural Gas, Distillate Fuel Oil | [12 empty] | 6.3 | 0.16289 | 0.16289 | 0.16289 | 0.16289
Blue Valley | 2132_B_3 | 2132 | B | 3 | 1342 | O/G Steam |  | SPP_N | Missouri | 29 | Jackson | 95 | 29095 | 51 | 14500 | 1965 | 2020 | tangential | dry | N | Natural Gas, Distillate Fuel Oil |  |  |  | LNC1 | [8 empty] | 6.3 | 0.18019 | 0.18019 | 0.18019 | 0.18019
North Omaha | 2291_B_1 | 2291 | B | 1 | 1381 | O/G Steam |  | SPP_NEBR | Nebraska | 31 | Douglas | 55 | 31055 | 65 | 11010 | 1954 | 2026 | tangential | dry | N | Natural Gas | [13 empty] | 0.07403 | 0.07403 | 0.07403 | 0.07403
North Omaha | 2291_B_2 | 2291 | B | 2 | 1382 | O/G Steam |  | SPP_NEBR | Nebraska | 31 | Douglas | 55 | 31055 | 91 | 10903 | 1957 | 2026 | tangential | dry | N | Natural Gas |  |  |  | LNC1 | [9 empty] | 0.07981 | 0.07981 | 0.07981 | 0.07981
North Omaha | 2291_B_3 | 2291 | B | 3 | 1383 | O/G Steam |  | SPP_NEBR | Nebraska | 31 | Douglas | 55 | 31055 | 86 | 10960 | 1959 | 2026 | tangential | dry | N | Natural Gas |  |  |  | LNC1 | [9 empty] | 0.07471 | 0.07471 | 0.07471 | 0.07471
Cunningham | 2454_B_122B | 2454 | B | 122B | 1601 | O/G Steam |  | SPP_SPS | New Mexico | 35 | Lea | 25 | 35025 | 183 | 10518 | 1965 | 2025 | tangential |  | N | Natural Gas |  |  |  | OFA | [8 empty] | 0.789 | 0.1497 | 0.1497 | 0.1497 | 0.1497
Roxboro | 2712_B_1 | 2712 | B | 1 | 1831 | Coal Steam |  | S_VACA | North Carolina | 37 | Person | 145 | 37145 | 379 | 10245 | 1966 | 2028 | wall | dry | N | Bituminous | Wet Scrubber | 2008 | 0.97 | LNB + OFA | SCR | 2002 |  | ESPC | No |  |  |  | 0.206 | 0.13357 | 0.13357 | 0.13357 | 0.13357 | 0.05 | 0.1 | 0.56 | 0.99
Roxboro | 2712_B_2 | 2712 | B | 2 | 1832 | Coal Steam |  | S_VACA | North Carolina | 37 | Person | 145 | 37145 | 668 | 10393 | 1968 | 2028 | tangential | dry | N | Bituminous | Wet Scrubber | 2007 | 0.97 | LNC2 + OFA | SCR | 2002 |  | ESPC | No |  |  |  | 0.21 | 0.12692 | 0.12692 | 0.12692 | 0.12692 | 0.05 | 0.1 | 0.56 | 0.99
Roxboro | 2712_B_3A | 2712 | B | 3A | 1833 | Coal Steam |  | S_VACA | North Carolina | 37 | Person | 145 | 37145 | 347 | 10296 | 1973 | 2027 | wall | dry | N | Bituminous | Wet Scrubber | 2008 | 0.97 | LNB + OFA | SCR | 2003 |  | ESPC | No |  |  |  | 0.175 | 0.2715 | 0.14493 | 0.2715 | 0.14493 | 0.05 | 0.1 | 0.56 | 0.99
Roxboro | 2712_B_3B | 2712 | B | 3B | 1834 | Coal Steam |  | S_VACA | North Carolina | 37 | Person | 145 | 37145 | 347 | 10296 | 1973 | 2027 | wall | dry | N | Bituminous | Wet Scrubber | 2008 | 0.97 | LNB + OFA | SCR | 2003 |  | ESPC | No |  |  |  | 0.175 | 0.25832 | 0.14594 | 0.25832 | 0.14594 | 0.05 | 0.1 | 0.56 | 0.99
Roxboro | 2712_B_4A | 2712 | B | 4A | 1835 | Coal Steam |  | S_VACA | North Carolina | 37 | Person | 145 | 37145 | 349 | 10364 | 1980 | 2027 | wall | dry | N | Bituminous | Wet Scrubber | 2007 | 0.97 | LNB + OFA | SCR | 2001 |  | ESPH | No |  |  |  | 0.175 | 0.12856 | 0.12856 | 0.12856 | 0.12856 | 0.05 | 0.1 | 1 | 0.99
Roxboro | 2712_B_4B | 2712 | B | 4B | 1836 | Coal Steam |  | S_VACA | North Carolina | 37 | Person | 145 | 37145 | 349 | 10364 | 1980 | 2027 | wall | dry | N | Bituminous | Wet Scrubber | 2007 | 0.97 | LNB + OFA | SCR | 2001 |  | ESPH | No |  |  |  | 0.175 | 0.1297 | 0.1297 | 0.1297 | 0.1297 | 0.05 | 0.1 | 1 | 0.99
G G Allen | 2718_B_1 | 2718 | B | 1 | 1843 | Coal Steam |  | S_VACA | North Carolina | 37 | Gaston | 71 | 37071 | 162 | 10839 | 1957 | 2024 | tangential | dry | N | Bituminous | Wet Scrubber | 2009 | 0.95 | LNC3 | SNCR |  | 2003 | ESPC | No |  |  |  | 0.12 | 0.30238 | 0.22833 | 0.30238 | 0.22833 | 0.05 | 0.1 | 0.56 | 0.99
Marshall (NC) | 2727_B_1 | 2727 | B | 1 | 1861 | Coal Steam |  | S_VACA | North Carolina | 37 | Catawba | 35 | 37035 | 370 | 9477 | 1965 | 2026 | tangential | dry | N | Bituminous | Wet Scrubber | 2007 | 0.95 | LNC3 | SNCR |  | 2006 | ESPC | Yes |  |  |  | 0.113 | 0.24605 | 0.24605 | 0.24605 | 0.24605 | 0.05 | 0.1 | 0.56 | 0.99
Marshall (NC) | 2727_B_2 | 2727 | B | 2 | 1862 | Coal Steam |  | S_VACA | North Carolina | 37 | Catawba | 35 | 37035 | 370 | 9490 | 1966 | 2026 | tangential | dry | N | Bituminous | Wet Scrubber | 2007 | 0.95 | LNC3 | SNCR |  | 2007 | ESPC | Yes |  |  |  | 0.1 | 0.25402 | 0.25402 | 0.25402 | 0.25402 | 0.05 | 0.1 | 0.56 | 0.99
Miami Fort | 2832_B_7 | 2832 | B | 7 | 1895 | Coal Steam |  | PJM_West | Ohio | 39 | Hamilton | 61 | 39061 | 510 | 10361 | 1975 | 2027 | cell | dry | N | Bituminous | Wet Scrubber | 2007 | 0.97 | LNCB | SCR | 2004 |  | ESPC | No |  |  |  | 2.37 | 0.34671 | 0.07 | 0.34671 | 0.07 | 0.05 | 0.1 | 0.56 | 0.99
Miami Fort | 2832_B_8 | 2832 | B | 8 | 1896 | Coal Steam |  | PJM_West | Ohio | 39 | Hamilton | 61 | 39061 | 510 | 10396 | 1978 | 2027 | wall | dry | N | Bituminous | Wet Scrubber | 2007 | 0.97 | LNB + LNCB + OFA | SCR | 2004 |  | ESPC | No |  |  |  | 1.2 | 0.32002 | 0.07 | 0.32002 | 0.07 | 0.05 | 0.1 | 0.56 | 0.99
FirstEnergy W H Sammis | 2866_B_5 | 2866 | B | 5 | 1960 | Coal Steam |  | PJM_ATSI | Ohio | 39 | Jefferson | 81 | 39081 | 290 | 11309 | 1967 | 2028 | wall | dry | N | Bituminous, Subbituminous | Wet Scrubber | 2010 | 0.98 | LNB | SNCR |  | 2006 | ESPC | No |  |  |  | 1.1 | 0.24516 | 0.24516 | 0.1987 | 0.1987 | 0.05 | 0.1 | 0.56 | 0.99
FirstEnergy W H Sammis | 2866_B_6 | 2866 | B | 6 | 1961 | Coal Steam |  | PJM_ATSI | Ohio | 39 | Jefferson | 81 | 39081 | 600 | 10917 | 1969 | 2028 | wall | dry | N | Bituminous, Subbituminous | Wet Scrubber | 2010 | 0.98 | LNBO | SCR | 2010 |  | ESPC | No |  |  |  | 1.1 | 0.075 | 0.075 | 0.075 | 0.075 | 0.05 | 0.1 | 0.56 | 0.99
FirstEnergy W H Sammis | 2866_B_7 | 2866 | B | 7 | 1962 | Coal Steam |  | PJM_ATSI | Ohio | 39 | Jefferson | 81 | 39081 | 600 | 11011 | 1971 | 2028 | cell | dry | N | Bituminous, Subbituminous | Wet Scrubber | 2010 | 0.98 | LNCB | SCR | 2010 |  | ESPC | No |  |  |  | 1.1 | 0.075 | 0.075 | 0.075 | 0.075 | 0.05 | 0.1 | 0.56 | 0.99
Horseshoe Lake | 2951_B_6 | 2951 | B | 6 | 2000 | O/G Steam |  | SPP_WEST | Oklahoma | 40 | Oklahoma | 109 | 40109 | 163 | 11575 | 1958 | 2024 | wall | dry | N | Natural Gas, Residual Fuel Oil | [12 empty] | 1.315 | 0.26196 | 0.26196 | 0.26196 | 0.26196
Seminole (OK) | 2956_B_2 | 2956 | B | 2 | 2013 | O/G Steam |  | SPP_WEST | Oklahoma | 40 | Seminole | 133 | 40133 | 425 | 11561 | 1973 | 2021 | wall | dry | N | Natural Gas |  |  |  | FR + LNB + OFA | [8 empty] | 1.315 | 0.1121 | 0.1121 | 0.1121 | 0.1121
Seminole (OK) | 2956_B_3 | 2956 | B | 3 | 2014 | O/G Steam |  | SPP_WEST | Oklahoma | 40 | Seminole | 133 | 40133 | 464 | 11488 | 1975 | 2023 | wall | dry | N | Natural Gas |  |  |  | FR + LNB + OFA | [8 empty] | 1.315 | 0.10601 | 0.10601 | 0.10601 | 0.10601
Northeastern | 2963_B_3313 | 2963 | B | 3313 | 2019 | Coal Steam |  | SPP_WEST | Oklahoma | 40 | Rogers | 131 | 40131 | 313 | 10353 | 1979 | 2025 | tangential | dry | N | Subbituminous |  |  | 0.3066 | OFA + LNC1 |  |  |  | ESPC + B | No | ACI | 2016 |  | 0.8 | 0.1183 | 0.1183 | 0.1183 | 0.1183 | 0.1 | 0.1 | 0.1 | 0.98 | Yes | 2016 |  |  |  |  | Yes
Southwestern | 2964_B_8002 | 2964 | B | 8002 | 2021 | O/G Steam |  | SPP_WEST | Oklahoma | 40 | Caddo | 15 | 40015 | 78 | 13258 | 1954 | 2022 | wall | dry | N | Natural Gas | [12 empty] | 0.74 | 0.30542 | 0.30542 | 0.30542 | 0.30542
Southwestern | 2964_B_801N | 2964 | B | 801N | 2023 | O/G Steam |  | SPP_WEST | Oklahoma | 40 | Caddo | 15 | 40015 | 39 | 13009 | 1952 | 2024 | wall | dry | N | Natural Gas | [12 empty] | 0.74 | 0.18156 | 0.18156 | 0.18156 | 0.18156
Southwestern | 2964_B_801S | 2964 | B | 801S | 2024 | O/G Steam |  | SPP_WEST | Oklahoma | 40 | Caddo | 15 | 40015 | 39 | 13009 | 1952 | 2024 | wall | dry | N | Natural Gas | [12 empty] | 0.74 | 0.22915 | 0.22915 | 0.22915 | 0.22915
Barry | 3_B_5 | 3 | B | 5 | 5 | Coal Steam |  | S_SOU | Alabama | 1 | Mobile | 97 | 01097 | 756 | 10141 | 1971 | 2028 | tangential | dry | N | Bituminous | Wet Scrubber | 2010 | 0.95 | LNC2 | SCR | 2008 |  | ESPC + WS | Yes | ACI | 2016 |  | 1.8 | 0.3085 | 0.06842 | 0.3085 | 0.06842 | 0.05 | 0.1 | 0.1 | 0.99
Conemaugh | 3118_B_1 | 3118 | B | 1 | 2065 | Coal Steam |  | PJM_PENE | Pennsylvania | 42 | Indiana | 63 | 42063 | 850 | 9782 | 1970 | 2028 | tangential | dry | N | Bituminous | Wet Scrubber | 1994 | 0.95 | LNC3 | SCR | 2014 |  | ESPC + WS | No |  |  |  | 0.13 | 0.31211 | 0.073 | 0.31211 | 0.073 | 0.05 | 0.1 | 0.56 | 0.99
Conemaugh | 3118_B_2 | 3118 | B | 2 | 2066 | Coal Steam |  | PJM_PENE | Pennsylvania | 42 | Indiana | 63 | 42063 | 850 | 9704 | 1971 | 2028 | tangential | dry | N | Bituminous | Wet Scrubber | 1995 | 0.95 | LNC3 | SCR | 2014 |  | ESPC + WS | No |  |  |  | 0.13 | 0.28795 | 0.071 | 0.28795 | 0.071 | 0.05 | 0.1 | 0.56 | 0.99
Keystone | 3136_B_1 | 3136 | B | 1 | 2089 | Coal Steam |  | PJM_PENE | Pennsylvania | 42 | Armstrong | 5 | 42005 | 850 | 9828 | 1967 | 2028 | tangential | dry | N | Bituminous | Wet Scrubber | 2009 | 0.98 | LNC3 | SCR | 2003 |  | ESPC | No |  |  |  | 3.7 | 0.32415 | 0.076 | 0.32415 | 0.076 | 0.05 | 0.1 | 0.56 | 0.99
Keystone | 3136_B_2 | 3136 | B | 2 | 2090 | Coal Steam |  | PJM_PENE | Pennsylvania | 42 | Armstrong | 5 | 42005 | 850 | 9794 | 1968 | 2028 | tangential | dry | N | Bituminous | Wet Scrubber | 2009 | 0.98 | LNC3 | SCR | 2003 |  | ESPC | No |  |  |  | 3.7 | 0.33341 | 0.074 | 0.33341 | 0.074 | 0.05 | 0.1 | 0.56 | 0.99
Wateree | 3297_B_WAT1 | 3297 | B | WAT1 | 2232 | Coal Steam |  | S_VACA | South Carolina | 45 | Richland | 79 | 45079 | 342 | 10329 | 1970 | 2028 | wall | dry | N | Bituminous | Wet Scrubber | 2010 | 0.978 | LNB | SCR | 2003 |  | ESPC + B | No | ACI | 2015 |  | 3.5 | 0.4972 | 0.13121 | 0.4972 | 0.13121 | 0.05 | 0.1 | 0.1 | 0.99
Wateree | 3297_B_WAT2 | 3297 | B | WAT2 | 2233 | Coal Steam |  | S_VACA | South Carolina | 45 | Richland | 79 | 45079 | 342 | 10280 | 1971 | 2028 | wall | dry | N | Bituminous | Wet Scrubber | 2010 | 0.978 | LNB | SCR | 2003 |  | B | NA | ACI | 2015 |  | 3.5 | 0.4022 | 0.17532 | 0.4022 | 0.17532 | 0.05 | 0.1 | 0.1 | 0.99
Williams | 3298_B_WIL1 | 3298 | B | WIL1 | 2234 | Coal Steam |  | S_VACA | South Carolina | 45 | Berkeley | 15 | 45015 | 605 | 9833 | 1973 | 2028 | tangential | dry | N | Bituminous | Wet Scrubber | 2010 | 0.97 | LNC1 | SCR | 2004 |  | ESPC | No | ACI | 2015 |  | 2.3 | 0.5469 | 0.18288 | 0.5469 | 0.18288 | 0.05 | 0.1 | 0.1 | 0.99
Bull Run | 3396_B_1 | 3396 | B | 1 | 2251 | Coal Steam |  | S_C_TVA | Tennessee | 47 | Anderson | 1 | 47001 | 870 | 9639 | 1967 | 2024 | tangential | dry | N | Bituminous | Wet Scrubber | 2008 | 0.98 | CO | SCR | 2004 |  | ESPC | No |  |  |  | 0.15 | 0.599 | 0.10004 | 0.599 | 0.10004 | 0.05 | 0.1 | 0.56 | 0.99 | Yes | 2011
Cumberland (TN) | 3399_B_2 | 3399 | B | 2 | 2253 | Coal Steam |  | S_C_TVA | Tennessee | 47 | Stewart | 161 | 47161 | 1231 | 10094 | 1973 | 2025 | cell | dry | N | Bituminous | Wet Scrubber | 1995 | 0.95 | LNB + LNCB | SCR | 2004 |  | ESPC | No |  |  |  | 0.5 | 0.6775 | 0.08009 | 0.6775 | 0.08009 | 0.05 | 0.1 | 0.56 | 0.99 | Yes | 2007
Kingston | 3407_B_1 | 3407 | B | 1 | 2280 | Coal Steam |  | S_C_TVA | Tennessee | 47 | Roane | 145 | 47145 | 132 | 11201 | 1954 | 2027 | tangential | dry | N | Bituminous, Subbituminous | Wet Scrubber | 2010 | 0.98 | other | SCR | 2004 |  | ESPC + C | No |  |  |  | 0.15 | 0.4144 | 0.06339 | 0.4144 | 0.06339 | 0.05 | 0.1 | 0.56 | 0.99
Kingston | 3407_B_2 | 3407 | B | 2 | 2281 | Coal Steam |  | S_C_TVA | Tennessee | 47 | Roane | 145 | 47145 | 132 | 11191 | 1954 | 2027 | tangential | dry | N | Bituminous, Subbituminous | Wet Scrubber | 2010 | 0.98 | other | SCR | 2004 |  | ESPC + C | No |  |  |  | 0.15 | 0.4086 | 0.05946 | 0.4086 | 0.05946 | 0.05 | 0.1 | 0.56 | 0.99
Kingston | 3407_B_3 | 3407 | B | 3 | 2282 | Coal Steam |  | S_C_TVA | Tennessee | 47 | Roane | 145 | 47145 | 132 | 11229 | 1954 | 2027 | tangential | dry | N | Bituminous, Subbituminous | Wet Scrubber | 2010 | 0.98 | other | SCR | 2003 |  | ESPC + C | No |  |  |  | 0.15 | 0.4303 | 0.05993 | 0.4303 | 0.05993 | 0.05 | 0.1 | 0.56 | 0.99
Kingston | 3407_B_4 | 3407 | B | 4 | 2283 | Coal Steam |  | S_C_TVA | Tennessee | 47 | Roane | 145 | 47145 | 132 | 11231 | 1954 | 2027 | tangential | dry | N | Bituminous, Subbituminous | Wet Scrubber | 2010 | 0.98 | other | SCR | 2003 |  | ESPC + C | No |  |  |  | 0.15 | 0.4325 | 0.05891 | 0.4325 | 0.05891 | 0.05 | 0.1 | 0.56 | 0.99
Kingston | 3407_B_5 | 3407 | B | 5 | 2284 | Coal Steam |  | S_C_TVA | Tennessee | 47 | Roane | 145 | 47145 | 174 | 11212 | 1955 | 2027 | tangential | dry | N | Bituminous, Subbituminous | Wet Scrubber | 2010 | 0.98 | LNC2 | SCR | 2005 |  | ESPC + C | No |  |  |  | 0.15 | 0.4028 | 0.06041 | 0.4028 | 0.06041 | 0.05 | 0.1 | 0.56 | 0.99
Kingston | 3407_B_6 | 3407 | B | 6 | 2285 | Coal Steam |  | S_C_TVA | Tennessee | 47 | Roane | 145 | 47145 | 174 | 11127 | 1955 | 2027 | tangential | dry | N | Bituminous, Subbituminous | Wet Scrubber | 2010 | 0.98 | LNC2 | SCR | 2005 |  | ESPC + C | No |  |  |  | 0.15 | 0.3517 | 0.06025 | 0.3517 | 0.06025 | 0.05 | 0.1 | 0.56 | 0.99
Kingston | 3407_B_7 | 3407 | B | 7 | 2286 | Coal Steam |  | S_C_TVA | Tennessee | 47 | Roane | 145 | 47145 | 174 | 11173 | 1955 | 2025 | tangential | dry | N | Bituminous, Subbituminous | Wet Scrubber | 2010 | 0.98 | LNC2 | SCR | 2004 |  | ESPC + C | No |  |  |  | 0.15 | 0.3586 | 0.05963 | 0.3586 | 0.05963 | 0.05 | 0.1 | 0.56 | 0.99
Kingston | 3407_B_8 | 3407 | B | 8 | 2287 | Coal Steam |  | S_C_TVA | Tennessee | 47 | Roane | 145 | 47145 | 174 | 11110 | 1955 | 2025 | tangential | dry | N | Bituminous, Subbituminous | Wet Scrubber | 2010 | 0.98 | LNC2 | SCR | 2004 |  | ESPC + C | No |  |  |  | 0.15 | 0.3388 | 0.05874 | 0.3388 | 0.05874 | 0.05 | 0.1 | 0.56 | 0.99
Kingston | 3407_B_9 | 3407 | B | 9 | 2288 | Coal Steam |  | S_C_TVA | Tennessee | 47 | Roane | 145 | 47145 | 174 | 11123 | 1955 | 2025 | tangential | dry | N | Bituminous, Subbituminous | Wet Scrubber | 2010 | 0.98 | other | SCR | 2006 |  | ESPC + C | No |  |  |  | 0.15 | 0.3777 | 0.0603 | 0.3777 | 0.0603 | 0.05 | 0.1 | 0.56 | 0.99
Newman | 3456_B_3 | 3456 | B | 3 | 2331 | O/G Steam |  | WECC_NM | Texas | 48 | El Paso | 141 | 48141 | 97 | 11927 | 1966 | 2025 | wall | dry | N | Natural Gas, Distillate Fuel Oil |  |  |  | FR + LA | [8 empty] | 1.1573 | 0.15761 | 0.15761 | 0.15761 | 0.15761
Sabine | 3459_B_3 | 3459 | B | 3 | 2340 | O/G Steam |  | MIS_WOTA | Texas | 48 | Orange | 361 | 48361 | 411 | 11357 | 1966 | 2025 | tangential |  | N | Natural Gas |  |  |  | LNC2 | [8 empty] | 1.157 | 0.08899 | 0.08899 | 0.08899 | 0.08899
Sabine | 3459_B_4 | 3459 | B | 4 | 2341 | O/G Steam |  | MIS_WOTA | Texas | 48 | Orange | 361 | 48361 | 533 | 11067 | 1974 | 2025 | wall | dry | N | Natural Gas |  |  |  | CM + FU | [8 empty] | 1.157 | 0.19369 | 0.19369 | 0.19369 | 0.19369
W A Parish | 3470_B_WAP1 | 3470 | B | WAP1 | 2374 | O/G Steam |  | ERC_REST | Texas | 48 | Fort Bend | 157 | 48157 | 169 | 11346 | 1958 | 2025 | wall | dry | N | Natural Gas |  |  |  | OFA | [8 empty] | 0.01 | 0.21455 | 0.21455 | 0.21455 | 0.21455
W A Parish | 3470_B_WAP2 | 3470 | B | WAP2 | 2375 | O/G Steam |  | ERC_REST | Texas | 48 | Fort Bend | 157 | 48157 | 169 | 11054 | 1958 | 2025 | wall | dry | N | Natural Gas |  |  |  | OFA | [8 empty] | 0.01 | 0.13021 | 0.13021 | 0.13021 | 0.13021
W A Parish | 3470_B_WAP3 | 3470 | B | WAP3 | 2376 | O/G Steam |  | ERC_REST | Texas | 48 | Fort Bend | 157 | 48157 | 273 | 11215 | 1961 | 2025 | wall | dry | N | Natural Gas |  |  |  | OFA | [8 empty] | 0.01 | 0.35674 | 0.35674 | 0.35674 | 0.35674
W A Parish | 3470_B_WAP4 | 3470 | B | WAP4 | 2377 | O/G Steam |  | ERC_REST | Texas | 48 | Fort Bend | 157 | 48157 | 552 | 10864 | 1968 | 2025 | tangential |  | N | Natural Gas |  |  |  | OFA | [8 empty] | 0.01 | 0.13405 | 0.13405 | 0.13405 | 0.13405
Knox Lee | 3476_B_5 | 3476 | B | 5 | 2388 | O/G Steam |  | SPP_WEST | Texas | 48 | Gregg | 183 | 48183 | 342 | 12452 | 1974 | 2022 | tangential |  | N | Natural Gas, Distillate Fuel Oil |  |  |  | H2O | [8 empty] | 0.74 | 0.10297 | 0.10297 | 0.10297 | 0.10297
Jones | 3482_B_152B | 3482 | B | 152B | 2395 | O/G Steam |  | SPP_SPS | Texas | 48 | Lubbock | 303 | 48303 | 243 | 11100 | 1974 | 2022 | tangential |  | N | Natural Gas |  |  |  | LNC2 | [8 empty] | 0.8 | 0.10743 | 0.10743 | 0.10743 | 0.10743
Plant X | 3485_B_114B | 3485 | B | 114B | 2404 | O/G Steam |  | SPP_SPS | Texas | 48 | Lamb | 279 | 48279 | 190 | 11404 | 1964 | 2027 | tangential |  | N | Natural Gas |  |  |  | LNB + OFA | [8 empty] | 1.157 | 0.14071 | 0.14071 | 0.14071 | 0.14071
O W Sommers | 3611_B_1 | 3611 | B | 1 | 2479 | O/G Steam |  | ERC_REST | Texas | 48 | Bexar | 29 | 48029 | 420 | 12253 | 1972 | 2025 | tangential |  | N | Natural Gas, Distillate Fuel Oil |  |  |  | FR + OFA | [8 empty] | 1.157 | 0.14515 | 0.14515 | 0.14515 | 0.14515
V H Braunig | 3612_B_1 | 3612 | B | 1 | 2481 | O/G Steam |  | ERC_REST | Texas | 48 | Bexar | 29 | 48029 | 217 | 11692 | 1966 | 2024 | tangential |  | N | Natural Gas, Distillate Fuel Oil | [12 empty] | 1.157 | 0.19206 | 0.19206 | 0.19206 | 0.19206
V H Braunig | 3612_B_2 | 3612 | B | 2 | 2482 | O/G Steam |  | ERC_REST | Texas | 48 | Bexar | 29 | 48029 | 230 | 11789 | 1968 | 2024 | tangential |  | N | Natural Gas, Distillate Fuel Oil | [12 empty] | 1.157 | 0.17668 | 0.17668 | 0.17668 | 0.17668
V H Braunig | 3612_B_3 | 3612 | B | 3 | 2483 | O/G Steam |  | ERC_REST | Texas | 48 | Bexar | 29 | 48029 | 412 | 11625 | 1970 | 2024 | tangential |  | N | Natural Gas, Distillate Fuel Oil |  |  |  | FR + OFA | [8 empty] | 1.157 | 0.14767 | 0.14767 | 0.14767 | 0.14767
Transalta Centralia Generation | 3845_B_BW22 | 3845 | B | BW22 | 2534 | Coal Steam |  | WECC_PNW | Washington | 53 | Lewis | 41 | 53041 | 670 | 11132 | 2002 | 2025 | tangential | wet | N | Subbituminous | Wet Scrubber | 1974 | 0.91 | LNC3 | SNCR |  | 2012 | ESPC | No | ACI | 2011 |  | 0.658 | 0.20495 | 0.20495 | 0.20495 | 0.20495 | 0.1 | 0.1 | 0.1 | 0.96 | [6 empty] | Yes
French Island | 4005_B_1 | 4005 | B | 1 |  | Biomass |  | MIS_MNWI | Wisconsin | 55 | La Crosse | 63 | 55063 | 8 | 21545 | 1987 | 2024 |  |  | N | Biomass | Wet Scrubber | 2002 | 0.75 |  | SNCR |  |  | B | NA | ACI | 2008 |  | 0.11 | 0.4173 | 0.4173 | 0.4173 | 0.4173 | 0.1 | 0.1 | 0.1
French Island | 4005_B_2 | 4005 | B | 2 |  | Biomass |  | MIS_MNWI | Wisconsin | 55 | La Crosse | 63 | 55063 | 8 | 21545 | 1987 | 2024 |  |  | N | Biomass | Wet Scrubber | 2002 | 0.75 |  | SNCR |  |  | B | NA | ACI | 2007 |  | 0.11 | 0.35405 | 0.35405 | 0.35405 | 0.35405 | 0.1 | 0.1 | 0.1
Scattergood | 404_B_1 | 404 | B | 1 | 277 | O/G Steam |  | WEC_LADW | California | 6 | Los Angeles | 37 | 06037 | 112 | 11975 | 1959 | 2024 | wall | dry | N | Natural Gas |  |  |  |  | SCR | [7 empty] | 0.74 | 0.00145 | 0.00145 | 0.00145 | 0.00145
Scattergood | 404_B_2 | 404 | B | 2 | 278 | O/G Steam |  | WEC_LADW | California | 6 | Los Angeles | 37 | 06037 | 156 | 11853 | 1959 | 2024 | wall | dry | N | Natural Gas |  |  |  |  | SCR | [7 empty] | 0.74 | 0.006 | 0.006 | 0.006 | 0.006
South Oak Creek | 4041_B_5 | 4041 | B | 5 | 2590 | Coal Steam |  | MIS_WUMS | Wisconsin | 55 | Milwaukee | 79 | 55079 | 241 | 10326 | 1959 | 2024 | wall | dry | N | Subbituminous | Wet Scrubber | 2012 | 0.95 | STC | SCR | 2012 |  | ESPC | No |  |  |  | 0.09 | 0.06895 | 0.06895 | 0.06895 | 0.06895 | 0.1 | 0.1 | 0.56 | 0.99
South Oak Creek | 4041_B_6 | 4041 | B | 6 | 2591 | Coal Steam |  | MIS_WUMS | Wisconsin | 55 | Milwaukee | 79 | 55079 | 245 | 10316 | 1961 | 2024 | wall | dry | N | Subbituminous | Wet Scrubber | 2012 | 0.95 | STC | SCR | 2012 |  | ESPC | No |  |  |  | 0.09 | 0.06677 | 0.06677 | 0.06677 | 0.06677 | 0.1 | 0.1 | 0.56 | 0.99
South Oak Creek | 4041_B_7 | 4041 | B | 7 | 2592 | Coal Steam |  | MIS_WUMS | Wisconsin | 55 | Milwaukee | 79 | 55079 | 303 | 10335 | 1965 | 2025 | tangential | dry | N | Subbituminous | Wet Scrubber | 2012 | 0.95 | LNC3 | SCR | 2012 |  | ESPC | No |  |  |  | 0.09 | 0.06488 | 0.06488 | 0.06488 | 0.06488 | 0.1 | 0.1 | 0.56 | 0.99
South Oak Creek | 4041_B_8 | 4041 | B | 8 | 2593 | Coal Steam |  | MIS_WUMS | Wisconsin | 55 | Milwaukee | 79 | 55079 | 309 | 10508 | 1967 | 2025 | tangential | dry | N | Subbituminous | Wet Scrubber | 2012 | 0.95 | LNC3 | SCR | 2012 |  | ESPC | No |  |  |  | 0.09 | 0.06495 | 0.06495 | 0.06495 | 0.06495 | 0.1 | 0.1 | 0.56 | 0.99
Weston | 4078_B_2 | 4078 | B | 2 | 2614 | O/G Steam |  | MIS_WUMS | Wisconsin | 55 | Marathon | 73 | 55073 | 78 | 9737 | 1960 | 2024 | wall | dry | N | Natural Gas |  |  |  | AA + LNB + OFA | [8 empty] | 1.2 | 0.11596 | 0.11596 | 0.11596 | 0.11596
Dave Johnston | 4158_B_BW44 | 4158 | B | BW44 | 2636 | Coal Steam |  | WECC_WY | Wyoming | 56 | Converse | 9 | 56009 | 330 | 11341 | 1959 | 2027 | tangential | dry | N | Subbituminous | Dry Scrubber | 2012 | 0.907 | LNC2 |  |  |  | B | NA | ACI | 2015 |  | 0.15 | 0.13319 | 0.13319 | 0.13319 | 0.13319 | 0.1 | 0.1 | 0.1 | 0.957 | [6 empty] | Yes
Naughton | 4162_B_3 | 4162 | B | 3 | 2639 | Coal Steam |  | WECC_WY | Wyoming | 56 | Lincoln | 23 | 56023 | 330 | 10804 | 1963 | 2025 | tangential | dry | N | Subbituminous |  |  |  | LNC2 |  |  |  | ESPC | Yes |  |  |  | 0.5 | 0.24287 | 0.24287 | 0.1469 | 0.1469 | 0.64 | 0.1 | 1 | 0 |  |  |  |  | C2G | 2019 | Yes
Cherokee | 469_B_4 | 469 | B | 4 | 298 | O/G Steam |  | WECC_CO | Colorado | 8 | Adams | 1 | 08001 | 310 | 10700 | 1968 | 2027 | tangential | dry | N | Natural Gas |  |  |  | LNC3 | [8 empty] | 0.88 | 0.06881 | 0.06881 | 0.06881 | 0.06881 | [10 empty] | Yes
Comanche (CO) | 470_B_2 | 470 | B | 2 | 300 | Coal Steam |  | WECC_CO | Colorado | 8 | Pueblo | 101 | 08101 | 335 | 10809 | 1975 | 2025 | wall | dry | N | Subbituminous | Dry Scrubber | 2008 | 0.94 | LNBO |  |  |  | B | NA | ACI | 2009 |  | 0.1 | 0.15919 | 0.15919 | 0.15919 | 0.15919 | 0.1 | 0.1 | 0.1 | 0.99 | [6 empty] | Yes
Riverside (OK) | 4940_B_1501 | 4940 | B | 1501 | 2660 | O/G Steam |  | SPP_WEST | Oklahoma | 40 | Tulsa | 143 | 40143 | 454 | 12031 | 1974 | 2022 | wall | dry | N | Natural Gas |  |  |  | LNB + OFA | [8 empty] | 0.52 | 0.23602 | 0.23602 | 0.23602 | 0.23602
Riverside (OK) | 4940_B_1502 | 4940 | B | 1502 | 2661 | O/G Steam |  | SPP_WEST | Oklahoma | 40 | Tulsa | 143 | 40143 | 455 | 11920 | 1976 | 2024 | wall | dry | N | Natural Gas |  |  |  | LNB + OFA | [8 empty] | 0.52 | 0.25459 | 0.25459 | 0.25459 | 0.25459
Hayden | 525_B_H1 | 525 | B | H1 | 317 | Coal Steam |  | WECC_CO | Colorado | 8 | Routt | 107 | 08107 | 179 | 10910 | 1976 | 2028 | wall | dry | N | Bituminous | Dry Scrubber | 1998 | 0.87 | LNBO | SCR | 2015 |  | B | NA |  |  |  | 0.13 | 0.25112 | 0.04781 | 0.25112 | 0.04781 | 0.05 | 0.1 | 1 | 0.92 | [6 empty] | Yes
Hayden | 525_B_H2 | 525 | B | H2 | 318 | Coal Steam |  | WECC_CO | Colorado | 8 | Routt | 107 | 08107 | 262 | 10907 | 1976 | 2027 | tangential | dry | N | Bituminous | Dry Scrubber | 1999 | 0.87 | LNC3 | SCR | 2016 |  | B | NA |  |  |  | 0.13 | 0.27396 | 0.05278 | 0.27396 | 0.05278 | 0.05 | 0.1 | 1 | 0.92 | [6 empty] | Yes
Stanton Energy Center | 564_B_1 | 564 | B | 1 | 368 | Coal Steam |  | FRCC | Florida | 12 | Orange | 95 | 12095 | 460 | 10643 | 1987 | 2025 | wall | dry | N | Bituminous | Wet Scrubber | 1987 | 0.962 | LNB + OFA |  |  |  | ESPC | No | ACI | 2015 |  | 1.14 | 0.26725 | 0.26725 | 0.26725 | 0.26725 | 0.05 | 0.1 | 0.1 | 0.99 | Yes | 2014
Indeck Energy-Alexandria | 58595_B_B1 | 58595 | B | B1 |  | Biomass |  | NENGREST | New Hampshire | 33 | Grafton | 9 | 33009 | 15.2 | 15518 | 2008 | 2021 |  |  | N | Biomass |  |  |  | NH3 | SNCR |  |  | ESPH | No |  |  |  |  | 0.075 | 0.075 | 0.075 | 0.075
Newton | 6017_B_1 | 6017 | B | 1 | 2680 | Coal Steam |  | MIS_IL | Illinois | 17 | Jasper | 79 | 17079 | 595 | 10492 | 1982 | 2027 | tangential | dry | N | Subbituminous |  |  | 0.4466 | LNC3 + other |  |  |  | ESPC | Yes | ACI | 2009 |  | 0.5 | 0.11716 | 0.11716 | 0.11716 | 0.11716 | 0.1 | 0.1 | 0.1 | 0.98 | Yes | 2017
Brandon Shores | 602_B_1 | 602 | B | 1 | 395 | Coal Steam |  | PJM_SMAC | Maryland | 24 | Anne Arundel | 3 | 24003 | 635 | 11282 | 1984 | 2025 | wall | dry | N | Bituminous | Wet Scrubber | 2009 | 0.98 | AA + LNB + LNBO | SCR | 2001 |  | ESPH + B + C | No | ACI | 2009 |  | 1.2 | 0.4307 | 0.06994 | 0.4307 | 0.06994 | 0.05 | 0.1 | 0.1 | 0.99 | Yes | 2009
Brandon Shores | 602_B_2 | 602 | B | 2 | 396 | Coal Steam |  | PJM_SMAC | Maryland | 24 | Anne Arundel | 3 | 24003 | 638 | 11154 | 1991 | 2025 | wall | dry | N | Bituminous | Wet Scrubber | 2010 | 0.98 | BF + LNB + LNBO | SCR | 2000 |  | ESPH + B + C | No | ACI | 2010 |  | 1.2 | 0.2113 | 0.07415 | 0.2113 | 0.07415 | 0.05 | 0.1 | 0.1 | 0.99 | Yes | 2010
Craig (CO) | 6021_B_C1 | 6021 | B | C1 | 2684 | Coal Steam |  | WECC_CO | Colorado | 8 | Moffat | 81 | 08081 | 427 | 10204 | 1979 | 2025 | wall | dry | N | Subbituminous | Wet Scrubber | 1980 | 0.95 | LNBO |  |  |  | B | NA |  |  |  | 0.11 | 0.25205 | 0.25205 | 0.25205 | 0.25205 | 0.1 | 0.1 | 0.56 | 0.99 |  |  |  |  | C2G/Retire | 2023 | Yes
Wansley | 6052_B_1 | 6052 | B | 1 | 2722 | Coal Steam |  | S_SOU | Georgia | 13 | Heard | 149 | 13149 | 872 | 10009 | 1976 | 2028 | tangential | dry | N | Bituminous | Wet Scrubber | 2008 | 0.98 | LNC3 | SCR | 2008 |  | ESPC + WS | No | ACI | 2014 |  | 5 | 0.365 | 0.07776 | 0.365 | 0.07776 | 0.05 | 0.1 | 0.1 | 0.99
Wansley | 6052_B_2 | 6052 | B | 2 | 2723 | Coal Steam |  | S_SOU | Georgia | 13 | Heard | 149 | 13149 | 872 | 10033 | 1978 | 2028 | tangential | dry | N | Bituminous | Wet Scrubber | 2009 | 0.98 | LNC3 | SCR | 2008 |  | ESPC + WS | No | ACI | 2014 |  | 5 | 0.3847 | 0.09419 | 0.3847 | 0.09419 | 0.05 | 0.1 | 0.1 | 0.99
Big Cajun 2 | 6055_B_2B1 | 6055 | B | 2B1 | 2724 | Coal Steam |  | MIS_LA | Louisiana | 22 | Pointe Coupee | 77 | 22077 | 568 | 10438 | 1981 | 2027 | wall | dry | N | Subbituminous |  |  | 0.5237 | LNBO | SNCR |  | 2014 | ESPC | No | ACI | 2015 |  | 0.38 | 0.12481 | 0.12481 | 0.12481 | 0.12481 | 0.1 | 0.1 | 0.1 | 0.98 | Yes | 2015 |  |  |  |  | Yes
Big Cajun 2 | 6055_B_2B3 | 6055 | B | 2B3 | 2726 | Coal Steam |  | MIS_LA | Louisiana | 22 | Pointe Coupee | 77 | 22077 | 580 | 10438 | 1981 | 2027 | wall | dry | N | Subbituminous |  |  | 0.14 | LNBO | SNCR |  | 2014 | ESPC | No | ACI | 2015 |  | 0.45 | 0.12215 | 0.12215 | 0.12215 | 0.12215 | 0.1 | 0.1 | 0.1 | 0
Victor J Daniel Jr | 6073_B_1 | 6073 | B | 1 | 2744 | Coal Steam |  | S_SOU | Mississippi | 28 | Jackson | 59 | 28059 | 502 | 11194 | 1981 | 2027 | tangential | wet | N | Bituminous, Subbituminous | Wet Scrubber | 2015 | 0.96 | LNB + OFA |  |  |  | ESPC | Yes | ACI | 2015 |  | 1.2 | 0.21147 | 0.21147 | 0.1469 | 0.1469 | 0.05 | 0.1 | 0.1 | 0.99 | Yes | 2015
Victor J Daniel Jr | 6073_B_2 | 6073 | B | 2 | 2745 | Coal Steam |  | S_SOU | Mississippi | 28 | Jackson | 59 | 28059 | 502 | 11081 | 1981 | 2027 | tangential | wet | N | Bituminous, Subbituminous | Wet Scrubber | 2015 | 0.96 | LNB + OFA |  |  |  | ESPC | Yes | ACI | 2015 |  | 1.2 | 0.25887 | 0.25887 | 0.1469 | 0.1469 | 0.05 | 0.1 | 0.1 | 0.99 | Yes | 2015
Sherburne County | 6090_B_1 | 6090 | B | 1 | 2767 | Coal Steam |  | MIS_MNWI | Minnesota | 27 | Sherburne | 141 | 27141 | 680 | 10055 | 1987 | 2025 | tangential | dry | Y | Subbituminous | Wet Scrubber | 1976 | 0.98 | LNC3 |  |  |  | WS | NA | ACI | 2014 |  | 0.05 | 0.13586 | 0.13586 | 0.13586 | 0.13586 | 0.1 | 0.1 | 0.1 | 0.99 | [6 empty] | Yes
Gibson | 6113_B_5 | 6113 | B | 5 | 2786 | Coal Steam |  | MIS_INKY | Indiana | 18 | Gibson | 51 | 18051 | 620 | 10559 | 1982 | 2026 | wall | dry | N | Bituminous | Wet Scrubber | 1982 | 0.95 | LNBO | SCR | 2004 |  | ESPC | No | ACI | 2015 |  | 0.75 | 0.22551 | 0.12774 | 0.22551 | 0.12774 | 0.05 | 0.1 | 0.1 | 0.99
A B Brown | 6137_B_1 | 6137 | B | 1 | 2797 | Coal Steam |  | MIS_INKY | Indiana | 18 | Posey | 129 | 18129 | 245 | 11185 | 1979 | 2024 | wall | dry | N | Bituminous | Wet Scrubber | 1979 | 0.85 | LNB | SCR | 2006 |  | B | NA | ACI | 2015 |  | 0.727 | 0.20118 | 0.16188 | 0.20118 | 0.16188 | 0.05 | 0.1 | 0.1 | 0.98 | Yes | 2016
A B Brown | 6137_B_2 | 6137 | B | 2 | 2798 | Coal Steam |  | MIS_INKY | Indiana | 18 | Posey | 129 | 18129 | 245 | 10985 | 1986 | 2024 | wall | dry | N | Bituminous | Wet Scrubber | 1986 | 0.9 | LNB | SCR | 2005 |  | ESPC | No | ACI | 2015 |  | 0.588 | 0.4122 | 0.16443 | 0.4122 | 0.16443 | 0.05 | 0.1 | 0.1 | 0.95
Rush Island | 6155_B_1 | 6155 | B | 1 | 2813 | Coal Steam |  | MIS_MO | Missouri | 29 | Jefferson | 99 | 29099 | 589 | 10226 | 1976 | 2025 | tangential | dry | N | Subbituminous |  |  |  | LNC3 |  |  |  | ESPC | No | ACI | 2015 |  | 2.3 | 0.07768 | 0.07768 | 0.07768 | 0.07768 | 0.1 | 0.1 | 0.1 | 0
Rush Island | 6155_B_2 | 6155 | B | 2 | 2814 | Coal Steam |  | MIS_MO | Missouri | 29 | Jefferson | 99 | 29099 | 589 | 10149 | 1977 | 2025 | tangential | dry | N | Subbituminous |  |  |  | LNC3 |  |  |  | ESPC | No | ACI | 2015 |  | 2.3 | 0.08035 | 0.08035 | 0.08035 | 0.08035 | 0.1 | 0.1 | 0.1 | 0
Coleto Creek | 6178_B_1 | 6178 | B | 1 | 2826 | Coal Steam |  | ERC_REST | Texas | 48 | Goliad | 175 | 48175 | 648 | 10047 | 1980 | 2027 | tangential | wet | N | Subbituminous |  |  |  | LNC3 |  |  |  | B | NA | ACI | 2016 |  | 1.2 | 0.136 | 0.136 | 0.136 | 0.136 | 0.1 | 0.1 | 0.1 | 0
J T Deely | 6181_B_1 | 6181 | B | 1 | 2832 | Coal Steam |  | ERC_REST | Texas | 48 | Bexar | 29 | 48029 | 420 | 10697 | 1977 | 2024 | tangential | dry | N | Subbituminous |  |  |  | LNC3 |  |  |  | B | NA | ACI | 2015 |  | 1.2 | 0.10523 | 0.10523 | 0.10523 | 0.10523 | 0.1 | 0.1 | 0.1 | 0
J T Deely | 6181_B_2 | 6181 | B | 2 | 2833 | Coal Steam |  | ERC_REST | Texas | 48 | Bexar | 29 | 48029 | 420 | 10742 | 1977 | 2024 | tangential | dry | N | Subbituminous |  |  |  | LNC3 | SCR | 2011 |  | B | NA | ACI | 2015 |  | 1.2 | 0.10035 | 0.10035 | 0.10035 | 0.10035 | 0.1 | 0.1 | 0.1 | 0
Brame Energy Center | 6190_B_3-1 | 6190 | B | 3-1 | 90034 | Coal Steam |  | MIS_LA | Louisiana | 22 | Rapides | 79 | 22079 | 313 | 10177 | 2010 | 2027 | FBC | dry | N | Bituminous, Petroleum Coke | Dry Scrubber | 2010 | 0.92 | CF | SNCR |  | 2010 | B + C | NA | ACI | 2015 |  | 1.2 | 0.03962 | 0.03235 | 0.03962 | 0.03235 | 0.07 | 0.07 | 0.07 | 0.99 | Yes | 2016
Brame Energy Center | 6190_B_3-2 | 6190 | B | 3-2 | 90035 | Coal Steam |  | MIS_LA | Louisiana | 22 | Rapides | 79 | 22079 | 313 | 10177 | 2010 | 2027 | FBC | dry | N | Bituminous, Petroleum Coke | Dry Scrubber | 2010 | 0.92 | CF | SNCR |  | 2010 | B + C | NA | ACI | 2015 |  | 1.2 | 0.02717 | 0.02717 | 0.02717 | 0.02717 | 0.07 | 0.07 | 0.07 | 0.99 | Yes | 2016
Mayo | 6250_B_1A | 6250 | B | 1A | 2871 | Coal Steam |  | S_VACA | North Carolina | 37 | Person | 145 | 37145 | 364 | 11143 | 1983 | 2028 | wall | dry | N | Bituminous | Wet Scrubber | 2009 | 0.97 | LNB | SCR | 2004 |  | ESPH | No |  |  |  | 0.326 | 0.13824 | 0.13824 | 0.13824 | 0.13824 | 0.05 | 0.1 | 1 | 0.99
Mayo | 6250_B_1B | 6250 | B | 1B | 2872 | Coal Steam |  | S_VACA | North Carolina | 37 | Person | 145 | 37145 | 364 | 11143 | 1983 | 2028 | wall | dry | N | Bituminous | Wet Scrubber | 2009 | 0.97 | LNB | SCR | 2004 |  | ESPH | No |  |  |  | 0.326 | 0.13219 | 0.13219 | 0.13219 | 0.13219 | 0.05 | 0.1 | 1 | 0.99
Scherer | 6257_B_3 | 6257 | B | 3 | 2877 | Coal Steam |  | S_SOU | Georgia | 13 | Monroe | 207 | 13207 | 860 | 10740 | 1987 | 2028 | tangential | dry | N | Subbituminous | Wet Scrubber | 2011 | 0.98 | OFA | SCR | 2010 |  | ESPC + B + WS | No | ACI | 2009 |  | 1.2 | 0.23245 | 0.06289 | 0.23245 | 0.06289 | 0.1 | 0.1 | 0.1 | 0.99
Intermountain Power Project | 6481_B_1SGA | 6481 | B | 1SGA | 2887 | Coal Steam |  | WECC_UT | Utah | 49 | Millard | 27 | 49027 | 900 | 9703 | 1986 | 2026 | wall | dry | N | Bituminous, Subbituminous | Wet Scrubber | 1986 | 0.9 | LNB |  |  |  | B | NA |  |  |  | 0.138 | 0.24195 | 0.24195 | 0.1987 | 0.1987 | 0.05 | 0.1 | 0.56 | 0.95
Intermountain Power Project | 6481_B_2SGA | 6481 | B | 2SGA | 2888 | Coal Steam |  | WECC_UT | Utah | 49 | Millard | 27 | 49027 | 900 | 9738 | 1987 | 2026 | wall | dry | N | Bituminous, Subbituminous | Wet Scrubber | 1987 | 0.9 | LNB |  |  |  | B | NA |  |  |  | 0.138 | 0.25908 | 0.25908 | 0.1987 | 0.1987 | 0.05 | 0.1 | 0.56 | 0.95
Bowen | 703_B_1BLR | 703 | B | 1BLR | 534 | Coal Steam |  | S_SOU | Georgia | 13 | Bartow | 15 | 13015 | 724 | 10032 | 1971 | 2028 | tangential | dry | N | Bituminous | Wet Scrubber | 2010 | 0.98 | LNC2 | SCR | 2010 |  | ESPC + WS | No | ACI | 2015 |  | 5 | 0.2153 | 0.10496 | 0.2153 | 0.10496 | 0.05 | 0.1 | 0.1 | 0.99
Bowen | 703_B_2BLR | 703 | B | 2BLR | 535 | Coal Steam |  | S_SOU | Georgia | 13 | Bartow | 15 | 13015 | 724 | 9954 | 1972 | 2028 | tangential | dry | N | Bituminous | Wet Scrubber | 2009 | 0.98 | LNC2 | SCR | 2009 |  | ESPC + WS | No | ACI | 2015 |  | 5 | 0.21092 | 0.08485 | 0.21092 | 0.08485 | 0.05 | 0.1 | 0.1 | 0.99
Ponca | 762_B_2 | 762 | B | 2 | 565 | O/G Steam |  | SPP_WEST | Oklahoma | 40 | Kay | 71 | 40071 | 34 | 14500 | 1975 | 2025 | wall | dry | N | Natural Gas |  |  |  | H2O | [8 empty] | 0.8 | 0.1289 | 0.1289 | 0.1289 | 0.1289
Columbia (WI) | 8023_B_1 | 8023 | B | 1 | 3431 | Coal Steam |  | MIS_WUMS | Wisconsin | 55 | Columbia | 21 | 55021 | 575 | 10544 | 1975 | 2025 | tangential | dry | N | Subbituminous | Dry Scrubber | 2014 | 0.94 | LNC2 | SCR | 2023 |  | ESPH + B | Yes | ACI | 2014 |  | 0.075 | 0.12338 | 0.12338 | 0.12338 | 0.12338 | 0.1 | 0.1 | 0.1 | 0.99
Columbia (WI) | 8023_B_2 | 8023 | B | 2 | 3432 | Coal Steam |  | MIS_WUMS | Wisconsin | 55 | Columbia | 21 | 55021 | 570 | 10533 | 1978 | 2025 | tangential | dry | N | Subbituminous | Dry Scrubber | 2014 | 0.94 | LNC2 | SCR | 2018 |  | ESPC + B | Yes | ACI | 2009 |  | 0.075 | 0.053 | 0.053 | 0.053 | 0.053 | 0.1 | 0.1 | 0.1 | 0.99
Waterford 1 & 2 | 8056_B_2 | 8056 | B | 2 | 3451 | O/G Steam |  | MIS_AMSO | Louisiana | 22 | St Charles | 89 | 22089 | 428 | 11112 | 1975 | 2024 | wall | dry | N | Natural Gas, Residual Fuel Oil |  |  |  | CM + FU + LNCB | [8 empty] | 5.261 | 0.1692 | 0.1692 | 0.1692 | 0.1692
Springerville | 8223_B_1 | 8223 | B | 1 | 3470 | Coal Steam |  | WECC_AZ | Arizona | 4 | Apache | 1 | 04001 | 387 | 10417 | 1985 | 2027 | tangential | dry | N | Subbituminous | Dry Scrubber | 1985 | 0.89 | LNC1 |  |  |  | B | NA | ACI | 2016 |  | 0.69 | 0.17683 | 0.17683 | 0.1469 | 0.1469 | 0.1 | 0.1 | 0.1 | 0.94
Kincaid Generation LLC | 876_B_1 | 876 | B | 1 | 591 | Coal Steam |  | PJM_COMD | Illinois | 17 | Christian | 21 | 17021 | 554 | 10924 | 1967 | 2027 | cyclone | wet | N | Subbituminous |  |  | 0.7895 | OFA | SCR | 2002 |  | ESPC | No | ACI | 2009 |  | 0.18 | 0.6197 | 0.06252 | 0.6197 | 0.06252 | 0.1 | 0.1 | 0.1 | 0.98 | Yes | 2014
Kincaid Generation LLC | 876_B_2 | 876 | B | 2 | 592 | Coal Steam |  | PJM_COMD | Illinois | 17 | Christian | 21 | 17021 | 554 | 10767 | 1968 | 2027 | cyclone | wet | N | Subbituminous |  |  | 0.7888 | OFA | SCR | 2002 |  | ESPC | No | ACI | 2009 |  | 0.18 | 0.605 | 0.05966 | 0.605 | 0.05966 | 0.1 | 0.1 | 0.1 | 0.98 | Yes | 2014
Baldwin Energy Complex | 889_B_1 | 889 | B | 1 | 611 | Coal Steam |  | MIS_IL | Illinois | 17 | Randolph | 157 | 17157 | 576 | 10318 | 1973 | 2025 | cyclone | wet | N | Subbituminous | Dry Scrubber | 2011 | 0.9 | OFA | SCR | 2000 |  | ESPC + B | No | ACI | 2009 |  | 0.075 | 0.08779 | 0.08779 | 0.08779 | 0.08779 | 0.1 | 0.1 | 0.1 | 0.95
Baldwin Energy Complex | 889_B_2 | 889 | B | 2 | 612 | Coal Steam |  | MIS_IL | Illinois | 17 | Randolph | 157 | 17157 | 581 | 10270 | 1973 | 2025 | cyclone | wet | N | Subbituminous | Dry Scrubber | 2012 | 0.9 | OFA | SCR | 2000 |  | ESPC + B | No | ACI | 2009 |  | 0.075 | 0.08737 | 0.08737 | 0.08737 | 0.08737 | 0.1 | 0.1 | 0.1 | 0.95
Michigan City | 997_B_12 | 997 | B | 12 | 702 | Coal Steam |  | MIS_INKY | Indiana | 18 | LaPorte | 91 | 18091 | 469 | 10791 | 1974 | 2028 | cyclone | wet | N | Bituminous, Subbituminous | Dry Scrubber | 2016 | 0.961 | OFA | SCR | 2003 |  | ESPC | Yes | ACI | 2016 |  | 0.1 | 0.5877 | 0.08888 | 0.5877 | 0.08888 | 0.1 | 0.1 | 0.1 | 0.99 | Yes | 2016
Wisconsin Rapids Paper Mill | 10466_G_GEN2 | 10466 | G | GEN2 |  | Non-Fossil Waste |  | MIS_WUMS | Wisconsin | 55 | Wood | 141 | 55141 | 8.6 | 9118 | 1995 | 2020 |  |  | Y | Non-Fossil Waste | [13 empty] | 0 | 0 | 0 | 0
Burlington (IA) | 1104_G_GT1 | 1104 | G | GT1 |  | Combustion Turbine |  | MIS_IA | Iowa | 19 | Des Moines | 57 | 19057 | 12.7 | 12369 | 1994 | 2025 |  |  | N | Natural Gas | [12 empty] | 0.00625 | 0.06048 | 0.06048 | 0.06048 | 0.06048
Burlington (IA) | 1104_G_GT2 | 1104 | G | GT2 |  | Combustion Turbine |  | MIS_IA | Iowa | 19 | Des Moines | 57 | 19057 | 11.9 | 12369 | 1995 | 2025 |  |  | N | Natural Gas | [12 empty] | 0.00625 | 0.1573 | 0.1573 | 0.1573 | 0.1573
Burlington (IA) | 1104_G_GT3 | 1104 | G | GT3 |  | Combustion Turbine |  | MIS_IA | Iowa | 19 | Des Moines | 57 | 19057 | 13 | 12369 | 1996 | 2025 |  |  | N | Natural Gas | [12 empty] | 0.00625 | 0.03766 | 0.03766 | 0.03766 | 0.03766
Burlington (IA) | 1104_G_GT4 | 1104 | G | GT4 |  | Combustion Turbine |  | MIS_IA | Iowa | 19 | Des Moines | 57 | 19057 | 9.4 | 12369 | 1994 | 2025 |  |  | N | Natural Gas | [12 empty] | 0.00625 | 0.2017 | 0.2017 | 0.2017 | 0.2017
Alta Municipal Utilities | 1121_G_1 | 1121 | G | 1 |  | Combustion Turbine | IC Engine | MIS_MIDA | Iowa | 19 | Buena Vista | 21 | 19021 | 0.9 | 22395 | 1947 | 2021 |  |  | N | Distillate Fuel Oil | [12 empty] | 2.5 | 1.6498 | 1.6498 | 1.6498 | 1.6498
New Hampton | 1168_G_3 | 1168 | G | 3 |  | Combustion Turbine | IC Engine | MIS_IA | Iowa | 19 | Chickasaw | 37 | 19037 | 3.5 | 18000 | 1967 | 2021 |  |  | N | Natural Gas, Distillate Fuel Oil | [12 empty] | 1.558 | 1.061 | 1.061 | 1.061 | 1.061
New Hampton | 1168_G_4 | 1168 | G | 4 |  | Combustion Turbine | IC Engine | MIS_IA | Iowa | 19 | Chickasaw | 37 | 19037 | 5 | 18000 | 1973 | 2021 |  |  | N | Natural Gas, Distillate Fuel Oil | [12 empty] | 1.575 | 1.061 | 1.061 | 1.061 | 1.061
New Hampton | 1168_G_5 | 1168 | G | 5 |  | Combustion Turbine | IC Engine | MIS_IA | Iowa | 19 | Chickasaw | 37 | 19037 | 5 | 18000 | 1973 | 2021 |  |  | N | Natural Gas, Distillate Fuel Oil | [12 empty] | 1.575 | 1.061 | 1.061 | 1.061 | 1.061
New Hampton | 1168_G_7 | 1168 | G | 7 |  | Combustion Turbine | IC Engine | MIS_IA | Iowa | 19 | Chickasaw | 37 | 19037 | 5.3 | 10745 | 1999 | 2021 |  |  | N | Distillate Fuel Oil | [12 empty] | 1.564 | 1.6498 | 1.6498 | 1.6498 | 1.6498
New Hampton | 1168_G_8 | 1168 | G | 8 |  | Combustion Turbine | IC Engine | MIS_IA | Iowa | 19 | Chickasaw | 37 | 19037 | 5.3 | 10745 | 1999 | 2021 |  |  | N | Distillate Fuel Oil | [12 empty] | 1.564 | 1.6498 | 1.6498 | 1.6498 | 1.6498
Hutchinson Energy Center | 1248_G_GT1 | 1248 | G | GT1 | 90748 | Combustion Turbine |  | SPP_N | Kansas | 20 | Reno | 155 | 20155 | 54 | 25000 | 1974 | 2022 |  |  | N | Natural Gas, Distillate Fuel Oil | [12 empty] | 3 | 0.70001 | 0.70001 | 0.70001 | 0.70001
Hutchinson Energy Center | 1248_G_GT2 | 1248 | G | GT2 | 90749 | Combustion Turbine |  | SPP_N | Kansas | 20 | Reno | 155 | 20155 | 50 | 25000 | 1974 | 2022 |  |  | N | Natural Gas, Distillate Fuel Oil | [12 empty] | 3 | 0.70013 | 0.70013 | 0.70013 | 0.70013
Hutchinson Energy Center | 1248_G_GT3 | 1248 | G | GT3 | 90750 | Combustion Turbine |  | SPP_N | Kansas | 20 | Reno | 155 | 20155 | 53 | 25000 | 1974 | 2022 |  |  | N | Natural Gas, Distillate Fuel Oil | [12 empty] | 3 | 0.70002 | 0.70002 | 0.70002 | 0.70002
Hutchinson Energy Center | 1248_G_GT4 | 1248 | G | GT4 | 90751 | Combustion Turbine |  | SPP_N | Kansas | 20 | Reno | 155 | 20155 | 70 | 25000 | 1975 | 2023 |  |  | N | Distillate Fuel Oil | [12 empty] | 3 | 1.2001 | 1.2001 | 1.2001 | 1.2001
Ashland | 1259_G_1 | 1259 | G | 1 |  | Combustion Turbine | IC Engine | SPP_N | Kansas | 20 | Clark | 25 | 20025 | 0.6 | 10745 | 1953 | 2022 |  |  | N | Natural Gas, Distillate Fuel Oil | [13 empty] | 1.061 | 1.061 | 1.061 | 1.061
Ashland | 1259_G_2 | 1259 | G | 2 |  | Combustion Turbine | IC Engine | SPP_N | Kansas | 20 | Clark | 25 | 20025 | 0.7 | 10745 | 1974 | 2022 |  |  | N | Natural Gas, Distillate Fuel Oil | [13 empty] | 1.061 | 1.061 | 1.061 | 1.061
Ashland | 1259_G_3 | 1259 | G | 3 |  | Combustion Turbine | IC Engine | SPP_N | Kansas | 20 | Clark | 25 | 20025 | 1.1 | 10745 | 1963 | 2022 |  |  | N | Distillate Fuel Oil | [13 empty] | 1.6498 | 1.6498 | 1.6498 | 1.6498
Ashland | 1259_G_5 | 1259 | G | 5 |  | Combustion Turbine | IC Engine | SPP_N | Kansas | 20 | Clark | 25 | 20025 | 0.7 | 10745 | 1971 | 2022 |  |  | N | Distillate Fuel Oil | [13 empty] | 1.6498 | 1.6498 | 1.6498 | 1.6498
Hill City | 1285_G_1 | 1285 | G | 1 |  | Combustion Turbine | IC Engine | SPP_N | Kansas | 20 | Graham | 65 | 20065 | 1.1 | 12283 | 1962 | 2022 |  |  | N | Natural Gas, Distillate Fuel Oil | [13 empty] | 1.061 | 1.061 | 1.061 | 1.061
Hill City | 1285_G_2 | 1285 | G | 2 |  | Combustion Turbine | IC Engine | SPP_N | Kansas | 20 | Graham | 65 | 20065 | 1.1 | 12283 | 1962 | 2022 |  |  | N | Natural Gas, Distillate Fuel Oil | [13 empty] | 1.061 | 1.061 | 1.061 | 1.061
Hill City | 1285_G_3 | 1285 | G | 3 |  | Combustion Turbine | IC Engine | SPP_N | Kansas | 20 | Graham | 65 | 20065 | 0.6 | 12283 | 1952 | 2022 |  |  | N | Natural Gas, Distillate Fuel Oil | [13 empty] | 1.061 | 1.061 | 1.061 | 1.061
Hill City | 1285_G_4 | 1285 | G | 4 |  | Combustion Turbine | IC Engine | SPP_N | Kansas | 20 | Graham | 65 | 20065 | 1 | 12283 | 1967 | 2022 |  |  | N | Natural Gas, Distillate Fuel Oil | [13 empty] | 1.061 | 1.061 | 1.061 | 1.061
Hill City | 1285_G_5 | 1285 | G | 5 |  | Combustion Turbine | IC Engine | SPP_N | Kansas | 20 | Graham | 65 | 20065 | 1.2 | 12283 | 1974 | 2022 |  |  | N | Natural Gas, Distillate Fuel Oil | [13 empty] | 1.061 | 1.061 | 1.061 | 1.061
Hill City | 1285_G_6 | 1285 | G | 6 |  | Combustion Turbine | IC Engine | SPP_N | Kansas | 20 | Graham | 65 | 20065 | 1.2 | 12283 | 1974 | 2022 |  |  | N | Natural Gas, Distillate Fuel Oil | [13 empty] | 1.061 | 1.061 | 1.061 | 1.061
La Crosse | 1297_G_1 | 1297 | G | 1 |  | Combustion Turbine | IC Engine | SPP_WEST | Kansas | 20 | Rush | 165 | 20165 | 0.7 | 13318 | 1962 | 2023 |  |  | N | Natural Gas, Distillate Fuel Oil | [12 empty] | 3 | 1.6498 | 1.6498 | 1.6498 | 1.6498
La Crosse | 1297_G_2 | 1297 | G | 2 |  | Combustion Turbine | IC Engine | SPP_WEST | Kansas | 20 | Rush | 165 | 20165 | 0.9 | 12700 | 1964 | 2023 |  |  | N | Natural Gas, Distillate Fuel Oil | [12 empty] | 3 | 1.6498 | 1.6498 | 1.6498 | 1.6498
La Crosse | 1297_G_5 | 1297 | G | 5 |  | Combustion Turbine | IC Engine | SPP_WEST | Kansas | 20 | Rush | 165 | 20165 | 1.5 | 12748 | 1969 | 2023 |  |  | N | Natural Gas, Distillate Fuel Oil | [12 empty] | 3 | 1.6498 | 1.6498 | 1.6498 | 1.6498
Lincoln | 1300_G_5 | 1300 | G | 5 |  | Combustion Turbine | IC Engine | SPP_N | Kansas | 20 | Lincoln | 105 | 20105 | 1.1 | 10745 | 1960 | 2021 |  |  | N | Natural Gas, Distillate Fuel Oil | [12 empty] | 3 | 1.6498 | 1.6498 | 1.6498 | 1.6498
McPherson 2 | 1305_G_GT1 | 1305 | G | GT1 | 90704 | Combustion Turbine |  | SPP_N | Kansas | 20 | McPherson | 113 | 20113 | 49.9 | 15987 | 1973 | 2021 |  |  | N | Natural Gas, Distillate Fuel Oil | [12 empty] | 3 | 0.70603 | 0.70603 | 0.70603 | 0.70603
McPherson 2 | 1305_G_GT2 | 1305 | G | GT2 | 90705 | Combustion Turbine |  | SPP_N | Kansas | 20 | McPherson | 113 | 20113 | 52 | 15982 | 1976 | 2024 |  |  | N | Distillate Fuel Oil | [13 empty] | 1.2 | 1.2 | 1.2 | 1.2
Oberlin (KS) | 1312_G_2 | 1312 | G | 2 |  | Combustion Turbine | IC Engine | SPP_N | Kansas | 20 | Decatur | 39 | 20039 | 0.6 | 10745 | 1954 | 2021 |  |  | N | Natural Gas, Distillate Fuel Oil | [13 empty] | 1.6498 | 1.6498 | 1.6498 | 1.6498
Oberlin (KS) | 1312_G_4 | 1312 | G | 4 |  | Combustion Turbine | IC Engine | SPP_N | Kansas | 20 | Decatur | 39 | 20039 | 1.2 | 10745 | 1967 | 2021 |  |  | N | Natural Gas, Distillate Fuel Oil | [13 empty] | 1.6498 | 1.6498 | 1.6498 | 1.6498
Oberlin (KS) | 1312_G_5 | 1312 | G | 5 |  | Combustion Turbine | IC Engine | SPP_N | Kansas | 20 | Decatur | 39 | 20039 | 1.3 | 10745 | 1973 | 2021 |  |  | N | Natural Gas, Distillate Fuel Oil | [13 empty] | 1.6498 | 1.6498 | 1.6498 | 1.6498
Oberlin (KS) | 1312_G_6 | 1312 | G | 6 |  | Combustion Turbine | IC Engine | SPP_N | Kansas | 20 | Decatur | 39 | 20039 | 1.2 | 10745 | 1963 | 2021 |  |  | N | Natural Gas, Distillate Fuel Oil | [13 empty] | 1.6498 | 1.6498 | 1.6498 | 1.6498
Osage City | 1313_G_10 | 1313 | G | 10 |  | Combustion Turbine | IC Engine | SPP_N | Kansas | 20 | Osage | 139 | 20139 | 0.7 | 12283 | 2001 | 2021 |  |  | N | Distillate Fuel Oil | [12 empty] | 3 | 1.6498 | 1.6498 | 1.6498 | 1.6498
Osage City | 1313_G_8 | 1313 | G | 8 |  | Combustion Turbine | IC Engine | SPP_N | Kansas | 20 | Osage | 139 | 20139 | 0.7 | 12283 | 2001 | 2021 |  |  | N | Distillate Fuel Oil | [12 empty] | 3 | 1.6498 | 1.6498 | 1.6498 | 1.6498
Garden City | 1336_G_S4 | 1336 | G | S4 | 90745 | Combustion Turbine |  | SPP_N | Kansas | 20 | Finney | 55 | 20055 | 49.4 | 17171 | 1976 | 2024 |  |  | N | Natural Gas | [13 empty] | 0.24112 | 0.24112 | 0.24112 | 0.24112
Mystic Generating Station | 1588_G_GT81 | 1588 | G | GT81 | 10011 | Combined Cycle |  | NENGREST | Massachusetts | 25 | Middlesex | 17 | 25017 | 228.8 | 7482 | 2003 | 2024 |  |  | N | Natural Gas |  |  |  |  | SCR | [8 empty] | 0.0088364 | 0.0088364 | 0.0088364 | 0.0088364
Mystic Generating Station | 1588_G_GT82 | 1588 | G | GT82 | 10012 | Combined Cycle |  | NENGREST | Massachusetts | 25 | Middlesex | 17 | 25017 | 230 | 7482 | 2003 | 2024 |  |  | N | Natural Gas |  |  |  |  | SCR | [8 empty] | 0.0088364 | 0.0088364 | 0.0088364 | 0.0088364
Mystic Generating Station | 1588_G_GT93 | 1588 | G | GT93 | 10013 | Combined Cycle |  | NENGREST | Massachusetts | 25 | Middlesex | 17 | 25017 | 232.4 | 7482 | 2003 | 2024 |  |  | N | Natural Gas |  |  |  |  | SCR | [8 empty] | 0.008732 | 0.008732 | 0.008732 | 0.008732
Mystic Generating Station | 1588_G_GT94 | 1588 | G | GT94 | 10014 | Combined Cycle |  | NENGREST | Massachusetts | 25 | Middlesex | 17 | 25017 | 233.5 | 7482 | 2003 | 2024 |  |  | N | Natural Gas |  |  |  |  | SCR | [8 empty] | 0.008732 | 0.008732 | 0.008732 | 0.008732
Mystic Generating Station | 1588_G_ST85 | 1588 | G | ST85 | 10011 | Combined Cycle |  | NENGREST | Massachusetts | 25 | Middlesex | 17 | 25017 | 244.6 | 7482 | 2003 | 2024 |  |  | N | Natural Gas |  |  |  | LNB | SCR | [8 empty] | 0.0088364 | 0.0088364 | 0.0088364 | 0.0088364
Mystic Generating Station | 1588_G_ST96 | 1588 | G | ST96 | 10013 | Combined Cycle |  | NENGREST | Massachusetts | 25 | Middlesex | 17 | 25017 | 248.1 | 7482 | 2003 | 2024 |  |  | N | Natural Gas |  |  |  | LNB | SCR | [8 empty] | 0.008732 | 0.008732 | 0.008732 | 0.008732
Essential Power Massachusetts LLC | 1642_G_GT-1 | 1642 | G | GT-1 | 8310 | Combustion Turbine |  | NENGREST | Massachusetts | 25 | Hampden | 13 | 25013 | 38.1 | 10745 | 2002 | 2025 |  |  | N | Natural Gas, Distillate Fuel Oil |  |  |  | H2O | SCR | [7 empty] | 0.789 | 0.04026 | 0.04026 | 0.04026 | 0.04026
Essential Power Massachusetts LLC | 1642_G_GT-2 | 1642 | G | GT-2 | 8312 | Combustion Turbine |  | NENGREST | Massachusetts | 25 | Hampden | 13 | 25013 | 38.8 | 10745 | 2002 | 2025 |  |  | N | Natural Gas, Distillate Fuel Oil |  |  |  | H2O | SCR | [7 empty] | 0.789 | 0.04946 | 0.04946 | 0.04946 | 0.04946
Potter Station 2 | 1660_G_CC2 | 1660 | G | CC2 | 1140 | Combined Cycle |  | NENGREST | Massachusetts | 25 | Norfolk | 21 | 25021 | 62.6 | 10922 | 1977 | 2025 |  |  | N | Natural Gas, Distillate Fuel Oil |  |  |  | STM | [9 empty] | 0.26687 | 0.26687 | 0.26687 | 0.26687
Potter Station 2 | 1660_G_CC3 | 1660 | G | CC3 | 1140 | Combined Cycle |  | NENGREST | Massachusetts | 25 | Norfolk | 21 | 25021 | 15.5 | 10922 | 1977 | 2025 |  |  | N | Natural Gas, Distillate Fuel Oil |  |  |  | STM | [9 empty] | 0.26687 | 0.26687 | 0.26687 | 0.26687
River Rouge | 1740_G_IC1 | 1740 | G | IC1 |  | Combustion Turbine | IC Engine | MIS_LMI | Michigan | 26 | Wayne | 163 | 26163 | 2 | 23843 | 1967 | 2021 |  |  | N | Distillate Fuel Oil | [12 empty] | 1.67 | 1.6498 | 1.6498 | 1.6498 | 1.6498
River Rouge | 1740_G_IC2 | 1740 | G | IC2 |  | Combustion Turbine | IC Engine | MIS_LMI | Michigan | 26 | Wayne | 163 | 26163 | 3 | 24242 | 1967 | 2021 |  |  | N | Distillate Fuel Oil | [12 empty] | 1.67 | 1.6498 | 1.6498 | 1.6498 | 1.6498
River Rouge | 1740_G_IC3 | 1740 | G | IC3 |  | Combustion Turbine | IC Engine | MIS_LMI | Michigan | 26 | Wayne | 163 | 26163 | 3 | 23746 | 1967 | 2021 |  |  | N | Distillate Fuel Oil | [12 empty] | 1.67 | 1.6498 | 1.6498 | 1.6498 | 1.6498
River Rouge | 1740_G_IC4 | 1740 | G | IC4 |  | Combustion Turbine | IC Engine | MIS_LMI | Michigan | 26 | Wayne | 163 | 26163 | 3 | 23746 | 1967 | 2021 |  |  | N | Distillate Fuel Oil | [12 empty] | 1.67 | 1.6498 | 1.6498 | 1.6498 | 1.6498
Saxon Falls | 1756_G_1 | 1756 | G | 1 |  | Hydro |  | MIS_MNWI | Wisconsin | 55 | Iron | 51 | 55051 | 0.5 | 0 | 1913 | 2024 |  |  | N | Hydro | [13 empty] | 0 | 0 | 0 | 0
Saxon Falls | 1756_G_2 | 1756 | G | 2 |  | Hydro |  | MIS_MNWI | Wisconsin | 55 | Iron | 51 | 55051 | 0.5 | 0 | 1913 | 2024 |  |  | N | Hydro | [13 empty] | 0 | 0 | 0 | 0
Superior Falls | 1757_G_1 | 1757 | G | 1 |  | Hydro |  | MIS_MNWI | Michigan | 26 | Gogebic | 53 | 26053 | 0.5 | 0 | 1917 | 2024 |  |  | N | Hydro | [13 empty] | 0 | 0 | 0 | 0
Superior Falls | 1757_G_2 | 1757 | G | 2 |  | Hydro |  | MIS_MNWI | Michigan | 26 | Gogebic | 53 | 26053 | 0.5 | 0 | 1917 | 2024 |  |  | N | Hydro | [13 empty] | 0 | 0 | 0 | 0
Inver Hills | 1913_G_1 | 1913 | G | 1 | 90102 | Combustion Turbine |  | MIS_MNWI | Minnesota | 27 | Dakota | 37 | 27037 | 47 | 19546 | 1972 | 2025 |  |  | N | Natural Gas, Distillate Fuel Oil | [12 empty] | 0.5 | 0.53964 | 0.53964 | 0.53964 | 0.53964
Inver Hills | 1913_G_2 | 1913 | G | 2 | 90103 | Combustion Turbine |  | MIS_MNWI | Minnesota | 27 | Dakota | 37 | 27037 | 47 | 19548 | 1972 | 2025 |  |  | N | Natural Gas, Distillate Fuel Oil | [12 empty] | 0.5 | 0.54589 | 0.54589 | 0.54589 | 0.54589
Inver Hills | 1913_G_3 | 1913 | G | 3 | 90104 | Combustion Turbine |  | MIS_MNWI | Minnesota | 27 | Dakota | 37 | 27037 | 47 | 19548 | 1972 | 2025 |  |  | N | Natural Gas, Distillate Fuel Oil | [12 empty] | 0.5 | 0.46643 | 0.46643 | 0.46643 | 0.46643
Inver Hills | 1913_G_4 | 1913 | G | 4 | 90105 | Combustion Turbine |  | MIS_MNWI | Minnesota | 27 | Dakota | 37 | 27037 | 47 | 19548 | 1972 | 2025 |  |  | N | Natural Gas, Distillate Fuel Oil | [12 empty] | 0.5 | 0.49765 | 0.49765 | 0.49765 | 0.49765
Inver Hills | 1913_G_5 | 1913 | G | 5 | 90106 | Combustion Turbine |  | MIS_MNWI | Minnesota | 27 | Dakota | 37 | 27037 | 47 | 19548 | 1972 | 2025 |  |  | N | Natural Gas, Distillate Fuel Oil | [12 empty] | 0.5 | 0.48265 | 0.48265 | 0.48265 | 0.48265
Inver Hills | 1913_G_6 | 1913 | G | 6 | 90107 | Combustion Turbine |  | MIS_MNWI | Minnesota | 27 | Dakota | 37 | 27037 | 47 | 19548 | 1972 | 2025 |  |  | N | Natural Gas, Distillate Fuel Oil | [12 empty] | 0.5 | 0.49365 | 0.49365 | 0.49365 | 0.49365
Inver Hills | 1913_G_7 | 1913 | G | 7 |  | Combustion Turbine |  | MIS_MNWI | Minnesota | 27 | Dakota | 37 | 27037 | 1.8 | 25000 | 1997 | 2025 |  |  | N | Distillate Fuel Oil | [12 empty] | 0.5 | 1.01 | 1.01 | 1.01 | 1.01
Inver Hills | 1913_G_8 | 1913 | G | 8 |  | Combustion Turbine |  | MIS_MNWI | Minnesota | 27 | Dakota | 37 | 27037 | 1.8 | 25000 | 1997 | 2025 |  |  | N | Distillate Fuel Oil | [12 empty] | 0.5 | 1.01 | 1.01 | 1.01 | 1.01
Delano | 1969_G_9 | 1969 | G | 9 |  | Combustion Turbine |  | MIS_MNWI | Minnesota | 27 | Wright | 171 | 27171 | 11 | 17005 | 2002 | 2021 |  |  | N | Distillate Fuel Oil | [13 empty] | 1.01 | 1.01 | 1.01 | 1.01
Hutchinson Plant #1 | 1980_G_4 | 1980 | G | 4 |  | Combustion Turbine | IC Engine | MIS_MNWI | Minnesota | 27 | McLeod | 85 | 27085 | 3.9 | 10745 | 1968 | 2020 |  |  | N | Natural Gas, Distillate Fuel Oil | [13 empty] | 1.061 | 1.061 | 1.061 | 1.061
Wells IC | 2020_G_3 | 2020 | G | 3 |  | Combustion Turbine | IC Engine | MIS_MNWI | Minnesota | 27 | Faribault | 43 | 27043 | 1.1 | 19007 | 1950 | 2019 |  |  | N | Natural Gas, Distillate Fuel Oil | [13 empty] | 1.6498 | 1.6498 | 1.6498 | 1.6498
Northeast (MO) | 2081_G_13 | 2081 | G | 13 | 90055 | Combustion Turbine |  | SPP_N | Missouri | 29 | Jackson | 95 | 29095 | 46.1 | 25000 | 1975 | 2023 |  |  | N | Distillate Fuel Oil | [12 empty] | 8 | 1.1999 | 1.1999 | 1.1999 | 1.1999
Northeast (MO) | 2081_G_14 | 2081 | G | 14 | 90056 | Combustion Turbine |  | SPP_N | Missouri | 29 | Jackson | 95 | 29095 | 49.2 | 25000 | 1975 | 2023 |  |  | N | Distillate Fuel Oil | [12 empty] | 8 | 1.1999 | 1.1999 | 1.1999 | 1.1999
Northeast (MO) | 2081_G_15 | 2081 | G | 15 | 90057 | Combustion Turbine |  | SPP_N | Missouri | 29 | Jackson | 95 | 29095 | 52.9 | 25000 | 1976 | 2024 |  |  | N | Distillate Fuel Oil | [12 empty] | 8 | 1.2 | 1.2 | 1.2 | 1.2
Northeast (MO) | 2081_G_16 | 2081 | G | 16 | 90058 | Combustion Turbine |  | SPP_N | Missouri | 29 | Jackson | 95 | 29095 | 52.8 | 25000 | 1976 | 2024 |  |  | N | Distillate Fuel Oil | [12 empty] | 8 | 1.2001 | 1.2001 | 1.2001 | 1.2001
Northeast (MO) | 2081_G_17 | 2081 | G | 17 | 90059 | Combustion Turbine |  | SPP_N | Missouri | 29 | Jackson | 95 | 29095 | 53.2 | 25000 | 1977 | 2025 |  |  | N | Distillate Fuel Oil | [12 empty] | 8 | 1.2 | 1.2 | 1.2 | 1.2
Northeast (MO) | 2081_G_18 | 2081 | G | 18 | 90060 | Combustion Turbine |  | SPP_N | Missouri | 29 | Jackson | 95 | 29095 | 52.2 | 25000 | 1977 | 2025 |  |  | N | Distillate Fuel Oil | [12 empty] | 8 | 1.2002 | 1.2002 | 1.2002 | 1.2002
Nevada | 2090_G_1 | 2090 | G | 1 |  | Combustion Turbine |  | SPP_N | Missouri | 29 | Vernon | 217 | 29217 | 18.1 | 17445 | 1974 | 2022 |  |  | N | Distillate Fuel Oil | [13 empty] | 1.2 | 1.2 | 1.2 | 1.2
Lake Road (MO) | 2098_G_5 | 2098 | G | 5 | 89948 | Combustion Turbine |  | SPP_N | Missouri | 29 | Buchanan | 21 | 29021 | 61.9 | 22351 | 1974 | 2022 |  |  | N | Natural Gas | [12 empty] | 8.6 | 0.7392 | 0.7392 | 0.7392 | 0.7392
Station H | 2135_G_2 | 2135 | G | 2 |  | Combustion Turbine |  | SPP_N | Missouri | 29 | Jackson | 95 | 29095 | 20 | 24403 | 1974 | 2022 |  |  | N | Natural Gas, Distillate Fuel Oil | [12 empty] | 2.3 | 0.78654 | 0.78654 | 0.78654 | 0.78654
Monroe (MO) | 2146_G_10 | 2146 | G | 10 |  | Combustion Turbine | IC Engine | S_D_AECI | Missouri | 29 | Monroe | 137 | 29137 | 1.6 | 12283 | 1988 | 2020 |  |  | N | Distillate Fuel Oil | [12 empty] | 2.3 | 1.6498 | 1.6498 | 1.6498 | 1.6498
Monroe (MO) | 2146_G_11 | 2146 | G | 11 |  | Combustion Turbine | IC Engine | S_D_AECI | Missouri | 29 | Monroe | 137 | 29137 | 1.8 | 12283 | 2003 | 2020 |  |  | N | Distillate Fuel Oil | [12 empty] | 2.3 | 1.6498 | 1.6498 | 1.6498 | 1.6498
Monroe (MO) | 2146_G_12 | 2146 | G | 12 |  | Combustion Turbine | IC Engine | S_D_AECI | Missouri | 29 | Monroe | 137 | 29137 | 1.8 | 12283 | 2003 | 2020 |  |  | N | Distillate Fuel Oil | [12 empty] | 2.3 | 1.6498 | 1.6498 | 1.6498 | 1.6498
Monroe (MO) | 2146_G_5 | 2146 | G | 5 |  | Combustion Turbine | IC Engine | S_D_AECI | Missouri | 29 | Monroe | 137 | 29137 | 1.6 | 12283 | 1985 | 2020 |  |  | N | Distillate Fuel Oil | [12 empty] | 2.3 | 1.6498 | 1.6498 | 1.6498 | 1.6498
Monroe (MO) | 2146_G_8 | 2146 | G | 8 |  | Combustion Turbine | IC Engine | S_D_AECI | Missouri | 29 | Monroe | 137 | 29137 | 1.6 | 12283 | 1988 | 2020 |  |  | N | Distillate Fuel Oil | [12 empty] | 2.3 | 1.6498 | 1.6498 | 1.6498 | 1.6498
Monroe (MO) | 2146_G_9 | 2146 | G | 9 |  | Combustion Turbine | IC Engine | S_D_AECI | Missouri | 29 | Monroe | 137 | 29137 | 1.6 | 12283 | 1988 | 2020 |  |  | N | Distillate Fuel Oil | [12 empty] | 2.3 | 1.6498 | 1.6498 | 1.6498 | 1.6498
Ansley | 2214_G_2 | 2214 | G | 2 |  | Combustion Turbine | IC Engine | SPP_NEBR | Nebraska | 31 | Custer | 41 | 31041 | 0.8 | 11366 | 1976 | 2024 |  |  | N | Natural Gas, Distillate Fuel Oil | [12 empty] | 2.5 | 3.25 | 3.25 | 3.25 | 3.25
Crete | 2231_G_7 | 2231 | G | 7 |  | Combustion Turbine | IC Engine | SPP_NEBR | Nebraska | 31 | Saline | 151 | 31151 | 6 | 14241 | 1973 | 2021 |  |  | N | Natural Gas, Distillate Fuel Oil | [12 empty] | 2.5 | 1.061 | 1.061 | 1.061 | 1.061
Curtis | 2232_G_4 | 2232 | G | 4 |  | Combustion Turbine | IC Engine | SPP_NEBR | Nebraska | 31 | Frontier | 63 | 31063 | 1.2 | 18000 | 1975 | 2023 |  |  | N | Natural Gas, Distillate Fuel Oil | [12 empty] | 2.5 | 1.1041 | 1.1041 | 1.1041 | 1.1041
Hallam | 2265_G_1 | 2265 | G | 1 | 90723 | Combustion Turbine |  | SPP_NEBR | Nebraska | 31 | Lancaster | 109 | 31109 | 42.5 | 13905 | 1973 | 2021 |  |  | N | Natural Gas | [12 empty] | 2.5 | 0.70596 | 0.70596 | 0.70596 | 0.70596
Hebron | 2266_G_1 | 2266 | G | 1 | 90725 | Combustion Turbine |  | SPP_NEBR | Nebraska | 31 | Thayer | 169 | 31169 | 41.5 | 17685 | 1973 | 2021 |  |  | N | Distillate Fuel Oil | [12 empty] | 2.5 | 1.2 | 1.2 | 1.2 | 1.2
McCook | 2271_G_1 | 2271 | G | 1 | 90727 | Combustion Turbine |  | SPP_NEBR | Nebraska | 31 | Red Willow | 145 | 31145 | 42.7 | 18536 | 1973 | 2021 |  |  | N | Distillate Fuel Oil | [12 empty] | 2.5 | 1.1998 | 1.1998 | 1.1998 | 1.1998
Jones Street | 2290_G_1 | 2290 | G | 1 | 90740 | Combustion Turbine |  | SPP_NEBR | Nebraska | 31 | Douglas | 55 | 31055 | 61.3 | 25000 | 1973 | 2021 |  |  | N | Distillate Fuel Oil | [12 empty] | 2.5 | 1.2 | 1.2 | 1.2 | 1.2
Jones Street | 2290_G_2 | 2290 | G | 2 | 90741 | Combustion Turbine |  | SPP_NEBR | Nebraska | 31 | Douglas | 55 | 31055 | 61.3 | 25000 | 1973 | 2021 |  |  | N | Distillate Fuel Oil | [12 empty] | 2.5 | 1.2 | 1.2 | 1.2 | 1.2
Red Cloud | 2299_G_5 | 2299 | G | 5 |  | Combustion Turbine | IC Engine | SPP_NEBR | Nebraska | 31 | Webster | 181 | 31181 | 2.2 | 17054 | 1973 | 2021 |  |  | N | Distillate Fuel Oil | [12 empty] | 2.5 | 2.5707 | 2.5707 | 2.5707 | 2.5707
Maddox | 2446_G_2 | 2446 | G | 2 |  | Combustion Turbine |  | SPP_SPS | New Mexico | 35 | Lea | 25 | 35025 | 61 | 13421 | 1976 | 2024 |  |  | N | Natural Gas | [12 empty] | 0.34 | 0.02195 | 0.02195 | 0.02195 | 0.02195
Maddox | 2446_G_3 | 2446 | G | 3 |  | Combustion Turbine |  | SPP_SPS | New Mexico | 35 | Lea | 25 | 35025 | 10 | 13263 | 1963 | 2025 |  |  | N | Natural Gas | [12 empty] | 0.34 | 0.22364 | 0.22364 | 0.22364 | 0.22364
Weleetka | 2966_G_4 | 2966 | G | 4 | 90969 | Combustion Turbine |  | SPP_WEST | Oklahoma | 40 | Okfuskee | 107 | 40107 | 55 | 14948 | 1975 | 2022 |  |  | N | Natural Gas | [12 empty] | 0.48 | 0.70013 | 0.70013 | 0.70013 | 0.70013
Weleetka | 2966_G_5 | 2966 | G | 5 | 90970 | Combustion Turbine |  | SPP_WEST | Oklahoma | 40 | Okfuskee | 107 | 40107 | 53 | 14948 | 1976 | 2022 |  |  | N | Natural Gas | [12 empty] | 0.48 | 0.70014 | 0.70014 | 0.70014 | 0.70014
Carmen Smith | 3067_G_3 | 3067 | G | 3 |  | Hydro |  | WECC_PNW | Oregon | 41 | Linn | 43 | 41043 | 3.8 | 0 | 1963 | 2024 |  |  | N | Hydro | [13 empty] | 0 | 0 | 0 | 0
Aberdeen CT | 3338_G_GT1 | 3338 | G | GT1 |  | Combustion Turbine |  | SPP_WAUE | South Dakota | 46 | Brown | 13 | 46013 | 20.5 | 12205 | 1978 | 2026 |  |  | N | Distillate Fuel Oil | [12 empty] | 3 | 1.01 | 1.01 | 1.01 | 1.01
Newman | 3456_G_4 | 3456 | G | 4 | 2327 | Combined Cycle |  | WECC_NM | Texas | 48 | El Paso | 141 | 48141 | 83 | 9123 | 1975 | 2025 | tangential |  | N | Natural Gas | [13 empty] | 0.16623 | 0.16623 | 0.16623 | 0.16623
Newman | 3456_G_CT1 | 3456 | G | CT1 | 2327 | Combined Cycle |  | WECC_NM | Texas | 48 | El Paso | 141 | 48141 | 72 | 9123 | 1975 | 2025 |  |  | N | Natural Gas | [13 empty] | 0.16623 | 0.16623 | 0.16623 | 0.16623
Newman | 3456_G_CT2 | 3456 | G | CT2 | 2328 | Combined Cycle |  | WECC_NM | Texas | 48 | El Paso | 141 | 48141 | 72 | 9123 | 1975 | 2025 |  |  | N | Natural Gas | [13 empty] | 0.16623 | 0.16623 | 0.16623 | 0.16623
Nichols | 3484_G_2 | 3484 | G | 2 | 2399 | O/G Steam |  | SPP_SPS | Texas | 48 | Potter | 375 | 48375 | 106 | 12069 | 1962 | 2024 | tangential |  | N | Natural Gas |  |  |  | LNB + OFA | [9 empty] | 0.11514 | 0.11514 | 0.11514 | 0.11514
Plant X | 3485_G_3 | 3485 | G | 3 | 2403 | O/G Steam |  | SPP_SPS | Texas | 48 | Lamb | 279 | 48279 | 93 | 11642 | 1955 | 2024 | tangential |  | N | Natural Gas |  |  |  | LNB + OFA | [9 empty] | 0.1523 | 0.1523 | 0.1523 | 0.1523
White River (WI) | 3989_G_1 | 3989 | G | 1 |  | Hydro |  | MIS_MNWI | Wisconsin | 55 | Ashland | 3 | 55003 | 0.2 | 0 | 1907 | 2025 |  |  | N | Hydro | [13 empty] | 0 | 0 | 0 | 0
White River (WI) | 3989_G_2 | 3989 | G | 2 |  | Hydro |  | MIS_MNWI | Wisconsin | 55 | Ashland | 3 | 55003 | 0.2 | 0 | 1907 | 2025 |  |  | N | Hydro | [13 empty] | 0 | 0 | 0 | 0
St Croix Falls | 4011_G_1 | 4011 | G | 1 |  | Hydro |  | MIS_MNWI | Wisconsin | 55 | Polk | 95 | 55095 | 1.8 | 0 | 1917 | 2027 |  |  | N | Hydro | [13 empty] | 0 | 0 | 0 | 0
St Croix Falls | 4011_G_2 | 4011 | G | 2 |  | Hydro |  | MIS_MNWI | Wisconsin | 55 | Polk | 95 | 55095 | 1.8 | 0 | 1917 | 2027 |  |  | N | Hydro | [13 empty] | 0 | 0 | 0 | 0
St Croix Falls | 4011_G_3 | 4011 | G | 3 |  | Hydro |  | MIS_MNWI | Wisconsin | 55 | Polk | 95 | 55095 | 1.9 | 0 | 1917 | 2027 |  |  | N | Hydro | [13 empty] | 0 | 0 | 0 | 0
St Croix Falls | 4011_G_4 | 4011 | G | 4 |  | Hydro |  | MIS_MNWI | Wisconsin | 55 | Polk | 95 | 55095 | 1.9 | 0 | 1917 | 2027 |  |  | N | Hydro | [13 empty] | 0 | 0 | 0 | 0
St Croix Falls | 4011_G_5 | 4011 | G | 5 |  | Hydro |  | MIS_MNWI | Wisconsin | 55 | Polk | 95 | 55095 | 2 | 0 | 1910 | 2027 |  |  | N | Hydro | [13 empty] | 0 | 0 | 0 | 0
St Croix Falls | 4011_G_6 | 4011 | G | 6 |  | Hydro |  | MIS_MNWI | Wisconsin | 55 | Polk | 95 | 55095 | 1.9 | 0 | 1910 | 2027 |  |  | N | Hydro | [13 empty] | 0 | 0 | 0 | 0
St Croix Falls | 4011_G_7 | 4011 | G | 7 |  | Hydro |  | MIS_MNWI | Wisconsin | 55 | Polk | 95 | 55095 | 2 | 0 | 1923 | 2027 |  |  | N | Hydro | [13 empty] | 0 | 0 | 0 | 0
St Croix Falls | 4011_G_8 | 4011 | G | 8 |  | Hydro |  | MIS_MNWI | Wisconsin | 55 | Polk | 95 | 55095 | 1.9 | 0 | 1923 | 2027 |  |  | N | Hydro | [13 empty] | 0 | 0 | 0 | 0
Trego | 4012_G_1 | 4012 | G | 1 |  | Hydro |  | MIS_MNWI | Wisconsin | 55 | Washburn | 129 | 55129 | 0.4 | 0 | 1927 | 2025 |  |  | N | Hydro | [13 empty] | 0 | 0 | 0 | 0
Trego | 4012_G_2 | 4012 | G | 2 |  | Hydro |  | MIS_MNWI | Wisconsin | 55 | Washburn | 129 | 55129 | 0.3 | 0 | 1927 | 2025 |  |  | N | Hydro | [13 empty] | 0 | 0 | 0 | 0
Wheaton | 4014_G_1 | 4014 | G | 1 | 89998 | Combustion Turbine |  | MIS_MNWI | Wisconsin | 55 | Chippewa | 17 | 55017 | 44 | 15737 | 1973 | 2025 |  |  | N | Natural Gas, Distillate Fuel Oil | [12 empty] | 0.48 | 0.44161 | 0.44161 | 0.44161 | 0.44161
Wheaton | 4014_G_2 | 4014 | G | 2 | 89999 | Combustion Turbine |  | MIS_MNWI | Wisconsin | 55 | Chippewa | 17 | 55017 | 51 | 14274 | 1973 | 2025 |  |  | N | Natural Gas, Distillate Fuel Oil | [12 empty] | 0.48 | 0.46781 | 0.46781 | 0.46781 | 0.46781
Wheaton | 4014_G_3 | 4014 | G | 3 | 90000 | Combustion Turbine |  | MIS_MNWI | Wisconsin | 55 | Chippewa | 17 | 55017 | 44 | 15737 | 1973 | 2025 |  |  | N | Natural Gas, Distillate Fuel Oil | [12 empty] | 0.48 | 0.30794 | 0.30794 | 0.30794 | 0.30794
Wheaton | 4014_G_4 | 4014 | G | 4 | 90001 | Combustion Turbine |  | MIS_MNWI | Wisconsin | 55 | Chippewa | 17 | 55017 | 47 | 15737 | 1973 | 2025 |  |  | N | Natural Gas, Distillate Fuel Oil | [12 empty] | 0.48 | 0.35702 | 0.35702 | 0.35702 | 0.35702
Wheaton | 4014_G_6 | 4014 | G | 6 | 90003 | Combustion Turbine |  | MIS_MNWI | Wisconsin | 55 | Chippewa | 17 | 55017 | 48 | 15736 | 1973 | 2025 |  |  | N | Distillate Fuel Oil | [12 empty] | 0.45 | 1.2 | 1.2 | 1.2 | 1.2
Alamosa | 464_G_CT1 | 464 | G | CT1 |  | Combustion Turbine |  | WECC_CO | Colorado | 8 | Alamosa | 3 | 08003 | 13 | 16581 | 1973 | 2025 |  |  | N | Natural Gas, Distillate Fuel Oil | [12 empty] | 0.06 | 0.47388 | 0.47388 | 0.47388 | 0.47388
Alamosa | 464_G_CT2 | 464 | G | CT2 |  | Combustion Turbine |  | WECC_CO | Colorado | 8 | Alamosa | 3 | 08003 | 14 | 16581 | 1977 | 2025 |  |  | N | Natural Gas, Distillate Fuel Oil | [12 empty] | 0.06 | 0.47388 | 0.47388 | 0.47388 | 0.47388
Fruita | 471_G_1 | 471 | G | 1 |  | Combustion Turbine |  | WECC_CO | Colorado | 8 | Mesa | 77 | 08077 | 14 | 10745 | 1973 | 2025 |  |  | N | Natural Gas, Distillate Fuel Oil | [12 empty] | 0.06 | 0.47388 | 0.47388 | 0.47388 | 0.47388
Salida | 474_G_2 | 474 | G | 2 |  | Hydro |  | WECC_CO | Colorado | 8 | Chaffee | 15 | 08015 | 0.6 | 0 | 1908 | 2027 |  |  | N | Hydro | [13 empty] | 0 | 0 | 0 | 0
Valmont | 477_G_6 | 477 | G | 6 |  | Combustion Turbine |  | WECC_CO | Colorado | 8 | Boulder | 13 | 08013 | 43 | 23608 | 1973 | 2025 |  |  | N | Natural Gas | [12 empty] | 1.2 | 0.08365 | 0.08365 | 0.08365 | 0.08365
Hartford Hospital Cogeneration | 52061_G_GEN2 | 52061 | G | GEN2 |  | Combined Cycle |  | NENG_CT | Connecticut | 9 | Hartford | 3 | 09003 | 2.4 | 5500 | 1988 | 2024 |  |  | Y | Natural Gas, Distillate Fuel Oil | [13 empty] | 0.068427 | 0.068427 | 0.068427 | 0.068427
Hartford Hospital Cogeneration | 52061_G_GEN3 | 52061 | G | GEN3 |  | Combined Cycle |  | NENG_CT | Connecticut | 9 | Hartford | 3 | 09003 | 5.2 | 5500 | 1988 | 2024 |  |  | Y | Natural Gas, Distillate Fuel Oil | [13 empty] | 0.068427 | 0.068427 | 0.068427 | 0.068427
Lost Hills Cogeneration Plant | 52077_G_GEN4 | 52077 | G | GEN4 |  | Combustion Turbine |  | WECC_SCE | California | 6 | Kern | 29 | 06029 | 2.7 | 8700 | 1985 | 2021 |  |  | Y | Natural Gas | [13 empty] | 0.47388 | 0.47388 | 0.47388 | 0.47388
Wood Road | 54549_G_1-1 | 54549 | G | 1-1 |  | Landfill Gas |  | MIS_LMI | Michigan | 26 | Clinton | 37 | 26037 | 0.8 | 13500 | 1993 | 2021 |  |  | N | Landfill Gas | [13 empty] | 0.24082 | 0.24082 | 0.24082 | 0.24082
Wood Road | 54549_G_1-2 | 54549 | G | 1-2 |  | Landfill Gas |  | MIS_LMI | Michigan | 26 | Clinton | 37 | 26037 | 0.8 | 13500 | 1993 | 2021 |  |  | N | Landfill Gas | [13 empty] | 0.24082 | 0.24082 | 0.24082 | 0.24082
Wood Road | 54549_G_1-3 | 54549 | G | 1-3 |  | Landfill Gas |  | MIS_LMI | Michigan | 26 | Clinton | 37 | 26037 | 0.8 | 13500 | 1994 | 2021 |  |  | N | Landfill Gas | [13 empty] | 0.24082 | 0.24082 | 0.24082 | 0.24082
Wood Road | 54549_G_1-4 | 54549 | G | 1-4 |  | Landfill Gas |  | MIS_LMI | Michigan | 26 | Clinton | 37 | 26037 | 0.8 | 13500 | 1997 | 2021 |  |  | N | Landfill Gas | [13 empty] | 0.24082 | 0.24082 | 0.24082 | 0.24082
Wood Road | 54549_G_1-5 | 54549 | G | 1-5 |  | Landfill Gas |  | MIS_LMI | Michigan | 26 | Clinton | 37 | 26037 | 1.6 | 13500 | 2008 | 2021 |  |  | N | Landfill Gas | [13 empty] | 0.12871 | 0.12871 | 0.12871 | 0.12871
Wood Road | 54549_G_1-6 | 54549 | G | 1-6 |  | Landfill Gas |  | MIS_LMI | Michigan | 26 | Clinton | 37 | 26037 | 1.6 | 13500 | 2008 | 2021 |  |  | N | Landfill Gas | [13 empty] | 0.12871 | 0.12871 | 0.12871 | 0.12871
Wood Road | 54549_G_1-7 | 54549 | G | 1-7 |  | Landfill Gas |  | MIS_LMI | Michigan | 26 | Clinton | 37 | 26037 | 1.6 | 13500 | 2008 | 2021 |  |  | N | Landfill Gas | [13 empty] | 0.12871 | 0.12871 | 0.12871 | 0.12871
Woodridge Greene Valley Treatment Plant | 54987_G_FM01 | 54987 | G | FM01 |  | Combustion Turbine | IC Engine | PJM_COMD | Illinois | 17 | DuPage | 43 | 17043 | 1.5 | 8700 | 1996 | 2020 |  |  | Y | Natural Gas, Distillate Fuel Oil | [13 empty] | 1.061 | 1.061 | 1.061 | 1.061
Desert Star Energy Center | 55077_G_ED01 | 55077 | G | ED01 | 3860 | Combined Cycle |  | WECC_SNV | Nevada | 32 | Clark | 3 | 32003 | 150 | 7550 | 2000 | 2027 |  |  | N | Natural Gas |  |  |  |  | SCR | [8 empty] | 0.014481 | 0.014481 | 0.014481 | 0.014481
Desert Star Energy Center | 55077_G_ED02 | 55077 | G | ED02 | 3861 | Combined Cycle |  | WECC_SNV | Nevada | 32 | Clark | 3 | 32003 | 150 | 7550 | 2000 | 2027 |  |  | N | Natural Gas |  |  |  |  | SCR | [8 empty] | 0.014481 | 0.014481 | 0.014481 | 0.014481
Desert Star Energy Center | 55077_G_ED03 | 55077 | G | ED03 | 3860 | Combined Cycle |  | WECC_SNV | Nevada | 32 | Clark | 3 | 32003 | 150 | 7550 | 2000 | 2027 |  |  | N | Natural Gas |  |  |  | LNB | SCR | [8 empty] | 0.014481 | 0.014481 | 0.014481 | 0.014481
Tessman Road | 56113_G_1 | 56113 | G | 1 |  | Landfill Gas |  | ERC_REST | Texas | 48 | Bexar | 29 | 48029 | 1.4 | 13500 | 2003 | 2021 |  |  | N | Landfill Gas | [13 empty] | 0.2095 | 0.2095 | 0.2095 | 0.2095
Tessman Road | 56113_G_2 | 56113 | G | 2 |  | Landfill Gas |  | ERC_REST | Texas | 48 | Bexar | 29 | 48029 | 1.4 | 13500 | 2003 | 2021 |  |  | N | Landfill Gas | [13 empty] | 0.2095 | 0.2095 | 0.2095 | 0.2095
Tessman Road | 56113_G_3 | 56113 | G | 3 |  | Landfill Gas |  | ERC_REST | Texas | 48 | Bexar | 29 | 48029 | 1.4 | 13500 | 2003 | 2021 |  |  | N | Landfill Gas | [13 empty] | 0.2095 | 0.2095 | 0.2095 | 0.2095
Tessman Road | 56113_G_4 | 56113 | G | 4 |  | Landfill Gas |  | ERC_REST | Texas | 48 | Bexar | 29 | 48029 | 1.4 | 13500 | 2003 | 2021 |  |  | N | Landfill Gas | [13 empty] | 0.2095 | 0.2095 | 0.2095 | 0.2095
Tessman Road | 56113_G_5 | 56113 | G | 5 |  | Landfill Gas |  | ERC_REST | Texas | 48 | Bexar | 29 | 48029 | 1.4 | 13500 | 2003 | 2021 |  |  | N | Landfill Gas | [13 empty] | 0.2095 | 0.2095 | 0.2095 | 0.2095
Tessman Road | 56113_G_6 | 56113 | G | 6 |  | Landfill Gas |  | ERC_REST | Texas | 48 | Bexar | 29 | 48029 | 1.4 | 13500 | 2003 | 2021 |  |  | N | Landfill Gas | [13 empty] | 0.2095 | 0.2095 | 0.2095 | 0.2095
Tessman Road | 56113_G_7 | 56113 | G | 7 |  | Landfill Gas |  | ERC_REST | Texas | 48 | Bexar | 29 | 48029 | 1.4 | 13500 | 2015 | 2021 |  |  | N | Landfill Gas | [13 empty] | 0.2095 | 0.2095 | 0.2095 | 0.2095
Geismar Cogen | 56787_G_GTG | 56787 | G | GTG |  | Combustion Turbine |  | MIS_LA | Louisiana | 22 | Ascension | 5 | 22005 | 72.5 | 8700 | 2000 | 2024 |  |  | Y | Natural Gas | [13 empty] | 0.04943 | 0.04943 | 0.04943 | 0.04943
Bridgeport Station | 568_G_4 | 568 | G | 4 |  | Combustion Turbine |  | NENG_CT | Connecticut | 9 | Fairfield | 1 | 09001 | 17 | 17445 | 1967 | 2024 |  |  | N | Distillate Fuel Oil | [13 empty] | 0.15 | 0.15 | 0.15 | 0.15
Ottawa County Project | 56865_G_2 | 56865 | G | 2 |  | Landfill Gas |  | PJM_ATSI | Ohio | 39 | Ottawa | 123 | 39123 | 1.4 | 13500 | 2001 | 2022 |  |  | N | Landfill Gas | [13 empty] | 0.22117 | 0.22117 | 0.22117 | 0.22117
Carbon Limestone | 56868_G_1 | 56868 | G | 1 |  | Landfill Gas |  | PJM_ATSI | Ohio | 39 | Mahoning | 99 | 39099 | 1.4 | 13797 | 2001 | 2022 |  |  | N | Landfill Gas | [13 empty] | 0.22117 | 0.22117 | 0.22117 | 0.22117
Carbon Limestone | 56868_G_10 | 56868 | G | 10 |  | Landfill Gas |  | PJM_ATSI | Ohio | 39 | Mahoning | 99 | 39099 | 1.4 | 13797 | 2001 | 2022 |  |  | N | Landfill Gas | [13 empty] | 0.22117 | 0.22117 | 0.22117 | 0.22117
Carbon Limestone | 56868_G_11 | 56868 | G | 11 |  | Landfill Gas |  | PJM_ATSI | Ohio | 39 | Mahoning | 99 | 39099 | 1.4 | 13797 | 2001 | 2022 |  |  | N | Landfill Gas | [13 empty] | 0.22117 | 0.22117 | 0.22117 | 0.22117
Carbon Limestone | 56868_G_12 | 56868 | G | 12 |  | Landfill Gas |  | PJM_ATSI | Ohio | 39 | Mahoning | 99 | 39099 | 1.4 | 13797 | 2003 | 2022 |  |  | N | Landfill Gas | [13 empty] | 0.22117 | 0.22117 | 0.22117 | 0.22117
Carbon Limestone | 56868_G_13 | 56868 | G | 13 |  | Landfill Gas |  | PJM_ATSI | Ohio | 39 | Mahoning | 99 | 39099 | 1.4 | 13797 | 2003 | 2022 |  |  | N | Landfill Gas | [13 empty] | 0.22117 | 0.22117 | 0.22117 | 0.22117
Carbon Limestone | 56868_G_14 | 56868 | G | 14 |  | Landfill Gas |  | PJM_ATSI | Ohio | 39 | Mahoning | 99 | 39099 | 1.4 | 13797 | 2006 | 2022 |  |  | N | Landfill Gas | [13 empty] | 0.22117 | 0.22117 | 0.22117 | 0.22117
Carbon Limestone | 56868_G_15 | 56868 | G | 15 |  | Landfill Gas |  | PJM_ATSI | Ohio | 39 | Mahoning | 99 | 39099 | 1.4 | 13797 | 2011 | 2022 |  |  | N | Landfill Gas | [13 empty] | 0.22117 | 0.22117 | 0.22117 | 0.22117
Carbon Limestone | 56868_G_16 | 56868 | G | 16 |  | Landfill Gas |  | PJM_ATSI | Ohio | 39 | Mahoning | 99 | 39099 | 1.4 | 13797 | 2011 | 2022 |  |  | N | Landfill Gas | [13 empty] | 0.22117 | 0.22117 | 0.22117 | 0.22117
Carbon Limestone | 56868_G_17 | 56868 | G | 17 |  | Landfill Gas |  | PJM_ATSI | Ohio | 39 | Mahoning | 99 | 39099 | 1.6 | 13796 | 2012 | 2022 |  |  | N | Landfill Gas | [13 empty] | 0.22117 | 0.22117 | 0.22117 | 0.22117
Carbon Limestone | 56868_G_18 | 56868 | G | 18 |  | Landfill Gas |  | PJM_ATSI | Ohio | 39 | Mahoning | 99 | 39099 | 1.6 | 13797 | 2012 | 2022 |  |  | N | Landfill Gas | [13 empty] | 0.22117 | 0.22117 | 0.22117 | 0.22117
Carbon Limestone | 56868_G_2 | 56868 | G | 2 |  | Landfill Gas |  | PJM_ATSI | Ohio | 39 | Mahoning | 99 | 39099 | 1.4 | 13797 | 2001 | 2022 |  |  | N | Landfill Gas | [13 empty] | 0.22117 | 0.22117 | 0.22117 | 0.22117
Carbon Limestone | 56868_G_3 | 56868 | G | 3 |  | Landfill Gas |  | PJM_ATSI | Ohio | 39 | Mahoning | 99 | 39099 | 1.4 | 13797 | 2001 | 2022 |  |  | N | Landfill Gas | [13 empty] | 0.22117 | 0.22117 | 0.22117 | 0.22117
Carbon Limestone | 56868_G_4 | 56868 | G | 4 |  | Landfill Gas |  | PJM_ATSI | Ohio | 39 | Mahoning | 99 | 39099 | 1.4 | 13797 | 2001 | 2022 |  |  | N | Landfill Gas | [13 empty] | 0.22117 | 0.22117 | 0.22117 | 0.22117
Carbon Limestone | 56868_G_5 | 56868 | G | 5 |  | Landfill Gas |  | PJM_ATSI | Ohio | 39 | Mahoning | 99 | 39099 | 1.4 | 13797 | 2001 | 2022 |  |  | N | Landfill Gas | [13 empty] | 0.22117 | 0.22117 | 0.22117 | 0.22117
Carbon Limestone | 56868_G_6 | 56868 | G | 6 |  | Landfill Gas |  | PJM_ATSI | Ohio | 39 | Mahoning | 99 | 39099 | 1.4 | 13797 | 2001 | 2022 |  |  | N | Landfill Gas | [13 empty] | 0.22117 | 0.22117 | 0.22117 | 0.22117
Carbon Limestone | 56868_G_7 | 56868 | G | 7 |  | Landfill Gas |  | PJM_ATSI | Ohio | 39 | Mahoning | 99 | 39099 | 1.4 | 13797 | 2001 | 2022 |  |  | N | Landfill Gas | [13 empty] | 0.22117 | 0.22117 | 0.22117 | 0.22117
Carbon Limestone | 56868_G_8 | 56868 | G | 8 |  | Landfill Gas |  | PJM_ATSI | Ohio | 39 | Mahoning | 99 | 39099 | 1.4 | 13797 | 2001 | 2022 |  |  | N | Landfill Gas | [13 empty] | 0.22117 | 0.22117 | 0.22117 | 0.22117
Carbon Limestone | 56868_G_9 | 56868 | G | 9 |  | Landfill Gas |  | PJM_ATSI | Ohio | 39 | Mahoning | 99 | 39099 | 1.4 | 13797 | 2001 | 2022 |  |  | N | Landfill Gas | [13 empty] | 0.22117 | 0.22117 | 0.22117 | 0.22117
Zion Landfill Gas to Energy Facility | 56871_G_1 | 56871 | G | 1 |  | Landfill Gas |  | PJM_COMD | Illinois | 17 | Lake | 97 | 17097 | 1.4 | 13500 | 2002 | 2021 |  |  | N | Landfill Gas | [13 empty] | 0.22117 | 0.22117 | 0.22117 | 0.22117
Zion Landfill Gas to Energy Facility | 56871_G_2 | 56871 | G | 2 |  | Landfill Gas |  | PJM_COMD | Illinois | 17 | Lake | 97 | 17097 | 1.4 | 13500 | 2002 | 2021 |  |  | N | Landfill Gas | [13 empty] | 0.22117 | 0.22117 | 0.22117 | 0.22117
Zion Landfill Gas to Energy Facility | 56871_G_3 | 56871 | G | 3 |  | Landfill Gas |  | PJM_COMD | Illinois | 17 | Lake | 97 | 17097 | 1.4 | 13500 | 2002 | 2021 |  |  | N | Landfill Gas | [13 empty] | 0.22117 | 0.22117 | 0.22117 | 0.22117
Zion Landfill Gas to Energy Facility | 56871_G_4 | 56871 | G | 4 |  | Landfill Gas |  | PJM_COMD | Illinois | 17 | Lake | 97 | 17097 | 1.4 | 13500 | 2002 | 2021 |  |  | N | Landfill Gas | [13 empty] | 0.22117 | 0.22117 | 0.22117 | 0.22117
Zion Landfill Gas to Energy Facility | 56871_G_5 | 56871 | G | 5 |  | Landfill Gas |  | PJM_COMD | Illinois | 17 | Lake | 97 | 17097 | 1.4 | 13500 | 2007 | 2021 |  |  | N | Landfill Gas | [13 empty] | 0.22117 | 0.22117 | 0.22117 | 0.22117
Sampson County Disposal | 57492_G_GEN1 | 57492 | G | GEN1 |  | Landfill Gas |  | S_VACA | North Carolina | 37 | Sampson | 163 | 37163 | 1.6 | 13500 | 2011 | 2021 |  |  | N | Landfill Gas | [13 empty] | 0.22117 | 0.22117 | 0.22117 | 0.22117
Sampson County Disposal | 57492_G_GEN2 | 57492 | G | GEN2 |  | Landfill Gas |  | S_VACA | North Carolina | 37 | Sampson | 163 | 37163 | 1.6 | 13500 | 2011 | 2021 |  |  | N | Landfill Gas | [13 empty] | 0.22117 | 0.22117 | 0.22117 | 0.22117
Sampson County Disposal | 57492_G_GEN3 | 57492 | G | GEN3 |  | Landfill Gas |  | S_VACA | North Carolina | 37 | Sampson | 163 | 37163 | 1.6 | 13500 | 2011 | 2021 |  |  | N | Landfill Gas | [13 empty] | 0.22117 | 0.22117 | 0.22117 | 0.22117
Sampson County Disposal | 57492_G_GEN4 | 57492 | G | GEN4 |  | Landfill Gas |  | S_VACA | North Carolina | 37 | Sampson | 163 | 37163 | 1.6 | 13500 | 2011 | 2021 |  |  | N | Landfill Gas | [13 empty] | 0.22117 | 0.22117 | 0.22117 | 0.22117
Sampson County Disposal | 57492_G_GEN5 | 57492 | G | GEN5 |  | Landfill Gas |  | S_VACA | North Carolina | 37 | Sampson | 163 | 37163 | 1.6 | 13500 | 2011 | 2021 |  |  | N | Landfill Gas | [13 empty] | 0.22117 | 0.22117 | 0.22117 | 0.22117
Sampson County Disposal | 57492_G_GEN6 | 57492 | G | GEN6 |  | Landfill Gas |  | S_VACA | North Carolina | 37 | Sampson | 163 | 37163 | 1.6 | 13500 | 2014 | 2021 |  |  | N | Landfill Gas | [13 empty] | 0.22117 | 0.22117 | 0.22117 | 0.22117
Suzlon Project VIII LLC | 57741_G_SP111 | 57741 | G | SP111 |  | Onshore Wind |  | SPP_SPS | Texas | 48 | Hartley | 205 | 48205 | 2.1 | 0 | 2015 | 2020 |  |  | N | Wind | [13 empty] | 0 | 0 | 0 | 0
Suzlon Project VIII LLC | 57741_G_SP97 | 57741 | G | SP97 |  | Onshore Wind |  | SPP_SPS | Texas | 48 | Hartley | 205 | 48205 | 2.1 | 0 | 2011 | 2020 |  |  | N | Wind | [13 empty] | 0 | 0 | 0 | 0
L'Oreal Piscataway | 57868_G_UNIT1 | 57868 | G | UNIT1 |  | Solar PV |  | PJM_EMAC | New Jersey | 34 | Middlesex | 23 | 34023 | 0.8 | 0 | 2011 | 2025 |  |  | N | Solar | [13 empty] | 0 | 0 | 0 | 0
Heller Industrial Parks | 57869_G_HH | 57869 | G | HH |  | Solar PV |  | PJM_EMAC | New Jersey | 34 | Middlesex | 23 | 34023 | 0.5 | 0 | 2012 | 2027 |  |  | N | Solar | [13 empty] | 0 | 0 | 0 | 0
Heller Industrial Parks | 57869_G_HII | 57869 | G | HII |  | Solar PV |  | PJM_EMAC | New Jersey | 34 | Middlesex | 23 | 34023 | 0.4 | 0 | 2012 | 2027 |  |  | N | Solar | [13 empty] | 0 | 0 | 0 | 0
Heller Industrial Parks | 57869_G_HJC | 57869 | G | HJC |  | Solar PV |  | PJM_EMAC | New Jersey | 34 | Middlesex | 23 | 34023 | 0.2 | 0 | 2012 | 2027 |  |  | N | Solar | [13 empty] | 0 | 0 | 0 | 0
Heller Industrial Parks | 57869_G_HM | 57869 | G | HM |  | Solar PV |  | PJM_EMAC | New Jersey | 34 | Middlesex | 23 | 34023 | 0.8 | 0 | 2013 | 2028 |  |  | N | Solar | [13 empty] | 0 | 0 | 0 | 0
Heller Industrial Parks | 57869_G_UNIT1 | 57869 | G | UNIT1 |  | Solar PV |  | PJM_EMAC | New Jersey | 34 | Middlesex | 23 | 34023 | 2.7 | 0 | 2011 | 2027 |  |  | N | Solar | [13 empty] | 0 | 0 | 0 | 0
Rock Creek Dairy | 58142_G_CHP1 | 58142 | G | CHP1 |  | Non-Fossil Waste |  | WECC_ID | Idaho | 16 | Twin Falls | 83 | 16083 | 1.6 | 13500 | 2012 | 2022 |  |  | N | Non-Fossil Waste | [13 empty] | 0 | 0 | 0 | 0
Rock Creek Dairy | 58142_G_CHP2 | 58142 | G | CHP2 |  | Non-Fossil Waste |  | WECC_ID | Idaho | 16 | Twin Falls | 83 | 16083 | 1.6 | 13500 | 2012 | 2022 |  |  | N | Non-Fossil Waste | [13 empty] | 0 | 0 | 0 | 0
Central Utility Plant - Texas A&M | 58151_G_STG04 | 58151 | G | STG04 |  | Combined Cycle |  | ERC_REST | Texas | 48 | Brazos | 41 | 48041 | 5 | 5500 | 1956 | 2021 |  |  | Y | Natural Gas, Distillate Fuel Oil |  |  |  | NH3 | SCR | [8 empty] | 0.01011 | 0.01011 | 0.01011 | 0.01011
Laverne Battery | 58579_G_1 | 58579 | G | 1 |  | Energy Storage |  | MIS_IA | Minnesota | 27 | Rock | 133 | 27133 | 1 | 0 | 2013 | 2024 |  |  | N | Energy Storage | [13 empty] | 0 | 0 | 0 | 0
Hidden View Dairy, LLC | 59260_G_HV1 | 59260 | G | HV1 |  | Non-Fossil Waste |  | MIS_INKY | Indiana | 18 | Jasper | 73 | 18073 | 0.7 | 11084 | 2013 | 2019 |  |  | N | Non-Fossil Waste | [13 empty] | 0 | 0 | 0 | 0
Hidden View Dairy, LLC | 59260_G_HV2-2 | 59260 | G | HV2-2 |  | Non-Fossil Waste |  | MIS_INKY | Indiana | 18 | Jasper | 73 | 18073 | 0.7 | 11084 | 2016 | 2021 |  |  | N | Non-Fossil Waste | [13 empty] | 0 | 0 | 0 | 0
Orchard Hills Renewable Energy Station | 59792_G_1 | 59792 | G | 1 |  | Landfill Gas |  | PJM_COMD | Illinois | 17 | Ogle | 141 | 17141 | 2.3 | 13500 | 2016 | 2022 |  |  | N | Landfill Gas | [13 empty] | 0.22117 | 0.22117 | 0.22117 | 0.22117
Orchard Hills Renewable Energy Station | 59792_G_2 | 59792 | G | 2 |  | Landfill Gas |  | PJM_COMD | Illinois | 17 | Ogle | 141 | 17141 | 2.3 | 13500 | 2016 | 2022 |  |  | N | Landfill Gas | [13 empty] | 0.22117 | 0.22117 | 0.22117 | 0.22117
Orchard Hills Renewable Energy Station | 59792_G_3 | 59792 | G | 3 |  | Landfill Gas |  | PJM_COMD | Illinois | 17 | Ogle | 141 | 17141 | 2.3 | 13500 | 2016 | 2022 |  |  | N | Landfill Gas | [13 empty] | 0.22117 | 0.22117 | 0.22117 | 0.22117
Orchard Hills Renewable Energy Station | 59792_G_4 | 59792 | G | 4 |  | Landfill Gas |  | PJM_COMD | Illinois | 17 | Ogle | 141 | 17141 | 2.3 | 13500 | 2016 | 2022 |  |  | N | Landfill Gas | [13 empty] | 0.22117 | 0.22117 | 0.22117 | 0.22117
Orchard Hills Renewable Energy Station | 59792_G_5 | 59792 | G | 5 |  | Landfill Gas |  | PJM_COMD | Illinois | 17 | Ogle | 141 | 17141 | 2.3 | 13500 | 2016 | 2022 |  |  | N | Landfill Gas | [13 empty] | 0.22117 | 0.22117 | 0.22117 | 0.22117
Orchard Hills Renewable Energy Station | 59792_G_6 | 59792 | G | 6 |  | Landfill Gas |  | PJM_COMD | Illinois | 17 | Ogle | 141 | 17141 | 2.3 | 13500 | 2016 | 2022 |  |  | N | Landfill Gas | [13 empty] | 0.22117 | 0.22117 | 0.22117 | 0.22117
Perry | 6020_G_1 | 6020 | G | 1 |  | Nuclear |  | PJM_ATSI | Ohio | 39 | Lake | 85 | 39085 | 1240 | 10456 | 1987 | 2026 |  |  | N | Nuclear Fuel | [13 empty] | 0 | 0 | 0 | 0
AEP Bluffton NaS | 60618_G_1 | 60618 | G | 1 |  | Energy Storage |  | PJM_West | Ohio | 39 | Allen | 3 | 39003 | 2 | 0 | 2008 | 2021 |  |  | N | Energy Storage | [13 empty] | 0 | 0 | 0 | 0
Greenwood (MO) | 6074_G_1 | 6074 | G | 1 | 90007 | Combustion Turbine |  | SPP_N | Missouri | 29 | Jackson | 95 | 29095 | 61.2 | 25000 | 1975 | 2023 |  |  | N | Natural Gas | [12 empty] | 2.3 | 0.18124 | 0.18124 | 0.18124 | 0.18124
Greenwood (MO) | 6074_G_2 | 6074 | G | 2 | 90008 | Combustion Turbine |  | SPP_N | Missouri | 29 | Jackson | 95 | 29095 | 59.7 | 25000 | 1975 | 2023 |  |  | N | Natural Gas | [12 empty] | 2.3 | 0.1484 | 0.1484 | 0.1484 | 0.1484
Greenwood (MO) | 6074_G_3 | 6074 | G | 3 | 90009 | Combustion Turbine |  | SPP_N | Missouri | 29 | Jackson | 95 | 29095 | 62.9 | 25000 | 1977 | 2025 |  |  | N | Natural Gas | [12 empty] | 2.3 | 0.1521 | 0.1521 | 0.1521 | 0.1521
Freeze Solar | 60759_G_PV1 | 60759 | G | PV1 |  | Solar PV |  | PJM_EMAC | New Jersey | 34 | Middlesex | 23 | 34023 | 1.4 | 0 | 2013 | 2028 |  |  | N | Solar | [13 empty] | 0 | 0 | 0 | 0
Cornell | 6086_G_1 | 6086 | G | 1 |  | Hydro |  | MIS_MNWI | Wisconsin | 55 | Chippewa | 17 | 55017 | 6.2 | 0 | 1976 | 2024 |  |  | N | Hydro | [13 empty] | 0 | 0 | 0 | 0
Cornell | 6086_G_2 | 6086 | G | 2 |  | Hydro |  | MIS_MNWI | Wisconsin | 55 | Chippewa | 17 | 55017 | 6.4 | 0 | 1976 | 2024 |  |  | N | Hydro | [13 empty] | 0 | 0 | 0 | 0
Cornell | 6086_G_3 | 6086 | G | 3 |  | Hydro |  | MIS_MNWI | Wisconsin | 55 | Chippewa | 17 | 55017 | 6.9 | 0 | 1976 | 2024 |  |  | N | Hydro | [13 empty] | 0 | 0 | 0 | 0
Cornell | 6086_G_4 | 6086 | G | 4 |  | Hydro |  | MIS_MNWI | Wisconsin | 55 | Chippewa | 17 | 55017 | 0.4 | 0 | 1977 | 2024 |  |  | N | Hydro | [13 empty] | 0 | 0 | 0 | 0
Spirit Mound | 6092_G_1 | 6092 | G | 1 |  | Combustion Turbine |  | SPP_WAUE | South Dakota | 46 | Clay | 27 | 46027 | 54.6 | 15525 | 1978 | 2026 |  |  | N | Distillate Fuel Oil | [12 empty] | 3 | 1.0529 | 1.0529 | 1.0529 | 1.0529
Spirit Mound | 6092_G_2 | 6092 | G | 2 |  | Combustion Turbine |  | SPP_WAUE | South Dakota | 46 | Clay | 27 | 46027 | 45.5 | 15524 | 1978 | 2026 |  |  | N | Distillate Fuel Oil | [12 empty] | 3 | 1.01 | 1.01 | 1.01 | 1.01
Empire Energy Center | 6223_G_1 | 6223 | G | 1 | 89857 | Combustion Turbine |  | SPP_N | Missouri | 29 | Jasper | 97 | 29097 | 82 | 12621 | 1978 | 2023 |  |  | N | Natural Gas, Distillate Fuel Oil |  |  |  | H2O | [8 empty] | 2.3 | 0.48513 | 0.48513 | 0.48513 | 0.48513
Empire Energy Center | 6223_G_2 | 6223 | G | 2 | 89858 | Combustion Turbine |  | SPP_N | Missouri | 29 | Jasper | 97 | 29097 | 82 | 12621 | 1981 | 2026 |  |  | N | Natural Gas, Distillate Fuel Oil |  |  |  | H2O | [8 empty] | 2.3 | 0.39607 | 0.39607 | 0.39607 | 0.39607
Apple River | 6231_G_1 | 6231 | G | 1 |  | Hydro |  | MIS_MNWI | Wisconsin | 55 | St Croix | 109 | 55109 | 0.4 | 0 | 1901 | 2024 |  |  | N | Hydro | [13 empty] | 0 | 0 | 0 | 0
Apple River | 6231_G_3 | 6231 | G | 3 |  | Hydro |  | MIS_MNWI | Wisconsin | 55 | St Croix | 109 | 55109 | 0.5 | 0 | 1901 | 2024 |  |  | N | Hydro | [13 empty] | 0 | 0 | 0 | 0
Apple River | 6231_G_4 | 6231 | G | 4 |  | Hydro |  | MIS_MNWI | Wisconsin | 55 | St Croix | 109 | 55109 | 0.5 | 0 | 1901 | 2024 |  |  | N | Hydro | [13 empty] | 0 | 0 | 0 | 0
Heller 400M | 62438_G_A | 62438 | G | A |  | Solar PV |  | PJM_EMAC | New Jersey | 34 | Middlesex | 23 | 34023 | 0.8 | 0 | 2013 | 2028 |  |  | N | Solar | [13 empty] | 0 | 0 | 0 | 0
Heller 400M | 62438_G_B | 62438 | G | B |  | Solar PV |  | PJM_EMAC | New Jersey | 34 | Middlesex | 23 | 34023 | 0.2 | 0 | 2013 | 2028 |  |  | N | Solar | [13 empty] | 0 | 0 | 0 | 0
Heller 400M | 62438_G_C | 62438 | G | C |  | Solar PV |  | PJM_EMAC | New Jersey | 34 | Middlesex | 23 | 34023 | 0.2 | 0 | 2013 | 2028 |  |  | N | Solar | [13 empty] | 0 | 0 | 0 | 0
Coventry Clean Energy Corporation | 62859_G_COV-1 | 62859 | G | COV-1 |  | Landfill Gas |  | NENGREST | Vermont | 50 | Orleans | 19 | 50019 | 1.5 | 13500 | 2005 | 2024 |  |  | N | Landfill Gas | [13 empty] | 0.22117 | 0.22117 | 0.22117 | 0.22117
Coventry Clean Energy Corporation | 62859_G_COV-2 | 62859 | G | COV-2 |  | Landfill Gas |  | NENGREST | Vermont | 50 | Orleans | 19 | 50019 | 1.5 | 13500 | 2005 | 2024 |  |  | N | Landfill Gas | [13 empty] | 0.22117 | 0.22117 | 0.22117 | 0.22117
Coventry Clean Energy Corporation | 62859_G_COV-3 | 62859 | G | COV-3 |  | Landfill Gas |  | NENGREST | Vermont | 50 | Orleans | 19 | 50019 | 1.5 | 13500 | 2005 | 2024 |  |  | N | Landfill Gas | [13 empty] | 0.22117 | 0.22117 | 0.22117 | 0.22117
Coventry Clean Energy Corporation | 62859_G_COV-4 | 62859 | G | COV-4 |  | Landfill Gas |  | NENGREST | Vermont | 50 | Orleans | 19 | 50019 | 1.5 | 13500 | 2007 | 2024 |  |  | N | Landfill Gas | [13 empty] | 0.22117 | 0.22117 | 0.22117 | 0.22117
Coventry Clean Energy Corporation | 62859_G_COV-5 | 62859 | G | COV-5 |  | Landfill Gas |  | NENGREST | Vermont | 50 | Orleans | 19 | 50019 | 1.5 | 13500 | 2009 | 2024 |  |  | N | Landfill Gas | [13 empty] | 0.22117 | 0.22117 | 0.22117 | 0.22117
Rokeby | 6373_G_1 | 6373 | G | 1 | 90729 | Combustion Turbine |  | SPP_NEBR | Nebraska | 31 | Lancaster | 109 | 31109 | 70.5 | 13644 | 1975 | 2023 |  |  | N | Natural Gas, Distillate Fuel Oil |  |  |  | H2O | [8 empty] | 2.5 | 0.37128 | 0.37128 | 0.37128 | 0.37128
Smith Island | 6391_G_3 | 6391 | G | 3 |  | Combustion Turbine | IC Engine | PJM_EMAC | Maryland | 24 | Somerset | 39 | 24039 | 1.2 | 11539 | 1994 | 2021 |  |  | N | Distillate Fuel Oil | [12 empty] | 0.3 | 1.6498 | 1.6498 | 1.6498 | 1.6498
Deerhaven Generating Station | 663_G_GT1 | 663 | G | GT1 |  | Combustion Turbine |  | FRCC | Florida | 12 | Alachua | 1 | 12001 | 17.5 | 15494 | 1976 | 2026 |  |  | N | Natural Gas, Distillate Fuel Oil | [12 empty] | 0.8 | 0.47388 | 0.47388 | 0.47388 | 0.47388
Deerhaven Generating Station | 663_G_GT2 | 663 | G | GT2 |  | Combustion Turbine |  | FRCC | Florida | 12 | Alachua | 1 | 12001 | 17.5 | 15494 | 1976 | 2026 |  |  | N | Natural Gas, Distillate Fuel Oil | [12 empty] | 0.8 | 0.5258 | 0.5258 | 0.5258 | 0.5258
Angus Anson | 7237_G_1 | 7237 | G | 1 | 3042 | Combustion Turbine |  | MIS_MNWI | South Dakota | 46 | Minnehaha | 99 | 46099 | 90 | 12119 | 1994 | 2025 |  |  | N | Natural Gas, Distillate Fuel Oil |  |  |  | H2O | [8 empty] | 0.064 | 0.08798 | 0.08798 | 0.08798 | 0.08798
Angus Anson | 7237_G_2 | 7237 | G | 2 | 3041 | Combustion Turbine |  | MIS_MNWI | South Dakota | 46 | Minnehaha | 99 | 46099 | 90 | 12119 | 1994 | 2025 |  |  | N | Natural Gas, Distillate Fuel Oil |  |  |  | H2O | [8 empty] | 0.064 | 0.0917 | 0.0917 | 0.0917 | 0.0917
Watertown Power Plant | 7247_G_1 | 7247 | G | 1 |  | Combustion Turbine |  | SPP_WAUE | South Dakota | 46 | Codington | 29 | 46029 | 50 | 24198 | 1978 | 2026 |  |  | N | Distillate Fuel Oil | [12 empty] | 3 | 1.01 | 1.01 | 1.01 | 1.01
Poplar Bluff Generating Station | 7392_G_1 | 7392 | G | 1 |  | Combustion Turbine | IC Engine | SPP_WEST | Missouri | 29 | Butler | 23 | 29023 | 7 | 11092 | 1976 | 2024 |  |  | N | Distillate Fuel Oil | [12 empty] | 2.3 | 1.6498 | 1.6498 | 1.6498 | 1.6498
Poplar Bluff Generating Station | 7392_G_2 | 7392 | G | 2 |  | Combustion Turbine | IC Engine | SPP_WEST | Missouri | 29 | Butler | 23 | 29023 | 7 | 11078 | 1976 | 2024 |  |  | N | Distillate Fuel Oil | [12 empty] | 2.3 | 1.5578 | 1.5578 | 1.5578 | 1.5578
Poplar Bluff Generating Station | 7392_G_3 | 7392 | G | 3 |  | Combustion Turbine | IC Engine | SPP_WEST | Missouri | 29 | Butler | 23 | 29023 | 6.6 | 11085 | 2002 | 2024 |  |  | N | Natural Gas | [12 empty] | 2.3 | 1.061 | 1.061 | 1.061 | 1.061
Poplar Bluff Generating Station | 7392_G_4 | 7392 | G | 4 |  | Combustion Turbine | IC Engine | SPP_WEST | Missouri | 29 | Butler | 23 | 29023 | 6.6 | 11085 | 2002 | 2024 |  |  | N | Natural Gas | [12 empty] | 2.3 | 1.061 | 1.061 | 1.061 | 1.061
Poplar Bluff Generating Station | 7392_G_5 | 7392 | G | 5 |  | Combustion Turbine | IC Engine | SPP_WEST | Missouri | 29 | Butler | 23 | 29023 | 6.6 | 11085 | 2002 | 2024 |  |  | N | Natural Gas | [12 empty] | 2.3 | 1.061 | 1.061 | 1.061 | 1.061
Pea Ridge | 7715_G_1 | 7715 | G | 1 |  | Combustion Turbine |  | S_SOU | Florida | 12 | Santa Rosa | 113 | 12113 | 4 | 13791 | 1998 | 2025 |  |  | N | Natural Gas | [12 empty] | 0.001 | 0.23202 | 0.23202 | 0.23202 | 0.23202
Pea Ridge | 7715_G_2 | 7715 | G | 2 |  | Combustion Turbine |  | S_SOU | Florida | 12 | Santa Rosa | 113 | 12113 | 4 | 13791 | 1998 | 2025 |  |  | N | Natural Gas | [12 empty] | 0.001 | 0.23202 | 0.23202 | 0.23202 | 0.23202
Pea Ridge | 7715_G_3 | 7715 | G | 3 |  | Combustion Turbine |  | S_SOU | Florida | 12 | Santa Rosa | 113 | 12113 | 4 | 13791 | 1998 | 2025 |  |  | N | Natural Gas | [12 empty] | 0.001 | 0.23202 | 0.23202 | 0.23202 | 0.23202
Argyle | 7810_G_3 | 7810 | G | 3 |  | Hydro |  | MIS_MNWI | Wisconsin | 55 | Lafayette | 65 | 55065 | 0.1 | 0 | 1929 | 2021 |  |  | N | Hydro | [13 empty] | 0 | 0 | 0 | 0
Blue Lake | 8027_G_1 | 8027 | G | 1 | 89763 | Combustion Turbine |  | MIS_MNWI | Minnesota | 27 | Scott | 139 | 27139 | 39 | 11358 | 1974 | 2024 |  |  | N | Distillate Fuel Oil | [12 empty] | 0.05 | 1.6064 | 1.6064 | 1.6064 | 1.6064
Blue Lake | 8027_G_2 | 8027 | G | 2 | 89764 | Combustion Turbine |  | MIS_MNWI | Minnesota | 27 | Scott | 139 | 27139 | 39 | 11358 | 1974 | 2024 |  |  | N | Distillate Fuel Oil | [12 empty] | 0.05 | 1.6065 | 1.6065 | 1.6065 | 1.6065
Blue Lake | 8027_G_3 | 8027 | G | 3 | 89765 | Combustion Turbine |  | MIS_MNWI | Minnesota | 27 | Scott | 139 | 27139 | 36 | 11358 | 1974 | 2024 |  |  | N | Distillate Fuel Oil | [12 empty] | 0.05 | 1.606 | 1.606 | 1.606 | 1.606
Blue Lake | 8027_G_4 | 8027 | G | 4 | 89766 | Combustion Turbine |  | MIS_MNWI | Minnesota | 27 | Scott | 139 | 27139 | 39 | 11358 | 1974 | 2024 |  |  | N | Distillate Fuel Oil | [12 empty] | 0.05 | 1.6061 | 1.6061 | 1.6061 | 1.6061
Yankton | 8034_G_3 | 8034 | G | 3 |  | Combustion Turbine | IC Engine | SPP_WAUE | South Dakota | 46 | Yankton | 135 | 46135 | 6.5 | 12283 | 1975 | 2023 |  |  | N | Natural Gas, Distillate Fuel Oil | [12 empty] | 3 | 1.061 | 1.061 | 1.061 | 1.061
Clifton | 8037_G_1 | 8037 | G | 1 | 90747 | Combustion Turbine |  | SPP_N | Kansas | 20 | Washington | 201 | 20201 | 68 | 31000 | 1974 | 2022 |  |  | N | Natural Gas | [13 empty] | 0.23626 | 0.23626 | 0.23626 | 0.23626
Comanche (OK) | 8059_G_1G1 | 8059 | G | 1G1 | 3452 | Combined Cycle |  | SPP_WEST | Oklahoma | 40 | Comanche | 31 | 40031 | 78 | 9675 | 1973 | 2022 |  |  | N | Natural Gas |  |  |  | DLNB | [9 empty] | 0.035871 | 0.035871 | 0.035871 | 0.035871
Comanche (OK) | 8059_G_1G2 | 8059 | G | 1G2 | 3453 | Combined Cycle |  | SPP_WEST | Oklahoma | 40 | Comanche | 31 | 40031 | 78 | 9675 | 1973 | 2022 |  |  | N | Natural Gas |  |  |  | DLNB | [9 empty] | 0.035871 | 0.035871 | 0.035871 | 0.035871
Comanche (OK) | 8059_G_1S | 8059 | G | 1S | 3452 | Combined Cycle |  | SPP_WEST | Oklahoma | 40 | Comanche | 31 | 40031 | 104 | 9675 | 1974 | 2022 |  |  | N | Natural Gas |  |  |  | DLNB | [9 empty] | 0.035871 | 0.035871 | 0.035871 | 0.035871
Fort Lupton | 8067_G_1 | 8067 | G | 1 |  | Combustion Turbine |  | WECC_CO | Colorado | 8 | Weld | 123 | 08123 | 44 | 15793 | 1972 | 2025 |  |  | N | Natural Gas, Distillate Fuel Oil | [12 empty] | 0.06 | 0.47388 | 0.47388 | 0.47388 | 0.47388
Fort Lupton | 8067_G_2 | 8067 | G | 2 |  | Combustion Turbine |  | WECC_CO | Colorado | 8 | Weld | 123 | 08123 | 44 | 15798 | 1972 | 2025 |  |  | N | Natural Gas, Distillate Fuel Oil | [12 empty] | 0.06 | 0.47388 | 0.47388 | 0.47388 | 0.47388
Cherry Street | 9038_G_10 | 9038 | G | 10 |  | Combustion Turbine | IC Engine | NENGREST | Massachusetts | 25 | Middlesex | 17 | 25017 | 1.9 | 11224 | 1962 | 2024 |  |  | N | Natural Gas, Distillate Fuel Oil | [12 empty] | 0.789 | 3.112 | 3.112 | 3.112 | 3.112
Cherry Street | 9038_G_11 | 9038 | G | 11 |  | Combustion Turbine | IC Engine | NENGREST | Massachusetts | 25 | Middlesex | 17 | 25017 | 1.9 | 11224 | 1962 | 2024 |  |  | N | Natural Gas, Distillate Fuel Oil | [12 empty] | 0.789 | 3.1511 | 3.1511 | 3.1511 | 3.1511
Ormond Beach | 350_B_1 | 350 | B | 1 | 229 | O/G Steam |  | WECC_SCE | California | 6 | Ventura | 111 | 06111 | 741 | 10745 | 1971 | 2024 |  |  | N | Natural Gas |  |  |  |  | SCR | [8 empty] | 0.00711 | 0.00711 | 0.00711 | 0.00711
Ormond Beach | 350_B_2 | 350 | B | 2 | 230 | O/G Steam |  | WECC_SCE | California | 6 | Ventura | 111 | 06111 | 750 | 10745 | 1973 | 2024 |  |  | N | Natural Gas |  |  |  |  | SCR | [8 empty] | 0.00801 | 0.00801 | 0.00801 | 0.00801
Ellwood | 8076_G_01 | 8076 | G | 01 |  | Combustion Turbine |  | WECC_SCE | California | 6 | Santa Barbara | 83 | 06083 | 54 | 9827 | 1974 | 2024 |  |  | Y | Natural Gas | [12 empty] | 0.74 | 0.47388 | 0.47388 | 0.47388 | 0.47388
FirstEnergy W H Sammis | 2866_G_A1 | 2866 | G | A1 |  | Combustion Turbine | IC Engine | PJM_ATSI | Ohio | 39 | Jefferson | 81 | 39081 | 3 | 18413 | 1972 | 2028 |  |  | N | Distillate Fuel Oil | [12 empty] | 0.8 | 1.6498 | 1.6498 | 1.6498 | 1.6498
FirstEnergy W H Sammis | 2866_G_B1 | 2866 | G | B1 |  | Combustion Turbine | IC Engine | PJM_ATSI | Ohio | 39 | Jefferson | 81 | 39081 | 3 | 18412 | 1972 | 2028 |  |  | N | Distillate Fuel Oil | [12 empty] | 0.8 | 1.6498 | 1.6498 | 1.6498 | 1.6498
FirstEnergy W H Sammis | 2866_G_B2 | 2866 | G | B2 |  | Combustion Turbine | IC Engine | PJM_ATSI | Ohio | 39 | Jefferson | 81 | 39081 | 3 | 18412 | 1972 | 2028 |  |  | N | Distillate Fuel Oil | [12 empty] | 0.8 | 1.6498 | 1.6498 | 1.6498 | 1.6498
FirstEnergy W H Sammis | 2866_G_B3 | 2866 | G | B3 |  | Combustion Turbine | IC Engine | PJM_ATSI | Ohio | 39 | Jefferson | 81 | 39081 | 2 | 18444 | 1972 | 2028 |  |  | N | Distillate Fuel Oil | [12 empty] | 0.8 | 1.6498 | 1.6498 | 1.6498 | 1.6498
FirstEnergy W H Sammis | 2866_G_B4 | 2866 | G | B4 |  | Combustion Turbine | IC Engine | PJM_ATSI | Ohio | 39 | Jefferson | 81 | 39081 | 2 | 18444 | 1972 | 2028 |  |  | N | Distillate Fuel Oil | [12 empty] | 0.8 | 1.6498 | 1.6498 | 1.6498 | 1.6498
Rio Grande | 2444_B_7 | 2444 | B | 7 | 1587 | O/G Steam |  | WECC_NM | New Mexico | 35 | Dona Ana | 13 | 35013 | 46 | 12258 | 1972 | 2024 | wall | dry | N | Natural Gas |  |  |  | FR + LNB | [8 empty] | 0.68 | 0.20903 | 0.20903 | 0.20903 | 0.20903
FirstEnergy Pleasants Power Station | 6004_B_1 | 6004 | B | 1 | 2673 | Coal Steam |  | PJM_AP | West Virginia | 54 | Pleasants | 73 | 54073 | 644 | 10492 | 1979 | 2023 | wall | dry | N | Bituminous | Wet Scrubber | 1979 | 0.9 | LNB | SCR | 2003 |  | ESPC + WS | No |  |  |  | 1.2 | 0.24491 | 0.1638 | 0.24491 | 0.1638 | 0.05 | 0.1 | 0.56 | 0.95
FirstEnergy Pleasants Power Station | 6004_B_2 | 6004 | B | 2 | 2674 | Coal Steam |  | PJM_AP | West Virginia | 54 | Pleasants | 73 | 54073 | 644 | 10383 | 1980 | 2023 | wall | dry | N | Bituminous | Wet Scrubber | 1980 | 0.9 | LNB | SCR | 2003 |  | ESPC + WS | No |  |  |  | 1.2 | 0.21717 | 0.14174 | 0.21717 | 0.14174 | 0.05 | 0.1 | 0.56 | 0.95
North Valmy | 8224_B_2 | 8224 | B | 2 | 3474 | Coal Steam |  | WECC_NNV | Nevada | 32 | Humboldt | 13 | 32013 | 268 | 11179 | 1985 | 2025 | wall | dry | N | Bituminous, Subbituminous | Dry Scrubber | 1985 | 0.7 | LNB + OFA |  |  |  | B | NA |  |  |  | 0.6 | 0.31027 | 0.31027 | 0.31027 | 0.31027 | 0.05 | 0.1 | 1 | 0.98 | Yes | 2016
North Valmy | 8224_B_1 | 8224 | B | 1 | 3473 | Coal Steam |  | WECC_NNV | Nevada | 32 | Humboldt | 13 | 32013 | 254 | 11355 | 1981 | 2025 | wall | dry | N | Bituminous, Subbituminous |  |  | 0.1268 | LNB + OFA |  |  |  | B | NA |  |  |  | 1.2 | 0.35269 | 0.35269 | 0.35269 | 0.35269 | 0.11 | 0.1 | 1 | 0.98 | Yes | 2016
Oroville Cogeneration LP | 54477_G_GEN1 | 54477 | G | GEN1 |  | Combustion Turbine | IC Engine | WEC_CALN | California | 6 | Butte | 7 | 06007 | 1.1 | 13392 | 1990 | 2025 |  |  | Y | Natural Gas | [12 empty] | 0.74 | 0.2046 | 0.2046 | 0.2046 | 0.2046
Oroville Cogeneration LP | 54477_G_GEN2 | 54477 | G | GEN2 |  | Combustion Turbine | IC Engine | WEC_CALN | California | 6 | Butte | 7 | 06007 | 1.1 | 13392 | 1990 | 2025 |  |  | Y | Natural Gas | [12 empty] | 0.74 | 0.2046 | 0.2046 | 0.2046 | 0.2046
Oroville Cogeneration LP | 54477_G_GEN3 | 54477 | G | GEN3 |  | Combustion Turbine | IC Engine | WEC_CALN | California | 6 | Butte | 7 | 06007 | 1.1 | 13392 | 1990 | 2025 |  |  | Y | Natural Gas | [12 empty] | 0.74 | 0.2046 | 0.2046 | 0.2046 | 0.2046
Oroville Cogeneration LP | 54477_G_GEN4 | 54477 | G | GEN4 |  | Combustion Turbine | IC Engine | WEC_CALN | California | 6 | Butte | 7 | 06007 | 1.1 | 13392 | 1990 | 2025 |  |  | Y | Natural Gas | [12 empty] | 0.74 | 0.2046 | 0.2046 | 0.2046 | 0.2046
Oroville Cogeneration LP | 54477_G_GEN5 | 54477 | G | GEN5 |  | Combustion Turbine | IC Engine | WEC_CALN | California | 6 | Butte | 7 | 06007 | 1.1 | 13392 | 1990 | 2025 |  |  | Y | Natural Gas | [12 empty] | 0.74 | 0.2046 | 0.2046 | 0.2046 | 0.2046
Oroville Cogeneration LP | 54477_G_GEN6 | 54477 | G | GEN6 |  | Combustion Turbine | IC Engine | WEC_CALN | California | 6 | Butte | 7 | 06007 | 1.1 | 13392 | 1990 | 2025 |  |  | Y | Natural Gas | [12 empty] | 0.74 | 0.2046 | 0.2046 | 0.2046 | 0.2046
Oroville Cogeneration LP | 54477_G_GEN7 | 54477 | G | GEN7 |  | Combustion Turbine | IC Engine | WEC_CALN | California | 6 | Butte | 7 | 06007 | 1.1 | 13392 | 1990 | 2025 |  |  | Y | Natural Gas | [12 empty] | 0.74 | 0.2046 | 0.2046 | 0.2046 | 0.2046
AES Alamitos LLC | 315_B_3 | 315 | B | 3 | 201 | O/G Steam |  | WECC_SCE | California | 6 | Los Angeles | 37 | 06037 | 332 | 11157 | 1961 | 2024 |  |  | N | Natural Gas |  |  |  |  | SCR | [7 empty] | 0.74 | 0.024388 | 0.024388 | 0.024388 | 0.024388
AES Alamitos LLC | 315_B_4 | 315 | B | 4 | 202 | O/G Steam |  | WECC_SCE | California | 6 | Los Angeles | 37 | 06037 | 335 | 11055 | 1962 | 2024 |  |  | N | Natural Gas |  |  |  |  | SCR | [7 empty] | 0.74 | 0.0071729 | 0.0071729 | 0.0071729 | 0.0071729
AES Alamitos LLC | 315_B_5 | 315 | B | 5 | 203 | O/G Steam |  | WECC_SCE | California | 6 | Los Angeles | 37 | 06037 | 485 | 10843 | 1964 | 2024 |  |  | N | Natural Gas |  |  |  |  | SCR | [7 empty] | 0.74 | 0.011918 | 0.011918 | 0.011918 | 0.011918
AES Huntington Beach LLC | 335_B_2 | 335 | B | 2 | 224 | O/G Steam |  | WECC_SCE | California | 6 | Orange | 59 | 06059 | 225.8 | 11225 | 1958 | 2024 |  |  | N | Natural Gas |  |  |  |  | SCR | [7 empty] | 0.74 | 0.04181 | 0.04181 | 0.04181 | 0.04181
AES Redondo Beach LLC | 356_B_5 | 356 | B | 5 | 238 | O/G Steam |  | WECC_SCE | California | 6 | Los Angeles | 37 | 06037 | 175 | 13781 | 1954 | 2024 |  |  | N | Natural Gas |  |  |  |  | SCR | [7 empty] | 0.74 | 0.025191 | 0.025191 | 0.025191 | 0.025191
AES Redondo Beach LLC | 356_B_6 | 356 | B | 6 | 239 | O/G Steam |  | WECC_SCE | California | 6 | Los Angeles | 37 | 06037 | 175 | 13635 | 1957 | 2024 |  |  | N | Natural Gas |  |  |  |  | SCR | [7 empty] | 0.74 | 0.022851 | 0.022851 | 0.022851 | 0.022851
AES Redondo Beach LLC | 356_B_8 | 356 | B | 8 | 241 | O/G Steam |  | WECC_SCE | California | 6 | Los Angeles | 37 | 06037 | 480 | 11612 | 1967 | 2024 |  |  | N | Natural Gas |  |  |  |  | SCR | [7 empty] | 0.74 | 0.108 | 0.108 | 0.108 | 0.108
Collinwood BioEnergy Facility | 58439_G_CBE01 | 58439 | G | CBE01 |  | Non-Fossil Waste |  | PJM_ATSI | Ohio | 39 | Cuyahoga | 35 | 39035 | 1 | 14731 | 2011 | 2025 |  |  | N | Non-Fossil Waste | [13 empty] | 0 | 0 | 0 | 0
Logan Generating Company LP | 10043_B_B01 | 10043 | B | B01 | 3524 | Coal Steam |  | PJM_EMAC | New Jersey | 34 | Gloucester | 15 | 34015 | 219 | 11837 | 1994 | 2022 | wall | dry | Y | Bituminous | Dry Scrubber | 1994 | 0.93 | LNBO | SCR | 1994 |  | B | NA |  |  |  | 0.16 | 0.12065 | 0.12065 | 0.12065 | 0.12065 | 0.05 | 0.1 | 1 | 0.98
Chambers Cogeneration LP | 10566_B_BOIL1 | 10566 | B | BOIL1 | 3554 | Coal Steam |  | PJM_EMAC | New Jersey | 34 | Salem | 33 | 34033 | 122 | 10097 | 1994 | 2022 | wall | dry | Y | Bituminous | Dry Scrubber | 1994 | 0.93 | LNB + OFA | SCR | 1994 |  | B | NA |  |  |  | 0.263 | 0.11119 | 0.11119 | 0.11119 | 0.11119 | 0.05 | 0.1 | 1 | 0.98
Chambers Cogeneration LP | 10566_B_BOIL2 | 10566 | B | BOIL2 | 3555 | Coal Steam |  | PJM_EMAC | New Jersey | 34 | Salem | 33 | 34033 | 122 | 10097 | 1994 | 2022 | wall | dry | Y | Bituminous | Dry Scrubber | 1994 | 0.93 | LNB + OFA | SCR | 1994 |  | B | NA |  |  |  | 0.263 | 0.10916 | 0.10916 | 0.10916 | 0.10916 | 0.05 | 0.1 | 1 | 0.98
Muscatine Plant #1 | 1167_B_7 | 1167 | B | 7 |  | Coal Steam |  | MIS_IA | Iowa | 19 | Muscatine | 139 | 19139 | 20.7 | 8800 | 1958 | 2023 | stoker/SPR | dry | N | Subbituminous | [7 empty] | ESPC | No |  |  |  | 6 | 0.42901 | 0.42901 | 0.42901 | 0.42901 | 0.64 | 0.1 | 1 | 0
Muscatine Plant #1 | 1167_B_8 | 1167 | B | 8 | 787 | Coal Steam |  | MIS_IA | Iowa | 19 | Muscatine | 139 | 19139 | 44 | 8300 | 1969 | 2023 | cyclone | wet | Y | Subbituminous |  |  |  | LA + OFA |  |  |  | ESPC | No | ACI | 2016 |  | 6 | 0.81466 | 0.81466 | 0.81466 | 0.81466 | 0.1 | 0.1 | 0.1 | 0
CT Resource Rec Authority Facility | 54945_B_11 | 54945 | B | 11 |  | Municipal Solid Waste |  | NENG_CT | Connecticut | 9 | Hartford | 3 | 09003 | 19.5 | 20769 | 1988 | 2023 |  |  | N | MSW | Dry Scrubber | 1987 | 0.75 |  | SNCR |  |  | B | NA |  |  |  | 0.32 | 0.18604 | 0.18604 | 0.18604 | 0.18604 | 0.15 | 0.15 | 0.15
CT Resource Rec Authority Facility | 54945_B_12 | 54945 | B | 12 |  | Municipal Solid Waste |  | NENG_CT | Connecticut | 9 | Hartford | 3 | 09003 | 19.5 | 20769 | 1988 | 2023 |  |  | N | MSW | Dry Scrubber | 1987 | 0.75 |  | SNCR |  |  | B | NA |  |  |  | 0.32 | 0.18537 | 0.18537 | 0.18537 | 0.18537 | 0.15 | 0.15 | 0.15
CT Resource Rec Authority Facility | 54945_B_13 | 54945 | B | 13 |  | Municipal Solid Waste |  | NENG_CT | Connecticut | 9 | Hartford | 3 | 09003 | 19.5 | 20769 | 1988 | 2023 |  |  | N | MSW | Dry Scrubber | 1987 | 0.75 |  | SNCR |  |  | B | NA |  |  |  | 0.32 | 0.18265 | 0.18265 | 0.18265 | 0.18265 | 0.15 | 0.15 | 0.15
Big Bend | 645_B_BB03 | 645 | B | BB03 | 469 | Coal Steam |  | FRCC | Florida | 12 | Hillsborough | 57 | 12057 | 395 | 10663 | 1976 | 2023 | wall | wet | N | Bituminous, Natural Gas | Wet Scrubber | 2007 | 0.95 | NH3 + other | SCR | 2008 |  | ESPC | Yes |  |  |  | 6.5 | 0.4455 | 0.09335 | 0.4455 | 0.09335 | 0.05 | 0.1 | 0.56 | 0.99
Dallman | 963_B_33 | 963 | B | 33 | 647 | Coal Steam |  | MIS_IL | Illinois | 17 | Sangamon | 167 | 17167 | 188 | 11452 | 1978 | 2021 | tangential | wet | N | Bituminous | Wet Scrubber | 1980 | 0.95 |  | SCR | 2003 |  | ESPC | No |  |  |  | 0.2 | 0.3806 | 0.07175 | 0.3806 | 0.07175 | 0.05 | 0.1 | 0.56 | 0.99
TalenEnergy Martin Creek LLC Allentown | 3139_G_CTG1 | 3139 | G | CTG1 |  | Combustion Turbine |  | PJM_WMAC | Pennsylvania | 42 | Lehigh | 77 | 42077 | 14 | 16314 | 1967 | 2022 |  |  | N | Distillate Fuel Oil | [12 empty] | 1.315 | 0.35473 | 0.35473 | 0.35473 | 0.35473
TalenEnergy Martin Creek LLC Allentown | 3139_G_CTG2 | 3139 | G | CTG2 |  | Combustion Turbine |  | PJM_WMAC | Pennsylvania | 42 | Lehigh | 77 | 42077 | 14 | 16333 | 1967 | 2022 |  |  | N | Distillate Fuel Oil | [12 empty] | 1.315 | 0.41347 | 0.41347 | 0.41347 | 0.41347
TalenEnergy Martin Creek LLC Allentown | 3139_G_CTG3 | 3139 | G | CTG3 |  | Combustion Turbine |  | PJM_WMAC | Pennsylvania | 42 | Lehigh | 77 | 42077 | 14 | 16333 | 1967 | 2022 |  |  | N | Distillate Fuel Oil | [12 empty] | 1.315 | 0.41347 | 0.41347 | 0.41347 | 0.41347
TalenEnergy Martin Creek LLC Allentown | 3139_G_CTG4 | 3139 | G | CTG4 |  | Combustion Turbine |  | PJM_WMAC | Pennsylvania | 42 | Lehigh | 77 | 42077 | 14 | 16333 | 1967 | 2022 |  |  | N | Distillate Fuel Oil | [12 empty] | 1.315 | 0.41347 | 0.41347 | 0.41347 | 0.41347
TalenEnergy Martins Creek LLC Fishbach | 3142_G_UNT1 | 3142 | G | UNT1 |  | Combustion Turbine |  | PJM_WMAC | Pennsylvania | 42 | Schuylkill | 107 | 42107 | 14 | 14062 | 1969 | 2022 |  |  | N | Distillate Fuel Oil | [12 empty] | 1.315 | 0.41347 | 0.41347 | 0.41347 | 0.41347
TalenEnergy Martins Creek LLC Fishbach | 3142_G_UNT2 | 3142 | G | UNT2 |  | Combustion Turbine |  | PJM_WMAC | Pennsylvania | 42 | Schuylkill | 107 | 42107 | 14 | 14095 | 1969 | 2022 |  |  | N | Distillate Fuel Oil | [12 empty] | 1.315 | 0.41347 | 0.41347 | 0.41347 | 0.41347
TalenEnergy Martins Creek LLC Harrisburg | 3143_G_CTG1 | 3143 | G | CTG1 |  | Combustion Turbine |  | PJM_WMAC | Pennsylvania | 42 | Dauphin | 43 | 42043 | 14 | 15121 | 1967 | 2022 |  |  | N | Distillate Fuel Oil | [12 empty] | 1.315 | 0.41347 | 0.41347 | 0.41347 | 0.41347
TalenEnergy Martins Creek LLC Harrisburg | 3143_G_CTG2 | 3143 | G | CTG2 |  | Combustion Turbine |  | PJM_WMAC | Pennsylvania | 42 | Dauphin | 43 | 42043 | 14 | 15132 | 1967 | 2022 |  |  | N | Distillate Fuel Oil | [12 empty] | 1.315 | 0.41347 | 0.41347 | 0.41347 | 0.41347
TalenEnergy Martins Creek LLC Harrisburg | 3143_G_CTG3 | 3143 | G | CTG3 |  | Combustion Turbine |  | PJM_WMAC | Pennsylvania | 42 | Dauphin | 43 | 42043 | 14 | 15132 | 1967 | 2022 |  |  | N | Distillate Fuel Oil | [12 empty] | 1.315 | 0.41347 | 0.41347 | 0.41347 | 0.41347
TalenEnergy Martins Creek LLC Jenkins | 3146_G_CTG1 | 3146 | G | CTG1 |  | Combustion Turbine |  | PJM_WMAC | Pennsylvania | 42 | Luzerne | 79 | 42079 | 14 | 16970 | 1969 | 2022 |  |  | N | Distillate Fuel Oil | [12 empty] | 1.315 | 0.41347 | 0.41347 | 0.41347 | 0.41347
TalenEnergy Martins Creek LLC Jenkins | 3146_G_CTG2 | 3146 | G | CTG2 |  | Combustion Turbine |  | PJM_WMAC | Pennsylvania | 42 | Luzerne | 79 | 42079 | 14 | 17002 | 1969 | 2022 |  |  | N | Distillate Fuel Oil | [12 empty] | 1.315 | 0.41347 | 0.41347 | 0.41347 | 0.41347
TalenEnergy Martins Creek LLC Lock Haven | 3147_G_CTG | 3147 | G | CTG |  | Combustion Turbine |  | PJM_WMAC | Pennsylvania | 42 | Lycoming | 81 | 42081 | 14 | 16370 | 1969 | 2022 |  |  | N | Distillate Fuel Oil | [12 empty] | 1.315 | 0.22284 | 0.22284 | 0.22284 | 0.22284
TalenEnergy Martins Creek | 3148_G_CTG1 | 3148 | G | CTG1 |  | Combustion Turbine |  | PJM_WMAC | Pennsylvania | 42 | Northampton | 95 | 42095 | 18 | 15988 | 1971 | 2023 |  |  | N | Natural Gas | [12 empty] | 1.315 | 0.18686 | 0.18686 | 0.18686 | 0.18686
TalenEnergy Martins Creek | 3148_G_CTG2 | 3148 | G | CTG2 |  | Combustion Turbine |  | PJM_WMAC | Pennsylvania | 42 | Northampton | 95 | 42095 | 18 | 15991 | 1971 | 2023 |  |  | N | Natural Gas | [12 empty] | 1.315 | 0.18686 | 0.18686 | 0.18686 | 0.18686
TalenEnergy Martins Creek | 3148_G_CTG3 | 3148 | G | CTG3 |  | Combustion Turbine |  | PJM_WMAC | Pennsylvania | 42 | Northampton | 95 | 42095 | 18 | 15991 | 1971 | 2022 |  |  | N | Natural Gas | [12 empty] | 1.315 | 0.18686 | 0.18686 | 0.18686 | 0.18686
TalenEnergy Martins Creek LLC West Shore | 3154_G_CTG1 | 3154 | G | CTG1 |  | Combustion Turbine |  | PJM_WMAC | Pennsylvania | 42 | Cumberland | 41 | 42041 | 14 | 14860 | 1969 | 2022 |  |  | N | Distillate Fuel Oil | [12 empty] | 1.315 | 0.41347 | 0.41347 | 0.41347 | 0.41347
TalenEnergy Martins Creek LLC West Shore | 3154_G_CTG2 | 3154 | G | CTG2 |  | Combustion Turbine |  | PJM_WMAC | Pennsylvania | 42 | Cumberland | 41 | 42041 | 14 | 14891 | 1969 | 2022 |  |  | N | Distillate Fuel Oil | [12 empty] | 1.315 | 0.41347 | 0.41347 | 0.41347 | 0.41347
TalenEnergy Martins Creek LLC Williamsport | 3155_G_CTG1 | 3155 | G | CTG1 |  | Combustion Turbine |  | PJM_WMAC | Pennsylvania | 42 | Lycoming | 81 | 42081 | 13.5 | 15984 | 1967 | 2022 |  |  | N | Distillate Fuel Oil | [12 empty] | 1.315 | 0.21105 | 0.21105 | 0.21105 | 0.21105
TalenEnergy Martins Creek LLC Williamsport | 3155_G_CTG2 | 3155 | G | CTG2 |  | Combustion Turbine |  | PJM_WMAC | Pennsylvania | 42 | Lycoming | 81 | 42081 | 13.5 | 16028 | 1967 | 2022 |  |  | N | Distillate Fuel Oil | [12 empty] | 1.315 | 0.23588 | 0.23588 | 0.23588 | 0.23588
New York Methodist Hospital | 52091_G_CCHEG | 52091 | G | CCHEG |  | Combustion Turbine | IC Engine | NY_Z_J | New York | 36 | Kings | 47 | 36047 | 1.5 | 10745 | 2020 | 2020 |  |  | N | Distillate Fuel Oil | [13 empty] | 1.6498 | 1.6498 | 1.6498 | 1.6498
Boydton Plank Road Cogen Plant | 54766_G_GEN1 | 54766 | G | GEN1 |  | Combustion Turbine | IC Engine | PJM_Dom | Virginia | 51 | Dinwiddie | 53 | 51053 | 0.3 | 11849 | 1993 | 2022 |  |  | N | Natural Gas, Distillate Fuel Oil | [12 empty] | 2.64 | 1.6498 | 1.6498 | 1.6498 | 1.6498
Boydton Plank Road Cogen Plant | 54766_G_GEN10 | 54766 | G | GEN10 |  | Combustion Turbine | IC Engine | PJM_Dom | Virginia | 51 | Dinwiddie | 53 | 51053 | 0.3 | 11084 | 1993 | 2022 |  |  | N | Natural Gas, Distillate Fuel Oil | [13 empty] | 1.6498 | 1.6498 | 1.6498 | 1.6498
Boydton Plank Road Cogen Plant | 54766_G_GEN11 | 54766 | G | GEN11 |  | Combustion Turbine | IC Engine | PJM_Dom | Virginia | 51 | Dinwiddie | 53 | 51053 | 0.3 | 11084 | 2000 | 2022 |  |  | N | Natural Gas, Distillate Fuel Oil | [13 empty] | 1.6498 | 1.6498 | 1.6498 | 1.6498
Boydton Plank Road Cogen Plant | 54766_G_GEN12 | 54766 | G | GEN12 |  | Combustion Turbine | IC Engine | PJM_Dom | Virginia | 51 | Dinwiddie | 53 | 51053 | 0.3 | 11084 | 2000 | 2022 |  |  | N | Natural Gas, Distillate Fuel Oil | [13 empty] | 1.6498 | 1.6498 | 1.6498 | 1.6498
Boydton Plank Road Cogen Plant | 54766_G_GEN13 | 54766 | G | GEN13 |  | Combustion Turbine | IC Engine | PJM_Dom | Virginia | 51 | Dinwiddie | 53 | 51053 | 0.3 | 11084 | 2000 | 2022 |  |  | N | Natural Gas, Distillate Fuel Oil | [13 empty] | 1.6498 | 1.6498 | 1.6498 | 1.6498
Boydton Plank Road Cogen Plant | 54766_G_GEN14 | 54766 | G | GEN14 |  | Combustion Turbine | IC Engine | PJM_Dom | Virginia | 51 | Dinwiddie | 53 | 51053 | 0.3 | 11084 | 2000 | 2022 |  |  | N | Natural Gas, Distillate Fuel Oil | [13 empty] | 1.6498 | 1.6498 | 1.6498 | 1.6498
Boydton Plank Road Cogen Plant | 54766_G_GEN15 | 54766 | G | GEN15 |  | Combustion Turbine | IC Engine | PJM_Dom | Virginia | 51 | Dinwiddie | 53 | 51053 | 0.3 | 11084 | 2000 | 2022 |  |  | N | Natural Gas, Distillate Fuel Oil | [13 empty] | 1.6498 | 1.6498 | 1.6498 | 1.6498
Boydton Plank Road Cogen Plant | 54766_G_GEN16 | 54766 | G | GEN16 |  | Combustion Turbine | IC Engine | PJM_Dom | Virginia | 51 | Dinwiddie | 53 | 51053 | 0.3 | 11084 | 2000 | 2022 |  |  | N | Natural Gas, Distillate Fuel Oil | [13 empty] | 1.6498 | 1.6498 | 1.6498 | 1.6498
Boydton Plank Road Cogen Plant | 54766_G_GEN17 | 54766 | G | GEN17 |  | Combustion Turbine | IC Engine | PJM_Dom | Virginia | 51 | Dinwiddie | 53 | 51053 | 0.3 | 11084 | 2000 | 2022 |  |  | N | Natural Gas, Distillate Fuel Oil | [13 empty] | 1.6498 | 1.6498 | 1.6498 | 1.6498
Boydton Plank Road Cogen Plant | 54766_G_GEN18 | 54766 | G | GEN18 |  | Combustion Turbine | IC Engine | PJM_Dom | Virginia | 51 | Dinwiddie | 53 | 51053 | 0.3 | 11084 | 2000 | 2022 |  |  | N | Natural Gas, Distillate Fuel Oil | [13 empty] | 1.6498 | 1.6498 | 1.6498 | 1.6498
Boydton Plank Road Cogen Plant | 54766_G_GEN19 | 54766 | G | GEN19 |  | Combustion Turbine | IC Engine | PJM_Dom | Virginia | 51 | Dinwiddie | 53 | 51053 | 0.3 | 11084 | 2000 | 2022 |  |  | N | Natural Gas, Distillate Fuel Oil | [13 empty] | 1.6498 | 1.6498 | 1.6498 | 1.6498
Boydton Plank Road Cogen Plant | 54766_G_GEN2 | 54766 | G | GEN2 |  | Combustion Turbine | IC Engine | PJM_Dom | Virginia | 51 | Dinwiddie | 53 | 51053 | 0.3 | 11084 | 1993 | 2022 |  |  | N | Natural Gas, Distillate Fuel Oil | [13 empty] | 1.6498 | 1.6498 | 1.6498 | 1.6498
Boydton Plank Road Cogen Plant | 54766_G_GEN20 | 54766 | G | GEN20 |  | Combustion Turbine | IC Engine | PJM_Dom | Virginia | 51 | Dinwiddie | 53 | 51053 | 0.3 | 11084 | 2000 | 2022 |  |  | N | Natural Gas, Distillate Fuel Oil | [13 empty] | 1.6498 | 1.6498 | 1.6498 | 1.6498
Boydton Plank Road Cogen Plant | 54766_G_GEN21 | 54766 | G | GEN21 |  | Combustion Turbine | IC Engine | PJM_Dom | Virginia | 51 | Dinwiddie | 53 | 51053 | 0.3 | 11084 | 2000 | 2022 |  |  | N | Natural Gas, Distillate Fuel Oil | [13 empty] | 1.6498 | 1.6498 | 1.6498 | 1.6498
Boydton Plank Road Cogen Plant | 54766_G_GEN22 | 54766 | G | GEN22 |  | Combustion Turbine | IC Engine | PJM_Dom | Virginia | 51 | Dinwiddie | 53 | 51053 | 0.3 | 11084 | 2000 | 2022 |  |  | N | Natural Gas, Distillate Fuel Oil | [13 empty] | 1.6498 | 1.6498 | 1.6498 | 1.6498
Boydton Plank Road Cogen Plant | 54766_G_GEN23 | 54766 | G | GEN23 |  | Combustion Turbine | IC Engine | PJM_Dom | Virginia | 51 | Dinwiddie | 53 | 51053 | 0.3 | 11084 | 2000 | 2022 |  |  | N | Natural Gas, Distillate Fuel Oil | [13 empty] | 1.6498 | 1.6498 | 1.6498 | 1.6498
Boydton Plank Road Cogen Plant | 54766_G_GEN24 | 54766 | G | GEN24 |  | Combustion Turbine | IC Engine | PJM_Dom | Virginia | 51 | Dinwiddie | 53 | 51053 | 0.3 | 11084 | 2000 | 2022 |  |  | N | Natural Gas, Distillate Fuel Oil | [13 empty] | 1.6498 | 1.6498 | 1.6498 | 1.6498
Boydton Plank Road Cogen Plant | 54766_G_GEN25 | 54766 | G | GEN25 |  | Combustion Turbine | IC Engine | PJM_Dom | Virginia | 51 | Dinwiddie | 53 | 51053 | 0.3 | 11084 | 2000 | 2022 |  |  | N | Natural Gas, Distillate Fuel Oil | [13 empty] | 1.6498 | 1.6498 | 1.6498 | 1.6498
Boydton Plank Road Cogen Plant | 54766_G_GEN26 | 54766 | G | GEN26 |  | Combustion Turbine | IC Engine | PJM_Dom | Virginia | 51 | Dinwiddie | 53 | 51053 | 0.3 | 11084 | 2000 | 2022 |  |  | N | Natural Gas, Distillate Fuel Oil | [13 empty] | 1.6498 | 1.6498 | 1.6498 | 1.6498
Boydton Plank Road Cogen Plant | 54766_G_GEN27 | 54766 | G | GEN27 |  | Combustion Turbine | IC Engine | PJM_Dom | Virginia | 51 | Dinwiddie | 53 | 51053 | 0.3 | 11084 | 2000 | 2022 |  |  | N | Natural Gas, Distillate Fuel Oil | [13 empty] | 1.6498 | 1.6498 | 1.6498 | 1.6498
Boydton Plank Road Cogen Plant | 54766_G_GEN28 | 54766 | G | GEN28 |  | Combustion Turbine | IC Engine | PJM_Dom | Virginia | 51 | Dinwiddie | 53 | 51053 | 0.3 | 11084 | 2000 | 2022 |  |  | N | Natural Gas, Distillate Fuel Oil | [13 empty] | 1.6498 | 1.6498 | 1.6498 | 1.6498
Boydton Plank Road Cogen Plant | 54766_G_GEN29 | 54766 | G | GEN29 |  | Combustion Turbine | IC Engine | PJM_Dom | Virginia | 51 | Dinwiddie | 53 | 51053 | 0.3 | 11084 | 2000 | 2022 |  |  | N | Natural Gas, Distillate Fuel Oil | [13 empty] | 1.6498 | 1.6498 | 1.6498 | 1.6498
Boydton Plank Road Cogen Plant | 54766_G_GEN3 | 54766 | G | GEN3 |  | Combustion Turbine | IC Engine | PJM_Dom | Virginia | 51 | Dinwiddie | 53 | 51053 | 0.3 | 11084 | 1993 | 2022 |  |  | N | Natural Gas, Distillate Fuel Oil | [13 empty] | 1.6498 | 1.6498 | 1.6498 | 1.6498
Boydton Plank Road Cogen Plant | 54766_G_GEN30 | 54766 | G | GEN30 |  | Combustion Turbine | IC Engine | PJM_Dom | Virginia | 51 | Dinwiddie | 53 | 51053 | 0.3 | 11084 | 2000 | 2022 |  |  | N | Natural Gas, Distillate Fuel Oil | [13 empty] | 1.6498 | 1.6498 | 1.6498 | 1.6498
Boydton Plank Road Cogen Plant | 54766_G_GEN31 | 54766 | G | GEN31 |  | Combustion Turbine | IC Engine | PJM_Dom | Virginia | 51 | Dinwiddie | 53 | 51053 | 0.3 | 11084 | 2000 | 2022 |  |  | N | Natural Gas, Distillate Fuel Oil | [13 empty] | 1.6498 | 1.6498 | 1.6498 | 1.6498
Boydton Plank Road Cogen Plant | 54766_G_GEN32 | 54766 | G | GEN32 |  | Combustion Turbine | IC Engine | PJM_Dom | Virginia | 51 | Dinwiddie | 53 | 51053 | 0.3 | 11084 | 2000 | 2022 |  |  | N | Natural Gas, Distillate Fuel Oil | [13 empty] | 1.6498 | 1.6498 | 1.6498 | 1.6498
Boydton Plank Road Cogen Plant | 54766_G_GEN33 | 54766 | G | GEN33 |  | Combustion Turbine | IC Engine | PJM_Dom | Virginia | 51 | Dinwiddie | 53 | 51053 | 0.3 | 11084 | 2000 | 2022 |  |  | N | Natural Gas, Distillate Fuel Oil | [13 empty] | 1.6498 | 1.6498 | 1.6498 | 1.6498
Boydton Plank Road Cogen Plant | 54766_G_GEN34 | 54766 | G | GEN34 |  | Combustion Turbine | IC Engine | PJM_Dom | Virginia | 51 | Dinwiddie | 53 | 51053 | 0.3 | 11084 | 2000 | 2022 |  |  | N | Natural Gas, Distillate Fuel Oil | [13 empty] | 1.6498 | 1.6498 | 1.6498 | 1.6498
Boydton Plank Road Cogen Plant | 54766_G_GEN4 | 54766 | G | GEN4 |  | Combustion Turbine | IC Engine | PJM_Dom | Virginia | 51 | Dinwiddie | 53 | 51053 | 0.3 | 11084 | 1993 | 2022 |  |  | N | Natural Gas, Distillate Fuel Oil | [13 empty] | 1.6498 | 1.6498 | 1.6498 | 1.6498
Boydton Plank Road Cogen Plant | 54766_G_GEN5 | 54766 | G | GEN5 |  | Combustion Turbine | IC Engine | PJM_Dom | Virginia | 51 | Dinwiddie | 53 | 51053 | 0.3 | 11084 | 1993 | 2022 |  |  | N | Natural Gas, Distillate Fuel Oil | [13 empty] | 1.6498 | 1.6498 | 1.6498 | 1.6498
Boydton Plank Road Cogen Plant | 54766_G_GEN6 | 54766 | G | GEN6 |  | Combustion Turbine | IC Engine | PJM_Dom | Virginia | 51 | Dinwiddie | 53 | 51053 | 0.3 | 11084 | 1993 | 2022 |  |  | N | Natural Gas, Distillate Fuel Oil | [13 empty] | 1.6498 | 1.6498 | 1.6498 | 1.6498
Boydton Plank Road Cogen Plant | 54766_G_GEN7 | 54766 | G | GEN7 |  | Combustion Turbine | IC Engine | PJM_Dom | Virginia | 51 | Dinwiddie | 53 | 51053 | 0.3 | 11084 | 1993 | 2022 |  |  | N | Natural Gas, Distillate Fuel Oil | [13 empty] | 1.6498 | 1.6498 | 1.6498 | 1.6498
Boydton Plank Road Cogen Plant | 54766_G_GEN8 | 54766 | G | GEN8 |  | Combustion Turbine | IC Engine | PJM_Dom | Virginia | 51 | Dinwiddie | 53 | 51053 | 0.3 | 11084 | 1993 | 2022 |  |  | N | Natural Gas, Distillate Fuel Oil | [13 empty] | 1.6498 | 1.6498 | 1.6498 | 1.6498
Boydton Plank Road Cogen Plant | 54766_G_GEN9 | 54766 | G | GEN9 |  | Combustion Turbine | IC Engine | PJM_Dom | Virginia | 51 | Dinwiddie | 53 | 51053 | 0.3 | 11084 | 1993 | 2022 |  |  | N | Natural Gas, Distillate Fuel Oil | [13 empty] | 1.6498 | 1.6498 | 1.6498 | 1.6498
Rockville 1 & 2 | 56692_G_1A | 56692 | G | 1A |  | Combustion Turbine | IC Engine | PJM_Dom | Virginia | 51 | Goochland | 75 | 51075 | 0.3 | 10917 | 1995 | 2022 |  |  | N | Distillate Fuel Oil | [13 empty] | 1.7809 | 1.7809 | 1.7809 | 1.7809
Rockville 1 & 2 | 56692_G_1B | 56692 | G | 1B |  | Combustion Turbine | IC Engine | PJM_Dom | Virginia | 51 | Goochland | 75 | 51075 | 0.3 | 11663 | 1995 | 2022 |  |  | N | Distillate Fuel Oil | [13 empty] | 1.7809 | 1.7809 | 1.7809 | 1.7809
Rockville 1 & 2 | 56692_G_1C | 56692 | G | 1C |  | Combustion Turbine | IC Engine | PJM_Dom | Virginia | 51 | Goochland | 75 | 51075 | 0.3 | 11663 | 1995 | 2022 |  |  | N | Distillate Fuel Oil | [13 empty] | 1.7809 | 1.7809 | 1.7809 | 1.7809
Rockville 1 & 2 | 56692_G_1D | 56692 | G | 1D |  | Combustion Turbine | IC Engine | PJM_Dom | Virginia | 51 | Goochland | 75 | 51075 | 0.3 | 11663 | 1995 | 2022 |  |  | N | Distillate Fuel Oil | [13 empty] | 1.7809 | 1.7809 | 1.7809 | 1.7809
Rockville 1 & 2 | 56692_G_1E | 56692 | G | 1E |  | Combustion Turbine | IC Engine | PJM_Dom | Virginia | 51 | Goochland | 75 | 51075 | 0.3 | 11663 | 1995 | 2022 |  |  | N | Distillate Fuel Oil | [13 empty] | 1.7809 | 1.7809 | 1.7809 | 1.7809
Rockville 1 & 2 | 56692_G_1F | 56692 | G | 1F |  | Combustion Turbine | IC Engine | PJM_Dom | Virginia | 51 | Goochland | 75 | 51075 | 0.3 | 11663 | 1995 | 2022 |  |  | N | Distillate Fuel Oil | [13 empty] | 1.7809 | 1.7809 | 1.7809 | 1.7809
Rockville 1 & 2 | 56692_G_1G | 56692 | G | 1G |  | Combustion Turbine | IC Engine | PJM_Dom | Virginia | 51 | Goochland | 75 | 51075 | 0.3 | 11663 | 1995 | 2022 |  |  | N | Distillate Fuel Oil | [13 empty] | 1.7809 | 1.7809 | 1.7809 | 1.7809
Rockville 1 & 2 | 56692_G_1H | 56692 | G | 1H |  | Combustion Turbine | IC Engine | PJM_Dom | Virginia | 51 | Goochland | 75 | 51075 | 0.3 | 11663 | 1995 | 2022 |  |  | N | Distillate Fuel Oil | [13 empty] | 1.7809 | 1.7809 | 1.7809 | 1.7809
Rockville 1 & 2 | 56692_G_1I | 56692 | G | 1I |  | Combustion Turbine | IC Engine | PJM_Dom | Virginia | 51 | Goochland | 75 | 51075 | 0.3 | 11663 | 1995 | 2022 |  |  | N | Distillate Fuel Oil | [13 empty] | 1.7809 | 1.7809 | 1.7809 | 1.7809
Rockville 1 & 2 | 56692_G_1J | 56692 | G | 1J |  | Combustion Turbine | IC Engine | PJM_Dom | Virginia | 51 | Goochland | 75 | 51075 | 0.3 | 11663 | 1995 | 2022 |  |  | N | Distillate Fuel Oil | [13 empty] | 1.7809 | 1.7809 | 1.7809 | 1.7809
Rockville 1 & 2 | 56692_G_1K | 56692 | G | 1K |  | Combustion Turbine | IC Engine | PJM_Dom | Virginia | 51 | Goochland | 75 | 51075 | 0.3 | 11663 | 1995 | 2022 |  |  | N | Distillate Fuel Oil | [13 empty] | 1.7809 | 1.7809 | 1.7809 | 1.7809
Rockville 1 & 2 | 56692_G_1L | 56692 | G | 1L |  | Combustion Turbine | IC Engine | PJM_Dom | Virginia | 51 | Goochland | 75 | 51075 | 0.3 | 11663 | 1995 | 2022 |  |  | N | Distillate Fuel Oil | [13 empty] | 1.7809 | 1.7809 | 1.7809 | 1.7809
Rockville 1 & 2 | 56692_G_1M | 56692 | G | 1M |  | Combustion Turbine | IC Engine | PJM_Dom | Virginia | 51 | Goochland | 75 | 51075 | 0.3 | 11663 | 1995 | 2022 |  |  | N | Distillate Fuel Oil | [13 empty] | 1.7809 | 1.7809 | 1.7809 | 1.7809
Rockville 1 & 2 | 56692_G_1N | 56692 | G | 1N |  | Combustion Turbine | IC Engine | PJM_Dom | Virginia | 51 | Goochland | 75 | 51075 | 0.3 | 11663 | 1995 | 2022 |  |  | N | Distillate Fuel Oil | [13 empty] | 1.7809 | 1.7809 | 1.7809 | 1.7809
Rockville 1 & 2 | 56692_G_1O | 56692 | G | 1O |  | Combustion Turbine | IC Engine | PJM_Dom | Virginia | 51 | Goochland | 75 | 51075 | 0.3 | 11663 | 1995 | 2022 |  |  | N | Distillate Fuel Oil | [13 empty] | 1.7809 | 1.7809 | 1.7809 | 1.7809
Rockville 1 & 2 | 56692_G_2A | 56692 | G | 2A |  | Combustion Turbine | IC Engine | PJM_Dom | Virginia | 51 | Goochland | 75 | 51075 | 0.3 | 11663 | 2000 | 2022 |  |  | N | Distillate Fuel Oil | [13 empty] | 1.9081 | 1.9081 | 1.9081 | 1.9081
Rockville 1 & 2 | 56692_G_2B | 56692 | G | 2B |  | Combustion Turbine | IC Engine | PJM_Dom | Virginia | 51 | Goochland | 75 | 51075 | 0.3 | 11663 | 2000 | 2022 |  |  | N | Distillate Fuel Oil | [13 empty] | 1.9081 | 1.9081 | 1.9081 | 1.9081
Rockville 1 & 2 | 56692_G_2C | 56692 | G | 2C |  | Combustion Turbine | IC Engine | PJM_Dom | Virginia | 51 | Goochland | 75 | 51075 | 0.3 | 11663 | 2000 | 2022 |  |  | N | Distillate Fuel Oil | [13 empty] | 1.9081 | 1.9081 | 1.9081 | 1.9081
Rockville 1 & 2 | 56692_G_2D | 56692 | G | 2D |  | Combustion Turbine | IC Engine | PJM_Dom | Virginia | 51 | Goochland | 75 | 51075 | 0.3 | 11663 | 2000 | 2022 |  |  | N | Distillate Fuel Oil | [13 empty] | 1.9081 | 1.9081 | 1.9081 | 1.9081
Rockville 1 & 2 | 56692_G_2E | 56692 | G | 2E |  | Combustion Turbine | IC Engine | PJM_Dom | Virginia | 51 | Goochland | 75 | 51075 | 0.3 | 11663 | 2000 | 2022 |  |  | N | Distillate Fuel Oil | [13 empty] | 1.9081 | 1.9081 | 1.9081 | 1.9081
Rockville 1 & 2 | 56692_G_2F | 56692 | G | 2F |  | Combustion Turbine | IC Engine | PJM_Dom | Virginia | 51 | Goochland | 75 | 51075 | 0.3 | 11663 | 2000 | 2022 |  |  | N | Distillate Fuel Oil | [13 empty] | 1.9081 | 1.9081 | 1.9081 | 1.9081
Rockville 1 & 2 | 56692_G_2G | 56692 | G | 2G |  | Combustion Turbine | IC Engine | PJM_Dom | Virginia | 51 | Goochland | 75 | 51075 | 0.3 | 11663 | 2000 | 2022 |  |  | N | Distillate Fuel Oil | [13 empty] | 1.9081 | 1.9081 | 1.9081 | 1.9081
Rockville 1 & 2 | 56692_G_2H | 56692 | G | 2H |  | Combustion Turbine | IC Engine | PJM_Dom | Virginia | 51 | Goochland | 75 | 51075 | 0.3 | 11663 | 2000 | 2022 |  |  | N | Distillate Fuel Oil | [13 empty] | 1.9081 | 1.9081 | 1.9081 | 1.9081
Rockville 1 & 2 | 56692_G_2I | 56692 | G | 2I |  | Combustion Turbine | IC Engine | PJM_Dom | Virginia | 51 | Goochland | 75 | 51075 | 0.3 | 11663 | 2000 | 2022 |  |  | N | Distillate Fuel Oil | [13 empty] | 1.9081 | 1.9081 | 1.9081 | 1.9081
Rockville 1 & 2 | 56692_G_2J | 56692 | G | 2J |  | Combustion Turbine | IC Engine | PJM_Dom | Virginia | 51 | Goochland | 75 | 51075 | 0.3 | 11663 | 2000 | 2022 |  |  | N | Distillate Fuel Oil | [13 empty] | 1.9081 | 1.9081 | 1.9081 | 1.9081
Rockville 1 & 2 | 56692_G_2K | 56692 | G | 2K |  | Combustion Turbine | IC Engine | PJM_Dom | Virginia | 51 | Goochland | 75 | 51075 | 0.3 | 11663 | 2000 | 2022 |  |  | N | Distillate Fuel Oil | [13 empty] | 1.9081 | 1.9081 | 1.9081 | 1.9081
Rockville 1 & 2 | 56692_G_2L | 56692 | G | 2L |  | Combustion Turbine | IC Engine | PJM_Dom | Virginia | 51 | Goochland | 75 | 51075 | 0.3 | 11663 | 2000 | 2022 |  |  | N | Distillate Fuel Oil | [13 empty] | 1.9081 | 1.9081 | 1.9081 | 1.9081
Rockville 1 & 2 | 56692_G_2M | 56692 | G | 2M |  | Combustion Turbine | IC Engine | PJM_Dom | Virginia | 51 | Goochland | 75 | 51075 | 0.3 | 11663 | 2000 | 2022 |  |  | N | Distillate Fuel Oil | [13 empty] | 1.9081 | 1.9081 | 1.9081 | 1.9081
Rockville 1 & 2 | 56692_G_2N | 56692 | G | 2N |  | Combustion Turbine | IC Engine | PJM_Dom | Virginia | 51 | Goochland | 75 | 51075 | 0.3 | 11663 | 2000 | 2022 |  |  | N | Distillate Fuel Oil | [13 empty] | 1.9081 | 1.9081 | 1.9081 | 1.9081
Rockville 1 & 2 | 56692_G_2O | 56692 | G | 2O |  | Combustion Turbine | IC Engine | PJM_Dom | Virginia | 51 | Goochland | 75 | 51075 | 0.3 | 11663 | 2000 | 2022 |  |  | N | Distillate Fuel Oil | [13 empty] | 1.9081 | 1.9081 | 1.9081 | 1.9081
Rockville 1 & 2 | 56692_G_2P | 56692 | G | 2P |  | Combustion Turbine | IC Engine | PJM_Dom | Virginia | 51 | Goochland | 75 | 51075 | 0.3 | 11663 | 2000 | 2022 |  |  | N | Distillate Fuel Oil | [13 empty] | 1.9081 | 1.9081 | 1.9081 | 1.9081
Rockville 1 & 2 | 56692_G_2Q | 56692 | G | 2Q |  | Combustion Turbine | IC Engine | PJM_Dom | Virginia | 51 | Goochland | 75 | 51075 | 0.3 | 11663 | 2000 | 2022 |  |  | N | Distillate Fuel Oil | [13 empty] | 1.9081 | 1.9081 | 1.9081 | 1.9081
Rockville 1 & 2 | 56692_G_2R | 56692 | G | 2R |  | Combustion Turbine | IC Engine | PJM_Dom | Virginia | 51 | Goochland | 75 | 51075 | 0.3 | 11663 | 2000 | 2022 |  |  | N | Distillate Fuel Oil | [13 empty] | 1.9081 | 1.9081 | 1.9081 | 1.9081
Rockville 1 & 2 | 56692_G_2S | 56692 | G | 2S |  | Combustion Turbine | IC Engine | PJM_Dom | Virginia | 51 | Goochland | 75 | 51075 | 0.3 | 11663 | 2000 | 2022 |  |  | N | Distillate Fuel Oil | [13 empty] | 1.9081 | 1.9081 | 1.9081 | 1.9081
Rockville 1 & 2 | 56692_G_2T | 56692 | G | 2T |  | Combustion Turbine | IC Engine | PJM_Dom | Virginia | 51 | Goochland | 75 | 51075 | 0.3 | 11663 | 2000 | 2022 |  |  | N | Distillate Fuel Oil | [13 empty] | 1.9081 | 1.9081 | 1.9081 | 1.9081
Rockville 1 & 2 | 56692_G_2U | 56692 | G | 2U |  | Combustion Turbine | IC Engine | PJM_Dom | Virginia | 51 | Goochland | 75 | 51075 | 0.3 | 11663 | 2000 | 2022 |  |  | N | Distillate Fuel Oil | [13 empty] | 1.9081 | 1.9081 | 1.9081 | 1.9081
Washburn Wind Farm | 61071_G_WASH | 61071 | G | WASH |  | Onshore Wind |  | MIS_MIDA | Iowa | 19 | Black Hawk | 13 | 19013 | 70 | 0 | 2020 | 2020 |  |  | N | Wind | [13 empty] | 0 | 0 | 0 | 0
Desert Star Hybrid | 62965_G_DSPV | 62965 | G | DSPV |  | Solar PV |  | WECC_AZ | Arizona | 4 | Maricopa | 13 | 04013 | 10 | 0 | 2015 | 2015 |  |  | N | Solar | [13 empty] | 0 | 0 | 0 | 0
William F Wyman | 1507_B_1 | 1507 | B | 1 | 1000 | O/G Steam |  | NENG_ME | Maine | 23 | Cumberland | 5 | 23005 | 50 | 14500 | 1957 | 2023 | wall | dry | N | Residual Fuel Oil |  |  |  | LA + LNB |  |  |  | C | NA |  |  |  | 2.16 | 0.15 | 0.15 | 0.15 | 0.15
William F Wyman | 1507_B_2 | 1507 | B | 2 | 1001 | O/G Steam |  | NENG_ME | Maine | 23 | Cumberland | 5 | 23005 | 48 | 14407 | 1958 | 2023 | wall | dry | N | Residual Fuel Oil |  |  |  | LA + LNB |  |  |  | C | NA |  |  |  | 2.16 | 0.2 | 0.2 | 0.2 | 0.2
Morgantown Generating Plant | 1573_B_1 | 1573 | B | 1 | 1065 | Coal Steam |  | PJM_SMAC | Maryland | 24 | Charles | 17 | 24017 | 596 | 10254 | 1970 | 2022 | tangential | dry | N | Bituminous | Wet Scrubber | 2009 | 0.98 | LNC3 + NH3 | SCR | 2007 |  | ESPC | Yes |  |  |  | 0.14 | 0.2634 | 0.05028 | 0.2634 | 0.05028 | 0.05 | 0.1 | 0.56 | 0.99
Morgantown Generating Plant | 1573_B_2 | 1573 | B | 2 | 1066 | Coal Steam |  | PJM_SMAC | Maryland | 24 | Charles | 17 | 24017 | 609 | 10170 | 1971 | 2022 | tangential | dry | N | Bituminous | Wet Scrubber | 2009 | 0.98 | LNC3 + NH3 | SCR | 2008 |  | ESPC | Yes |  |  |  | 0.14 | 0.4045 | 0.0428 | 0.4045 | 0.0428 | 0.05 | 0.1 | 0.56 | 0.99
Avon Lake | 2836_B_12 | 2836 | B | 12 | 1906 | Coal Steam |  | PJM_ATSI | Ohio | 39 | Lorain | 93 | 39093 | 615 | 10011 | 1970 | 2022 | cell | dry | N | Bituminous, Subbituminous |  |  | 0.0808 | LNCB + OFA | SNCR |  | 2004 | ESPC | No | ACI | 2017 |  | 4.65 | 0.36681 | 0.26497 | 0.36681 | 0.26497 | 0.1 | 0.1 | 0.1 | 0.98 | Yes | 2016
Burnside Alumina Plant | 58200_B_BLR2 | 58200 | B | BLR2 |  | O/G Steam |  | MIS_LA | Louisiana | 22 | Ascension | 5 | 22005 | 4 | 8300 | 1957 | 2020 |  |  | Y | Natural Gas |  |  |  | LA | [9 empty] | 0.14526 | 0.14526 | 0.14526 | 0.14526
Burnside Alumina Plant | 58200_B_BLR3 | 58200 | B | BLR3 |  | O/G Steam |  | MIS_LA | Louisiana | 22 | Ascension | 5 | 22005 | 4 | 8300 | 1957 | 2020 |  |  | Y | Natural Gas |  |  |  | LA | [9 empty] | 0.14526 | 0.14526 | 0.14526 | 0.14526
Burnside Alumina Plant | 58200_B_BLR4 | 58200 | B | BLR4 |  | O/G Steam |  | MIS_LA | Louisiana | 22 | Ascension | 5 | 22005 | 4 | 8300 | 1957 | 2020 |  |  | Y | Natural Gas |  |  |  | LA | [9 empty] | 0.14526 | 0.14526 | 0.14526 | 0.14526
W H Zimmer | 6019_B_1 | 6019 | B | 1 | 2683 | Coal Steam |  | PJM_West | Ohio | 39 | Clermont | 25 | 39025 | 1305 | 9761 | 1991 | 2022 | wall | dry | N | Bituminous | Wet Scrubber | 1991 | 0.91 | LNB | SCR | 2004 |  | ESPC | No |  |  |  | 0.548 | 0.26606 | 0.07 | 0.26606 | 0.07 | 0.05 | 0.1 | 0.56 | 0.96
Cheswick Power Plant | 8226_B_1 | 8226 | B | 1 | 3475 | Coal Steam |  | PJM_West | Pennsylvania | 42 | Allegheny | 3 | 42003 | 565 | 10935 | 1970 | 2022 | tangential | dry | N | Bituminous | Wet Scrubber | 2010 | 0.983 | LNC2 | SCR | 2003 |  | ESPC | Yes |  |  |  | 2.8 | 0.39205 | 0.16987 | 0.39205 | 0.16987 | 0.05 | 0.1 | 0.56 | 0.99
Pedricktown Cogeneration Company LP | 10099_G_GEN1 | 10099 | G | GEN1 | 3525 | Combined Cycle |  | PJM_EMAC | New Jersey | 34 | Salem | 33 | 34033 | 78.3 | 8761 | 1992 | 2022 |  |  | N | Natural Gas, Distillate Fuel Oil |  |  |  | NH3 + STM | SCR | [8 empty] | 0.040155 | 0.040155 | 0.040155 | 0.040155
Pedricktown Cogeneration Company LP | 10099_G_GEN2 | 10099 | G | GEN2 | 3525 | Combined Cycle |  | PJM_EMAC | New Jersey | 34 | Salem | 33 | 34033 | 37 | 8761 | 1992 | 2022 |  |  | N | Natural Gas, Distillate Fuel Oil |  |  |  | NH3 + STM | SCR | [8 empty] | 0.040155 | 0.040155 | 0.040155 | 0.040155
Preston (IA) | 1176_G_1 | 1176 | G | 1 |  | Combustion Turbine | IC Engine | MIS_IA | Iowa | 19 | Jackson | 97 | 19097 | 0.7 | 25000 | 1968 | 2014 |  |  | N | Distillate Fuel Oil | [12 empty] | 1.556 | 1.6498 | 1.6498 | 1.6498 | 1.6498
Preston (IA) | 1176_G_2 | 1176 | G | 2 |  | Combustion Turbine | IC Engine | MIS_IA | Iowa | 19 | Jackson | 97 | 19097 | 0.7 | 25000 | 1968 | 2014 |  |  | N | Distillate Fuel Oil | [12 empty] | 1.572 | 1.6498 | 1.6498 | 1.6498 | 1.6498
Caribou Generation Station | 1513_G_CD2 | 1513 | G | CD2 |  | Combustion Turbine | IC Engine | NENG_ME | Maine | 23 | Aroostook | 3 | 23003 | 2.5 | 12283 | 1948 | 2019 |  |  | N | Distillate Fuel Oil | [12 empty] | 2 | 3.1867 | 3.1867 | 3.1867 | 3.1867
Caribou Generation Station | 1513_G_CD3 | 1513 | G | CD3 |  | Combustion Turbine | IC Engine | NENG_ME | Maine | 23 | Aroostook | 3 | 23003 | 2.5 | 12283 | 1948 | 2019 |  |  | N | Distillate Fuel Oil | [12 empty] | 2 | 3.1867 | 3.1867 | 3.1867 | 3.1867
Caribou Generation Station | 1513_G_CD4 | 1513 | G | CD4 |  | Combustion Turbine | IC Engine | NENG_ME | Maine | 23 | Aroostook | 3 | 23003 | 1 | 12283 | 1948 | 2019 |  |  | N | Distillate Fuel Oil | [12 empty] | 2 | 3.1867 | 3.1867 | 3.1867 | 3.1867
Caribou Generation Station | 1513_G_CD5 | 1513 | G | CD5 |  | Combustion Turbine | IC Engine | NENG_ME | Maine | 23 | Aroostook | 3 | 23003 | 1 | 12283 | 1951 | 2019 |  |  | N | Distillate Fuel Oil | [12 empty] | 2 | 3.1867 | 3.1867 | 3.1867 | 3.1867
Caribou Generation Station | 1513_G_CH1 | 1513 | G | CH1 |  | Hydro |  | NENG_ME | Maine | 23 | Aroostook | 3 | 23003 | 0.4 | 0 | 1926 | 2019 |  |  | N | Hydro | [13 empty] | 0 | 0 | 0 | 0
Caribou Generation Station | 1513_G_CH2 | 1513 | G | CH2 |  | Hydro |  | NENG_ME | Maine | 23 | Aroostook | 3 | 23003 | 0.4 | 0 | 1926 | 2019 |  |  | N | Hydro | [13 empty] | 0 | 0 | 0 | 0
Morgantown Generating Plant | 1573_G_GT1 | 1573 | G | GT1 |  | Combustion Turbine |  | PJM_SMAC | Maryland | 24 | Charles | 17 | 24017 | 13 | 14269 | 1970 | 2022 |  |  | N | Distillate Fuel Oil | [12 empty] | 0.3 | 1.0834 | 1.0834 | 1.0834 | 1.0834
Morgantown Generating Plant | 1573_G_GT2 | 1573 | G | GT2 |  | Combustion Turbine |  | PJM_SMAC | Maryland | 24 | Charles | 17 | 24017 | 13 | 14269 | 1971 | 2022 |  |  | N | Distillate Fuel Oil | [12 empty] | 0.3 | 0.56572 | 0.56572 | 0.56572 | 0.56572
Meramec | 2104_G_GT1 | 2104 | G | GT1 | 89684 | Combustion Turbine |  | MIS_MO | Missouri | 29 | St Louis | 189 | 29189 | 54 | 12856 | 1974 | 2020 |  |  | N | Distillate Fuel Oil | [12 empty] | 0.5 | 1.1236 | 1.1236 | 1.1236 | 1.1236
Walter C Beckjord | 2830_G_BECK2 | 2830 | G | BECK2 |  | Energy Storage |  | PJM_West | Ohio | 39 | Clermont | 25 | 39025 | 2 | 0 | 2015 | 2021 |  |  | N | Energy Storage | [13 empty] | 0 | 0 | 0 | 0
Avon Lake | 2836_G_10 | 2836 | G | 10 | 10208 | Combustion Turbine |  | PJM_ATSI | Ohio | 39 | Lorain | 93 | 39093 | 25 | 25000 | 1968 | 2022 | tangential | dry | N | Distillate Fuel Oil | [12 empty] | 0.5 | 1.2001 | 1.2001 | 1.2001 | 1.2001
Borel | 328_G_1 | 328 | G | 1 |  | Hydro |  | WECC_SCE | California | 6 | Kern | 29 | 06029 | 2.1 | 0 | 1904 | 2017 |  |  | N | Hydro | [13 empty] | 0 | 0 | 0 | 0
Borel | 328_G_2 | 328 | G | 2 |  | Hydro |  | WECC_SCE | California | 6 | Kern | 29 | 06029 | 2.5 | 0 | 1904 | 2017 |  |  | N | Hydro | [13 empty] | 0 | 0 | 0 | 0
Borel | 328_G_3 | 328 | G | 3 |  | Hydro |  | WECC_SCE | California | 6 | Kern | 29 | 06029 | 6 | 0 | 1932 | 2017 |  |  | N | Hydro | [13 empty] | 0 | 0 | 0 | 0
Huron | 3344_G_2A | 3344 | G | 2A | 2244 | Combustion Turbine |  | SPP_WAUE | South Dakota | 46 | Beadle | 5 | 46005 | 43.7 | 15301 | 1991 | 2019 |  |  | N | Natural Gas, Distillate Fuel Oil |  |  |  | H2O | [8 empty] | 3 | 0.70006 | 0.70006 | 0.70006 | 0.70006
Newark Bay Cogeneration Partnership LP | 50385_G_GEN1 | 50385 | G | GEN1 | 3650 | Combined Cycle |  | PJM_EMAC | New Jersey | 34 | Essex | 13 | 34013 | 43.5 | 8876 | 1993 | 2022 |  |  | N | Natural Gas |  |  |  | STM | SCR | [8 empty] | 0.043638 | 0.043638 | 0.043638 | 0.043638
Newark Bay Cogeneration Partnership LP | 50385_G_GEN2 | 50385 | G | GEN2 | 3651 | Combined Cycle |  | PJM_EMAC | New Jersey | 34 | Essex | 13 | 34013 | 43.5 | 8876 | 1993 | 2022 |  |  | N | Natural Gas |  |  |  | STM | SCR | [8 empty] | 0.043638 | 0.043638 | 0.043638 | 0.043638
Newark Bay Cogeneration Partnership LP | 50385_G_GEN3 | 50385 | G | GEN3 | 3650 | Combined Cycle |  | PJM_EMAC | New Jersey | 34 | Essex | 13 | 34013 | 33.2 | 8876 | 1993 | 2022 |  |  | N | Natural Gas |  |  |  | STM | SCR | [8 empty] | 0.043638 | 0.043638 | 0.043638 | 0.043638
Mesa Wind Power Corp | 50535_G_WGNS | 50535 | G | WGNS |  | Onshore Wind |  | WECC_SCE | California | 6 | Riverside | 65 | 06065 | 29.9 | 0 | 1984 | 2020 |  |  | N | Wind | [13 empty] | 0 | 0 | 0 | 0
Yates Gas Plant | 55025_G_GEN1 | 55025 | G | GEN1 |  | Combustion Turbine |  | ERC_WEST | Texas | 48 | Pecos | 371 | 48371 | 2.8 | 8700 | 1986 | 2019 |  |  | Y | Natural Gas | [13 empty] | 0.47388 | 0.47388 | 0.47388 | 0.47388
Yates Gas Plant | 55025_G_GEN2 | 55025 | G | GEN2 |  | Combustion Turbine |  | ERC_WEST | Texas | 48 | Pecos | 371 | 48371 | 2.8 | 8700 | 1986 | 2019 |  |  | Y | Natural Gas | [13 empty] | 0.47388 | 0.47388 | 0.47388 | 0.47388
MM Lopez Energy | 55161_G_UNT1 | 55161 | G | UNT1 |  | Landfill Gas |  | WECC_SCE | California | 6 | Los Angeles | 37 | 06037 | 2.7 | 13500 | 1998 | 2021 |  |  | N | Landfill Gas | [13 empty] | 0.11349 | 0.11349 | 0.11349 | 0.11349
Montgomery County Oaks LFGE Plant | 55885_G_CAT35 | 55885 | G | CAT35 |  | Landfill Gas |  | PJM_SMAC | Maryland | 24 | Montgomery | 31 | 24031 | 1.5 | 14489 | 2009 | 2021 |  |  | N | Landfill Gas | [13 empty] | 0.07063 | 0.07063 | 0.07063 | 0.07063
Montgomery County Oaks LFGE Plant | 55885_G_GEJGC | 55885 | G | GEJGC |  | Landfill Gas |  | PJM_SMAC | Maryland | 24 | Montgomery | 31 | 24031 | 0.8 | 14489 | 2009 | 2021 |  |  | N | Landfill Gas | [13 empty] | 0.18917 | 0.18917 | 0.18917 | 0.18917
South Meadow | 563_G_11 | 563 | G | 11 | 357 | Combustion Turbine |  | NENG_CT | Connecticut | 9 | Hartford | 3 | 09003 | 35.7 | 16589 | 1970 | 2023 |  |  | N | Distillate Fuel Oil | [12 empty] | 0.33 | 0.15 | 0.15 | 0.15 | 0.15
South Meadow | 563_G_12 | 563 | G | 12 | 360 | Combustion Turbine |  | NENG_CT | Connecticut | 9 | Hartford | 3 | 09003 | 37.7 | 16588 | 1970 | 2023 |  |  | N | Distillate Fuel Oil | [12 empty] | 0.33 | 0.15 | 0.15 | 0.15 | 0.15
South Meadow | 563_G_13 | 563 | G | 13 | 363 | Combustion Turbine |  | NENG_CT | Connecticut | 9 | Hartford | 3 | 09003 | 38.3 | 16586 | 1970 | 2023 |  |  | N | Distillate Fuel Oil | [12 empty] | 0.33 | 0.15 | 0.15 | 0.15 | 0.15
South Meadow | 563_G_14 | 563 | G | 14 | 365 | Combustion Turbine |  | NENG_CT | Connecticut | 9 | Hartford | 3 | 09003 | 36.7 | 16590 | 1970 | 2023 |  |  | N | Distillate Fuel Oil | [12 empty] | 0.33 | 0.15 | 0.15 | 0.15 | 0.15
Austin Gas Recovery | 56524_G_GEN4 | 56524 | G | GEN4 |  | Landfill Gas |  | ERC_REST | Texas | 48 | Travis | 453 | 48453 | 1.6 | 13500 | 2007 | 2019 |  |  | N | Landfill Gas | [13 empty] | 0.22117 | 0.22117 | 0.22117 | 0.22117
Snyder Wind Farm | 56602_G_SNY1 | 56602 | G | SNY1 |  | Onshore Wind |  | ERC_WEST | Texas | 48 | Scurry | 415 | 48415 | 63 | 0 | 2007 | 2021 |  |  | N | Wind | [13 empty] | 0 | 0 | 0 | 0
Sherbino I Wind Farm | 56779_G_1 | 56779 | G | 1 |  | Onshore Wind |  | ERC_WEST | Texas | 48 | Pecos | 371 | 48371 | 150 | 0 | 2008 | 2021 |  |  | N | Wind | [13 empty] | 0 | 0 | 0 | 0
Sears Hydroelectric Plant | 56978_G_1 | 56978 | G | 1 |  | Hydro |  | MIS_MIDA | Illinois | 17 | Rock Island | 161 | 17161 | 0.3 | 0 | 1985 | 2021 |  |  | N | Hydro | [13 empty] | 0 | 0 | 0 | 0
Sears Hydroelectric Plant | 56978_G_2 | 56978 | G | 2 |  | Hydro |  | MIS_MIDA | Illinois | 17 | Rock Island | 161 | 17161 | 0.3 | 0 | 1986 | 2021 |  |  | N | Hydro | [13 empty] | 0 | 0 | 0 | 0
Sears Hydroelectric Plant | 56978_G_3 | 56978 | G | 3 |  | Hydro |  | MIS_MIDA | Illinois | 17 | Rock Island | 161 | 17161 | 0.3 | 0 | 2010 | 2021 |  |  | N | Hydro | [13 empty] | 0 | 0 | 0 | 0
Sears Hydroelectric Plant | 56978_G_4 | 56978 | G | 4 |  | Hydro |  | MIS_MIDA | Illinois | 17 | Rock Island | 161 | 17161 | 0.3 | 0 | 2010 | 2021 |  |  | N | Hydro | [13 empty] | 0 | 0 | 0 | 0
CSU East Bay | 57042_G_1 | 57042 | G | 1 |  | Fuel Cell |  | WEC_CALN | California | 6 | Alameda | 1 | 06001 | 1.4 | 6437 | 2011 | 2021 |  |  | Y | Natural Gas | [13 empty] | 0 | 0 | 0 | 0
SF State University | 57043_G_1 | 57043 | G | 1 |  | Fuel Cell |  | WEC_CALN | California | 6 | San Francisco | 75 | 06075 | 0.2 | 5686 | 2011 | 2021 |  |  | Y | Natural Gas | [13 empty] | 0 | 0 | 0 | 0
PPL Glendon LFGTE Plant | 57183_G_1 | 57183 | G | 1 |  | Landfill Gas |  | PJM_WMAC | Pennsylvania | 42 | Northampton | 95 | 42095 | 1.6 | 13500 | 2011 | 2021 |  |  | N | Landfill Gas | [13 empty] | 0.22117 | 0.22117 | 0.22117 | 0.22117
PPL Glendon LFGTE Plant | 57183_G_2 | 57183 | G | 2 |  | Landfill Gas |  | PJM_WMAC | Pennsylvania | 42 | Northampton | 95 | 42095 | 1.6 | 13500 | 2011 | 2021 |  |  | N | Landfill Gas | [13 empty] | 0.22117 | 0.22117 | 0.22117 | 0.22117
Cargill Dry Creek Biofactory | 57344_G_GS1 | 57344 | G | GS1 |  | Non-Fossil Waste |  | WECC_ID | Idaho | 16 | Twin Falls | 83 | 16083 | 0.8 | 6330 | 2008 | 2020 |  |  | Y | Non-Fossil Waste | [13 empty] | 0 | 0 | 0 | 0
Cargill Dry Creek Biofactory | 57344_G_GS2 | 57344 | G | GS2 |  | Non-Fossil Waste |  | WECC_ID | Idaho | 16 | Twin Falls | 83 | 16083 | 0.8 | 6330 | 2008 | 2020 |  |  | Y | Non-Fossil Waste | [13 empty] | 0 | 0 | 0 | 0
Cargill Dry Creek Biofactory | 57344_G_GS3 | 57344 | G | GS3 |  | Non-Fossil Waste |  | WECC_ID | Idaho | 16 | Twin Falls | 83 | 16083 | 0.8 | 6330 | 2008 | 2020 |  |  | Y | Non-Fossil Waste | [13 empty] | 0 | 0 | 0 | 0
Vaca Dixon Battery Storage System | 59256_G_BAT1 | 59256 | G | BAT1 |  | Energy Storage |  | WEC_CALN | California | 6 | Solano | 95 | 06095 | 2 | 0 | 2013 | 2021 |  |  | N | Energy Storage | [13 empty] | 0 | 0 | 0 | 0
Yerba Buena | 59257_G_YB1 | 59257 | G | YB1 |  | Energy Storage |  | WEC_CALN | California | 6 | Santa Clara | 85 | 06085 | 4 | 0 | 2013 | 2021 |  |  | N | Energy Storage | [13 empty] | 0 | 0 | 0 | 0
AEP Milton NaS | 59995_G_1 | 59995 | G | 1 |  | Energy Storage |  | PJM_West | West Virginia | 54 | Cabell | 11 | 54011 | 2 | 0 | 2009 | 2021 |  |  | N | Energy Storage | [13 empty] | 0 | 0 | 0 | 0
USS Chariot Solar LLC | 63171_G_CHROT | 63171 | G | CHROT |  | Solar PV |  | MIS_MNWI | Minnesota | 27 | Renville | 129 | 27129 | 1 | 0 | 2020 | 2021 |  |  | N | Solar | [13 empty] | 0 | 0 | 0 | 0
Baldwin Energy Complex | 889_B_3 | 889 | B | 3 | 613 | Coal Steam |  | MIS_IL | Illinois | 17 | Randolph | 157 | 17157 | 621 | 10103 | 1975 | 2020 | tangential | dry | N | Subbituminous | Dry Scrubber | 2010 | 0.9 | LNC2 |  |  |  | ESPC + B | Yes | ACI | 2010 |  | 0.1 | 0.09118 | 0.09118 | 0.09118 | 0.09118 | 0.1 | 0.1 | 0.1 | 0.99 | Yes | 2016
Pennsbury | 7690_G_1 | 7690 | G | 1 |  | Landfill Gas |  | PJM_EMAC | Pennsylvania | 42 | Bucks | 17 | 42017 | 2 | 13500 | 1996 | 2020 |  |  | N | Landfill Gas | [13 empty] | 0.23222 | 0.23222 | 0.23222 | 0.23222
Pennsbury | 7690_G_2 | 7690 | G | 2 |  | Landfill Gas |  | PJM_EMAC | Pennsylvania | 42 | Bucks | 17 | 42017 | 2 | 13500 | 1996 | 2020 |  |  | N | Landfill Gas | [13 empty] | 0.22117 | 0.22117 | 0.22117 | 0.22117
Waukegan | 883_B_7 | 883 | B | 7 | 598 | Coal Steam |  | PJM_COMD | Illinois | 17 | Lake | 97 | 17097 | 328 | 10666 | 1958 | 2022 | tangential | dry | N | Subbituminous |  |  | 0.7375 | LNC3 |  |  |  | ESPH | No | ACI | 2008 |  | 1.8 | 0.11869 | 0.11869 | 0.11869 | 0.11869 | 0.1 | 0.1 | 0.1 | 0.98 | Yes | 2015
Waukegan | 883_B_8 | 883 | B | 8 | 599 | Coal Steam |  | PJM_COMD | Illinois | 17 | Lake | 97 | 17097 | 361 | 10890 | 1962 | 2022 | tangential | dry | N | Subbituminous |  |  | 0.7011 | LNC3 |  |  |  | ESPC | No | ACI | 2008 |  | 1.8 | 0.10881 | 0.10881 | 0.10881 | 0.10881 | 0.1 | 0.1 | 0.1 | 0.98 | Yes | 2016
Will County | 884_B_4 | 884 | B | 4 | 603 | Coal Steam |  | PJM_COMD | Illinois | 17 | Will | 197 | 17197 | 510 | 10252 | 1963 | 2022 | tangential | dry | N | Subbituminous |  |  | 0.7085 | LNC3 | SNCR |  | 2009 | ESPC | No | ACI | 2009 |  | 1.8 | 0.08992 | 0.08992 | 0.08992 | 0.08992 | 0.1 | 0.1 | 0.1 | 0.98 | Yes | 2016
Taconite Harbor Energy Center | 10075_B_1 | 10075 | B | 1 | 9003 | Coal Steam |  | MIS_MNWI | Minnesota | 27 | Cook | 31 | 27031 | 79 | 10438 | 1957 | 2022 | tangential | dry | N | Subbituminous |  |  | 0.65 | OFA | SNCR |  | 2008 | ESPC | Yes | ACI | 2014 |  | 0.78 | 0.4213 | 0.11737 | 0.1469 | 0.1 | 0.1 | 0.1 | 0.1 | 0.98 | Yes | 2008
Taconite Harbor Energy Center | 10075_B_2 | 10075 | B | 2 | 9004 | Coal Steam |  | MIS_MNWI | Minnesota | 27 | Cook | 31 | 27031 | 76 | 10438 | 1957 | 2022 | tangential | dry | N | Subbituminous |  |  | 0.65 | LNB + OFA | SNCR |  | 2007 | ESPC | Yes | ACI | 2013 |  | 0.45 | 0.12783 | 0.12783 | 0.12783 | 0.12783 | 0.1 | 0.1 | 0.1 | 0.98 | Yes | 2007
SEGS III | 10439_B_3U100 | 10439 | B | 3U100 |  | Solar Thermal |  | WECC_SCE | California | 6 | San Bernardino | 71 | 06071 | 36 | 9771 | 1987 | 2021 |  |  | N | Solar | [13 empty] | 0 | 0 | 0 | 0
SEGS IV | 10440_B_4U100 | 10440 | B | 4U100 |  | Solar Thermal |  | WECC_SCE | California | 6 | San Bernardino | 71 | 06071 | 36 | 9771 | 1987 | 2021 |  |  | N | Solar | [13 empty] | 0 | 0 | 0 | 0
SEGS V | 10441_B_5U100 | 10441 | B | 5U100 |  | Solar Thermal |  | WECC_SCE | California | 6 | San Bernardino | 71 | 06071 | 36 | 9771 | 1987 | 2021 |  |  | N | Solar | [13 empty] | 0 | 0 | 0 | 0
SEGS VI | 10442_B_6U100 | 10442 | B | 6U100 |  | Solar Thermal |  | WECC_SCE | California | 6 | San Bernardino | 71 | 06071 | 36 | 9771 | 1988 | 2021 |  |  | N | Solar | [13 empty] | 0 | 0 | 0 | 0
SEGS VII | 10443_B_7U100 | 10443 | B | 7U100 |  | Solar Thermal |  | WECC_SCE | California | 6 | San Bernardino | 71 | 06071 | 36 | 9771 | 1988 | 2021 |  |  | N | Solar | [13 empty] | 0 | 0 | 0 | 0
SEGS VIII | 10444_B_HTFHTR | 10444 | B | HTFHTR |  | Solar Thermal |  | WECC_SCE | California | 6 | San Bernardino | 71 | 06071 | 88 | 9771 | 1989 | 2021 |  |  | N | Solar | [13 empty] | 0 | 0 | 0 | 0
Collins Pine Project | 10661_B_4 | 10661 | B | 4 |  | Biomass |  | WEC_CALN | California | 6 | Plumas | 63 | 06063 | 12 | 7053 | 1985 | 2020 |  |  | Y | Biomass | [7 empty] | C | NA |  |  |  |  | 0.141 | 0.141 | 0.141 | 0.141
R S Nelson | 1393_B_4 | 1393 | B | 4 | 949 | O/G Steam |  | MIS_WOTA | Louisiana | 22 | Calcasieu | 19 | 22019 | 425 | 11999 | 1970 | 2020 | wall | dry | N | Natural Gas |  |  |  | CM + FU | [8 empty] | 5.261 | 0.13176 | 0.13176 | 0.13176 | 0.13176
Hamilton (OH) | 2917_B_1 | 2917 | B | 1 |  | O/G Steam |  | PJM_West | Ohio | 39 | Butler | 17 | 39017 | 1.9 | 14500 | 1970 | 2021 | wall |  | N | Natural Gas | [12 empty] | 0.01 | 0.23063 | 0.23063 | 0.23063 | 0.23063
Hamilton (OH) | 2917_B_7 | 2917 | B | 7 |  | O/G Steam |  | PJM_West | Ohio | 39 | Butler | 17 | 39017 | 24.3 | 14500 | 1964 | 2021 | wall | dry | N | Natural Gas | [12 empty] | 0.01 | 0.2716 | 0.2716 | 0.2716 | 0.2716
Hamilton (OH) | 2917_B_8 | 2917 | B | 8 | 9527 | O/G Steam |  | PJM_West | Ohio | 39 | Butler | 17 | 39017 | 32 | 14500 | 1964 | 2021 | wall | dry | N | Natural Gas |  |  |  | LNB | [8 empty] | 1.45 | 0.10112 | 0.10112 | 0.10112 | 0.10112
Hamilton (OH) | 2917_B_9 | 2917 | B | 9 | 1994 | O/G Steam |  | PJM_West | Ohio | 39 | Butler | 17 | 39017 | 51 | 13587 | 1974 | 2021 | tangential | dry | N | Natural Gas |  |  |  | LNC1 | [8 empty] | 1.2 | 0.11964 | 0.11964 | 0.11964 | 0.11964
Hamilton (OH) | 2917_B_HRB | 2917 | B | HRB |  | O/G Steam |  | PJM_West | Ohio | 39 | Butler | 17 | 39017 | 1.8 | 14500 | 1971 | 2021 |  |  | N | Natural Gas |  |  |  | LNB | [8 empty] | 0.01 | 0.1 | 0.1 | 0.1 | 0.1
Telogia Power | 50774_B_1 | 50774 | B | 1 |  | Biomass |  | FRCC | Florida | 12 | Liberty | 77 | 12077 | 13.7 | 19637 | 1986 | 2020 |  |  | N | Biomass | [7 empty] | ESPC + C | No |  |  |  |  | 0.22718 | 0.22718 | 0.22718 | 0.22718
Dolet Hills | 51_B_1 | 51 | B | 1 | 48 | Coal Steam |  | MIS_LA | Louisiana | 22 | DeSoto | 31 | 22031 | 642 | 11591 | 1986 | 2021 | wall | dry | N | Lignite, Subbituminous | Wet Scrubber | 1986 | 0.76 | LNBO | SNCR |  | 2013 | B | NA | ACI | 2014 |  | 1.2 | 0.22382 | 0.22382 | 0.22382 | 0.22382 | 0.1 | 0.1 | 0.1 | 0.98 | Yes | 2014
C D McIntosh Jr | 676_B_2 | 676 | B | 2 | 513 | O/G Steam |  | FRCC | Florida | 12 | Polk | 105 | 12105 | 106 | 14500 | 1976 | 2020 | wall | dry | N | Natural Gas |  |  |  | CM + FU | [8 empty] | 0.8 | 0.06832 | 0.06832 | 0.06832 | 0.06832
C D McIntosh Jr | 676_B_3 | 676 | B | 3 | 514 | Coal Steam |  | FRCC | Florida | 12 | Polk | 105 | 12105 | 342 | 11263 | 1982 | 2021 | wall | dry | N | Bituminous | Wet Scrubber | 1982 | 0.85 | LNB + OFA | SCR | 2009 |  | ESPC | No |  |  |  | 0.718 | 0.20083 | 0.18406 | 0.20083 | 0.18406 | 0.05 | 0.1 | 0.56 | 0.9
Joppa Steam | 887_B_1 | 887 | B | 1 | 605 | Coal Steam |  | S_C_TVA | Illinois | 17 | Massac | 127 | 17127 | 162 | 10983 | 1953 | 2022 | tangential | dry | N | Subbituminous |  |  | 0.05 | LNC1 |  |  |  | ESPC | Yes | ACI | 2009 |  | 0.498 | 0.11959 | 0.11959 | 0.11959 | 0.11959 | 0.1 | 0.1 | 0.1 | 0
Joppa Steam | 887_B_2 | 887 | B | 2 | 606 | Coal Steam |  | S_C_TVA | Illinois | 17 | Massac | 127 | 17127 | 158 | 10919 | 1953 | 2022 | tangential | dry | N | Subbituminous |  |  | 0.05 | LNC1 |  |  |  | ESPC | Yes | ACI | 2009 |  | 0.498 | 0.1208 | 0.1208 | 0.1208 | 0.1208 | 0.1 | 0.1 | 0.1 | 0
Joppa Steam | 887_B_3 | 887 | B | 3 | 607 | Coal Steam |  | S_C_TVA | Illinois | 17 | Massac | 127 | 17127 | 161 | 10985 | 1954 | 2022 | tangential | dry | N | Subbituminous |  |  | 0.02 | LNC1 |  |  |  | ESPC | Yes | ACI | 2009 |  | 0.51 | 0.10765 | 0.10765 | 0.10765 | 0.10765 | 0.1 | 0.1 | 0.1 | 0
Joppa Steam | 887_B_4 | 887 | B | 4 | 608 | Coal Steam |  | S_C_TVA | Illinois | 17 | Massac | 127 | 17127 | 160 | 10873 | 1954 | 2022 | tangential | dry | N | Subbituminous |  |  | 0.02 | LNC1 |  |  |  | ESPC | Yes | ACI | 2009 |  | 0.51 | 0.10661 | 0.10661 | 0.10661 | 0.10661 | 0.1 | 0.1 | 0.1 | 0
Joppa Steam | 887_B_5 | 887 | B | 5 | 609 | Coal Steam |  | S_C_TVA | Illinois | 17 | Massac | 127 | 17127 | 150 | 10982 | 1955 | 2022 | tangential | dry | N | Subbituminous |  |  | 0.03 | LNC1 |  |  |  | ESPC | Yes | ACI | 2009 |  | 0.507 | 0.1134 | 0.1134 | 0.1134 | 0.1134 | 0.1 | 0.1 | 0.1 | 0
Joppa Steam | 887_B_6 | 887 | B | 6 | 610 | Coal Steam |  | S_C_TVA | Illinois | 17 | Massac | 127 | 17127 | 158 | 10992 | 1955 | 2022 | tangential | dry | N | Subbituminous |  |  | 0.03 | LNC1 |  |  |  | ESPC | Yes | ACI | 2009 |  | 0.507 | 0.11224 | 0.11224 | 0.11224 | 0.11224 | 0.1 | 0.1 | 0.1 | 0
Wisconsin Rapids Paper Mill | 10466_G_GEN1 | 10466 | G | GEN1 |  | Non-Fossil Waste |  | MIS_WUMS | Wisconsin | 55 | Wood | 141 | 55141 | 7.5 | 9118 | 1928 | 2004 |  |  | Y | Non-Fossil Waste | [13 empty] | 0 | 0 | 0 | 0
Lake Mills | 1154_G_1A | 1154 | G | 1A |  | Combustion Turbine | IC Engine | MIS_IA | Iowa | 19 | Winnebago | 189 | 19189 | 3 | 10745 | 1969 | 2020 |  |  | N | Natural Gas, Distillate Fuel Oil | [12 empty] | 2.5 | 1.6498 | 1.6498 | 1.6498 | 1.6498
Lake Mills | 1154_G_5 | 1154 | G | 5 |  | Combustion Turbine | IC Engine | MIS_IA | Iowa | 19 | Winnebago | 189 | 19189 | 0.9 | 10745 | 1956 | 2020 |  |  | N | Natural Gas, Distillate Fuel Oil | [12 empty] | 2.5 | 1.6498 | 1.6498 | 1.6498 | 1.6498
Androscoggin 3 | 1480_G_328 | 1480 | G | 328 |  | Hydro |  | NENG_ME | Maine | 23 | Androscoggin | 1 | 23001 | 3.4 | 0 | 1928 | 2020 |  |  | N | Hydro | [13 empty] | 0 | 0 | 0 | 0
Bar Mills | 1481_G_1 | 1481 | G | 1 |  | Hydro |  | NENG_ME | Maine | 23 | York | 31 | 23031 | 2 | 0 | 1956 | 2021 |  |  | N | Hydro | [13 empty] | 0 | 0 | 0 | 0
Bar Mills | 1481_G_2 | 1481 | G | 2 |  | Hydro |  | NENG_ME | Maine | 23 | York | 31 | 23031 | 2 | 0 | 1956 | 2021 |  |  | N | Hydro | [13 empty] | 0 | 0 | 0 | 0
Mystic Generating Station | 1588_G_GT1 | 1588 | G | GT1 | 1084 | Combustion Turbine |  | NENGREST | Massachusetts | 25 | Middlesex | 17 | 25017 | 9.1 | 18910 | 1969 | 2021 |  |  | N | Distillate Fuel Oil | [12 empty] | 0.74 | 0.52734 | 0.52734 | 0.52734 | 0.52734
Delano | 1969_G_1 | 1969 | G | 1 |  | Combustion Turbine | IC Engine | MIS_MNWI | Minnesota | 27 | Wright | 171 | 27171 | 1.1 | 18000 | 1951 | 2020 |  |  | N | Natural Gas | [13 empty] | 1.061 | 1.061 | 1.061 | 1.061
Butler Municipal Power Plant | 2115_G_4 | 2115 | G | 4 |  | Combustion Turbine | IC Engine | SPP_N | Missouri | 29 | Bates | 13 | 29013 | 1 | 21625 | 1952 | 2020 |  |  | N | Distillate Fuel Oil | [12 empty] | 2.3 | 1.6498 | 1.6498 | 1.6498 | 1.6498
Animas | 2465_G_GT1 | 2465 | G | GT1 |  | Combustion Turbine |  | WECC_NM | New Mexico | 35 | San Juan | 45 | 35045 | 17 | 12370 | 1994 | 2020 |  |  | N | Natural Gas | [13 empty] | 0.23894 | 0.23894 | 0.23894 | 0.23894
Animas | 2465_G_HY1 | 2465 | G | HY1 |  | Hydro |  | WECC_NM | New Mexico | 35 | San Juan | 45 | 35045 | 0.2 | 0 | 1927 | 2006 |  |  | N | Hydro | [13 empty] | 0 | 0 | 0 | 0
Ravenswood | 2500_G_GT21 | 2500 | G | GT21 |  | Combustion Turbine |  | NY_Z_J | New York | 36 | Queens | 81 | 36081 | 30.6 | 16892 | 1969 | 2021 |  |  | N | Natural Gas, Distillate Fuel Oil | [12 empty] | 0.316 | 0.36764 | 0.36764 | 0.36764 | 0.36764
Ravenswood | 2500_G_GT22 | 2500 | G | GT22 |  | Combustion Turbine |  | NY_Z_J | New York | 36 | Queens | 81 | 36081 | 32 | 16890 | 1969 | 2021 |  |  | N | Natural Gas, Distillate Fuel Oil | [12 empty] | 0.316 | 0.36764 | 0.36764 | 0.36764 | 0.36764
Ravenswood | 2500_G_GT23 | 2500 | G | GT23 |  | Combustion Turbine |  | NY_Z_J | New York | 36 | Queens | 81 | 36081 | 30.7 | 16864 | 1969 | 2021 |  |  | N | Natural Gas, Distillate Fuel Oil | [12 empty] | 0.316 | 0.26062 | 0.26062 | 0.26062 | 0.26062
Ravenswood | 2500_G_GT24 | 2500 | G | GT24 |  | Combustion Turbine |  | NY_Z_J | New York | 36 | Queens | 81 | 36081 | 30.9 | 16892 | 1969 | 2021 |  |  | N | Natural Gas, Distillate Fuel Oil | [12 empty] | 0.316 | 0.36764 | 0.36764 | 0.36764 | 0.36764
Ravenswood | 2500_G_GT31 | 2500 | G | GT31 |  | Combustion Turbine |  | NY_Z_J | New York | 36 | Queens | 81 | 36081 | 30.7 | 16887 | 1969 | 2021 |  |  | N | Natural Gas, Distillate Fuel Oil | [12 empty] | 0.316 | 0.17094 | 0.17094 | 0.17094 | 0.17094
Ravenswood | 2500_G_GT32 | 2500 | G | GT32 |  | Combustion Turbine |  | NY_Z_J | New York | 36 | Queens | 81 | 36081 | 29.7 | 16883 | 1969 | 2021 |  |  | N | Natural Gas, Distillate Fuel Oil | [12 empty] | 0.316 | 0.24418 | 0.24418 | 0.24418 | 0.24418
Ravenswood | 2500_G_GT34 | 2500 | G | GT34 |  | Combustion Turbine |  | NY_Z_J | New York | 36 | Queens | 81 | 36081 | 29.8 | 16889 | 1969 | 2021 |  |  | N | Natural Gas, Distillate Fuel Oil | [12 empty] | 0.316 | 0.27538 | 0.27538 | 0.27538 | 0.27538
Plant No 1 Freeport | 2678_G_4 | 2678 | G | 4 |  | Combustion Turbine | IC Engine | NY_Z_K | New York | 36 | Nassau | 59 | 36059 | 4.5 | 14126 | 1964 | 2021 |  |  | N | Distillate Fuel Oil | [12 empty] | 1.053 | 0.57736 | 0.57736 | 0.57736 | 0.57736
Silas Ray | 3559_G_DG-2 | 3559 | G | DG-2 |  | Combustion Turbine | IC Engine | ERC_REST | Texas | 48 | Cameron | 61 | 48061 | 1 | 17064 | 2001 | 2019 |  |  | N | Distillate Fuel Oil | [12 empty] | 3 | 1.6498 | 1.6498 | 1.6498 | 1.6498
Capitol District Energy Center | 50498_G_GTG | 50498 | G | GTG | 3671 | Combined Cycle |  | NENG_CT | Connecticut | 9 | Hartford | 3 | 09003 | 29.1 | 11197 | 1988 | 2021 |  |  | Y | Natural Gas, Distillate Fuel Oil | [12 empty] | 0.306 | 0.10489 | 0.10489 | 0.10489 | 0.10489
Capitol District Energy Center | 50498_G_STG | 50498 | G | STG | 3671 | Combined Cycle |  | NENG_CT | Connecticut | 9 | Hartford | 3 | 09003 | 22.4 | 11197 | 1988 | 2021 |  |  | Y | Natural Gas, Distillate Fuel Oil |  |  |  | LNB + STM | [8 empty] | 0.306 | 0.10489 | 0.10489 | 0.10489 | 0.10489
Sky River LLC | 50536_G_WGNS | 50536 | G | WGNS |  | Onshore Wind |  | WECC_SCE | California | 6 | Kern | 29 | 06029 | 76.9 | 0 | 1991 | 2020 |  |  | N | Wind | [13 empty] | 0 | 0 | 0 | 0
La Junta | 506_G_2 | 506 | G | 2 |  | Combustion Turbine | IC Engine | WECC_CO | Colorado | 8 | Otero | 89 | 08089 | 0.5 | 12283 | 1939 | 2020 |  |  | N | Distillate Fuel Oil | [12 empty] | 1.2 | 1.6498 | 1.6498 | 1.6498 | 1.6498
La Junta | 506_G_3 | 506 | G | 3 |  | Combustion Turbine | IC Engine | WECC_CO | Colorado | 8 | Otero | 89 | 08089 | 0.4 | 12283 | 1939 | 2020 |  |  | N | Distillate Fuel Oil | [12 empty] | 1.2 | 1.6498 | 1.6498 | 1.6498 | 1.6498
La Junta | 506_G_4 | 506 | G | 4 |  | Combustion Turbine | IC Engine | WECC_CO | Colorado | 8 | Otero | 89 | 08089 | 1 | 12283 | 1942 | 2020 |  |  | N | Distillate Fuel Oil | [12 empty] | 1.2 | 1.6498 | 1.6498 | 1.6498 | 1.6498
La Junta | 506_G_6 | 506 | G | 6 |  | Combustion Turbine | IC Engine | WECC_CO | Colorado | 8 | Otero | 89 | 08089 | 2.5 | 12283 | 1958 | 2020 |  |  | N | Distillate Fuel Oil | [12 empty] | 1.2 | 1.6498 | 1.6498 | 1.6498 | 1.6498
La Junta | 506_G_7 | 506 | G | 7 |  | Combustion Turbine | IC Engine | WECC_CO | Colorado | 8 | Otero | 89 | 08089 | 3 | 12283 | 1962 | 2020 |  |  | N | Distillate Fuel Oil | [12 empty] | 1.2 | 1.6498 | 1.6498 | 1.6498 | 1.6498
La Junta | 506_G_8 | 506 | G | 8 |  | Combustion Turbine | IC Engine | WECC_CO | Colorado | 8 | Otero | 89 | 08089 | 3 | 12283 | 1962 | 2020 |  |  | N | Distillate Fuel Oil | [12 empty] | 1.2 | 1.6498 | 1.6498 | 1.6498 | 1.6498
La Junta | 506_G_9 | 506 | G | 9 |  | Combustion Turbine | IC Engine | WECC_CO | Colorado | 8 | Otero | 89 | 08089 | 4 | 12283 | 1970 | 2020 |  |  | N | Distillate Fuel Oil | [12 empty] | 1.2 | 1.6498 | 1.6498 | 1.6498 | 1.6498
Steamboat Hills LP | 50654_G_GEN1 | 50654 | G | GEN1 |  | Geothermal |  | WECC_NNV | Nevada | 32 | Washoe | 31 | 32031 | 10.9 | 9771 | 1988 | 2020 |  |  | N | Geothermal | [13 empty] | 0 | 0 | 0 | 0 | 0.4563 | 0.4563 | 0.4563
Steamboat Hills LP | 50654_G_OEC41 | 50654 | G | OEC41 |  | Geothermal |  | WECC_NNV | Nevada | 32 | Washoe | 31 | 32031 | 3.7 | 9771 | 2007 | 2020 |  |  | N | Geothermal | [13 empty] | 0 | 0 | 0 | 0 | 0.4563 | 0.4563 | 0.4563
Helzel & Schwarzhoff 88 Wind Farm | 52165_G_WGNS | 52165 | G | WGNS |  | Onshore Wind |  | WECC_SCE | California | 6 | Kern | 29 | 06029 | 1.8 | 0 | 1986 | 2020 |  |  | N | Wind | [13 empty] | 0 | 0 | 0 | 0
Soda Lake Geothermal No I II | 52174_G_OEC1 | 52174 | G | OEC1 |  | Geothermal |  | WECC_NNV | Nevada | 32 | Churchill | 1 | 32001 | 1.2 | 9771 | 1990 | 2019 |  |  | N | Geothermal | [13 empty] | 0 | 0 | 0 | 0 | 0.4563 | 0.4563 | 0.4563
Soda Lake Geothermal No I II | 52174_G_OEC2 | 52174 | G | OEC2 |  | Geothermal |  | WECC_NNV | Nevada | 32 | Churchill | 1 | 32001 | 1.2 | 9771 | 1990 | 2019 |  |  | N | Geothermal | [13 empty] | 0 | 0 | 0 | 0 | 0.4563 | 0.4563 | 0.4563
Soda Lake Geothermal No I II | 52174_G_OEC3 | 52174 | G | OEC3 |  | Geothermal |  | WECC_NNV | Nevada | 32 | Churchill | 1 | 32001 | 1.3 | 9771 | 1990 | 2019 |  |  | N | Geothermal | [13 empty] | 0 | 0 | 0 | 0 | 0.4563 | 0.4563 | 0.4563
Pawtucket Power Associates | 54056_G_GEN2 | 54056 | G | GEN2 | 3746 | Combined Cycle |  | NENGREST | Rhode Island | 44 | Providence | 7 | 44007 | 27 | 8922 | 1990 | 2021 |  |  | N | Natural Gas, Distillate Fuel Oil |  |  |  | STM | SCR | [8 empty] | 0.28969 | 0.03967 | 0.28969 | 0.03967
NRG Energy San Diego | 54337_G_0001 | 54337 | G | 0001 |  | Combustion Turbine | IC Engine | WEC_SDGE | California | 6 | San Diego | 73 | 06073 | 0.8 | 8700 | 1986 | 2020 |  |  | Y | Natural Gas | [13 empty] | 0.10519 | 0.10519 | 0.10519 | 0.10519
NRG Energy San Diego | 54337_G_0002 | 54337 | G | 0002 |  | Combustion Turbine | IC Engine | WEC_SDGE | California | 6 | San Diego | 73 | 06073 | 0.8 | 8700 | 1986 | 2020 |  |  | Y | Natural Gas | [13 empty] | 0.10519 | 0.10519 | 0.10519 | 0.10519
General Mills Inc | 54564_G_GEN1 | 54564 | G | GEN1 |  | Combustion Turbine |  | NY_Z_A | New York | 36 | Erie | 29 | 36029 | 3.4 | 8700 | 1988 | 2020 |  |  | Y | Natural Gas | [13 empty] | 0.41035 | 0.41035 | 0.41035 | 0.41035
Alliant SBD 8501 Aegon LI | 54714_G_1265 | 54714 | G | 1265 |  | Combustion Turbine | IC Engine | MIS_IA | Iowa | 19 | Linn | 113 | 19113 | 1 | 25000 | 1985 | 2021 |  |  | N | Distillate Fuel Oil | [12 empty] | 2.5 | 1.6498 | 1.6498 | 1.6498 | 1.6498
Alliant SBD 8501 Aegon LI | 54714_G_1270 | 54714 | G | 1270 |  | Combustion Turbine | IC Engine | MIS_IA | Iowa | 19 | Linn | 113 | 19113 | 1 | 25000 | 1985 | 2021 |  |  | N | Distillate Fuel Oil | [12 empty] | 2.5 | 1.6498 | 1.6498 | 1.6498 | 1.6498
Alliant SBD 8501 Aegon LI | 54714_G_1794 | 54714 | G | 1794 |  | Combustion Turbine | IC Engine | MIS_IA | Iowa | 19 | Linn | 113 | 19113 | 1.1 | 25000 | 1987 | 2021 |  |  | N | Distillate Fuel Oil | [12 empty] | 2.5 | 1.6498 | 1.6498 | 1.6498 | 1.6498
Suffolk Energy Partners LP | 54781_G_SU1 | 54781 | G | SU1 |  | Landfill Gas |  | PJM_Dom | Virginia | 51 | Suffolk City | 800 | 51800 | 0.7 | 15307 | 1994 | 2022 |  |  | N | Landfill Gas | [13 empty] | 0.6 | 0.6 | 0.6 | 0.6
Suffolk Energy Partners LP | 54781_G_SU2 | 54781 | G | SU2 |  | Landfill Gas |  | PJM_Dom | Virginia | 51 | Suffolk City | 800 | 51800 | 0.7 | 15308 | 1994 | 2022 |  |  | N | Landfill Gas | [13 empty] | 0.6 | 0.6 | 0.6 | 0.6
Suffolk Energy Partners LP | 54781_G_SU3 | 54781 | G | SU3 |  | Landfill Gas |  | PJM_Dom | Virginia | 51 | Suffolk City | 800 | 51800 | 0.7 | 15308 | 1994 | 2022 |  |  | N | Landfill Gas | [13 empty] | 0.6 | 0.6 | 0.6 | 0.6
Suffolk Energy Partners LP | 54781_G_SU4 | 54781 | G | SU4 |  | Landfill Gas |  | PJM_Dom | Virginia | 51 | Suffolk City | 800 | 51800 | 0.7 | 15308 | 1994 | 2022 |  |  | N | Landfill Gas | [13 empty] | 0.6 | 0.6 | 0.6 | 0.6
New York University Central Plant | 54808_G_D2 | 54808 | G | D2 |  | Combustion Turbine | IC Engine | NY_Z_J | New York | 36 | New York | 61 | 36061 | 0.6 | 9965 | 1984 | 2020 |  |  | Y | Distillate Fuel Oil | [13 empty] | 1.6498 | 1.6498 | 1.6498 | 1.6498
New York University Central Plant | 54808_G_D3 | 54808 | G | D3 |  | Combustion Turbine | IC Engine | NY_Z_J | New York | 36 | New York | 61 | 36061 | 0.6 | 9965 | 1984 | 2020 |  |  | Y | Distillate Fuel Oil | [13 empty] | 1.6498 | 1.6498 | 1.6498 | 1.6498
New York University Central Plant | 54808_G_D4 | 54808 | G | D4 |  | Combustion Turbine | IC Engine | NY_Z_J | New York | 36 | New York | 61 | 36061 | 0.6 | 9965 | 1984 | 2020 |  |  | Y | Distillate Fuel Oil | [13 empty] | 1.6498 | 1.6498 | 1.6498 | 1.6498
New York University Central Plant | 54808_G_D5 | 54808 | G | D5 |  | Combustion Turbine | IC Engine | NY_Z_J | New York | 36 | New York | 61 | 36061 | 0.6 | 9965 | 1984 | 2020 |  |  | Y | Distillate Fuel Oil | [13 empty] | 1.6498 | 1.6498 | 1.6498 | 1.6498
New York University Central Plant | 54808_G_D6 | 54808 | G | D6 |  | Combustion Turbine | IC Engine | NY_Z_J | New York | 36 | New York | 61 | 36061 | 0.6 | 9965 | 1984 | 2020 |  |  | Y | Distillate Fuel Oil | [13 empty] | 1.6498 | 1.6498 | 1.6498 | 1.6498
New York University Central Plant | 54808_G_D7 | 54808 | G | D7 |  | Combustion Turbine | IC Engine | NY_Z_J | New York | 36 | New York | 61 | 36061 | 0.6 | 9965 | 1984 | 2020 |  |  | Y | Distillate Fuel Oil | [13 empty] | 1.6498 | 1.6498 | 1.6498 | 1.6498
New York University Central Plant | 54808_G_DI | 54808 | G | DI |  | Combustion Turbine | IC Engine | NY_Z_J | New York | 36 | New York | 61 | 36061 | 0.6 | 9965 | 1984 | 2020 |  |  | Y | Distillate Fuel Oil | [13 empty] | 1.6498 | 1.6498 | 1.6498 | 1.6498
Tajiguas Plant | 55603_G_UNT1 | 55603 | G | UNT1 |  | Landfill Gas |  | WECC_SCE | California | 6 | Santa Barbara | 83 | 06083 | 2.7 | 13500 | 2000 | 2020 |  |  | N | Landfill Gas | [13 empty] | 0.22117 | 0.22117 | 0.22117 | 0.22117
Foote Creek II | 55608_G_GEN1 | 55608 | G | GEN1 |  | Onshore Wind |  | WECC_WY | Wyoming | 56 | Albany | 1 | 56001 | 1.8 | 0 | 1999 | 2020 |  |  | N | Wind | [13 empty] | 0 | 0 | 0 | 0
Foote Creek III | 55609_G_GEN1 | 55609 | G | GEN1 |  | Onshore Wind |  | WECC_WY | Wyoming | 56 | Albany | 1 | 56001 | 24.8 | 0 | 1999 | 2020 |  |  | N | Wind | [13 empty] | 0 | 0 | 0 | 0
Foote Creek IV | 55610_G_GEN1 | 55610 | G | GEN1 |  | Onshore Wind |  | WECC_WY | Wyoming | 56 | Carbon | 7 | 56007 | 16.8 | 0 | 2000 | 2020 |  |  | N | Wind | [13 empty] | 0 | 0 | 0 | 0
Countyside Genco LLC | 55773_G_CS10 | 55773 | G | CS10 |  | Landfill Gas |  | PJM_COMD | Illinois | 17 | Lake | 97 | 17097 | 2 | 20053 | 2012 | 2020 |  |  | N | Landfill Gas | [13 empty] | 0.22117 | 0.22117 | 0.22117 | 0.22117
Countyside Genco LLC | 55773_G_CS7 | 55773 | G | CS7 |  | Landfill Gas |  | PJM_COMD | Illinois | 17 | Lake | 97 | 17097 | 2 | 20053 | 2012 | 2020 |  |  | N | Landfill Gas | [13 empty] | 0.22117 | 0.22117 | 0.22117 | 0.22117
Countyside Genco LLC | 55773_G_CS8 | 55773 | G | CS8 |  | Landfill Gas |  | PJM_COMD | Illinois | 17 | Lake | 97 | 17097 | 2 | 20053 | 2012 | 2020 |  |  | N | Landfill Gas | [13 empty] | 0.22117 | 0.22117 | 0.22117 | 0.22117
Countyside Genco LLC | 55773_G_CS9 | 55773 | G | CS9 |  | Landfill Gas |  | PJM_COMD | Illinois | 17 | Lake | 97 | 17097 | 2 | 20053 | 2012 | 2020 |  |  | N | Landfill Gas | [13 empty] | 0.22117 | 0.22117 | 0.22117 | 0.22117
Alliant SBD 9901 Wells Fargo | 56074_G_01 | 56074 | G | 01 |  | Combustion Turbine | IC Engine | MIS_IA | Iowa | 19 | Linn | 113 | 19113 | 1.1 | 25000 | 2000 | 2020 |  |  | N | Distillate Fuel Oil | [12 empty] | 2.5 | 1.6498 | 1.6498 | 1.6498 | 1.6498
Skyline Gas Recovery | 56528_G_GEN1 | 56528 | G | GEN1 |  | Landfill Gas |  | ERC_REST | Texas | 48 | Dallas | 113 | 48113 | 1.6 | 13500 | 2007 | 2019 |  |  | N | Landfill Gas | [13 empty] | 0.22117 | 0.22117 | 0.22117 | 0.22117
Skyline Gas Recovery | 56528_G_GEN2 | 56528 | G | GEN2 |  | Landfill Gas |  | ERC_REST | Texas | 48 | Dallas | 113 | 48113 | 1.6 | 13500 | 2007 | 2019 |  |  | N | Landfill Gas | [13 empty] | 0.22117 | 0.22117 | 0.22117 | 0.22117
Skyline Gas Recovery | 56528_G_GEN3 | 56528 | G | GEN3 |  | Landfill Gas |  | ERC_REST | Texas | 48 | Dallas | 113 | 48113 | 1.6 | 13500 | 2007 | 2019 |  |  | N | Landfill Gas | [13 empty] | 0.22117 | 0.22117 | 0.22117 | 0.22117
Skyline Gas Recovery | 56528_G_GEN4 | 56528 | G | GEN4 |  | Landfill Gas |  | ERC_REST | Texas | 48 | Dallas | 113 | 48113 | 1.6 | 13500 | 2007 | 2019 |  |  | N | Landfill Gas | [13 empty] | 0.22117 | 0.22117 | 0.22117 | 0.22117
Sonoma County Fuel Cell | 57793_G_FC-1 | 57793 | G | FC-1 |  | Fuel Cell |  | WEC_CALN | California | 6 | Sonoma | 97 | 06097 | 1.4 | 6432 | 2010 | 2020 |  |  | Y | Natural Gas | [13 empty] | 0 | 0 | 0 | 0
Tulsa LFG LLC | 57828_G_GEN1 | 57828 | G | GEN1 |  | Landfill Gas |  | SPP_WEST | Oklahoma | 40 | Osage | 113 | 40113 | 1.4 | 13500 | 2013 | 2021 |  |  | N | Landfill Gas | [13 empty] | 0.22117 | 0.22117 | 0.22117 | 0.22117
Glendale Energy Power Plant | 57829_G_GLEN1 | 57829 | G | GLEN1 |  | Landfill Gas |  | WECC_AZ | Arizona | 4 | Maricopa | 13 | 04013 | 1.4 | 13500 | 2010 | 2019 |  |  | N | Landfill Gas | [13 empty] | 0.22117 | 0.22117 | 0.22117 | 0.22117
Glendale Energy Power Plant | 57829_G_GLEN2 | 57829 | G | GLEN2 |  | Landfill Gas |  | WECC_AZ | Arizona | 4 | Maricopa | 13 | 04013 | 1.4 | 13500 | 2010 | 2019 |  |  | N | Landfill Gas | [13 empty] | 0.22117 | 0.22117 | 0.22117 | 0.22117
Holsum Elm Dairy | 58663_G_GEN1 | 58663 | G | GEN1 |  | Non-Fossil Waste |  | MIS_WUMS | Wisconsin | 55 | Calumet | 15 | 55015 | 0.6 | 8748 | 2006 | 2019 |  |  | Y | Non-Fossil Waste | [13 empty] | 0 | 0 | 0 | 0
Holsum Elm Dairy | 58663_G_GEN2 | 58663 | G | GEN2 |  | Non-Fossil Waste |  | MIS_WUMS | Wisconsin | 55 | Calumet | 15 | 55015 | 0.6 | 8748 | 2006 | 2019 |  |  | Y | Non-Fossil Waste | [13 empty] | 0 | 0 | 0 | 0
SC 1 Data Center, Phase 2 | 59074_G_EG8A | 59074 | G | EG8A |  | Combustion Turbine | IC Engine | WEC_CALN | California | 6 | Santa Clara | 85 | 06085 | 2.2 | 13469 | 2011 | 2020 |  |  | N | Distillate Fuel Oil | [13 empty] | 0.05841 | 0.05841 | 0.05841 | 0.05841
Harvest Power Orlando | 59151_G_CHP 1 | 59151 | G | CHP 1 |  | Non-Fossil Waste |  | FRCC | Florida | 12 | Orange | 95 | 12095 | 1.6 | 9634 | 2013 | 2020 |  |  | Y | Non-Fossil Waste | [13 empty] | 0 | 0 | 0 | 0
Harvest Power Orlando | 59151_G_CHP 2 | 59151 | G | CHP 2 |  | Non-Fossil Waste |  | FRCC | Florida | 12 | Orange | 95 | 12095 | 1.6 | 9634 | 2013 | 2020 |  |  | Y | Non-Fossil Waste | [13 empty] | 0 | 0 | 0 | 0
Glades Pike Generation Plant | 59759_G_SOLAR | 59759 | G | SOLAR |  | Landfill Gas |  | PJM_PENE | Pennsylvania | 42 | Somerset | 111 | 42111 | 1.5 | 14103 | 2011 | 2021 |  |  | N | Landfill Gas | [13 empty] | 0.22117 | 0.22117 | 0.22117 | 0.22117
MESA 2 | 60021_G_MESA2 | 60021 | G | MESA2 |  | Energy Storage |  | WECC_PNW | Washington | 53 | Snohomish | 61 | 53061 | 2.2 | 0 | 2017 | 2020 |  |  | N | Energy Storage | [13 empty] | 0 | 0 | 0 | 0
Pacific Ethanol Stockton Cogen Plant | 61027_G_PESCT | 61027 | G | PESCT |  | Combustion Turbine |  | WEC_CALN | California | 6 | San Joaquin | 77 | 06077 | 3.6 | 12369 | 2016 | 2019 |  |  | N | Natural Gas | [13 empty] | 0.011 | 0.011 | 0.011 | 0.011
Holsum Irish Dairy | 62019_G_GEN 1 | 62019 | G | GEN 1 |  | Non-Fossil Waste |  | MIS_WUMS | Wisconsin | 55 | Calumet | 15 | 55015 | 0.5 | 11084 | 2001 | 2020 |  |  | N | Non-Fossil Waste | [13 empty] | 0 | 0 | 0 | 0
Holsum Irish Dairy | 62019_G_GEN 2 | 62019 | G | GEN 2 |  | Non-Fossil Waste |  | MIS_WUMS | Wisconsin | 55 | Calumet | 15 | 55015 | 0.5 | 11084 | 2001 | 2020 |  |  | N | Non-Fossil Waste | [13 empty] | 0 | 0 | 0 | 0
Dynegy Oakland Power Plant | 6211_G_GEN2 | 6211 | G | GEN2 |  | Combustion Turbine |  | WEC_CALN | California | 6 | Alameda | 1 | 06001 | 55 | 14765 | 1978 | 2021 |  |  | N | Distillate Fuel Oil | [12 empty] | 0.74 | 0.9188 | 0.9188 | 0.9188 | 0.9188
Greg Avenue | 6643_G_1 | 6643 | G | 1 |  | Hydro |  | WEC_LADW | California | 6 | Los Angeles | 37 | 06037 | 1 | 0 | 1979 | 2019 |  |  | N | Hydro | [13 empty] | 0 | 0 | 0 | 0
Florence | 7337_G_1 | 7337 | G | 1 |  | Combustion Turbine |  | NENGREST | Vermont | 50 | Rutland | 21 | 50021 | 3 | 19558 | 1992 | 2013 |  |  | N | Distillate Fuel Oil | [12 empty] | 0.3 | 1.01 | 1.01 | 1.01 | 1.01
Florence | 7337_G_2 | 7337 | G | 2 |  | Combustion Turbine |  | NENGREST | Vermont | 50 | Rutland | 21 | 50021 | 2.9 | 19558 | 1992 | 2013 |  |  | N | Distillate Fuel Oil | [12 empty] | 0.3 | 1.01 | 1.01 | 1.01 | 1.01
MEPI GT Facility | 7858_G_1 | 7858 | G | 1 | 3322 | Combustion Turbine |  | S_C_TVA | Illinois | 17 | Massac | 127 | 17127 | 55 | 13467 | 1974 | 2022 |  |  | N | Natural Gas |  |  |  | H2O | [8 empty] | 1 | 0.12833 | 0.12833 | 0.12833 | 0.12833
MEPI GT Facility | 7858_G_2 | 7858 | G | 2 | 3323 | Combustion Turbine |  | S_C_TVA | Illinois | 17 | Massac | 127 | 17127 | 55 | 13471 | 1974 | 2022 |  |  | N | Natural Gas |  |  |  | H2O | [8 empty] | 1 | 0.12912 | 0.12912 | 0.12912 | 0.12912
MEPI GT Facility | 7858_G_3 | 7858 | G | 3 | 3324 | Combustion Turbine |  | S_C_TVA | Illinois | 17 | Massac | 127 | 17127 | 55 | 13471 | 1974 | 2022 |  |  | N | Natural Gas |  |  |  | H2O | [8 empty] | 1 | 0.12608 | 0.12608 | 0.12608 | 0.12608
MEPI GT Facility | 7858_G_4 | 7858 | G | 4 | 3325 | Combustion Turbine |  | S_C_TVA | Illinois | 17 | Massac | 127 | 17127 | 37 | 13471 | 2000 | 2022 |  |  | N | Natural Gas |  |  |  | H2O | [8 empty] | 1 | 0.12094 | 0.12094 | 0.12094 | 0.12094
MEPI GT Facility | 7858_G_5 | 7858 | G | 5 | 3326 | Combustion Turbine |  | S_C_TVA | Illinois | 17 | Massac | 127 | 17127 | 37 | 13471 | 2000 | 2022 |  |  | N | Natural Gas |  |  |  | H2O | [8 empty] | 1 | 0.13077 | 0.13077 | 0.13077 | 0.13077
Auburn State Street | 8009_G_1 | 8009 | G | 1 |  | Combustion Turbine |  | NY_Z_C&E | New York | 36 | Cayuga | 11 | 36011 | 5.3 | 25000 | 2000 | 2019 |  |  | N | Natural Gas | [12 empty] | 1.053 | 0.23894 | 0.23894 | 0.23894 | 0.23894
Fairfield | 940_G_IC5 | 940 | G | IC5 |  | Combustion Turbine | IC Engine | MIS_IL | Illinois | 17 | Wayne | 191 | 17191 | 2.4 | 10745 | 1967 | 2020 |  |  | N | Distillate Fuel Oil | [12 empty] | 1 | 1.6498 | 1.6498 | 1.6498 | 1.6498
Fairfield | 940_G_IC6 | 940 | G | IC6 |  | Combustion Turbine | IC Engine | MIS_IL | Illinois | 17 | Wayne | 191 | 17191 | 2.4 | 10745 | 1967 | 2020 |  |  | N | Distillate Fuel Oil | [12 empty] | 1 | 1.6498 | 1.6498 | 1.6498 | 1.6498
Fairfield | 940_G_IC7 | 940 | G | IC7 |  | Combustion Turbine | IC Engine | MIS_IL | Illinois | 17 | Wayne | 191 | 17191 | 2.7 | 10745 | 1979 | 2020 |  |  | N | Distillate Fuel Oil | [12 empty] | 1 | 1.6498 | 1.6498 | 1.6498 | 1.6498
CPI USA NC Southport | 10378_B_1A | 10378 | B | 1A | 9907 | Biomass |  | S_VACA | North Carolina | 37 | Brunswick | 19 | 37019 | 16 | 5867 | 1987 | 2021 | stoker/SPR | dry | Y | Biomass |  |  |  | OFA |  |  |  | B | NA |  |  |  | 1.47 | 0.2413 | 0.2413 | 0.2413 | 0.2413 | 0.11 | 0.27 | 1
CPI USA NC Southport | 10378_B_1B | 10378 | B | 1B | 9908 | Biomass |  | S_VACA | North Carolina | 37 | Brunswick | 19 | 37019 | 16 | 5867 | 1987 | 2021 | stoker/SPR | dry | Y | Biomass |  |  |  | OFA |  |  |  | B | NA |  |  |  | 1.47 | 0.23939 | 0.23939 | 0.23939 | 0.23939 | 0.11 | 0.27 | 1
CPI USA NC Southport | 10378_B_1C | 10378 | B | 1C | 9909 | Biomass |  | S_VACA | North Carolina | 37 | Brunswick | 19 | 37019 | 16 | 5867 | 1987 | 2021 | stoker/SPR | dry | Y | Biomass |  |  |  | OFA |  |  |  | B | NA |  |  |  | 1.47 | 0.24269 | 0.24269 | 0.24269 | 0.24269 | 0.11 | 0.27 | 1
CPI USA NC Southport | 10378_B_2A | 10378 | B | 2A | 9910 | Biomass |  | S_VACA | North Carolina | 37 | Brunswick | 19 | 37019 | 16 | 5867 | 1987 | 2021 | stoker/SPR | dry | Y | Biomass |  |  |  | OFA |  |  |  | B | NA |  |  |  | 1.47 | 0.21863 | 0.21863 | 0.21863 | 0.21863 | 0.11 | 0.27 | 1
CPI USA NC Southport | 10378_B_2B | 10378 | B | 2B | 9911 | Biomass |  | S_VACA | North Carolina | 37 | Brunswick | 19 | 37019 | 16 | 5867 | 1987 | 2021 | stoker/SPR | dry | Y | Biomass |  |  |  | OFA |  |  |  | B | NA |  |  |  | 1.47 | 0.21645 | 0.21645 | 0.21645 | 0.21645 | 0.11 | 0.27 | 1
CPI USA NC Southport | 10378_B_2C | 10378 | B | 2C | 9912 | Biomass |  | S_VACA | North Carolina | 37 | Brunswick | 19 | 37019 | 16 | 5867 | 1987 | 2021 | stoker/SPR | dry | Y | Biomass |  |  |  | OFA |  |  |  | B | NA |  |  |  | 1.47 | 0.22 | 0.22 | 0.22 | 0.22 | 0.11 | 0.27 | 1
CPI USA NC Roxboro | 10379_B_1A | 10379 | B | 1A | 9913 | Biomass |  | S_VACA | North Carolina | 37 | Person | 145 | 37145 | 15.7 | 13823 | 1987 | 2021 | stoker/SPR |  | N | Biomass |  |  |  | OFA |  |  |  | B | NA |  |  |  | 2.3 | 0.20772 | 0.20772 | 0.20772 | 0.20772
CPI USA NC Roxboro | 10379_B_1B | 10379 | B | 1B | 9914 | Biomass |  | S_VACA | North Carolina | 37 | Person | 145 | 37145 | 15.7 | 13823 | 1987 | 2021 | stoker/SPR |  | N | Biomass |  |  |  | OFA |  |  |  | B | NA |  |  |  | 2.3 | 0.20736 | 0.20736 | 0.20736 | 0.20736
CPI USA NC Roxboro | 10379_B_1C | 10379 | B | 1C | 9915 | Biomass |  | S_VACA | North Carolina | 37 | Person | 145 | 37145 | 15.7 | 13823 | 1987 | 2021 | stoker/SPR |  | N | Biomass |  |  |  | OFA |  |  |  | B | NA |  |  |  | 2.3 | 0.20896 | 0.20896 | 0.20896 | 0.20896
Riverside | 1081_B_9 | 1081 | B | 9 | 753 | O/G Steam |  | MIS_MIDA | Iowa | 19 | Scott | 163 | 19163 | 107 | 10784 | 1961 | 2021 | tangential | dry | N | Natural Gas |  |  |  | LNC2 | [8 empty] | 0.006 | 0.15721 | 0.15721 | 0.15721 | 0.15721
G G Allen | 2718_B_2 | 2718 | B | 2 | 1844 | Coal Steam |  | S_VACA | North Carolina | 37 | Gaston | 71 | 37071 | 162 | 10779 | 1957 | 2022 | tangential | dry | N | Bituminous | Wet Scrubber | 2009 | 0.95 | LNC3 | SNCR |  | 2008 | ESPC | No |  |  |  | 0.12 | 0.30292 | 0.22555 | 0.30292 | 0.22555 | 0.05 | 0.1 | 0.56 | 0.99
G G Allen | 2718_B_3 | 2718 | B | 3 | 1845 | Coal Steam |  | S_VACA | North Carolina | 37 | Gaston | 71 | 37071 | 258 | 10448 | 1959 | 2021 | tangential | dry | N | Bituminous | Wet Scrubber | 2009 | 0.95 | LNC3 | SNCR |  | 2005 | ESPC | Yes |  |  |  | 0.063 | 0.30097 | 0.29814 | 0.30097 | 0.29814 | 0.05 | 0.1 | 0.56 | 0.99
G G Allen | 2718_B_4 | 2718 | B | 4 | 1846 | Coal Steam |  | S_VACA | North Carolina | 37 | Gaston | 71 | 37071 | 257 | 10526 | 1960 | 2022 | tangential | dry | N | Bituminous | Wet Scrubber | 2009 | 0.95 | LNC3 | SNCR |  | 2006 | ESPC | Yes | ACI | 2016 |  | 0.062 | 0.30573 | 0.3019 | 0.30573 | 0.3019 | 0.05 | 0.1 | 0.1 | 0.99
Pirkey | 7902_B_1 | 7902 | B | 1 | 3360 | Coal Steam |  | SPP_WEST | Texas | 48 | Harrison | 203 | 48203 | 721 | 10533 | 1985 | 2023 | wall | dry | N | Lignite, Subbituminous | Wet Scrubber | 1985 | 0.85 | LNB + LNBO + OFA |  |  |  | ESPC | Yes | ACI | 2015 |  | 1.2 | 0.16155 | 0.16155 | 0.16155 | 0.16155 | 0.1 | 0.1 | 0.1 | 0.9
Ottawa | 1316_G_GT1 | 1316 | G | GT1 |  | Combustion Turbine |  | SPP_N | Kansas | 20 | Franklin | 59 | 20059 | 8 | 25000 | 1967 | 2020 |  |  | N | Natural Gas | [13 empty] | 0.55023 | 0.55023 | 0.55023 | 0.55023
Stockton | 1327_G_4 | 1327 | G | 4 |  | Combustion Turbine | IC Engine | SPP_N | Kansas | 20 | Rooks | 163 | 20163 | 0.5 | 12283 | 1951 | 2020 |  |  | N | Natural Gas, Distillate Fuel Oil | [12 empty] | 3 | 1.061 | 1.061 | 1.061 | 1.061
Hutchinson Plant #1 | 1980_G_8 | 1980 | G | 8 |  | Combined Cycle |  | MIS_MNWI | Minnesota | 27 | McLeod | 85 | 27085 | 13 | 10605 | 1971 | 2019 |  |  | N | Natural Gas | [13 empty] | 0.068427 | 0.068427 | 0.068427 | 0.068427
Ravenswood | 2500_G_GT9 | 2500 | G | GT9 |  | Combustion Turbine |  | NY_Z_J | New York | 36 | Queens | 81 | 36081 | 16.3 | 16213 | 1969 | 2020 |  |  | N | Natural Gas, Distillate Fuel Oil | [12 empty] | 0.316 | 0.36764 | 0.36764 | 0.36764 | 0.36764
West Babylon | 2521_G_4 | 2521 | G | 4 | 1753 | Combustion Turbine |  | NY_Z_K | New York | 36 | Suffolk | 103 | 36103 | 49.7 | 15764 | 1971 | 2020 |  |  | N | Distillate Fuel Oil | [12 empty] | 1.053 | 0.38759 | 0.38759 | 0.38759 | 0.38759
TalenEnergy Martins Creek LLC Harwood | 3144_G_CTG1 | 3144 | G | CTG1 |  | Combustion Turbine |  | PJM_WMAC | Pennsylvania | 42 | Luzerne | 79 | 42079 | 13.5 | 16620 | 1967 | 2022 |  |  | N | Distillate Fuel Oil | [12 empty] | 1.315 | 0.39008 | 0.39008 | 0.39008 | 0.39008
TalenEnergy Martins Creek LLC Harwood | 3144_G_CTG2 | 3144 | G | CTG2 |  | Combustion Turbine |  | PJM_WMAC | Pennsylvania | 42 | Luzerne | 79 | 42079 | 13.5 | 16642 | 1967 | 2022 |  |  | N | Distillate Fuel Oil | [12 empty] | 1.315 | 0.09696 | 0.09696 | 0.09696 | 0.09696
TalenEnergy Martins Creek | 3148_G_CTG4 | 3148 | G | CTG4 |  | Combustion Turbine |  | PJM_WMAC | Pennsylvania | 42 | Northampton | 95 | 42095 | 18 | 15991 | 1971 | 2023 |  |  | N | Natural Gas | [12 empty] | 1.315 | 0.18686 | 0.18686 | 0.18686 | 0.18686
Sam Rayburn | 3631_G_1 | 3631 | G | 1 |  | Combustion Turbine |  | ERC_REST | Texas | 48 | Victoria | 469 | 48469 | 10.5 | 25000 | 1963 | 2021 |  |  | N | Natural Gas, Distillate Fuel Oil | [12 empty] | 3 | 0.26295 | 0.26295 | 0.26295 | 0.26295
Sam Rayburn | 3631_G_2 | 3631 | G | 2 |  | Combustion Turbine |  | ERC_REST | Texas | 48 | Victoria | 469 | 48469 | 11.5 | 25000 | 1963 | 2021 |  |  | N | Natural Gas, Distillate Fuel Oil | [12 empty] | 3 | 0.48374 | 0.48374 | 0.48374 | 0.48374
Center | 491_G_3 | 491 | G | 3 |  | Combustion Turbine | IC Engine | WECC_CO | Colorado | 8 | Saguache | 109 | 08109 | 0.5 | 12283 | 1963 | 2021 |  |  | N | Distillate Fuel Oil | [12 empty] | 1.2 | 1.6498 | 1.6498 | 1.6498 | 1.6498
Center | 491_G_5 | 491 | G | 5 |  | Combustion Turbine | IC Engine | WECC_CO | Colorado | 8 | Saguache | 109 | 08109 | 1 | 12283 | 1959 | 2021 |  |  | N | Distillate Fuel Oil | [12 empty] | 1.2 | 1.6498 | 1.6498 | 1.6498 | 1.6498
Newgulf Cogen | 50137_G_GEN1 | 50137 | G | GEN1 | 3640 | Combustion Turbine |  | ERC_REST | Texas | 48 | Wharton | 481 | 48481 | 69 | 13823 | 1984 | 2020 |  |  | N | Natural Gas | [12 empty] | 3 | 0.28653 | 0.28653 | 0.28653 | 0.28653
Sanford Dam | 50157_G_1 | 50157 | G | 1 |  | Hydro |  | MIS_LMI | Michigan | 26 | Midland | 111 | 26111 | 1.2 | 0 | 1923 | 2020 |  |  | N | Hydro | [13 empty] | 0 | 0 | 0 | 0
Sanford Dam | 50157_G_2 | 50157 | G | 2 |  | Hydro |  | MIS_LMI | Michigan | 26 | Midland | 111 | 26111 | 1.2 | 0 | 1923 | 2020 |  |  | N | Hydro | [13 empty] | 0 | 0 | 0 | 0
Sanford Dam | 50157_G_3 | 50157 | G | 3 |  | Hydro |  | MIS_LMI | Michigan | 26 | Midland | 111 | 26111 | 1.2 | 0 | 1923 | 2020 |  |  | N | Hydro | [13 empty] | 0 | 0 | 0 | 0
Edenville | 50158_G_1 | 50158 | G | 1 |  | Hydro |  | MIS_LMI | Michigan | 26 | Gladwin | 51 | 26051 | 2.4 | 0 | 1923 | 2018 |  |  | N | Hydro | [13 empty] | 0 | 0 | 0 | 0
Edenville | 50158_G_2 | 50158 | G | 2 |  | Hydro |  | MIS_LMI | Michigan | 26 | Gladwin | 51 | 26051 | 2.4 | 0 | 1923 | 2018 |  |  | N | Hydro | [13 empty] | 0 | 0 | 0 | 0
Secord | 50159_G_1 | 50159 | G | 1 |  | Hydro |  | MIS_LMI | Michigan | 26 | Gladwin | 51 | 26051 | 1.2 | 0 | 1923 | 2020 |  |  | N | Hydro | [13 empty] | 0 | 0 | 0 | 0
Smallwood | 50160_G_1 | 50160 | G | 1 |  | Hydro |  | MIS_LMI | Michigan | 26 | Gladwin | 51 | 26051 | 1.2 | 0 | 1923 | 2020 |  |  | N | Hydro | [13 empty] | 0 | 0 | 0 | 0
Elmwood Park Power LLC | 50852_G_GEN1 | 50852 | G | GEN1 | 3698 | Combined Cycle |  | PJM_EMAC | New Jersey | 34 | Bergen | 3 | 34003 | 52.1 | 10097 | 1989 | 2021 |  |  | N | Natural Gas |  |  |  | H2O | [9 empty] | 0.061593 | 0.061593 | 0.061593 | 0.061593
Elmwood Park Power LLC | 50852_G_GEN2 | 50852 | G | GEN2 | 3698 | Combined Cycle |  | PJM_EMAC | New Jersey | 34 | Bergen | 3 | 34003 | 17.9 | 10097 | 1989 | 2021 |  |  | N | Natural Gas |  |  |  | H2O | [9 empty] | 0.061593 | 0.061593 | 0.061593 | 0.061593
Franklin Heating Station | 54224_G_DG6 | 54224 | G | DG6 |  | Combustion Turbine | IC Engine | MIS_MNWI | Minnesota | 27 | Olmsted | 109 | 27109 | 2.3 | 14286 | 1982 | 2021 |  |  | N | Natural Gas, Distillate Fuel Oil | [13 empty] | 1.061 | 1.061 | 1.061 | 1.061
Franklin Heating Station | 54224_G_DG7 | 54224 | G | DG7 |  | Combustion Turbine | IC Engine | MIS_MNWI | Minnesota | 27 | Olmsted | 109 | 27109 | 2.3 | 14286 | 1982 | 2021 |  |  | N | Natural Gas, Distillate Fuel Oil | [13 empty] | 1.061 | 1.061 | 1.061 | 1.061
York Generation Company LLC | 54693_G_GT#1 | 54693 | G | GT#1 |  | Combined Cycle |  | PJM_WMAC | Pennsylvania | 42 | York | 133 | 42133 | 7.3 | 10130 | 1989 | 2021 |  |  | N | Natural Gas | [13 empty] | 0.11039 | 0.11039 | 0.11039 | 0.11039
York Generation Company LLC | 54693_G_GT#2 | 54693 | G | GT#2 |  | Combined Cycle |  | PJM_WMAC | Pennsylvania | 42 | York | 133 | 42133 | 7.3 | 10130 | 1989 | 2021 |  |  | N | Natural Gas | [13 empty] | 0.11039 | 0.11039 | 0.11039 | 0.11039
York Generation Company LLC | 54693_G_GT#5 | 54693 | G | GT#5 |  | Combined Cycle |  | PJM_WMAC | Pennsylvania | 42 | York | 133 | 42133 | 7.3 | 10130 | 1989 | 2021 |  |  | N | Natural Gas | [13 empty] | 0.10621 | 0.10621 | 0.10621 | 0.10621
York Generation Company LLC | 54693_G_GT#6 | 54693 | G | GT#6 |  | Combined Cycle |  | PJM_WMAC | Pennsylvania | 42 | York | 133 | 42133 | 7.3 | 10130 | 1989 | 2021 |  |  | N | Natural Gas | [13 empty] | 0.10621 | 0.10621 | 0.10621 | 0.10621
York Generation Company LLC | 54693_G_ST#1 | 54693 | G | ST#1 |  | Combined Cycle |  | PJM_WMAC | Pennsylvania | 42 | York | 133 | 42133 | 8.4 | 10130 | 1989 | 2021 |  |  | N | Natural Gas |  |  |  | LNB | [9 empty] | 0.11039 | 0.11039 | 0.11039 | 0.11039
York Generation Company LLC | 54693_G_ST#2 | 54693 | G | ST#2 |  | Combined Cycle |  | PJM_WMAC | Pennsylvania | 42 | York | 133 | 42133 | 8.4 | 10130 | 1989 | 2021 |  |  | N | Natural Gas |  |  |  | LNB | [9 empty] | 0.10621 | 0.10621 | 0.10621 | 0.10621
Yellowhammer Gas Plant | 54730_G_701 | 54730 | G | 701 |  | Combustion Turbine |  | S_SOU | Alabama | 1 | MOBILE | 97 | 01097 | 3 | 12369 | 1992 | 2021 |  |  | N | Natural Gas | [12 empty] | 1.8 | 0.23894 | 0.23894 | 0.23894 | 0.23894
NRG Sterlington Power | 55099_G_01 | 55099 | G | 01 |  | Combustion Turbine |  | MIS_LA | Louisiana | 22 | Ouachita | 73 | 22073 | 24 | 18571 | 2000 | 2020 |  |  | N | Natural Gas | [12 empty] | 0.01 | 0.26125 | 0.26125 | 0.26125 | 0.26125
NRG Sterlington Power | 55099_G_02 | 55099 | G | 02 |  | Combustion Turbine |  | MIS_LA | Louisiana | 22 | Ouachita | 73 | 22073 | 22 | 16213 | 2000 | 2020 |  |  | N | Natural Gas | [12 empty] | 0.01 | 0.27902 | 0.27902 | 0.27902 | 0.27902
NRG Sterlington Power | 55099_G_04 | 55099 | G | 04 |  | Combustion Turbine |  | MIS_LA | Louisiana | 22 | Ouachita | 73 | 22073 | 23 | 18572 | 2001 | 2020 |  |  | N | Natural Gas | [12 empty] | 0.01 | 0.21885 | 0.21885 | 0.21885 | 0.21885
NRG Sterlington Power | 55099_G_06 | 55099 | G | 06 |  | Combustion Turbine |  | MIS_LA | Louisiana | 22 | Ouachita | 73 | 22073 | 18 | 18571 | 2001 | 2020 |  |  | N | Natural Gas | [12 empty] | 0.01 | 0.0534 | 0.0534 | 0.0534 | 0.0534
NRG Sterlington Power | 55099_G_07 | 55099 | G | 07 |  | Combustion Turbine |  | MIS_LA | Louisiana | 22 | Ouachita | 73 | 22073 | 16 | 18571 | 2001 | 2020 |  |  | N | Natural Gas | [12 empty] | 0.01 | 0.04592 | 0.04592 | 0.04592 | 0.04592
NRG Sterlington Power | 55099_G_09 | 55099 | G | 09 |  | Combustion Turbine |  | MIS_LA | Louisiana | 22 | Ouachita | 73 | 22073 | 16 | 18571 | 2000 | 2020 |  |  | N | Natural Gas | [12 empty] | 0.01 | 0.21721 | 0.21721 | 0.21721 | 0.21721
NRG Sterlington Power | 55099_G_10 | 55099 | G | 10 |  | Combustion Turbine |  | MIS_LA | Louisiana | 22 | Ouachita | 73 | 22073 | 16 | 18571 | 2000 | 2020 |  |  | N | Natural Gas | [12 empty] | 0.01 | 0.12234 | 0.12234 | 0.12234 | 0.12234
NECCO Co-Generation | 55999_G_GEN1 | 55999 | G | GEN1 |  | Combustion Turbine | IC Engine | NENGREST | Massachusetts | 25 | Suffolk | 25 | 25025 | 2.8 | 8700 | 2004 | 2018 |  |  | Y | Natural Gas |  |  |  |  | SCR | [7 empty] | 0.789 | 0.39545 | 0.07909 | 0.39545 | 0.07909
NECCO Co-Generation | 55999_G_GEN2 | 55999 | G | GEN2 |  | Combustion Turbine | IC Engine | NENGREST | Massachusetts | 25 | Suffolk | 25 | 25025 | 2.8 | 8700 | 2004 | 2018 |  |  | Y | Natural Gas |  |  |  |  | SCR | [7 empty] | 0.789 | 0.39545 | 0.07909 | 0.39545 | 0.07909
WPPI Hartford DG | 56266_G_1 | 56266 | G | 1 |  | Combustion Turbine | IC Engine | MIS_WUMS | Wisconsin | 55 | Washington | 131 | 55131 | 1.1 | 10745 | 2005 | 2020 |  |  | N | Distillate Fuel Oil | [12 empty] | 3 | 1.6498 | 1.6498 | 1.6498 | 1.6498
Danville Westover Plant | 56365_G_GEN1 | 56365 | G | GEN1 |  | Combustion Turbine | IC Engine | PJM_Dom | Virginia | 51 | Danville City | 590 | 51590 | 1.2 | 10745 | 2005 | 2020 |  |  | N | Distillate Fuel Oil | [12 empty] | 2.64 | 4.4922 | 4.4922 | 4.4922 | 4.4922
Bos Dairy, LLC | 57625_G_BOS3 | 57625 | G | BOS3 |  | Combustion Turbine | IC Engine | MIS_INKY | Indiana | 18 | Jasper | 73 | 18073 | 0.3 | 11686 | 2011 | 2020 |  |  | N | Natural Gas | [13 empty] | 1.061 | 1.061 | 1.061 | 1.061
DOE Golden NWTC Research Side | 57693_G_GAMES | 57693 | G | GAMES |  | Onshore Wind |  | WECC_CO | Colorado | 8 | Jefferson | 59 | 08059 | 2 | 0 | 2011 | 2021 |  |  | N | Wind | [13 empty] | 0 | 0 | 0 | 0
DOE Golden NWTC Research Side | 57693_G_GEDOE | 57693 | G | GEDOE |  | Onshore Wind |  | WECC_CO | Colorado | 8 | Jefferson | 59 | 08059 | 1.5 | 0 | 2010 | 2021 |  |  | N | Wind | [13 empty] | 0 | 0 | 0 | 0
DOE Golden NWTC Research Side | 57693_G_SIEM | 57693 | G | SIEM |  | Onshore Wind |  | WECC_CO | Colorado | 8 | Jefferson | 59 | 08059 | 2.3 | 0 | 2010 | 2021 |  |  | N | Wind | [13 empty] | 0 | 0 | 0 | 0
Coca Cola American Canyon | 57807_G_COK01 | 57807 | G | COK01 |  | Fuel Cell |  | WEC_CALN | California | 6 | Napa | 55 | 06055 | 1 | 9418 | 2011 | 2020 |  |  | N | Natural Gas | [13 empty] | 0 | 0 | 0 | 0
North Hollywood | 57854_G_2T1 | 57854 | G | 2T1 |  | Hydro |  | WEC_LADW | California | 6 | Los Angeles | 37 | 06037 | 1.2 | 0 | 1993 | 2021 |  |  | N | Hydro | [13 empty] | 0 | 0 | 0 | 0
North Hollywood | 57854_G_2T2 | 57854 | G | 2T2 |  | Hydro |  | WEC_LADW | California | 6 | Los Angeles | 37 | 06037 | 1.2 | 0 | 1993 | 2021 |  |  | N | Hydro | [13 empty] | 0 | 0 | 0 | 0
UNC-CH LFG Facility | 58268_G_LFG1 | 58268 | G | LFG1 |  | Landfill Gas |  | S_VACA | North Carolina | 37 | Orange | 135 | 37135 | 1 | 14103 | 2013 | 2020 |  |  | N | Landfill Gas | [13 empty] | 0.22117 | 0.22117 | 0.22117 | 0.22117
Simonds | 58945_G_GEN 1 | 58945 | G | GEN 1 |  | Combustion Turbine | IC Engine | NENGREST | Massachusetts | 25 | Middlesex | 17 | 25017 | 0.6 | 8700 | 2011 | 2019 |  |  | Y | Natural Gas | [13 empty] | 1.9772 | 1.9772 | 1.9772 | 1.9772
Simonds | 58945_G_GEN 2 | 58945 | G | GEN 2 |  | Combustion Turbine | IC Engine | NENGREST | Massachusetts | 25 | Middlesex | 17 | 25017 | 0.6 | 8700 | 2011 | 2019 |  |  | Y | Natural Gas | [13 empty] | 1.9772 | 1.9772 | 1.9772 | 1.9772
Simonds | 58945_G_GEN 3 | 58945 | G | GEN 3 |  | Combustion Turbine | IC Engine | NENGREST | Massachusetts | 25 | Middlesex | 17 | 25017 | 0.6 | 8700 | 2011 | 2019 |  |  | Y | Natural Gas | [13 empty] | 1.9772 | 1.9772 | 1.9772 | 1.9772
Pine Tree Landfill Gas to Energy | 58993_G_3201 | 58993 | G | 3201 |  | Landfill Gas |  | NENG_ME | Maine | 23 | Penobscot | 19 | 23019 | 0.9 | 13500 | 2008 | 2020 |  |  | N | Landfill Gas | [13 empty] | 0.22117 | 0.22117 | 0.22117 | 0.22117
Pine Tree Landfill Gas to Energy | 58993_G_3202 | 58993 | G | 3202 |  | Landfill Gas |  | NENG_ME | Maine | 23 | Penobscot | 19 | 23019 | 0.9 | 13500 | 2008 | 2021 |  |  | N | Landfill Gas | [13 empty] | 0.22117 | 0.22117 | 0.22117 | 0.22117
Pine Tree Landfill Gas to Energy | 58993_G_3203 | 58993 | G | 3203 |  | Landfill Gas |  | NENG_ME | Maine | 23 | Penobscot | 19 | 23019 | 0.9 | 13500 | 2008 | 2021 |  |  | N | Landfill Gas | [13 empty] | 0.22117 | 0.22117 | 0.22117 | 0.22117
eBay - South Jordan | 59281_G_EBY00 | 59281 | G | EBY00 |  | Fuel Cell |  | WECC_UT | Utah | 49 | Salt Lake | 35 | 49035 | 6 | 7394 | 2013 | 2020 |  |  | N | Natural Gas | [13 empty] | 0 | 0 | 0 | 0
eBay - South Jordan | 59281_G_EBY03 | 59281 | G | EBY03 |  | Fuel Cell |  | WECC_UT | Utah | 49 | Salt Lake | 35 | 49035 | 3.8 | 7394 | 2015 | 2020 |  |  | N | Natural Gas | [13 empty] | 0 | 0 | 0 | 0
NA 1(Hagerstown) | 60213_G_MPSHG | 60213 | G | MPSHG |  | Energy Storage |  | PJM_AP | Maryland | 24 | Washington | 43 | 24043 | 2 | 0 | 2017 | 2020 |  |  | N | Energy Storage | [13 empty] | 0 | 0 | 0 | 0
Berlin | 6565_G_4A | 6565 | G | 4A |  | Combustion Turbine | IC Engine | PJM_EMAC | Maryland | 24 | Worcester | 47 | 24047 | 1.8 | 25000 | 2000 | 2020 |  |  | N | Distillate Fuel Oil | [12 empty] | 0.3 | 0.89849 | 0.89849 | 0.89849 | 0.89849
Tipton | 8106_G_3 | 8106 | G | 3 |  | Combustion Turbine | IC Engine | MIS_IL | Iowa | 19 | Cedar | 31 | 19031 | 1.2 | 11756 | 1971 | 2019 |  |  | N | Natural Gas, Distillate Fuel Oil | [12 empty] | 1.629 | 1.061 | 1.061 | 1.061 | 1.061
Birchwood Power | 54304_B_1A | 54304 | B | 1A | 10104 | Coal Steam |  | PJM_Dom | Virginia | 51 | King George | 99 | 51099 | 240 | 10778 | 1996 | 2021 | tangential | dry | N | Bituminous | Dry Scrubber | 1996 | 0.94 | LNB + OFA | SCR | 1996 |  | B | NA |  |  |  | 0.1 | 0.09934 | 0.09934 | 0.09934 | 0.09934 | 0.05 | 0.1 | 1 | 0.99
Greater Detroit Resource Recovery | 10033_B_11 | 10033 | B | 11 |  | Municipal Solid Waste |  | MIS_LMI | Michigan | 26 | Wayne | 163 | 26163 | 21.2 | 8824 | 1988 | 2019 |  |  | Y | MSW | Dry Scrubber | 1995 | 0.9 |  |  |  |  | B | NA |  |  |  |  | 0.24674 | 0.24674 | 0.24674 | 0.24674 | 0.08 | 0.08 | 0.08
Greater Detroit Resource Recovery | 10033_B_12 | 10033 | B | 12 |  | Municipal Solid Waste |  | MIS_LMI | Michigan | 26 | Wayne | 163 | 26163 | 21.2 | 8824 | 1988 | 2019 |  |  | Y | MSW | Dry Scrubber | 1993 | 0.891 |  |  |  |  | B | NA |  |  |  |  | 0.25741 | 0.25741 | 0.25741 | 0.25741 | 0.08 | 0.08 | 0.08
Greater Detroit Resource Recovery | 10033_B_13 | 10033 | B | 13 |  | Municipal Solid Waste |  | MIS_LMI | Michigan | 26 | Wayne | 163 | 26163 | 21.2 | 8824 | 1988 | 2019 |  |  | Y | MSW | Dry Scrubber | 1994 | 0.921 |  |  |  |  | B | NA |  |  |  |  | 0.23206 | 0.23206 | 0.23206 | 0.23206 | 0.08 | 0.08 | 0.08
ReEnergy Ashland | 10356_B_BOIL1 | 10356 | B | BOIL1 |  | Biomass |  | NENG_ME | Maine | 23 | Aroostook | 3 | 23003 | 37 | 13719 | 1993 | 2019 |  |  | N | Biomass |  |  |  |  | SNCR |  |  | ESPH | No |  |  |  | 2.106 | 0.07835 | 0.07835 | 0.07835 | 0.07835
Lansing | 1047_B_4 | 1047 | B | 4 | 739 | Coal Steam |  | MIS_IA | Iowa | 19 | Allamakee | 5 | 19005 | 248 | 12042 | 1977 | 2022 | wall | dry | N | Subbituminous | Dry Scrubber | 2015 | 0.961 | LNB + NH3 | SCR | 2010 |  | ESPH + B | No | ACI | 2010 |  | 0.075 | 0.4151 | 0.0426 | 0.4151 | 0.0426 | 0.1 | 0.1 | 0.1 | 0.99
Cambria Cogen | 10641_B_B1 | 10641 | B | B1 | 3566 | Coal Steam |  | PJM_PENE | Pennsylvania | 42 | Cambria | 21 | 42021 | 44 | 10702 | 1991 | 2019 | FBC | dry | Y | Waste Coal | Reagent Injection | 1991 | 0.92 | CF | SNCR |  | 1998 | B | NA |  |  |  | 1.2 | 0.15236 | 0.15236 | 0.15236 | 0.15236 | 0.01 | 0.01 | 0.01 | 0.98 | Yes | 1991
Cambria Cogen | 10641_B_B2 | 10641 | B | B2 | 3567 | Coal Steam |  | PJM_PENE | Pennsylvania | 42 | Cambria | 21 | 42021 | 44 | 10702 | 1991 | 2019 | FBC | dry | Y | Waste Coal | Reagent Injection | 1991 | 0.92 | NH3 | SNCR |  | 1998 | B | NA |  |  |  | 1.2 | 0.15308 | 0.15308 | 0.15308 | 0.15308 | 0.01 | 0.01 | 0.01 | 0.98 | Yes | 1991
Cholla | 113_B_4 | 113 | B | 4 | 65 | Coal Steam |  | WECC_AZ | Arizona | 4 | Navajo | 17 | 04017 | 380 | 10709 | 1981 | 2020 | tangential | dry | N | Bituminous, Subbituminous | Wet Scrubber | 2008 | 0.94 | LNC3 |  |  |  | B | NA | ACI | 2016 |  | 0.15 | 0.1752 | 0.1752 | 0.1752 | 0.1752 | 0.05 | 0.1 | 0.1 | 0.99 | [6 empty] | Yes
Oklaunion | 127_B_1 | 127 | B | 1 | 81 | Coal Steam |  | ERC_WEST | Texas | 48 | Wilbarger | 487 | 48487 | 650 | 10658 | 1986 | 2020 | wall | dry | N | Subbituminous | Wet Scrubber | 1986 | 0.868 | LNB |  |  |  | ESPC | No | ACI | 2015 |  | 0.5 | 0.33699 | 0.33699 | 0.1987 | 0.1987 | 0.1 | 0.1 | 0.1 | 0.918
Coffeyville | 1271_B_5 | 1271 | B | 5 |  | O/G Steam |  | SPP_N | Kansas | 20 | Montgomery | 125 | 20125 | 16 | 13986 | 1997 | 2019 |  |  | N | Natural Gas | [12 empty] | 3 | 0.23063 | 0.23063 | 0.23063 | 0.23063
Seminole (FL) | 136_B_1 | 136 | B | 1 | 84 | Coal Steam |  | FRCC | Florida | 12 | Putnam | 107 | 12107 | 652 | 9889 | 1984 | 2023 | wall | dry | N | Bituminous | Wet Scrubber | 1984 | 0.95 | LNBO | SCR | 2009 |  | ESPC | No |  |  |  | 0.2 | 0.2034 | 0.06303 | 0.2034 | 0.06303 | 0.05 | 0.1 | 0.56 | 0.99 | [6 empty] | Yes
Chalk Point LLC | 1571_B_1 | 1571 | B | 1 | 1050 | Coal Steam |  | PJM_SMAC | Maryland | 24 | Prince Georges | 33 | 24033 | 331 | 11442 | 1964 | 2021 | wall | dry | N | Bituminous | Wet Scrubber | 2009 | 0.98 | LNB + OFA | SCR | 2008 |  | ESPC + B | No |  |  |  | 0.12 | 0.075 | 0.075 | 0.075 | 0.075 | 0.05 | 0.1 | 0.56 | 0.99
Chalk Point LLC | 1571_B_2 | 1571 | B | 2 | 1051 | Coal Steam |  | PJM_SMAC | Maryland | 24 | Prince Georges | 33 | 24033 | 336 | 11206 | 1965 | 2021 | wall | dry | N | Bituminous | Wet Scrubber | 2009 | 0.98 | LNB + OFA + NH3 + other | SNCR |  | 2007 | ESPC + B | No |  |  |  | 0.12 | 0.2742 | 0.2742 | 0.2742 | 0.2742 | 0.05 | 0.1 | 0.56 | 0.99
Dickerson | 1572_B_1 | 1572 | B | 1 | 1057 | Coal Steam |  | PJM_SMAC | Maryland | 24 | Montgomery | 31 | 24031 | 173 | 11757 | 1959 | 2020 | tangential | wet | N | Bituminous | Wet Scrubber | 2009 | 0.98 | LNC2 | SNCR |  | 2009 | ESPC + B | No |  |  |  | 2.8 | 0.28593 | 0.22456 | 0.1469 | 0.11537 | 0.05 | 0.1 | 0.56 | 0.99
Dickerson | 1572_B_2 | 1572 | B | 2 | 1058 | Coal Steam |  | PJM_SMAC | Maryland | 24 | Montgomery | 31 | 24031 | 173 | 11814 | 1960 | 2020 | tangential | wet | N | Bituminous | Wet Scrubber | 2009 | 0.98 | LNC2 | SNCR |  | 2009 | ESPC + B | No |  |  |  | 2.8 | 0.3746 | 0.25429 | 0.1469 | 0.1 | 0.05 | 0.1 | 0.56 | 0.99
Dickerson | 1572_B_3 | 1572 | B | 3 | 1059 | Coal Steam |  | PJM_SMAC | Maryland | 24 | Montgomery | 31 | 24031 | 173 | 11804 | 1962 | 2020 | tangential | wet | N | Bituminous | Wet Scrubber | 2009 | 0.98 | LNC2 | SNCR |  | 2009 | ESPC + B | No |  |  |  | 2.8 | 0.28178 | 0.22431 | 0.1469 | 0.11694 | 0.05 | 0.1 | 0.56 | 0.99
GREC | 165_B_1 | 165 | B | 1 | 95 | O/G Steam |  | SPP_WEST | Oklahoma | 40 | Mayes | 97 | 40097 | 40 | 12224 | 1982 | 2020 | wall | dry | N | Natural Gas |  |  |  | OFA | [8 empty] | 1.2 | 0.06581 | 0.06581 | 0.06581 | 0.06581
Columbia (MO) | 2123_B_6 | 2123 | B | 6 |  | Biomass |  | MIS_MO | Missouri | 29 | Boone | 19 | 29019 | 19 | 13380 | 1957 | 2016 | stoker/SPR | dry | N | Biomass |  |  |  | BOOS |  |  |  | B | NA |  |  |  | 8 | 0.37952 | 0.37952 | 0.37952 | 0.37952 | 0.11 | 0.27 | 1
Cayuga Operating Company | 2535_B_1 | 2535 | B | 1 | 1768 | Coal Steam |  | NY_Z_C&E | New York | 36 | Tompkins | 109 | 36109 | 154 | 11203 | 1955 | 2020 | tangential | dry | N | Bituminous | Wet Scrubber | 1995 | 0.95 | LNC3 | SCR | 2001 |  | ESPC | No |  |  |  | 3.4 | 0.30148 | 0.15815 | 0.30148 | 0.15815 | 0.05 | 0.1 | 0.56 | 0.99
Cayuga Operating Company | 2535_B_2 | 2535 | B | 2 | 1769 | Coal Steam |  | NY_Z_C&E | New York | 36 | Tompkins | 109 | 36109 | 140 | 11120 | 1958 | 2020 | tangential | dry | N | Bituminous | Wet Scrubber | 1995 | 0.95 | LNC3 |  |  |  | ESPC | No | ACI | 2016 |  | 3.4 | 0.21269 | 0.21269 | 0.21269 | 0.21269 | 0.05 | 0.1 | 0.1 | 0.99
Greens Bayou | 3464_B_GBY5 | 3464 | B | GBY5 |  | O/G Steam |  | ERC_REST | Texas | 48 | Harris | 201 | 48201 | 406 | 11615 | 1973 | 2017 | tangential |  | N | Natural Gas |  |  |  | BOOS + FR | [8 empty] | 0.395 | 0.052 | 0.052 | 0.052 | 0.052
Knox Lee | 3476_B_2 | 3476 | B | 2 | 2385 | O/G Steam |  | SPP_WEST | Texas | 48 | Gregg | 183 | 48183 | 31 | 13884 | 1950 | 2020 | wall | dry | N | Natural Gas | [12 empty] | 1.157 | 0.12022 | 0.12022 | 0.12022 | 0.12022
Knox Lee | 3476_B_3 | 3476 | B | 3 | 2386 | O/G Steam |  | SPP_WEST | Texas | 48 | Gregg | 183 | 48183 | 25 | 13630 | 1952 | 2020 | wall | dry | N | Natural Gas | [12 empty] | 1.157 | 0.13008 | 0.13008 | 0.13008 | 0.13008
Lone Star | 3477_B_1 | 3477 | B | 1 | 2389 | O/G Steam |  | SPP_WEST | Texas | 48 | Morris | 343 | 48343 | 50 | 14500 | 1954 | 2020 | wall | dry | N | Natural Gas | [12 empty] | 0.3 | 0.31066 | 0.31066 | 0.31066 | 0.31066
Decker Creek | 3548_B_1 | 3548 | B | 1 | 2454 | O/G Steam |  | ERC_REST | Texas | 48 | Travis | 453 | 48453 | 320 | 11369 | 1971 | 2020 | tangential |  | N | Natural Gas |  |  |  | LNB | [8 empty] | 1.157 | 0.15935 | 0.15935 | 0.15935 | 0.15935
Chesterfield | 3797_B_5 | 3797 | B | 5 | 2519 | Coal Steam |  | PJM_Dom | Virginia | 51 | Chesterfield | 41 | 51041 | 336 | 10256 | 1964 | 2023 | tangential | dry | N | Bituminous | Wet Scrubber | 2011 | 0.97 | LNC2 | SCR | 2001 |  | ESPC + WS | No |  |  |  | 2.64 | 0.2878 | 0.05549 | 0.2878 | 0.05549 | 0.05 | 0.1 | 0.56 | 0.99
Chesterfield | 3797_B_6 | 3797 | B | 6 | 2520 | Coal Steam |  | PJM_Dom | Virginia | 51 | Chesterfield | 41 | 51041 | 670 | 10217 | 1969 | 2023 | tangential | dry | N | Bituminous | Wet Scrubber | 2008 | 0.97 | LNC3 | SCR | 2001 |  | ESPC + B + WS | No |  |  |  | 2.64 | 0.4131 | 0.06042 | 0.4131 | 0.06042 | 0.05 | 0.1 | 0.56 | 0.99
Possum Point | 3804_B_5 | 3804 | B | 5 | 2529 | O/G Steam |  | PJM_Dom | Virginia | 51 | Prince William | 153 | 51153 | 786 | 11467 | 1975 | 2020 | tangential |  | N | Residual Fuel Oil |  |  |  | OFA + other | SNCR |  |  | C | NA |  |  |  | 0.8 | 0.18581 | 0.03553 | 0.18581 | 0.03553
Yorktown | 3809_B_3 | 3809 | B | 3 | 2532 | O/G Steam |  | PJM_Dom | Virginia | 51 | York | 199 | 51199 | 790 | 11273 | 1974 | 2024 | tangential | dry | N | Residual Fuel Oil |  |  |  | other | SNCR |  |  | C | NA |  |  |  | 2.64 | 0.1951 | 0.152 | 0.1951 | 0.152
Edgewater | 4050_B_5 | 4050 | B | 5 | 2600 | Coal Steam |  | MIS_WUMS | Wisconsin | 55 | Sheboygan | 117 | 55117 | 416 | 10454 | 1985 | 2025 | wall | dry | N | Subbituminous | Dry Scrubber | 2016 | 0.9 | LNBO | SCR | 2012 |  | ESPC + B | No | ACI | 2003 |  | 0.075 | 0.03717 | 0.03717 | 0.03717 | 0.03717 | 0.1 | 0.1 | 0.1 | 0.95
Martin Drake | 492_B_6 | 492 | B | 6 | 314 | Coal Steam |  | WECC_CO | Colorado | 8 | El Paso | 41 | 08041 | 77 | 11438 | 1968 | 2022 | wall | dry | N | Bituminous, Subbituminous | Wet Scrubber | 2017 | 0.92 | LNB + OFA |  |  |  | B | NA | ACI | 2015 |  | 0.13 | 0.21896 | 0.21896 | 0.21896 | 0.21896 | 0.05 | 0.1 | 0.1 | 0.97 | [6 empty] | Yes
Martin Drake | 492_B_7 | 492 | B | 7 | 315 | Coal Steam |  | WECC_CO | Colorado | 8 | El Paso | 41 | 08041 | 131 | 11479 | 1974 | 2022 | wall | dry | N | Bituminous, Subbituminous | Wet Scrubber | 2017 | 0.92 | LNB + LNBO + OFA |  |  |  | B | NA | ACI | 2015 |  | 0.13 | 0.22202 | 0.22202 | 0.22202 | 0.22202 | 0.05 | 0.1 | 0.1 | 0.97 | [6 empty] | Yes
Wheelabrator Frackville Energy | 50879_B_BLR1 | 50879 | B | BLR1 | 3701 | Coal Steam |  | PJM_WMAC | Pennsylvania | 42 | Schuylkill | 107 | 42107 | 42 | 14500 | 1988 | 2020 | FBC | dry | Y | Waste Coal | Reagent Injection | 1988 | 0.97 | CF + LA + OFA |  |  |  | B | NA | ACI | 2015 |  | 0.21 | 0.14715 | 0.14715 | 0.14715 | 0.14715 | 0.01 | 0.01 | 0.01 | 0.98 | Yes | 1989
ReEnergy Lyonsdale Biomass | 54526_B_00001 | 54526 | B | 00001 |  | Biomass |  | NY_Z_C&E | New York | 36 | Lewis | 49 | 36049 | 19 | 5546 | 1992 | 2019 |  |  | Y | Biomass | [7 empty] | ESPH + C | No |  |  |  |  | 0.2 | 0.2 | 0.2 | 0.2
Kennecott Power Plant | 56163_B_4 | 56163 | B | 4 |  | Coal Steam |  | WECC_UT | Utah | 49 | Salt Lake | 35 | 49035 | 75 | 10438 | 1959 | 2019 | tangential | dry | N | Bituminous |  |  |  | LNB |  |  |  | ESPH | No |  |  |  | 1.32 | 0.44315 | 0.44315 | 0.1469 | 0.1469 | 0.9 | 0.1 | 1 | 0
McKinley Paper Co. - Washington Mill | 58352_B_B-11 | 58352 | B | B-11 |  | Biomass |  | WECC_PNW | Washington | 53 | Clallam | 9 | 53009 | 20 | 8707 | 2013 | 2022 |  |  | Y | Biomass |  |  |  | AA + NH3 | SNCR |  |  | ESPC | No |  |  |  |  | 0.13 | 0.13 | 0.13 | 0.13
McKee Run | 599_B_3 | 599 | B | 3 | 394 | O/G Steam |  | PJM_EMAC | Delaware | 10 | Kent | 1 | 10001 | 103 | 11790 | 1975 | 2021 | wall | dry | N | Natural Gas, Distillate Fuel Oil |  |  |  | LA + LNB + OFA | SNCR | [7 empty] | 0.05 | 0.28036 | 0.20154 | 0.28036 | 0.20154
Somerset Operating Co LLC | 6082_B_1 | 6082 | B | 1 | 2761 | Coal Steam |  | NY_Z_A | New York | 36 | Niagara | 63 | 36063 | 686 | 10049 | 1984 | 2020 | wall | dry | N | Bituminous | Wet Scrubber | 1984 | 0.9 | LNB | SCR | 1999 |  | ESPC | No |  |  |  | 0.6 | 0.22393 | 0.07 | 0.22393 | 0.07 | 0.05 | 0.1 | 0.56 | 0.95
R M Schahfer | 6085_B_17 | 6085 | B | 17 | 2764 | Coal Steam |  | MIS_INKY | Indiana | 18 | Jasper | 73 | 18073 | 361 | 11629 | 1983 | 2025 | tangential | dry | N | Bituminous | Wet Scrubber | 1983 | 0.97 | LNC3 |  |  |  | ESPC | No |  |  |  | 0.62 | 0.17045 | 0.17045 | 0.17045 | 0.17045 | 0.05 | 0.1 | 0.56 | 0.99
R M Schahfer | 6085_B_18 | 6085 | B | 18 | 2765 | Coal Steam |  | MIS_INKY | Indiana | 18 | Jasper | 73 | 18073 | 361 | 11469 | 1986 | 2025 | tangential | dry | N | Bituminous | Wet Scrubber | 1986 | 0.97 | LNC3 |  |  |  | ESPC | No |  |  |  | 0.62 | 0.17412 | 0.17412 | 0.17412 | 0.17412 | 0.05 | 0.1 | 0.56 | 0.99
Gibbons Creek | 6136_B_1 | 6136 | B | 1 | 2796 | Coal Steam |  | ERC_REST | Texas | 48 | Grimes | 185 | 48185 | 470 | 10396 | 1983 | 2019 | tangential | dry | N | Subbituminous | Wet Scrubber | 1983 | 0.98 | LNC1 |  |  |  | ESPC | No |  |  |  | 1.2 | 0.1098 | 0.1098 | 0.1098 | 0.1098 | 0.05 | 0.1 | 0.56 | 0.99
Scherer | 6257_B_4 | 6257 | B | 4 | 2878 | Coal Steam |  | S_SOU | Georgia | 13 | Monroe | 207 | 13207 | 860 | 10615 | 1989 | 2022 | tangential | dry | N | Subbituminous | Wet Scrubber | 2012 | 0.98 | OFA | SCR | 2012 |  | ESPC + B + WS | No | ACI | 2010 |  | 1.2 | 0.20221 | 0.06573 | 0.20221 | 0.06573 | 0.1 | 0.1 | 0.1 | 0.99
E D Edwards | 856_B_2 | 856 | B | 2 | 569 | Coal Steam |  | MIS_IL | Illinois | 17 | Peoria | 143 | 17143 | 245 | 10606 | 1968 | 2022 | wall | dry | N | Subbituminous |  |  |  | LNB + OFA |  |  |  | ESPC | Yes | ACI | 2009 |  | 0.457 | 0.20771 | 0.20771 | 0.20771 | 0.20771 | 0.1 | 0.1 | 0.1 | 0
E D Edwards | 856_B_3 | 856 | B | 3 | 570 | Coal Steam |  | MIS_IL | Illinois | 17 | Peoria | 143 | 17143 | 315 | 10627 | 1960 | 2022 | wall | dry | N | Subbituminous |  |  |  | LNB + LNBO + OFA | SCR | 2003 |  | ESPC | Yes | ACI | 2009 |  | 0.429 | 0.2016 | 0.08987 | 0.2016 | 0.08987 | 0.1 | 0.1 | 0.1 | 0
Marion | 976_B_4 | 976 | B | 4 | 655 | Coal Steam |  | MIS_IL | Illinois | 17 | Williamson | 199 | 17199 | 170 | 11483 | 1978 | 2020 | cyclone | wet | N | Bituminous, Waste Coal | Wet Scrubber | 1979 | 0.894 | OFA | SCR | 2003 |  | ESPC + WS | No |  |  |  | 1.2 | 0.5432 | 0.13168 | 0.5432 | 0.13168 | 0.01 | 0.01 | 0.01 | 0.9807
AES Petersburg | 994_B_1 | 994 | B | 1 | 692 | Coal Steam |  | MIS_INKY | Indiana | 18 | Pike | 125 | 18125 | 222 | 10879 | 1967 | 2021 | tangential | wet | N | Bituminous | Wet Scrubber | 1996 | 0.95 | LNC3 |  |  |  | ESPC | No | ACI | 2016 |  | 0.15 | 0.21415 | 0.21415 | 0.21415 | 0.21415 | 0.05 | 0.1 | 0.1 | 0.99 | Yes | 2016
AES Petersburg | 994_B_2 | 994 | B | 2 | 693 | Coal Steam |  | MIS_INKY | Indiana | 18 | Pike | 125 | 18125 | 422 | 10642 | 1969 | 2023 | tangential | wet | N | Bituminous | Wet Scrubber | 1996 | 0.95 | LNC3 | SCR | 2004 |  | B | NA | ACI | 2016 |  | 0.15 | 0.25014 | 0.08602 | 0.25014 | 0.08602 | 0.05 | 0.1 | 0.1 | 0.99 | Yes | 2016
Snowbird Power Plant | 10215_G_1367 | 10215 | G | 1367 |  | Combustion Turbine | IC Engine | WECC_UT | Utah | 49 | Salt Lake | 35 | 49035 | 0.6 | 8700 | 1986 | 2021 |  |  | Y | Natural Gas | [12 empty] | 0.85 | 1.061 | 1.061 | 1.061 | 1.061
Snowbird Power Plant | 10215_G_1391 | 10215 | G | 1391 |  | Combustion Turbine | IC Engine | WECC_UT | Utah | 49 | Salt Lake | 35 | 49035 | 0.6 | 8700 | 1986 | 2021 |  |  | Y | Natural Gas | [12 empty] | 0.85 | 1.061 | 1.061 | 1.061 | 1.061
Snowbird Power Plant | 10215_G_1392 | 10215 | G | 1392 |  | Combustion Turbine | IC Engine | WECC_UT | Utah | 49 | Salt Lake | 35 | 49035 | 0.6 | 8700 | 1986 | 2021 |  |  | Y | Natural Gas | [12 empty] | 0.85 | 1.061 | 1.061 | 1.061 | 1.061
Bayou Cogen Plant | 10298_G_GEN4 | 10298 | G | GEN4 | 88566 | Combustion Turbine |  | ERC_REST | Texas | 48 | Harris | 201 | 48201 | 65 | 8700 | 1985 | 2015 |  |  | Y | Natural Gas |  |  |  | DLNB | [8 empty] | 3 | 0.01865 | 0.01865 | 0.01865 | 0.01865
Anderson Power Products Division | 10553_G_6033 | 10553 | G | 6033 |  | Combustion Turbine | IC Engine | NENGREST | Massachusetts | 25 | Worcester | 27 | 25027 | 0.3 | 14775 | 1987 | 2021 |  |  | N | Distillate Fuel Oil | [13 empty] | 1.6498 | 1.6498 | 1.6498 | 1.6498
Anderson Power Products Division | 10553_G_6035 | 10553 | G | 6035 |  | Combustion Turbine | IC Engine | NENGREST | Massachusetts | 25 | Worcester | 27 | 25027 | 0.3 | 14775 | 1987 | 2021 |  |  | N | Distillate Fuel Oil | [13 empty] | 1.6498 | 1.6498 | 1.6498 | 1.6498
Anderson Power Products Division | 10553_G_6046 | 10553 | G | 6046 |  | Combustion Turbine | IC Engine | NENGREST | Massachusetts | 25 | Worcester | 27 | 25027 | 0.3 | 14775 | 1987 | 2021 |  |  | N | Distillate Fuel Oil | [13 empty] | 1.6498 | 1.6498 | 1.6498 | 1.6498
Marina Landfill Gas | 10748_G_U3J16 | 10748 | G | U3J16 |  | Landfill Gas |  | WEC_CALN | California | 6 | Monterey | 53 | 06053 | 0.9 | 14103 | 2017 | 2017 |  |  | N | Landfill Gas | [13 empty] | 0.09 | 0.09 | 0.09 | 0.09
Whittemore | 1201_G_4 | 1201 | G | 4 |  | Combustion Turbine | IC Engine | MIS_IL | Iowa | 19 | Kossuth | 109 | 19109 | 1.1 | 12283 | 1964 | 2018 |  |  | N | Natural Gas, Distillate Fuel Oil | [12 empty] | 2.5 | 1.6498 | 1.6498 | 1.6498 | 1.6498
Cane Run | 1363_G_11 | 1363 | G | 11 |  | Combustion Turbine |  | S_C_KY | Kentucky | 21 | Jefferson | 111 | 21111 | 14 | 25000 | 1968 | 2019 |  |  | N | Natural Gas, Distillate Fuel Oil | [12 empty] | 3 | 0.80623 | 0.80623 | 0.80623 | 0.80623
Osceola (AR) | 172_G_13 | 172 | G | 13 |  | Combustion Turbine | IC Engine | MIS_AR | Arkansas | 5 | Mississippi | 93 | 05093 | 1.6 | 12283 | 1999 | 2015 |  |  | N | Distillate Fuel Oil | [13 empty] | 1.6498 | 1.6498 | 1.6498 | 1.6498
Osceola (AR) | 172_G_14 | 172 | G | 14 |  | Combustion Turbine | IC Engine | MIS_AR | Arkansas | 5 | Mississippi | 93 | 05093 | 1.6 | 12283 | 1999 | 2015 |  |  | N | Distillate Fuel Oil | [13 empty] | 1.6498 | 1.6498 | 1.6498 | 1.6498
Moose Lake | 1996_G_4 | 1996 | G | 4 |  | Combustion Turbine | IC Engine | MIS_MNWI | Minnesota | 27 | Carlton | 17 | 27017 | 2 | 10745 | 1963 | 2019 |  |  | N | Natural Gas | [13 empty] | 1.061 | 1.061 | 1.061 | 1.061
Campbell Village | 2225_G_1 | 2225 | G | 1 |  | Combustion Turbine | IC Engine | SPP_NEBR | Nebraska | 31 | Franklin | 61 | 31061 | 0.1 | 12987 | 1927 | 2004 |  |  | N | Distillate Fuel Oil | [12 empty] | 2.5 | 1.6498 | 1.6498 | 1.6498 | 1.6498
Campbell Village | 2225_G_2 | 2225 | G | 2 |  | Combustion Turbine | IC Engine | SPP_NEBR | Nebraska | 31 | Franklin | 61 | 31061 | 0.1 | 12987 | 1937 | 2004 |  |  | N | Distillate Fuel Oil | [12 empty] | 2.5 | 1.6498 | 1.6498 | 1.6498 | 1.6498
Campbell Village | 2225_G_3 | 2225 | G | 3 |  | Combustion Turbine | IC Engine | SPP_NEBR | Nebraska | 31 | Franklin | 61 | 31061 | 0.1 | 12987 | 1946 | 2004 |  |  | N | Distillate Fuel Oil | [12 empty] | 2.5 | 1.6498 | 1.6498 | 1.6498 | 1.6498
Deshler | 2234_G_1A | 2234 | G | 1A |  | Combustion Turbine | IC Engine | SPP_NEBR | Nebraska | 31 | Thayer | 169 | 31169 | 0.3 | 10745 | 2001 | 2018 |  |  | N | Distillate Fuel Oil | [12 empty] | 2.5 | 1.6498 | 1.6498 | 1.6498 | 1.6498
Deshler | 2234_G_2 | 2234 | G | 2 |  | Combustion Turbine | IC Engine | SPP_NEBR | Nebraska | 31 | Thayer | 169 | 31169 | 0.2 | 10745 | 1950 | 2018 |  |  | N | Distillate Fuel Oil | [12 empty] | 2.5 | 1.6498 | 1.6498 | 1.6498 | 1.6498
Spencer Hydro | 2278_G_1 | 2278 | G | 1 |  | Hydro |  | SPP_NEBR | Nebraska | 31 | Boyd | 15 | 31015 | 0.8 | 0 | 1927 | 2019 |  |  | N | Hydro | [13 empty] | 0 | 0 | 0 | 0
Spencer Hydro | 2278_G_2 | 2278 | G | 2 |  | Hydro |  | SPP_NEBR | Nebraska | 31 | Boyd | 15 | 31015 | 0.4 | 0 | 1952 | 2019 |  |  | N | Hydro | [13 empty] | 0 | 0 | 0 | 0
San Juan | 2451_G_1 | 2451 | G | 1 | 1596 | Coal Steam |  | WECC_NM | New Mexico | 35 | San Juan | 45 | 35045 | 340 | 11292 | 1976 | 2022 | wall | dry | N | Bituminous | Wet Scrubber | 1998 | 0.9 | LNBO | SNCR |  | 2015 | B | NA | ACI | 2009 |  | 0.15 | 0.2242 | 0.2242 | 0.2242 | 0.2242 | 0.05 | 0.1 | 0.1 | 0.95 | [6 empty] | Yes
San Juan | 2451_G_4 | 2451 | G | 4 | 1599 | Coal Steam |  | WECC_NM | New Mexico | 35 | San Juan | 45 | 35045 | 507 | 10884 | 1982 | 2022 | wall | dry | N | Bituminous | Wet Scrubber | 1998 | 0.9 | LNBO | SNCR |  | 2016 | ESPH + B | Yes | ACI | 2008 |  | 0.15 | 0.22666 | 0.22666 | 0.22666 | 0.22666 | 0.05 | 0.1 | 0.1 | 0.95 | [6 empty] | Yes
Charles P Keller | 2695_G_7 | 2695 | G | 7 |  | Combustion Turbine | IC Engine | NY_Z_K | New York | 36 | Nassau | 59 | 36059 | 2 | 25000 | 1942 | 2018 |  |  | N | Distillate Fuel Oil | [12 empty] | 1.053 | 0.3547 | 0.3547 | 0.3547 | 0.3547
Charles P Keller | 2695_G_8 | 2695 | G | 8 |  | Combustion Turbine | IC Engine | NY_Z_K | New York | 36 | Nassau | 59 | 36059 | 2.7 | 25000 | 1950 | 2017 |  |  | N | Distillate Fuel Oil | [12 empty] | 1.053 | 0.35471 | 0.35471 | 0.35471 | 0.35471
Lebanon | 2921_G_5 | 2921 | G | 5 |  | Combustion Turbine | IC Engine | PJM_West | Ohio | 39 | Warren | 165 | 39165 | 2 | 12283 | 1955 | 2019 |  |  | N | Distillate Fuel Oil | [12 empty] | 0.5 | 1.6498 | 1.6498 | 1.6498 | 1.6498
Lebanon | 2921_G_6 | 2921 | G | 6 |  | Combustion Turbine | IC Engine | PJM_West | Ohio | 39 | Warren | 165 | 39165 | 3 | 12283 | 1961 | 2019 |  |  | N | Distillate Fuel Oil | [12 empty] | 0.5 | 1.6498 | 1.6498 | 1.6498 | 1.6498
Lebanon | 2921_G_7 | 2921 | G | 7 |  | Combustion Turbine |  | PJM_West | Ohio | 39 | Warren | 165 | 39165 | 6 | 19558 | 1966 | 2019 |  |  | N | Distillate Fuel Oil | [12 empty] | 0.5 | 1.2 | 1.2 | 1.2 | 1.2
Lebanon | 2921_G_8 | 2921 | G | 8 |  | Combustion Turbine | IC Engine | PJM_West | Ohio | 39 | Warren | 165 | 39165 | 5.6 | 12283 | 1970 | 2019 |  |  | N | Distillate Fuel Oil | [12 empty] | 0.5 | 1.6498 | 1.6498 | 1.6498 | 1.6498
Lebanon | 2921_G_9 | 2921 | G | 9 |  | Combustion Turbine |  | PJM_West | Ohio | 39 | Warren | 165 | 39165 | 14 | 16213 | 1986 | 2019 |  |  | N | Distillate Fuel Oil | [12 empty] | 0.5 | 1.2 | 1.2 | 1.2 | 1.2
Shelby Municipal Light Plant | 2943_G_IC1 | 2943 | G | IC1 |  | Combustion Turbine | IC Engine | PJM_West | Ohio | 39 | Richland | 139 | 39139 | 3 | 21566 | 1963 | 2019 |  |  | N | Natural Gas, Distillate Fuel Oil | [12 empty] | 0.5 | 1.6498 | 1.6498 | 1.6498 | 1.6498
Mustang | 2953_G_5A | 2953 | G | 5A | 90979 | Combustion Turbine |  | SPP_WEST | Oklahoma | 40 | Canadian | 17 | 40017 | 33 | 16187 | 1971 | 2020 |  |  | N | Natural Gas | [12 empty] | 0.8 | 0.70014 | 0.70014 | 0.70014 | 0.70014
Mustang | 2953_G_5B | 2953 | G | 5B | 90981 | Combustion Turbine |  | SPP_WEST | Oklahoma | 40 | Canadian | 17 | 40017 | 31 | 16213 | 1971 | 2020 |  |  | N | Natural Gas | [12 empty] | 0.8 | 0.70002 | 0.70002 | 0.70002 | 0.70002
Weleetka | 2966_G_6 | 2966 | G | 6 | 90971 | Combustion Turbine |  | SPP_WEST | Oklahoma | 40 | Okfuskee | 107 | 40107 | 55 | 14948 | 1976 | 2019 |  |  | N | Natural Gas | [12 empty] | 0.48 | 0.70001 | 0.70001 | 0.70001 | 0.70001
Darlington County | 3250_G_1 | 3250 | G | 1 | 88099 | Combustion Turbine |  | S_VACA | South Carolina | 45 | Darlington | 31 | 45031 | 50 | 13642 | 1974 | 2020 |  |  | N | Natural Gas, Distillate Fuel Oil | [12 empty] | 3.5 | 0.74755 | 0.74755 | 0.74755 | 0.74755
Darlington County | 3250_G_10 | 3250 | G | 10 | 88100 | Combustion Turbine |  | S_VACA | South Carolina | 45 | Darlington | 31 | 45031 | 49 | 13642 | 1974 | 2020 |  |  | N | Distillate Fuel Oil | [12 empty] | 3.5 | 1.2001 | 1.2001 | 1.2001 | 1.2001
Darlington County | 3250_G_2 | 3250 | G | 2 | 88102 | Combustion Turbine |  | S_VACA | South Carolina | 45 | Darlington | 31 | 45031 | 48 | 13638 | 1974 | 2020 |  |  | N | Distillate Fuel Oil | [12 empty] | 3.5 | 1.2004 | 1.2004 | 1.2004 | 1.2004
Darlington County | 3250_G_3 | 3250 | G | 3 | 88103 | Combustion Turbine |  | S_VACA | South Carolina | 45 | Darlington | 31 | 45031 | 50 | 13642 | 1974 | 2020 |  |  | N | Natural Gas, Distillate Fuel Oil | [12 empty] | 3.5 | 0.7322 | 0.7322 | 0.7322 | 0.7322
Darlington County | 3250_G_4 | 3250 | G | 4 | 88104 | Combustion Turbine |  | S_VACA | South Carolina | 45 | Darlington | 31 | 45031 | 48 | 13642 | 1974 | 2020 |  |  | N | Distillate Fuel Oil | [12 empty] | 3.5 | 1.2 | 1.2 | 1.2 | 1.2
Darlington County | 3250_G_6 | 3250 | G | 6 | 88106 | Combustion Turbine |  | S_VACA | South Carolina | 45 | Darlington | 31 | 45031 | 43 | 13643 | 1974 | 2020 |  |  | N | Distillate Fuel Oil | [12 empty] | 3.5 | 1.2001 | 1.2001 | 1.2001 | 1.2001
Darlington County | 3250_G_7 | 3250 | G | 7 | 88107 | Combustion Turbine |  | S_VACA | South Carolina | 45 | Darlington | 31 | 45031 | 47 | 13647 | 1975 | 2020 |  |  | N | Natural Gas, Distillate Fuel Oil | [12 empty] | 3.5 | 0.69999 | 0.69999 | 0.69999 | 0.69999
Darlington County | 3250_G_8 | 3250 | G | 8 | 88108 | Combustion Turbine |  | S_VACA | South Carolina | 45 | Darlington | 31 | 45031 | 44 | 13647 | 1974 | 2020 |  |  | N | Distillate Fuel Oil | [12 empty] | 3.5 | 1.2 | 1.2 | 1.2 | 1.2
Mobile Unit | 3346_G_2 | 3346 | G | 2 |  | Combustion Turbine | IC Engine | SPP_WAUE | South Dakota | 46 | Beadle | 5 | 46005 | 1.8 | 12283 | 1991 | 2019 |  |  | N | Distillate Fuel Oil | [12 empty] | 3 | 1.6498 | 1.6498 | 1.6498 | 1.6498
Mobile Unit | 3346_G_3 | 3346 | G | 3 |  | Combustion Turbine | IC Engine | SPP_WAUE | South Dakota | 46 | Beadle | 5 | 46005 | 2 | 12283 | 2008 | 2019 |  |  | N | Distillate Fuel Oil | [13 empty] | 1.6498 | 1.6498 | 1.6498 | 1.6498
Silas Ray | 3559_G_DG-7a | 3559 | G | DG-7a |  | Combustion Turbine | IC Engine | ERC_REST | Texas | 48 | Cameron | 61 | 48061 | 1 | 21272 | 2001 | 2019 |  |  | N | Distillate Fuel Oil | [12 empty] | 3 | 1.6498 | 1.6498 | 1.6498 | 1.6498
Silas Ray | 3559_G_DG-7b | 3559 | G | DG-7b |  | Combustion Turbine | IC Engine | ERC_REST | Texas | 48 | Cameron | 61 | 48061 | 1 | 21272 | 2001 | 2019 |  |  | N | Distillate Fuel Oil | [12 empty] | 3 | 1.6498 | 1.6498 | 1.6498 | 1.6498
White Rock/Slab Creek | 435_G_H4 | 435 | G | H4 |  | Hydro |  | WEC_BANC | California | 6 | El Dorado | 17 | 06017 | 0.5 | 0 | 1983 | 2022 |  |  | N | Hydro | [13 empty] | 0 | 0 | 0 | 0
Grand Valley Project Power Plant | 473_G_1 | 473 | G | 1 |  | Hydro |  | WECC_CO | Colorado | 8 | Mesa | 77 | 08077 | 1.8 | 0 | 1932 | 2023 |  |  | N | Hydro | [13 empty] | 0 | 0 | 0 | 0
Grand Valley Project Power Plant | 473_G_2 | 473 | G | 2 |  | Hydro |  | WECC_CO | Colorado | 8 | Mesa | 77 | 08077 | 1.9 | 0 | 1932 | 2017 |  |  | N | Hydro | [13 empty] | 0 | 0 | 0 | 0
Coalinga Cogeneration | 50131_G_K100 | 50131 | G | K100 |  | Combustion Turbine |  | WEC_CALN | California | 6 | Fresno | 19 | 06019 | 36 | 8700 | 1991 | 2016 |  |  | Y | Natural Gas |  |  |  |  | SCR | [7 empty] | 0.74 | 1.3888 | 0.014 | 1.3888 | 0.014
Altech III | 50485_G_GEN1 | 50485 | G | GEN1 |  | Onshore Wind |  | WECC_SCE | California | 6 | Riverside | 65 | 06065 | 21.7 | 0 | 1985 | 2020 |  |  | N | Wind | [13 empty] | 0 | 0 | 0 | 0
Altech III | 50485_G_GEN2 | 50485 | G | GEN2 |  | Onshore Wind |  | WECC_SCE | California | 6 | Riverside | 65 | 06065 | 3.4 | 0 | 1984 | 2020 |  |  | N | Wind | [13 empty] | 0 | 0 | 0 | 0
Monroe Livingston Gas Recovery | 50565_G_GEN1 | 50565 | G | GEN1 |  | Landfill Gas |  | NY_Z_B | New York | 36 | Monroe | 55 | 36055 | 0.8 | 14130 | 1988 | 2019 |  |  | N | Landfill Gas | [13 empty] | 0.22117 | 0.22117 | 0.22117 | 0.22117
Monroe Livingston Gas Recovery | 50565_G_GEN2 | 50565 | G | GEN2 |  | Landfill Gas |  | NY_Z_B | New York | 36 | Monroe | 55 | 36055 | 0.8 | 14103 | 1988 | 2019 |  |  | N | Landfill Gas | [13 empty] | 0.22117 | 0.22117 | 0.22117 | 0.22117
Altamont Gas Recovery | 50571_G_GEN3 | 50571 | G | GEN3 |  | Landfill Gas |  | WEC_CALN | California | 6 | Alameda | 1 | 06001 | 1.3 | 38503 | 2002 | 2018 |  |  | N | Landfill Gas | [13 empty] | 0.12128 | 0.12128 | 0.12128 | 0.12128
Altamont Gas Recovery | 50571_G_GEN4 | 50571 | G | GEN4 |  | Landfill Gas |  | WEC_CALN | California | 6 | Alameda | 1 | 06001 | 1.3 | 38512 | 2002 | 2018 |  |  | N | Landfill Gas | [13 empty] | 0.12128 | 0.12128 | 0.12128 | 0.12128
Gaviota Oil Plant | 50623_G_GENC | 50623 | G | GENC |  | Combustion Turbine |  | WECC_SCE | California | 6 | Santa Barbara | 83 | 06083 | 3 | 9827 | 1987 | 2020 |  |  | Y | Natural Gas | [12 empty] | 0.74 | 0.47388 | 0.47388 | 0.47388 | 0.47388
Gaviota Oil Plant | 50623_G_GEND | 50623 | G | GEND |  | Combustion Turbine |  | WECC_SCE | California | 6 | Santa Barbara | 83 | 06083 | 3 | 9827 | 1987 | 2020 |  |  | Y | Natural Gas | [12 empty] | 0.74 | 0.47388 | 0.47388 | 0.47388 | 0.47388
Sargent Canyon Cogeneration | 50864_G_K100 | 50864 | G | K100 |  | Combustion Turbine |  | WEC_CALN | California | 6 | Monterey | 53 | 06053 | 30 | 8700 | 1991 | 2017 |  |  | Y | Natural Gas |  |  |  | DLNB | SCR | [7 empty] | 0.74 | 0.00823 | 0.00823 | 0.00823 | 0.00823
Fox Metro Water Reclamation District | 50904_G_RU3 | 50904 | G | RU3 |  | Combustion Turbine | IC Engine | PJM_COMD | Illinois | 17 | Kendall | 93 | 17093 | 1.1 | 8700 | 1988 | 2018 |  |  | Y | Natural Gas | [13 empty] | 1.061 | 1.061 | 1.061 | 1.061
Fox Metro Water Reclamation District | 50904_G_RU4 | 50904 | G | RU4 |  | Combustion Turbine | IC Engine | PJM_COMD | Illinois | 17 | Kendall | 93 | 17093 | 1.1 | 8700 | 1988 | 2018 |  |  | Y | Natural Gas | [13 empty] | 1.061 | 1.061 | 1.061 | 1.061
Otay Landfill Gas, LLC | 52204_G_OTA2 | 52204 | G | OTA2 |  | Landfill Gas |  | WEC_SDGE | California | 6 | SAN DIEGO | 73 | 06073 | 1.5 | 13500 | 1991 | 2019 |  |  | N | Landfill Gas | [13 empty] | 0.13182 | 0.13182 | 0.13182 | 0.13182
Otay Landfill Gas, LLC | 52204_G_OTA3 | 52204 | G | OTA3 |  | Landfill Gas |  | WEC_SDGE | California | 6 | SAN DIEGO | 73 | 06073 | 3.2 | 13500 | 2007 | 2019 |  |  | N | Landfill Gas | [13 empty] | 0.13182 | 0.13182 | 0.13182 | 0.13182
Otay Landfill Gas, LLC | 52204_G_OTA5 | 52204 | G | OTA5 |  | Landfill Gas |  | WEC_SDGE | California | 6 | SAN DIEGO | 73 | 06073 | 1.5 | 13500 | 2013 | 2019 |  |  | N | Landfill Gas | [13 empty] | 0.13182 | 0.13182 | 0.13182 | 0.13182
Otay Landfill Gas, LLC | 52204_G_OTA6 | 52204 | G | OTA6 |  | Landfill Gas |  | WEC_SDGE | California | 6 | SAN DIEGO | 73 | 06073 | 1.5 | 13500 | 2013 | 2019 |  |  | N | Landfill Gas | [13 empty] | 0.13182 | 0.13182 | 0.13182 | 0.13182
Pawtucket Power Associates | 54056_G_GEN1 | 54056 | G | GEN1 | 3746 | Combined Cycle |  | NENGREST | Rhode Island | 44 | Providence | 7 | 44007 | 33 | 8922 | 1990 | 2021 |  |  | N | Natural Gas, Distillate Fuel Oil |  |  |  | H2O | SCR | [8 empty] | 0.28969 | 0.03967 | 0.28969 | 0.03967
Colebrook Hydroelectric | 54301_G_BK1 | 54301 | G | BK1 |  | Hydro |  | NENG_CT | Connecticut | 9 | Litchfield | 5 | 09005 | 1.4 | 0 | 1988 | 2019 |  |  | N | Hydro | [13 empty] | 0 | 0 | 0 | 0
Colebrook Hydroelectric | 54301_G_BK2 | 54301 | G | BK2 |  | Hydro |  | NENG_CT | Connecticut | 9 | Litchfield | 5 | 09005 | 1.4 | 0 | 1988 | 2019 |  |  | N | Hydro | [13 empty] | 0 | 0 | 0 | 0
BJ Gas Recovery | 54392_G_GEN1 | 54392 | G | GEN1 |  | Landfill Gas |  | S_SOU | Georgia | 13 | Gwinnett | 135 | 13135 | 0.8 | 14103 | 1993 | 2019 |  |  | N | Landfill Gas | [13 empty] | 0.24082 | 0.24082 | 0.24082 | 0.24082
BJ Gas Recovery | 54392_G_GEN3 | 54392 | G | GEN3 |  | Landfill Gas |  | S_SOU | Georgia | 13 | Gwinnett | 135 | 13135 | 0.8 | 14103 | 1993 | 2019 |  |  | N | Landfill Gas | [13 empty] | 0.24082 | 0.24082 | 0.24082 | 0.24082
Toca Plant | 54705_G_EG-1 | 54705 | G | EG-1 |  | Combustion Turbine | IC Engine | MIS_AMSO | Louisiana | 22 | St Bernard | 87 | 22087 | 0.8 | 14286 | 1958 | 2019 |  |  | N | Natural Gas | [13 empty] | 1.061 | 1.061 | 1.061 | 1.061
Toca Plant | 54705_G_EG2A | 54705 | G | EG2A |  | Combustion Turbine | IC Engine | MIS_AMSO | Louisiana | 22 | St Bernard | 87 | 22087 | 0.5 | 11686 | 2001 | 2019 |  |  | N | Natural Gas | [13 empty] | 1.061 | 1.061 | 1.061 | 1.061
Toca Plant | 54705_G_EG-3 | 54705 | G | EG-3 |  | Combustion Turbine | IC Engine | MIS_AMSO | Louisiana | 22 | St Bernard | 87 | 22087 | 0.8 | 14286 | 1958 | 2019 |  |  | N | Natural Gas | [13 empty] | 1.061 | 1.061 | 1.061 | 1.061
Toca Plant | 54705_G_EG-4 | 54705 | G | EG-4 |  | Combustion Turbine | IC Engine | MIS_AMSO | Louisiana | 22 | St Bernard | 87 | 22087 | 0.7 | 11686 | 1997 | 2019 |  |  | N | Natural Gas | [13 empty] | 1.061 | 1.061 | 1.061 | 1.061
CenturyLink Regional HQ | 54882_G_GEN1 | 54882 | G | GEN1 |  | Combustion Turbine | IC Engine | S_VACA | North Carolina | 37 | Franklin | 69 | 37069 | 0.6 | 13469 | 1993 | 2016 |  |  | N | Distillate Fuel Oil | [13 empty] | 1.6498 | 1.6498 | 1.6498 | 1.6498
Keystone Recovery | 54934_G_NO 1 | 54934 | G | NO 1 |  | Landfill Gas |  | PJM_WMAC | Pennsylvania | 42 | Lackawanna | 69 | 42069 | 0.7 | 14087 | 1995 | 2020 |  |  | N | Landfill Gas | [13 empty] | 0.06265 | 0.06265 | 0.06265 | 0.06265
Keystone Recovery | 54934_G_NO 2 | 54934 | G | NO 2 |  | Landfill Gas |  | PJM_WMAC | Pennsylvania | 42 | Lackawanna | 69 | 42069 | 0.7 | 14086 | 1995 | 2020 |  |  | N | Landfill Gas | [13 empty] | 0.06265 | 0.06265 | 0.06265 | 0.06265
Keystone Recovery | 54934_G_NO 3 | 54934 | G | NO 3 |  | Landfill Gas |  | PJM_WMAC | Pennsylvania | 42 | Lackawanna | 69 | 42069 | 0.7 | 14086 | 1995 | 2020 |  |  | N | Landfill Gas | [13 empty] | 0.06265 | 0.06265 | 0.06265 | 0.06265
Keystone Recovery | 54934_G_NO 4 | 54934 | G | NO 4 |  | Landfill Gas |  | PJM_WMAC | Pennsylvania | 42 | Lackawanna | 69 | 42069 | 0.7 | 14086 | 1995 | 2020 |  |  | N | Landfill Gas | [13 empty] | 0.06265 | 0.06265 | 0.06265 | 0.06265
Keystone Recovery | 54934_G_NO 5 | 54934 | G | NO 5 |  | Landfill Gas |  | PJM_WMAC | Pennsylvania | 42 | Lackawanna | 69 | 42069 | 0.7 | 14086 | 1996 | 2020 |  |  | N | Landfill Gas | [13 empty] | 0.06265 | 0.06265 | 0.06265 | 0.06265
Keystone Recovery | 54934_G_NO 6 | 54934 | G | NO 6 |  | Landfill Gas |  | PJM_WMAC | Pennsylvania | 42 | Lackawanna | 69 | 42069 | 0.7 | 14086 | 1996 | 2020 |  |  | N | Landfill Gas | [13 empty] | 0.06265 | 0.06265 | 0.06265 | 0.06265
Keystone Recovery | 54934_G_NO 7 | 54934 | G | NO 7 |  | Landfill Gas |  | PJM_WMAC | Pennsylvania | 42 | Lackawanna | 69 | 42069 | 0.7 | 14086 | 1996 | 2020 |  |  | N | Landfill Gas | [13 empty] | 0.06265 | 0.06265 | 0.06265 | 0.06265
Sabine Cogen | 55104_G_CTG1 | 55104 | G | CTG1 | 3901 | Combined Cycle |  | MIS_WOTA | Texas | 48 | Orange | 361 | 48361 | 33.1 | 11734 | 2000 | 2020 |  |  | Y | Natural Gas |  |  |  |  | SCR | [7 empty] | 0.006 | 0.017651 | 0.017651 | 0.017651 | 0.017651
Sabine Cogen | 55104_G_CTG2 | 55104 | G | CTG2 | 3902 | Combined Cycle |  | MIS_WOTA | Texas | 48 | Orange | 361 | 48361 | 33.4 | 11734 | 2000 | 2020 |  |  | Y | Natural Gas |  |  |  |  | SCR | [7 empty] | 0.006 | 0.017651 | 0.017651 | 0.017651 | 0.017651
Sabine Cogen | 55104_G_STG | 55104 | G | STG | 3901 | Combined Cycle |  | MIS_WOTA | Texas | 48 | Orange | 361 | 48361 | 20 | 11734 | 2000 | 2020 |  |  | Y | Natural Gas |  |  |  | LNB + NH3 | SCR | [7 empty] | 0.006 | 0.017651 | 0.017651 | 0.017651 | 0.017651
MM Hartford Energy | 55163_G_UNT2 | 55163 | G | UNT2 |  | Landfill Gas |  | NENG_CT | Connecticut | 9 | Hartford | 3 | 09003 | 0.9 | 13500 | 1998 | 2018 |  |  | N | Landfill Gas | [12 empty] | 0.14 | 0.22117 | 0.22117 | 0.22117 | 0.22117
MM Hartford Energy | 55163_G_UNT3 | 55163 | G | UNT3 |  | Landfill Gas |  | NENG_CT | Connecticut | 9 | Hartford | 3 | 09003 | 0.9 | 13500 | 1998 | 2018 |  |  | N | Landfill Gas | [12 empty] | 0.14 | 0.22117 | 0.22117 | 0.22117 | 0.22117
Security | 55556_G_UNT3 | 55556 | G | UNT3 |  | Landfill Gas |  | MIS_WOTA | Texas | 48 | Montgomery | 339 | 48339 | 1.7 | 13500 | 2003 | 2019 |  |  | N | Landfill Gas | [13 empty] | 0.12019 | 0.12019 | 0.12019 | 0.12019
GRS Pine Bend | 55598_G_1 | 55598 | G | 1 |  | Landfill Gas |  | MIS_MNWI | Minnesota | 27 | Dakota | 37 | 27037 | 3.8 | 13500 | 1996 | 2018 |  |  | N | Landfill Gas | [13 empty] | 0.22117 | 0.22117 | 0.22117 | 0.22117
GRS Pine Bend | 55598_G_2 | 55598 | G | 2 |  | Landfill Gas |  | MIS_MNWI | Minnesota | 27 | Dakota | 37 | 27037 | 3.8 | 20460 | 1996 | 2018 |  |  | N | Landfill Gas | [13 empty] | 0.22117 | 0.22117 | 0.22117 | 0.22117
Buchanan Generation LLC | 55738_G_1 | 55738 | G | 1 | 9248 | Combustion Turbine |  | PJM_West | Virginia | 51 | Buchanan | 27 | 51027 | 40 | 10745 | 2002 | 2023 |  |  | N | Natural Gas |  |  |  | H2O | [8 empty] | 0.006 | 0.07177 | 0.07177 | 0.07177 | 0.07177
Buchanan Generation LLC | 55738_G_2 | 55738 | G | 2 | 9249 | Combustion Turbine |  | PJM_West | Virginia | 51 | Buchanan | 27 | 51027 | 40 | 10745 | 2002 | 2023 |  |  | N | Natural Gas |  |  |  | H2O | [8 empty] | 0.006 | 0.06957 | 0.06957 | 0.06957 | 0.06957
Dane County Landfill #2 Rodefeld | 55770_G_GEN1 | 55770 | G | GEN1 |  | Landfill Gas |  | MIS_WUMS | Wisconsin | 55 | Dane | 25 | 55025 | 0.8 | 13500 | 1997 | 2019 |  |  | N | Landfill Gas | [13 empty] | 0.22117 | 0.22117 | 0.22117 | 0.22117
Dane County Landfill #2 Rodefeld | 55770_G_GEN2 | 55770 | G | GEN2 |  | Landfill Gas |  | MIS_WUMS | Wisconsin | 55 | Dane | 25 | 55025 | 0.8 | 13500 | 1997 | 2019 |  |  | N | Landfill Gas | [13 empty] | 0.22117 | 0.22117 | 0.22117 | 0.22117
Dane County Landfill #2 Rodefeld | 55770_G_GEN3 | 55770 | G | GEN3 |  | Landfill Gas |  | MIS_WUMS | Wisconsin | 55 | Dane | 25 | 55025 | 0.8 | 13500 | 2004 | 2019 |  |  | N | Landfill Gas | [13 empty] | 0.22117 | 0.22117 | 0.22117 | 0.22117
Dane County Landfill #2 Rodefeld | 55770_G_GEN4 | 55770 | G | GEN4 |  | Landfill Gas |  | MIS_WUMS | Wisconsin | 55 | Dane | 25 | 55025 | 1.6 | 13500 | 2004 | 2019 |  |  | N | Landfill Gas | [13 empty] | 0.22117 | 0.22117 | 0.22117 | 0.22117
Dane County Landfill #2 Rodefeld | 55770_G_GEN5 | 55770 | G | GEN5 |  | Landfill Gas |  | MIS_WUMS | Wisconsin | 55 | Dane | 25 | 55025 | 0.8 | 13500 | 2012 | 2019 |  |  | N | Landfill Gas | [13 empty] | 0.22117 | 0.22117 | 0.22117 | 0.22117
Dane County Landfill #2 Rodefeld | 55770_G_GEN6 | 55770 | G | GEN6 |  | Landfill Gas |  | MIS_WUMS | Wisconsin | 55 | Dane | 25 | 55025 | 0.8 | 13500 | 2011 | 2019 |  |  | N | Landfill Gas | [13 empty] | 0.22117 | 0.22117 | 0.22117 | 0.22117
Dane County Landfill #2 Rodefeld | 55770_G_GEN7 | 55770 | G | GEN7 |  | Landfill Gas |  | MIS_WUMS | Wisconsin | 55 | Dane | 25 | 55025 | 0.8 | 13500 | 2011 | 2019 |  |  | N | Landfill Gas | [13 empty] | 0.22117 | 0.22117 | 0.22117 | 0.22117
Minwind 3-9 | 56123_G_1 | 56123 | G | 1 |  | Onshore Wind |  | MIS_MNWI | Minnesota | 27 | Rock | 133 | 27133 | 11.6 | 0 | 2004 | 2022 |  |  | N | Wind | [13 empty] | 0 | 0 | 0 | 0
Lake Mills Gas Recovery | 56521_G_GEN6 | 56521 | G | GEN6 |  | Landfill Gas |  | MIS_IA | Iowa | 19 | Winnebago | 189 | 19189 | 0.8 | 13500 | 2006 | 2017 |  |  | N | Landfill Gas | [13 empty] | 0.22117 | 0.22117 | 0.22117 | 0.22117
Two Pine Landfill Gas Recovery | 56523_G_GEN6 | 56523 | G | GEN6 |  | Landfill Gas |  | MIS_AR | Arkansas | 5 | Pulaski | 119 | 05119 | 0.8 | 13500 | 2006 | 2017 |  |  | N | Landfill Gas | [13 empty] | 0.22117 | 0.22117 | 0.22117 | 0.22117
Chandler Hills Wind Farm | 56646_G_1 | 56646 | G | 1 |  | Onshore Wind |  | MIS_MNWI | Minnesota | 27 | Murray | 101 | 27101 | 2 | 0 | 1999 | 2019 |  |  | N | Wind | [13 empty] | 0 | 0 | 0 | 0
Westside Landfill Gas Recovery | 57020_G_GEN3 | 57020 | G | GEN3 |  | Landfill Gas |  | ERC_REST | Texas | 48 | Parker | 367 | 48367 | 1.6 | 13500 | 2010 | 2017 |  |  | N | Landfill Gas | [13 empty] | 0.22117 | 0.22117 | 0.22117 | 0.22117
RPI Fuel Cell LLC | 57419_G_0001 | 57419 | G | 0001 |  | Fuel Cell |  | WECC_SCE | California | 6 | San Bernardino | 71 | 06071 | 1 | 5863 | 2013 | 2019 |  |  | Y | Natural Gas | [13 empty] | 0 | 0 | 0 | 0
UTS SJ1 LLC | 57420_G_0001 | 57420 | G | 0001 |  | Fuel Cell |  | WEC_CALN | California | 6 | Santa Clara | 85 | 06085 | 1.4 | 6667 | 2012 | 2019 |  |  | Y | Natural Gas | [13 empty] | 0 | 0 | 0 | 0
Bellefontaine Gas Producers LLC | 57433_G_1 | 57433 | G | 1 |  | Landfill Gas |  | PJM_West | Ohio | 39 | Logan | 91 | 39091 | 1.6 | 14103 | 2009 | 2019 |  |  | N | Landfill Gas | [13 empty] | 0.07534 | 0.07534 | 0.07534 | 0.07534
Bellefontaine Gas Producers LLC | 57433_G_2 | 57433 | G | 2 |  | Landfill Gas |  | PJM_West | Ohio | 39 | Logan | 91 | 39091 | 1.6 | 13500 | 2009 | 2019 |  |  | N | Landfill Gas | [13 empty] | 0.07871 | 0.07871 | 0.07871 | 0.07871
Bellefontaine Gas Producers LLC | 57433_G_3 | 57433 | G | 3 |  | Landfill Gas |  | PJM_West | Ohio | 39 | Logan | 91 | 39091 | 1.6 | 13500 | 2009 | 2019 |  |  | N | Landfill Gas | [13 empty] | 0.07871 | 0.07871 | 0.07871 | 0.07871
GE - Tehachapi | 57566_G_1.7SF | 57566 | G | 1.7SF |  | Onshore Wind |  | WECC_SCE | California | 6 | Kern | 29 | 06029 | 1.8 | 0 | 2014 | 2019 |  |  | N | Wind | [13 empty] | 0 | 0 | 0 | 0
Bos Dairy, LLC | 57625_G_BOS2 | 57625 | G | BOS2 |  | Combustion Turbine | IC Engine | MIS_INKY | Indiana | 18 | Jasper | 73 | 18073 | 0.6 | 11686 | 2011 | 2020 |  |  | N | Natural Gas | [13 empty] | 1.061 | 1.061 | 1.061 | 1.061
Los Alamos PV Site | 58256_G_2 | 58256 | G | 2 |  | Energy Storage |  | WECC_NM | New Mexico | 35 | Los Alamos | 28 | 35028 | 1 | 0 | 2012 | 2019 |  |  | N | Energy Storage | [13 empty] | 0 | 0 | 0 | 0
Los Alamos PV Site | 58256_G_3 | 58256 | G | 3 |  | Energy Storage |  | WECC_NM | New Mexico | 35 | Los Alamos | 28 | 35028 | 0.8 | 0 | 2012 | 2019 |  |  | N | Energy Storage | [13 empty] | 0 | 0 | 0 | 0
Port Arthur Steam Energy | 58823_G_STG | 58823 | G | STG |  | Non-Fossil Waste |  | MIS_WOTA | Texas | 48 | Jefferson | 245 | 48245 | 5 | 9231 | 2005 | 2018 |  |  | Y | Non-Fossil Waste | [13 empty] | 0 | 0 | 0 | 0
Bearkat | 59972_G_BRKA2 | 59972 | G | BRKA2 |  | Onshore Wind |  | ERC_WEST | Texas | 48 | Glasscock | 173 | 48173 | 103.4 | 0 | 2020 | 2020 |  |  | N | Wind | [13 empty] | 0 | 0 | 0 | 0
City of Shelby Electric Distribution | 61076_G_PSG1 | 61076 | G | PSG1 |  | Combustion Turbine | IC Engine | PJM_West | Ohio | 39 | Richland | 139 | 39139 | 1.8 | 25000 | 2016 | 2019 |  |  | N | Distillate Fuel Oil | [13 empty] | 1.6498 | 1.6498 | 1.6498 | 1.6498
First Citizens Bank | 61491_G_FCB | 61491 | G | FCB |  | Solar PV |  | S_VACA | North Carolina | 37 | Wake | 183 | 37183 | 1.5 | 0 | 2012 | 2018 |  |  | N | Solar | [13 empty] | 0 | 0 | 0 | 0
Mount Sinai Beth Israel | 61569_G_EGEN3 | 61569 | G | EGEN3 |  | Combustion Turbine | IC Engine | NY_Z_J | New York | 36 | New York | 61 | 36061 | 1 | 14775 | 1988 | 2019 |  |  | N | Distillate Fuel Oil | [13 empty] | 1.6498 | 1.6498 | 1.6498 | 1.6498
Golden Renewable Energy, LLC | 61632_G_GREMC | 61632 | G | GREMC |  | Combustion Turbine |  | MIS_IA | Iowa | 19 | Cerro Gordo | 33 | 19033 | 4.3 | 11600 | 2017 | 2018 |  |  | Y | Natural Gas | [13 empty] | 0.23894 | 0.23894 | 0.23894 | 0.23894
Seminole Energy | 61780_G_ENG4 | 61780 | G | ENG4 |  | Landfill Gas |  | FRCC | Florida | 12 | Seminole | 117 | 12117 | 1.6 | 13500 | 2007 | 2019 |  |  | N | Landfill Gas | [13 empty] | 0.20424 | 0.20424 | 0.20424 | 0.20424
Bolthouse Farms Fuel Cell | 61845_G_MM28 | 61845 | G | MM28 |  | Fuel Cell |  | WECC_SCE | California | 6 | Kern | 29 | 06029 | 2.5 | 7648 | 2020 | 2020 |  |  | Y | Natural Gas | [13 empty] | 0 | 0 | 0 | 0
Bolthouse Farms Fuel Cell | 61845_G_MM29 | 61845 | G | MM29 |  | Fuel Cell |  | WECC_SCE | California | 6 | Kern | 29 | 06029 | 2.5 | 7648 | 2020 | 2020 |  |  | Y | Natural Gas | [13 empty] | 0 | 0 | 0 | 0
Novel Solar One CSG LLC | 62665_G_HELD | 62665 | G | HELD |  | Solar PV |  | MIS_MNWI | Minnesota | 27 | Stearns | 145 | 27145 | 3 | 0 | 2019 | 2019 |  |  | N | Solar | [13 empty] | 0 | 0 | 0 | 0
Grove Solar, LLC | 62807_G_12083 | 62807 | G | 12083 |  | Solar PV |  | S_VACA | North Carolina | 37 | Craven | 49 | 37049 | 5 | 0 | 2019 | 2019 |  |  | N | Solar | [13 empty] | 0 | 0 | 0 | 0
John R Kelly | 664_G_8 | 664 | G | 8 | 489 | Combined Cycle |  | FRCC | Florida | 12 | Alachua | 1 | 12001 | 37 | 8549 | 1965 | 2021 |  |  | N | Natural Gas, Distillate Fuel Oil |  |  |  | DLNB + H2O | [9 empty] | 0.024813 | 0.024813 | 0.024813 | 0.024813
Byron | 7901_G_1 | 7901 | G | 1 |  | Onshore Wind |  | MIS_WUMS | Wisconsin | 55 | Fond Du Lac | 39 | 55039 | 0.1 | 0 | 1999 | 2019 |  |  | N | Wind | [13 empty] | 0 | 0 | 0 | 0
Byron | 7901_G_2 | 7901 | G | 2 |  | Onshore Wind |  | MIS_WUMS | Wisconsin | 55 | Fond Du Lac | 39 | 55039 | 0.1 | 0 | 1999 | 2019 |  |  | N | Wind | [13 empty] | 0 | 0 | 0 | 0
Carmi | 937_G_11 | 937 | G | 11 |  | Combustion Turbine | IC Engine | MIS_IL | Illinois | 17 | White | 193 | 17193 | 2.7 | 10745 | 1963 | 2019 |  |  | N | Natural Gas, Distillate Fuel Oil | [12 empty] | 1 | 1.6498 | 1.6498 | 1.6498 | 1.6498
C H Corn Hydroelectric Facility | 956_G_1 | 956 | G | 1 |  | Hydro |  | FRCC | Florida | 12 | Leon | 73 | 12073 | 4 | 0 | 1985 | 2019 |  |  | N | Hydro | [13 empty] | 0 | 0 | 0 | 0
C H Corn Hydroelectric Facility | 956_G_2 | 956 | G | 2 |  | Hydro |  | FRCC | Florida | 12 | Leon | 73 | 12073 | 4 | 0 | 1985 | 2019 |  |  | N | Hydro | [13 empty] | 0 | 0 | 0 | 0
C H Corn Hydroelectric Facility | 956_G_3 | 956 | G | 3 |  | Hydro |  | FRCC | Florida | 12 | Leon | 73 | 12073 | 3 | 0 | 1986 | 2019 |  |  | N | Hydro | [13 empty] | 0 | 0 | 0 | 0
Dallman | 963_G_1 | 963 | G | 1 | 645 | Coal Steam |  | MIS_IL | Illinois | 17 | Sangamon | 167 | 17167 | 73 | 11637 | 1968 | 2021 | cyclone | wet | N | Bituminous | Wet Scrubber | 2001 | 0.95 |  | SCR | 2003 |  | ESPC | No |  |  |  | 0.25 | 0.2174 | 0.10624 | 0.2174 | 0.10624 | 0.05 | 0.1 | 0.56 | 0.99
Dallman | 963_G_2 | 963 | G | 2 | 646 | Coal Steam |  | MIS_IL | Illinois | 17 | Sangamon | 167 | 17167 | 65 | 11713 | 1972 | 2021 | cyclone | wet | N | Bituminous | Wet Scrubber | 2001 | 0.95 |  | SCR | 2003 |  | ESPC | No |  |  |  | 0.25 | 1.0378 | 0.11247 | 1.0378 | 0.11247 | 0.05 | 0.1 | 0.56 | 0.99
Crist | 641_B_4 | 641 | B | 4 | 459 | Coal Steam |  | S_SOU | Florida | 12 | Escambia | 33 | 12033 | 75 | 11399 | 1959 | 2024 | tangential | dry | N | Bituminous | Wet Scrubber | 2009 | 0.95 | LNB | SNCR |  | 2006 | ESPC + ESPH | No |  |  |  | 2.4 | 0.4055 | 0.11894 | 0.1469 | 0.1 | 0.05 | 0.1 | 0.56 | 0.99 |  |  |  |  | C2G | 2020
Crist | 641_B_5 | 641 | B | 5 | 460 | Coal Steam |  | S_SOU | Florida | 12 | Escambia | 33 | 12033 | 75 | 11274 | 1961 | 2026 | tangential | dry | N | Bituminous | Wet Scrubber | 2009 | 0.95 | LNB | SNCR |  | 2006 | ESPC + ESPH | No |  |  |  | 2.4 | 0.3757 | 0.1159 | 0.1469 | 0.1 | 0.05 | 0.1 | 0.56 | 0.99 |  |  |  |  | C2G | 2020
Tinker | 63628_G_5A | 63628 | G | 5A |  | Combustion Turbine |  | SPP_WEST | Oklahoma | 40 | Oklahoma | 109 | 40109 | 33 | 10745 | 1971 | 2025 |  |  | N | Natural Gas, Distillate Fuel Oil | [13 empty] | 0.09532 | 0.09532 | 0.09532 | 0.09532
Tinker | 63628_G_5B | 63628 | G | 5B |  | Combustion Turbine |  | SPP_WEST | Oklahoma | 40 | Oklahoma | 109 | 40109 | 31 | 10745 | 1971 | 2025 |  |  | N | Natural Gas, Distillate Fuel Oil | [13 empty] | 0.09532 | 0.09532 | 0.09532 | 0.09532
Sabine | 3459_B_1 | 3459 | B | 3 | 2340 | O/G Steam |  | MIS_WOTA | Texas | 48 | Orange | 361 | 48361 | 212 | 11357 | 1966 | 2025 | tangential |  | N | Natural Gas |  |  |  | LNC2 | [8 empty] | 1.157 | 0.08899 | 0.08899 | 0.08899 | 0.08899
Note on P995: Zhao, Jihong: JZ change from 9905 to 10745 (HR for previous 1319 unit id)
Note on P996: Zhao, Jihong: JZ change from 9905 to 10745 (HR for previous 1319 unit id)

## NEEDSv621_NewCapacity_Hardwired
Plant Name | UniqueID_Final | ORIS Plant Code | Boiler/Generator/Committed Unit | Unit ID | CAMD Database UnitID | PlantType | Combustion Turbine/IC Engine | Region Name | State Name | State Code | County | County Code | FIPS5 | Capacity (MW) | Heat Rate (Btu/kWh) | On Line Year | Retirement Year | Firing | Bottom | Cogen? | Modeled Fuels | Wet/DryScrubber | Scrubber_Online_Year | Scrubber Efficiency | NOx Comb Control | NOx Post-Comb Control | SCR_Online_Year | SNCR_Online_Year | PM Control | FlueGasConditioning_Flag | Mercury_Controls | ACI_Online_Year | Mercury_Controls Efficiency | SO2 Permit Rate (lbs/mmBtu) | Mode 1 NOx Rate (lbs/mmBtu) | Mode 2 NOx Rate (lbs/mmBtu) | Mode 3 NOx Rate (lbs/mmBtu) | Mode 4 NOx Rate (lbs/mmBtu) | Hg EMF for BIT | Hg EMF for SUB | Hg EMF for LIG | HCL Removal | DSI Unit | DSI Online Year | CCS | CCS Removal | C2G | C2G Online Year | BART Affected Unit
T B Simon Power Plant | 10328_G_GEN7 | 10328 | G | GEN7 |  | Combustion Turbine | IC Engine | MIS_LMI | Michigan | 26 | Ingham | 65 | 26065 | 9 | 9905 | 2021 | 9999 |  |  | N | Natural Gas, Distillate Fuel Oil | [13 empty] | 0.011 | 0.011 | 0.011 | 0.011
T B Simon Power Plant | 10328_G_GEN8 | 10328 | G | GEN8 |  | Combustion Turbine | IC Engine | MIS_LMI | Michigan | 26 | Ingham | 65 | 26065 | 9 | 9905 | 2021 | 9999 |  |  | N | Natural Gas, Distillate Fuel Oil | [13 empty] | 0.011 | 0.011 | 0.011 | 0.011
T B Simon Power Plant | 10328_G_GEN9 | 10328 | G | GEN9 |  | Combustion Turbine | IC Engine | MIS_LMI | Michigan | 26 | Ingham | 65 | 26065 | 9 | 9905 | 2021 | 9999 |  |  | N | Natural Gas, Distillate Fuel Oil | [13 empty] | 0.011 | 0.011 | 0.011 | 0.011
Marina Landfill Gas | 10748_G_U3J17 | 10748 | G | U3J17 |  | Landfill Gas |  | WEC_CALN | California | 6 | Monterey | 53 | 06053 | 1 | 8513 | 2017 | 9999 |  |  | N | Landfill Gas | [13 empty] | 0.09 | 0.09 | 0.09 | 0.09
Bellevue | 1126_G_1A | 1126 | G | 1A |  | Combustion Turbine | IC Engine | MIS_IA | Iowa | 19 | Jackson | 97 | 19097 | 1.7 | 9905 | 2021 | 9999 |  |  | N | Natural Gas, Distillate Fuel Oil | [13 empty] | 0.011 | 0.011 | 0.011 | 0.011
Moose Lake | 1996_G_8 | 1996 | G | 8 |  | Combustion Turbine | IC Engine | MIS_MNWI | Minnesota | 27 | Carlton | 17 | 27017 | 2 | 9905 | 2019 | 9999 |  |  | N | Natural Gas, Distillate Fuel Oil | [13 empty] | 0.011 | 0.011 | 0.011 | 0.011
Benndale | 2068_G_BENU1 | 2068 | G | BENU1 |  | Combustion Turbine | IC Engine | MIS_MS | Mississippi | 28 | George | 39 | 28039 | 11.3 | 9905 | 2020 | 9999 |  |  | N | Natural Gas, Distillate Fuel Oil | [13 empty] | 0.011 | 0.011 | 0.011 | 0.011
Benndale | 2068_G_BENU2 | 2068 | G | BENU2 |  | Combustion Turbine | IC Engine | MIS_MS | Mississippi | 28 | George | 39 | 28039 | 11.3 | 9905 | 2020 | 9999 |  |  | N | Natural Gas, Distillate Fuel Oil | [13 empty] | 0.011 | 0.011 | 0.011 | 0.011
Winnebago County Landfill Gas | 50936_G_EG2R | 50936 | G | EG2R |  | Landfill Gas |  | MIS_WUMS | Wisconsin | 55 | Winnebago | 139 | 55139 | 0.6 | 8513 | 2020 | 9999 |  |  | N | Landfill Gas | [13 empty] | 0.09 | 0.09 | 0.09 | 0.09
Alliant SBD 9301 Prairie Farms | 54735_G_0081 | 54735 | G | 0081 |  | Combustion Turbine | IC Engine | MIS_IA | Iowa | 19 | Dubuque | 61 | 19061 | 0.6 | 9905 | 2019 | 9999 |  |  | N | Natural Gas, Distillate Fuel Oil | [13 empty] | 0.011 | 0.011 | 0.011 | 0.011
Security | 55556_G_GEN5 | 55556 | G | GEN5 |  | Landfill Gas |  | MIS_WOTA | Texas | 48 | Montgomery | 339 | 48339 | 1.7 | 8513 | 2003 | 9999 |  |  | N | Landfill Gas | [13 empty] | 0.09 | 0.09 | 0.09 | 0.09
Two Pine Landfill Gas Recovery | 56523_G_GEN 7 | 56523 | G | GEN 7 |  | Landfill Gas |  | MIS_AR | Arkansas | 5 | Pulaski | 119 | 05119 | 0.8 | 8513 | 2017 | 9999 |  |  | N | Landfill Gas | [13 empty] | 0.09 | 0.09 | 0.09 | 0.09
North Brawley Geothermal Plant | 56832_G_GE5 | 56832 | G | GE5 |  | Geothermal |  | WECC_IID | California | 6 | Imperial | 25 | 06025 | 10.7 | 30000 | 2009 | 9999 |  |  | N | Geothermal | [13 empty] | 0 | 0 | 0 | 0 | 0.4625 | 0.4625 | 0.4625
Bos Dairy, LLC | 57625_G_BOS4 | 57625 | G | BOS4 |  | Combustion Turbine | IC Engine | MIS_INKY | Indiana | 18 | Jasper | 73 | 18073 | 0.9 | 9905 | 2020 | 9999 |  |  | N | Natural Gas, Distillate Fuel Oil | [13 empty] | 0.011 | 0.011 | 0.011 | 0.011
Western Michigan University Power Plant | 58161_G_EG-10 | 58161 | G | EG-10 |  | Combustion Turbine | IC Engine | MIS_LMI | Michigan | 26 | Kalamazoo | 77 | 26077 | 2.5 | 9905 | 2021 | 9999 |  |  | N | Natural Gas, Distillate Fuel Oil | [13 empty] | 0.011 | 0.011 | 0.011 | 0.011
Western Michigan University Power Plant | 58161_G_EG-9 | 58161 | G | EG-9 |  | Combustion Turbine | IC Engine | MIS_LMI | Michigan | 26 | Kalamazoo | 77 | 26077 | 2.5 | 9905 | 2021 | 9999 |  |  | N | Natural Gas, Distillate Fuel Oil | [13 empty] | 0.011 | 0.011 | 0.011 | 0.011
Marshalltown Generating Station | 58236_G_PV1 | 58236 | G | PV1 |  | Solar PV |  | MIS_IA | Iowa | 19 | Marshall | 127 | 19127 | 2.6 | 0 | 2020 | 9999 |  |  | N | Solar | [13 empty] | 0 | 0 | 0 | 0
Watervliet | 58546_G_GEN3 | 58546 | G | GEN3 |  | Landfill Gas |  | PJM_West | Michigan | 26 | Berrien | 21 | 26021 | 0.8 | 8513 | 2019 | 9999 |  |  | N | Landfill Gas | [13 empty] | 0.09 | 0.09 | 0.09 | 0.09
Cross Winds Energy Park | 58830_G_CWEP3 | 58830 | G | CWEP3 |  | Onshore Wind |  | MIS_LMI | Michigan | 26 | Tuscola | 157 | 26157 | 75.9 | 0 | 2019 | 9999 |  |  | N | Wind | [13 empty] | 0 | 0 | 0 | 0
Bristol Myers Squibb Lawrenceville | 58947_G_TG102 | 58947 | G | TG102 |  | Combustion Turbine |  | PJM_EMAC | New Jersey | 34 | Mercer | 21 | 34021 | 5 | 9905 | 2021 | 9999 |  |  | N | Natural Gas, Distillate Fuel Oil | [13 empty] | 0.011 | 0.011 | 0.011 | 0.011
Wake County LFG Facility | 59688_G_E25 | 59688 | G | E25 |  | Landfill Gas |  | S_VACA | North Carolina | 37 | Wake | 183 | 37183 | 0.3 | 8513 | 2019 | 9999 |  |  | N | Landfill Gas | [13 empty] | 0.09 | 0.09 | 0.09 | 0.09
Wake County LFG Facility | 59688_G_E26 | 59688 | G | E26 |  | Landfill Gas |  | S_VACA | North Carolina | 37 | Wake | 183 | 37183 | 0.3 | 8513 | 2019 | 9999 |  |  | N | Landfill Gas | [13 empty] | 0.09 | 0.09 | 0.09 | 0.09
Wake County LFG Facility | 59688_G_E27 | 59688 | G | E27 |  | Landfill Gas |  | S_VACA | North Carolina | 37 | Wake | 183 | 37183 | 0.3 | 8513 | 2019 | 9999 |  |  | N | Landfill Gas | [13 empty] | 0.09 | 0.09 | 0.09 | 0.09
Wake County LFG Facility | 59688_G_E28 | 59688 | G | E28 |  | Landfill Gas |  | S_VACA | North Carolina | 37 | Wake | 183 | 37183 | 0.3 | 8513 | 2019 | 9999 |  |  | N | Landfill Gas | [13 empty] | 0.09 | 0.09 | 0.09 | 0.09
Wake County LFG Facility | 59688_G_E29 | 59688 | G | E29 |  | Landfill Gas |  | S_VACA | North Carolina | 37 | Wake | 183 | 37183 | 0.3 | 8513 | 2019 | 9999 |  |  | N | Landfill Gas | [13 empty] | 0.09 | 0.09 | 0.09 | 0.09
Wake County LFG Facility | 59688_G_E30 | 59688 | G | E30 |  | Landfill Gas |  | S_VACA | North Carolina | 37 | Wake | 183 | 37183 | 0.3 | 8513 | 2019 | 9999 |  |  | N | Landfill Gas | [13 empty] | 0.09 | 0.09 | 0.09 | 0.09
Kings Bay Solar Facility | 59864_G_BESS | 59864 | G | BESS |  | Energy Storage |  | S_SOU | Georgia | 13 | Camden | 39 | 13039 | 1.5 | 0 | 2022 | 9999 |  |  | N | Energy Storage | [13 empty] | 0 | 0 | 0 | 0
Blythe Solar IV, LLC | 60095_G_BLS4A | 60095 | G | BLS4A |  | Solar PV |  | WECC_SCE | California | 6 | Riverside | 65 | 06065 | 68.7 | 0 | 2020 | 9999 |  |  | N | Solar | [13 empty] | 0 | 0 | 0 | 0
Blythe Solar IV, LLC | 60095_G_BLS4B | 60095 | G | BLS4B |  | Solar PV |  | WECC_SCE | California | 6 | Riverside | 65 | 06065 | 68.7 | 0 | 2020 | 9999 |  |  | N | Solar | [13 empty] | 0 | 0 | 0 | 0
NY - Presbyt. Hospital - 525 E 68TH St | 61238_G_DHK1 | 61238 | G | DHK1 |  | Combustion Turbine | IC Engine | NY_Z_J | New York | 36 | New York | 61 | 36061 | 1.5 | 9905 | 2017 | 9999 |  |  | N | Natural Gas, Distillate Fuel Oil | [13 empty] | 0.011 | 0.011 | 0.011 | 0.011
NY - Presbyt. Hospital - 525 E 68TH St | 61238_G_DHK2 | 61238 | G | DHK2 |  | Combustion Turbine | IC Engine | NY_Z_J | New York | 36 | New York | 61 | 36061 | 1.5 | 9905 | 2017 | 9999 |  |  | N | Natural Gas, Distillate Fuel Oil | [13 empty] | 0.011 | 0.011 | 0.011 | 0.011
NY - Presbyt. Hospital - 525 E 68TH St | 61238_G_DHK3 | 61238 | G | DHK3 |  | Combustion Turbine | IC Engine | NY_Z_J | New York | 36 | New York | 61 | 36061 | 1.5 | 9905 | 2017 | 9999 |  |  | N | Natural Gas, Distillate Fuel Oil | [13 empty] | 0.011 | 0.011 | 0.011 | 0.011
Shrewsbury | 6125_G_G1 | 6125 | G | G1 |  | Combustion Turbine | IC Engine | NENGREST | Massachusetts | 25 | Worcester | 27 | 25027 | 2.5 | 9905 | 2019 | 9999 |  |  | N | Natural Gas, Distillate Fuel Oil | [13 empty] | 0.011 | 0.011 | 0.011 | 0.011
Shrewsbury | 6125_G_S1 | 6125 | G | S1 |  | Solar PV |  | NENGREST | Massachusetts | 25 | Worcester | 27 | 25027 | 2.8 | 0 | 2018 | 9999 |  |  | N | Solar | [13 empty] | 0 | 0 | 0 | 0
Arbor Hill Wind Farm | 62132_G_1 | 62132 | G | 1 |  | Onshore Wind |  | MIS_MIDA | Iowa | 19 | Adair | 1 | 19001 | 60 | 0 | 2020 | 9999 |  |  | N | Wind | [13 empty] | 0 | 0 | 0 | 0
North English | 62133_G_1 | 62133 | G | 1 |  | Onshore Wind |  | MIS_IA | Iowa | 19 | Poweshiek | 157 | 19157 | 140 | 0 | 2019 | 9999 |  |  | N | Wind | [13 empty] | 0 | 0 | 0 | 0
Westchester County Medical Center | 62270_G_CAT2C | 62270 | G | CAT2C |  | Combustion Turbine | IC Engine | NY_Z_G-I | New York | 36 | Westchester | 119 | 36119 | 1.5 | 9905 | 2019 | 9999 |  |  | N | Natural Gas, Distillate Fuel Oil | [13 empty] | 0.011 | 0.011 | 0.011 | 0.011
Lake Region Community Hybrid, LLC | 62442_G_LRCHS | 62442 | G | LRCHS |  | Solar PV |  | MIS_MNWI | Minnesota | 27 | Otter Tail | 111 | 27111 | 0.5 | 0 | 2018 | 9999 |  |  | N | Solar | [13 empty] | 0 | 0 | 0 | 0
High Lonesome Wind Power, LLC | 62562_G_HILO2 | 62562 | G | HILO2 |  | Onshore Wind |  | ERC_WEST | Texas | 48 | Upton | 461 | 48461 | 50 | 0 | 2021 | 9999 |  |  | N | Wind | [13 empty] | 0 | 0 | 0 | 0
AZ State University - Tempe Campus Solar | 62643_G_91001 | 62643 | G | 91001 |  | Solar PV |  | WECC_AZ | Arizona | 4 | Maricopa | 13 | 04013 | 0.1 | 0 | 2018 | 9999 |  |  | N | Solar | [13 empty] | 0 | 0 | 0 | 0
Gloucester Solar | 63031_G_GLSO | 63031 | G | GLSO |  | Solar PV |  | PJM_Dom | Virginia | 51 | Gloucester | 73 | 51073 | 19.8 | 0 | 2019 | 9999 |  |  | N | Solar | [13 empty] | 0 | 0 | 0 | 0
Gutenberg Solar | 63076_G_GUTN | 63076 | G | GUTN |  | Solar PV |  | PJM_Dom | North Carolina | 37 | Northampton | 131 | 37131 | 79.9 | 0 | 2019 | 9999 |  |  | N | Solar | [13 empty] | 0 | 0 | 0 | 0
Strauss CSG | 63108_G_30 | 63108 | G | 30 |  | Solar PV |  | NY_Z_C&E | New York | 36 | Seneca | 99 | 36099 | 2 | 0 | 2019 | 9999 |  |  | N | Solar | [13 empty] | 0 | 0 | 0 | 0
Dakota Community Solar One LLC CSG | 63116_G_52838 | 63116 | G | 52838 |  | Solar PV |  | MIS_MNWI | Minnesota | 27 | Dakota | 37 | 27037 | 1 | 0 | 2019 | 9999 |  |  | N | Solar | [13 empty] | 0 | 0 | 0 | 0
Douglas Todd Community Solar One LLC CSG | 63117_G_52834 | 63117 | G | 52834 |  | Solar PV |  | MIS_MNWI | Minnesota | 27 | Douglas | 41 | 27041 | 1 | 0 | 2019 | 9999 |  |  | N | Solar | [13 empty] | 0 | 0 | 0 | 0
Meeker Community Solar One LLC CSG | 63118_G_52824 | 63118 | G | 52824 |  | Solar PV |  | MIS_MNWI | Minnesota | 27 | Meeker | 93 | 27093 | 1 | 0 | 2019 | 9999 |  |  | N | Solar | [13 empty] | 0 | 0 | 0 | 0
McLeod Community Solar One LLC CSG | 63119_G_52832 | 63119 | G | 52832 |  | Solar PV |  | MIS_MNWI | Minnesota | 27 | McLeod | 85 | 27085 | 1 | 0 | 2019 | 9999 |  |  | N | Solar | [13 empty] | 0 | 0 | 0 | 0
Nicollet Community Solar One LLC | 63120_G_52828 | 63120 | G | 52828 |  | Solar PV |  | MIS_MNWI | Minnesota | 27 | Nicollet | 103 | 27103 | 1 | 0 | 2020 | 9999 |  |  | N | Solar | [13 empty] | 0 | 0 | 0 | 0
Stearns Community Solar One LLC CSG | 63121_G_52825 | 63121 | G | 52825 |  | Solar PV |  | MIS_MNWI | Minnesota | 27 | Stearns | 145 | 27145 | 1 | 0 | 2019 | 9999 |  |  | N | Solar | [13 empty] | 0 | 0 | 0 | 0
Sherburne Community Solar One LLC CSG | 63122_G_52814 | 63122 | G | 52814 |  | Solar PV |  | MIS_MNWI | Minnesota | 27 | Sherburne | 141 | 27141 | 1 | 0 | 2019 | 9999 |  |  | N | Solar | [13 empty] | 0 | 0 | 0 | 0
Rio Rancho Solar Energy Center | 63184_G_RIRA | 63184 | G | RIRA |  | Solar PV |  | WECC_NM | New Mexico | 35 | Bernalillo | 1 | 35001 | 10 | 0 | 2019 | 9999 |  |  | N | Solar | [13 empty] | 0 | 0 | 0 | 0
Sayreville Solar Project | 63185_G_SAYRE | 63185 | G | SAYRE |  | Solar PV |  | PJM_EMAC | New Jersey | 34 | Middlesex | 23 | 34023 | 3.1 | 0 | 2019 | 9999 |  |  | N | Solar | [13 empty] | 0 | 0 | 0 | 0
FL Solar 4, LLC | 63187_G_FL4 | 63187 | G | FL4 |  | Solar PV |  | FRCC | Florida | 12 | Leon | 73 | 12073 | 42 | 0 | 2019 | 9999 |  |  | N | Solar | [13 empty] | 0 | 0 | 0 | 0
Delilah Solar Energy LLC | 63194_G_GEN1 | 63194 | G | GEN1 |  | Solar PV |  | ERC_REST | Texas | 48 | Red River | 387 | 48387 | 300 | 0 | 2022 | 9999 |  |  | N | Solar | [13 empty] | 0 | 0 | 0 | 0
Bergenmand Solar Partners, LLC Mahwah | 63200_G_SA1 | 63200 | G | SA1 |  | Solar PV |  | PJM_EMAC | New Jersey | 34 | Bergen | 3 | 34003 | 0.5 | 0 | 2012 | 9999 |  |  | N | Solar | [13 empty] | 0 | 0 | 0 | 0
Bergenmand Solar Partners, LLC Mahwah | 63200_G_SA2 | 63200 | G | SA2 |  | Solar PV |  | PJM_EMAC | New Jersey | 34 | Bergen | 3 | 34003 | 0.5 | 0 | 2012 | 9999 |  |  | N | Solar | [13 empty] | 0 | 0 | 0 | 0
VPPSA Project 10 | 63203_G_12510 | 63203 | G | 12510 |  | Combustion Turbine |  | NENGREST | Vermont | 50 | Franklin | 11 | 50011 | 19.3 | 9905 | 2010 | 9999 |  |  | N | Natural Gas, Distillate Fuel Oil | [13 empty] | 0.011 | 0.011 | 0.011 | 0.011
VPPSA Project 10 | 63203_G_12511 | 63203 | G | 12511 |  | Combustion Turbine |  | NENGREST | Vermont | 50 | Franklin | 11 | 50011 | 19.3 | 9905 | 2010 | 9999 |  |  | N | Natural Gas, Distillate Fuel Oil | [13 empty] | 0.011 | 0.011 | 0.011 | 0.011
CID Solar (CA) | 63204_G_HLS | 63204 | G | HLS |  | Solar PV |  | WEC_CALN | California | 6 | Kings | 31 | 06031 | 2 | 0 | 2019 | 9999 |  |  | N | Solar | [13 empty] | 0 | 0 | 0 | 0
Skookumchuck Wind Facility | 63205_G_1 | 63205 | G | 1 |  | Onshore Wind |  | WECC_PNW | Washington | 53 | Thurston | 67 | 53067 | 136.8 | 0 | 2020 | 9999 |  |  | N | Wind | [13 empty] | 0 | 0 | 0 | 0
Rafael Solar | 63206_G_RSPV1 | 63206 | G | RSPV1 |  | Solar PV |  | WECC_PNW | Oregon | 41 | Marion | 47 | 41047 | 2.2 | 0 | 2019 | 9999 |  |  | N | Solar | [13 empty] | 0 | 0 | 0 | 0
Case Creek Solar | 63207_G_CCPV1 | 63207 | G | CCPV1 |  | Solar PV |  | WECC_PNW | Oregon | 41 | Marion | 47 | 41047 | 2.2 | 0 | 2019 | 9999 |  |  | N | Solar | [13 empty] | 0 | 0 | 0 | 0
Kale Patch Solar | 63208_G_KPPV1 | 63208 | G | KPPV1 |  | Solar PV |  | WECC_PNW | Oregon | 41 | Marion | 47 | 41047 | 2.2 | 0 | 2019 | 9999 |  |  | N | Solar | [13 empty] | 0 | 0 | 0 | 0
Aviator Wind | 63209_G_AVTOR | 63209 | G | AVTOR |  | Onshore Wind |  | ERC_WEST | Texas | 48 | Coke | 81 | 48081 | 525 | 0 | 2021 | 9999 |  |  | N | Wind | [13 empty] | 0 | 0 | 0 | 0
Samson Solar Energy | 63211_G_GEN1 | 63211 | G | GEN1 |  | Solar PV |  | ERC_REST | Texas | 48 | Lamar | 277 | 48277 | 250 | 0 | 2022 | 9999 |  |  | N | Solar | [13 empty] | 0 | 0 | 0 | 0
Sheridan School Corporation Solar | 63213_G_418ES | 63213 | G | 418ES |  | Solar PV |  | MIS_INKY | Indiana | 18 | Hamilton | 57 | 18057 | 0.4 | 0 | 2016 | 9999 |  |  | N | Solar | [13 empty] | 0 | 0 | 0 | 0
Sheridan School Corporation Solar | 63213_G_418HS | 63213 | G | 418HS |  | Solar PV |  | MIS_INKY | Indiana | 18 | Hamilton | 57 | 18057 | 0.4 | 0 | 2016 | 9999 |  |  | N | Solar | [13 empty] | 0 | 0 | 0 | 0
Middleton Solar Park | 63214_G_MDL01 | 63214 | G | MDL01 |  | Solar PV |  | NENGREST | Massachusetts | 25 | Essex | 9 | 25009 | 5 | 0 | 2018 | 9999 |  |  | N | Solar | [13 empty] | 0 | 0 | 0 | 0
USS B&B Solar LLC CSG | 63216_G_BB | 63216 | G | BB |  | Solar PV |  | MIS_MNWI | Minnesota | 27 | Redwood | 127 | 27127 | 1 | 0 | 2020 | 9999 |  |  | N | Solar | [13 empty] | 0 | 0 | 0 | 0
USS Steamboat Solar LLC CSG | 63221_G_STMBT | 63221 | G | STMBT |  | Solar PV |  | MIS_MNWI | Minnesota | 27 | Redwood | 127 | 27127 | 1 | 0 | 2021 | 9999 |  |  | N | Solar | [13 empty] | 0 | 0 | 0 | 0
Impact Solar 1 | 63222_G_TXIM1 | 63222 | G | TXIM1 |  | Solar PV |  | ERC_REST | Texas | 48 | Lamar | 277 | 48277 | 198.5 | 0 | 2020 | 9999 |  |  | N | Solar | [13 empty] | 0 | 0 | 0 | 0
NY 26 Carthage | 63224_G_X0140 | 63224 | G | X0140 |  | Solar PV |  | NY_Z_C&E | New York | 36 | Jefferson | 45 | 36045 | 5 | 0 | 2020 | 9999 |  |  | N | Solar | [13 empty] | 0 | 0 | 0 | 0
AGA TAG Solar IV LLC | 63225_G_PV1 | 63225 | G | PV1 |  | Solar PV |  | S_VACA | North Carolina | 37 | Brunswick | 19 | 37019 | 4.8 | 0 | 2019 | 9999 |  |  | N | Solar | [13 empty] | 0 | 0 | 0 | 0
Manheim New Jersey | 63229_G_NJSGR | 63229 | G | NJSGR |  | Solar PV |  | PJM_EMAC | New Jersey | 34 | Burlington | 5 | 34005 | 0.8 | 0 | 2013 | 9999 |  |  | N | Solar | [13 empty] | 0 | 0 | 0 | 0
Manheim New Jersey | 63229_G_NJSRO | 63229 | G | NJSRO |  | Solar PV |  | PJM_EMAC | New Jersey | 34 | Burlington | 5 | 34005 | 1.4 | 0 | 2009 | 9999 |  |  | N | Solar | [13 empty] | 0 | 0 | 0 | 0
Knaggs Brothers Farm | 63230_G_KNAGG | 63230 | G | KNAGG |  | Solar PV |  | NY_Z_F | New York | 36 | Albany | 1 | 36001 | 3.9 | 0 | 2018 | 9999 |  |  | N | Solar | [13 empty] | 0 | 0 | 0 | 0
Woodbury Solar | 63231_G_PV | 63231 | G | PV |  | Solar PV |  | MIS_MNWI | Minnesota | 27 | Washington | 163 | 27163 | 3 | 0 | 2020 | 9999 |  |  | N | Solar | [13 empty] | 0 | 0 | 0 | 0
Brookfield Wire Company | 63232_G_BROOK | 63232 | G | BROOK |  | Solar PV |  | NENGREST | Massachusetts | 25 | Worcester | 27 | 25027 | 1.4 | 0 | 2016 | 9999 |  |  | N | Solar | [13 empty] | 0 | 0 | 0 | 0
O'Neill Creek Solar | 63235_G_OCPV1 | 63235 | G | OCPV1 |  | Solar PV |  | WECC_PNW | Oregon | 41 | Washington | 67 | 41067 | 2.2 | 0 | 2019 | 9999 |  |  | N | Solar | [13 empty] | 0 | 0 | 0 | 0
Kings Plaza Total Energy Plant (TEP) | 63236_G_DG2 | 63236 | G | DG2 |  | Combustion Turbine | IC Engine | NY_Z_J | New York | 36 | Kings | 47 | 36047 | 3.2 | 9905 | 2007 | 9999 |  |  | N | Natural Gas, Distillate Fuel Oil | [13 empty] | 0.011 | 0.011 | 0.011 | 0.011
Kings Plaza Total Energy Plant (TEP) | 63236_G_DG3 | 63236 | G | DG3 |  | Combustion Turbine | IC Engine | NY_Z_J | New York | 36 | Kings | 47 | 36047 | 3.2 | 9905 | 2007 | 9999 |  |  | N | Natural Gas, Distillate Fuel Oil | [13 empty] | 0.011 | 0.011 | 0.011 | 0.011
Kings Plaza Total Energy Plant (TEP) | 63236_G_DG4 | 63236 | G | DG4 |  | Combustion Turbine | IC Engine | NY_Z_J | New York | 36 | Kings | 47 | 36047 | 3.2 | 9905 | 2007 | 9999 |  |  | N | Natural Gas, Distillate Fuel Oil | [13 empty] | 0.011 | 0.011 | 0.011 | 0.011
Kings Plaza Total Energy Plant (TEP) | 63236_G_DG5 | 63236 | G | DG5 |  | Combustion Turbine | IC Engine | NY_Z_J | New York | 36 | Kings | 47 | 36047 | 3.2 | 9905 | 2007 | 9999 |  |  | N | Natural Gas, Distillate Fuel Oil | [13 empty] | 0.011 | 0.011 | 0.011 | 0.011
Old Court Rd Solar | 63237_G_OLDCT | 63237 | G | OLDCT |  | Solar PV |  | PJM_SMAC | Maryland | 24 | Howard | 27 | 24027 | 2 | 0 | 2019 | 9999 |  |  | N | Solar | [13 empty] | 0 | 0 | 0 | 0
Sherman Solar | 63239_G_SHRM | 63239 | G | SHRM |  | Solar PV |  | NENG_CT | Connecticut | 9 | New London | 11 | 09011 | 1 | 0 | 2019 | 9999 |  |  | N | Solar | [13 empty] | 0 | 0 | 0 | 0
Jackson Solar (CT) | 63240_G_JACK | 63240 | G | JACK |  | Solar PV |  | NENG_CT | Connecticut | 9 | New London | 11 | 09011 | 1 | 0 | 2019 | 9999 |  |  | N | Solar | [13 empty] | 0 | 0 | 0 | 0
Limelight Solar II LLC | 63241_G_SCLL | 63241 | G | SCLL |  | Solar PV |  | S_VACA | South Carolina | 45 | Spartanburg | 83 | 45083 | 2 | 0 | 2019 | 9999 |  |  | N | Solar | [13 empty] | 0 | 0 | 0 | 0
ATOOD Solar III LLC | 63242_G_SCAT | 63242 | G | SCAT |  | Solar PV |  | S_VACA | South Carolina | 45 | Spartanburg | 83 | 45083 | 2 | 0 | 2019 | 9999 |  |  | N | Solar | [13 empty] | 0 | 0 | 0 | 0
AGA TAG Solar III LLC | 63243_G_SCAG | 63243 | G | SCAG |  | Solar PV |  | S_VACA | South Carolina | 45 | Spartanburg | 83 | 45083 | 2 | 0 | 2020 | 9999 |  |  | N | Solar | [13 empty] | 0 | 0 | 0 | 0
New River Clean Energy | 63246_G_NEW2 | 63246 | G | NEW2 |  | Landfill Gas |  | PJM_West | West Virginia | 54 | Raleigh | 81 | 54081 | 1.6 | 8513 | 2017 | 9999 |  |  | N | Landfill Gas | [13 empty] | 0.09 | 0.09 | 0.09 | 0.09
New River Clean Energy | 63246_G_NEWR1 | 63246 | G | NEWR1 |  | Landfill Gas |  | PJM_West | West Virginia | 54 | Raleigh | 81 | 54081 | 1.6 | 8513 | 2017 | 9999 |  |  | N | Landfill Gas | [13 empty] | 0.09 | 0.09 | 0.09 | 0.09
Lone Tree Wind, LLC | 63251_G_LTW | 63251 | G | LTW |  | Onshore Wind |  | PJM_COMD | Illinois | 17 | Bureau | 11 | 17011 | 79 | 0 | 2020 | 9999 |  |  | N | Wind | [13 empty] | 0 | 0 | 0 | 0
Cannon Garden Solar | 63252_G_CGS | 63252 | G | CGS |  | Solar PV |  | MIS_MNWI | Minnesota | 27 | Rice | 131 | 27131 | 1 | 0 | 2020 | 9999 |  |  | N | Solar | [13 empty] | 0 | 0 | 0 | 0
Francis Scott Key Mall | 63253_G_FSK | 63253 | G | FSK |  | Solar PV |  | PJM_AP | Maryland | 24 | Frederick | 21 | 24021 | 2.1 | 0 | 2018 | 9999 |  |  | N | Solar | [13 empty] | 0 | 0 | 0 | 0
Altamonte Mall | 63254_G_ALT | 63254 | G | ALT |  | Solar PV |  | FRCC | Florida | 12 | Seminole | 117 | 12117 | 1.5 | 0 | 2016 | 9999 |  |  | N | Solar | [13 empty] | 0 | 0 | 0 | 0
Pembroke Lakes Mall | 63256_G_PLM | 63256 | G | PLM |  | Solar PV |  | FRCC | Florida | 12 | Broward | 11 | 12011 | 1.4 | 0 | 2016 | 9999 |  |  | N | Solar | [13 empty] | 0 | 0 | 0 | 0
Short Hills Mall | 63257_G_SHM | 63257 | G | SHM |  | Solar PV |  | PJM_EMAC | New Jersey | 34 | Essex | 13 | 34013 | 3.5 | 0 | 2018 | 9999 |  |  | N | Solar | [13 empty] | 0 | 0 | 0 | 0
Delta Energy Park | 63259_G_DEPC2 | 63259 | G | DEPC2 |  | Combined Cycle |  | MIS_LMI | Michigan | 26 | Eaton | 45 | 26045 | 48.3 | 6370 | 2021 | 9999 |  |  | N | Natural Gas, Distillate Fuel Oil | [13 empty] | 0.011 | 0.011 | 0.011 | 0.011
Delta Energy Park | 63259_G_DEPC3 | 63259 | G | DEPC3 |  | Combined Cycle |  | MIS_LMI | Michigan | 26 | Eaton | 45 | 26045 | 48.3 | 6370 | 2021 | 9999 |  |  | N | Natural Gas, Distillate Fuel Oil | [13 empty] | 0.011 | 0.011 | 0.011 | 0.011
Delta Energy Park | 63259_G_DEPS1 | 63259 | G | DEPS1 |  | Combustion Turbine |  | MIS_LMI | Michigan | 26 | Eaton | 45 | 26045 | 46.3 | 9905 | 2021 | 9999 |  |  | N | Natural Gas, Distillate Fuel Oil | [13 empty] | 0.011 | 0.011 | 0.011 | 0.011
Delta Energy Park | 63259_G_DEPST | 63259 | G | DEPST |  | Combined Cycle |  | MIS_LMI | Michigan | 26 | Eaton | 45 | 26045 | 81 | 6370 | 2021 | 9999 |  |  | N | Natural Gas, Distillate Fuel Oil | [13 empty] | 0.011 | 0.011 | 0.011 | 0.011
AC Power | 63260_G_ACP | 63260 | G | ACP |  | Solar PV |  | PJM_EMAC | New Jersey | 34 | Burlington | 5 | 34005 | 1.3 | 0 | 2019 | 9999 |  |  | N | Solar | [13 empty] | 0 | 0 | 0 | 0
Becton Canaan | 63262_G_PH1GR | 63262 | G | PH1GR |  | Solar PV |  | NENG_CT | Connecticut | 9 | Litchfield | 5 | 09005 | 1.5 | 0 | 2018 | 9999 |  |  | N | Solar | [13 empty] | 0 | 0 | 0 | 0
Becton Canaan | 63262_G_PH1RF | 63262 | G | PH1RF |  | Solar PV |  | NENG_CT | Connecticut | 9 | Litchfield | 5 | 09005 | 0.5 | 0 | 2018 | 9999 |  |  | N | Solar | [13 empty] | 0 | 0 | 0 | 0
Becton Canaan | 63262_G_PH2RF | 63262 | G | PH2RF |  | Solar PV |  | NENG_CT | Connecticut | 9 | Litchfield | 5 | 09005 | 0.5 | 0 | 2019 | 9999 |  |  | N | Solar | [13 empty] | 0 | 0 | 0 | 0
Plainfield Solar 2 | 63263_G_PLFD2 | 63263 | G | PLFD2 |  | Solar PV |  | NENG_CT | Connecticut | 9 | Windham | 15 | 09015 | 1 | 0 | 2020 | 9999 |  |  | N | Solar | [13 empty] | 0 | 0 | 0 | 0
Partridge Hill Solar | 63264_G_PART3 | 63264 | G | PART3 |  | Solar PV |  | NENGREST | Massachusetts | 25 | Worcester | 27 | 25027 | 2 | 0 | 2020 | 9999 |  |  | N | Solar | [13 empty] | 0 | 0 | 0 | 0
Penny Hill Solar | 63266_G_NCPHL | 63266 | G | NCPHL |  | Solar PV |  | S_VACA | North Carolina | 37 | Pitt | 147 | 37147 | 2 | 0 | 2017 | 9999 |  |  | N | Solar | [13 empty] | 0 | 0 | 0 | 0
Meeks Solar, LLC | 63267_G_NCMKS | 63267 | G | NCMKS |  | Solar PV |  | PJM_Dom | North Carolina | 37 | Martin | 117 | 37117 | 2 | 0 | 2017 | 9999 |  |  | N | Solar | [13 empty] | 0 | 0 | 0 | 0
Strider Solar, LLC | 63270_G_NCSTR | 63270 | G | NCSTR |  | Solar PV |  | S_VACA | North Carolina | 37 | Randolph | 151 | 37151 | 5 | 0 | 2018 | 9999 |  |  | N | Solar | [13 empty] | 0 | 0 | 0 | 0
Huntley | 63271_G_1295 | 63271 | G | 1295 |  | Solar PV |  | S_VACA | South Carolina | 45 | Orangeburg | 75 | 45075 | 75 | 0 | 2020 | 9999 |  |  | N | Solar | [13 empty] | 0 | 0 | 0 | 0
Woodsdale Farm, LLC | 63272_G_NCWOO | 63272 | G | NCWOO |  | Solar PV |  | S_VACA | North Carolina | 37 | Person | 145 | 37145 | 2 | 0 | 2018 | 9999 |  |  | N | Solar | [13 empty] | 0 | 0 | 0 | 0
Wagyu | 63273_G_1215 | 63273 | G | 1215 |  | Solar PV |  | ERC_REST | Texas | 48 | Brazoria | 39 | 48039 | 120 | 0 | 2020 | 9999 |  |  | N | Solar | [13 empty] | 0 | 0 | 0 | 0
Mtn. Solar 1 | 63276_G_X0133 | 63276 | G | X0133 |  | Solar PV |  | WECC_CO | Colorado | 8 | Adams | 1 | 08001 | 1.5 | 0 | 2019 | 9999 |  |  | N | Solar | [13 empty] | 0 | 0 | 0 | 0
Mtn. Solar 2 | 63277_G_X0133 | 63277 | G | X0133 |  | Solar PV |  | WECC_CO | Colorado | 8 | Adams | 1 | 08001 | 1.5 | 0 | 2019 | 9999 |  |  | N | Solar | [13 empty] | 0 | 0 | 0 | 0
CO LI CSG 1 - Kamerra | 63278_G_X0056 | 63278 | G | X0056 |  | Solar PV |  | WECC_CO | Colorado | 8 | Adams | 1 | 08001 | 1.5 | 0 | 2019 | 9999 |  |  | N | Solar | [13 empty] | 0 | 0 | 0 | 0
Barneveld Solar | 63279_G_PV1 | 63279 | G | PV1 |  | Solar PV |  | NY_Z_C&E | New York | 36 | Oneida | 65 | 36065 | 1 | 0 | 2019 | 9999 |  |  | N | Solar | [13 empty] | 0 | 0 | 0 | 0
Georgia College & State University Solar | 63282_G_1 | 63282 | G | 1 |  | Solar PV |  | S_SOU | Georgia | 13 | Baldwin | 9 | 13009 | 3.5 | 0 | 2024 | 9999 |  |  | N | Solar | [13 empty] | 0 | 0 | 0 | 0
Valero Wilmington Cogeneration Plant | 63285_G_79G1 | 63285 | G | 79G1 |  | Combustion Turbine |  | WEC_LADW | California | 6 | Los Angeles | 37 | 06037 | 32.2 | 9905 | 2017 | 9999 |  |  | N | Natural Gas, Distillate Fuel Oil | [13 empty] | 0.011 | 0.011 | 0.011 | 0.011
DG Amaze ACY1 | 63286_G_ACY1 | 63286 | G | ACY1 |  | Solar PV |  | PJM_EMAC | New Jersey | 34 | Gloucester | 15 | 34015 | 3.8 | 0 | 2019 | 9999 |  |  | N | Solar | [13 empty] | 0 | 0 | 0 | 0
Brass Mill Center | 63288_G_BMC | 63288 | G | BMC |  | Solar PV |  | NENG_CT | Connecticut | 9 | New Haven | 9 | 09009 | 4.2 | 0 | 2017 | 9999 |  |  | N | Solar | [13 empty] | 0 | 0 | 0 | 0
White Marsh Mall | 63289_G_WMM | 63289 | G | WMM |  | Solar PV |  | PJM_SMAC | Maryland | 24 | Baltimore | 5 | 24005 | 1.1 | 0 | 2015 | 9999 |  |  | N | Solar | [13 empty] | 0 | 0 | 0 | 0
Natick Mall | 63290_G_NM | 63290 | G | NM |  | Solar PV |  | NENGREST | Massachusetts | 25 | Middlesex | 17 | 25017 | 2.2 | 0 | 2018 | 9999 |  |  | N | Solar | [13 empty] | 0 | 0 | 0 | 0
Grand Prix Solar | 63291_G_GPS | 63291 | G | GPS |  | Solar PV |  | NY_Z_G-I | New York | 36 | Westchester | 119 | 36119 | 1.9 | 0 | 2014 | 9999 |  |  | N | Solar | [13 empty] | 0 | 0 | 0 | 0
100 Brook Hill Drive Solar | 63292_G_BHD | 63292 | G | BHD |  | Solar PV |  | NY_Z_G-I | New York | 36 | Rockland | 87 | 36087 | 1.5 | 0 | 2015 | 9999 |  |  | N | Solar | [13 empty] | 0 | 0 | 0 | 0
Cottonwood Solar, LLC | 63293_G_NCCWD | 63293 | G | NCCWD |  | Solar PV |  | PJM_Dom | North Carolina | 37 | Northampton | 131 | 37131 | 3 | 0 | 2018 | 9999 |  |  | N | Solar | [13 empty] | 0 | 0 | 0 | 0
Parking Lot Array | 63294_G_LOTPV | 63294 | G | LOTPV |  | Solar PV |  | PJM_West | Ohio | 39 | Hamilton | 61 | 39061 | 1.3 | 0 | 2011 | 9999 |  |  | N | Solar | [13 empty] | 0 | 0 | 0 | 0
Chicot Solar | 63295_G_CHICO | 63295 | G | CHICO |  | Solar PV |  | MIS_AR | Arkansas | 5 | Chicot | 17 | 05017 | 100 | 0 | 2020 | 9999 |  |  | N | Solar | [13 empty] | 0 | 0 | 0 | 0
232 Long Branch 29 Solar I, LLC | 63296_G_NCLFT | 63296 | G | NCLFT |  | Solar PV |  | S_VACA | North Carolina | 37 | Cleveland | 45 | 37045 | 2 | 0 | 2018 | 9999 |  |  | N | Solar | [13 empty] | 0 | 0 | 0 | 0
Hobart & William Smith College Gates Rd. | 63297_G_GATES | 63297 | G | GATES |  | Solar PV |  | NY_Z_C&E | New York | 36 | Ontario | 69 | 36069 | 1.8 | 0 | 2017 | 9999 |  |  | N | Solar | [13 empty] | 0 | 0 | 0 | 0
Barrette Outdoor Living, Inc. | 63298_G_BARRE | 63298 | G | BARRE |  | Solar PV |  | PJM_EMAC | New Jersey | 34 | Atlantic | 1 | 34001 | 1.5 | 0 | 2019 | 9999 |  |  | N | Solar | [13 empty] | 0 | 0 | 0 | 0
Harvest Beulaville, LLC | 63299_G_NCBVL | 63299 | G | NCBVL |  | Solar PV |  | S_VACA | North Carolina | 37 | Duplin | 61 | 37061 | 2 | 0 | 2017 | 9999 |  |  | N | Solar | [13 empty] | 0 | 0 | 0 | 0
Garrett Solar | 63301_G_1888 | 63301 | G | 1888 |  | Solar PV |  | WECC_PNW | Oregon | 41 | Lake | 37 | 41037 | 10 | 0 | 2019 | 9999 |  |  | N | Solar | [13 empty] | 0 | 0 | 0 | 0
South Windsor Fuel Cell | 63302_G_SWFC5 | 63302 | G | SWFC5 |  | Fuel Cell |  | NENG_CT | Connecticut | 9 | Hartford | 3 | 09003 | 5 | 6469 | 2020 | 9999 |  |  | N | Natural Gas | [13 empty] | 0 | 0 | 0 | 0
Alticor Inc - Solar Project | 63303_G_AISP | 63303 | G | AISP |  | Solar PV |  | WECC_SCE | California | 6 | Orange | 59 | 06059 | 1.1 | 0 | 2017 | 9999 |  |  | N | Solar | [13 empty] | 0 | 0 | 0 | 0
Bluefin Origination 1 | 63323_G_SIMBA | 63323 | G | SIMBA |  | Solar PV |  | PJM_SMAC | Maryland | 24 | Prince Georges | 33 | 24033 | 2 | 0 | 2019 | 9999 |  |  | N | Solar | [13 empty] | 0 | 0 | 0 | 0
Camp Atterbury Microgrid | 63324_G_ES1 | 63324 | G | ES1 |  | Energy Storage |  | MIS_INKY | Indiana | 18 | Johnson | 81 | 18081 | 5 | 0 | 2019 | 9999 |  |  | N | Energy Storage | [13 empty] | 0 | 0 | 0 | 0
Camp Atterbury Microgrid | 63324_G_PV1 | 63324 | G | PV1 |  | Solar PV |  | MIS_INKY | Indiana | 18 | Johnson | 81 | 18081 | 2 | 0 | 2019 | 9999 |  |  | N | Solar | [13 empty] | 0 | 0 | 0 | 0
Diamond Spring, LLC | 63327_G_46001 | 63327 | G | 46001 |  | Onshore Wind |  | SPP_WEST | Oklahoma | 40 | Johnston | 69 | 40069 | 303.5 | 0 | 2020 | 9999 |  |  | N | Wind | [13 empty] | 0 | 0 | 0 | 0
Duus Solar, LLC | 63330_G_ORDUS | 63330 | G | ORDUS |  | Solar PV |  | WECC_PNW | Oregon | 41 | Clackamas | 5 | 41005 | 10 | 0 | 2020 | 9999 |  |  | N | Solar | [13 empty] | 0 | 0 | 0 | 0
Firwood Solar, LLC | 63331_G_ORFWD | 63331 | G | ORFWD |  | Solar PV |  | WECC_PNW | Oregon | 41 | Clackamas | 5 | 41005 | 10 | 0 | 2020 | 9999 |  |  | N | Solar | [13 empty] | 0 | 0 | 0 | 0
Aulander Hwy 42 Solar, LLC | 63332_G_NCAUL | 63332 | G | NCAUL |  | Solar PV |  | PJM_Dom | North Carolina | 37 | Hertford | 91 | 37091 | 5 | 0 | 2016 | 9999 |  |  | N | Solar | [13 empty] | 0 | 0 | 0 | 0
Campus Drive Solar | 63334_G_CAMPS | 63334 | G | CAMPS |  | Solar PV |  | PJM_EMAC | New Jersey | 34 | Burlington | 5 | 34005 | 3.7 | 0 | 2020 | 9999 |  |  | N | Solar | [13 empty] | 0 | 0 | 0 | 0
HO Clarke Generating | 63335_G_CTG-1 | 63335 | G | CTG-1 |  | Combustion Turbine |  | ERC_REST | Texas | 48 | Harris | 201 | 48201 | 44.5 | 9905 | 2021 | 9999 |  |  | N | Natural Gas, Distillate Fuel Oil | [13 empty] | 0.011 | 0.011 | 0.011 | 0.011
HO Clarke Generating | 63335_G_CTG-2 | 63335 | G | CTG-2 |  | Combustion Turbine |  | ERC_REST | Texas | 48 | Harris | 201 | 48201 | 44.5 | 9905 | 2021 | 9999 |  |  | N | Natural Gas, Distillate Fuel Oil | [13 empty] | 0.011 | 0.011 | 0.011 | 0.011
HO Clarke Generating | 63335_G_CTG-3 | 63335 | G | CTG-3 |  | Combustion Turbine |  | ERC_REST | Texas | 48 | Harris | 201 | 48201 | 44.5 | 9905 | 2021 | 9999 |  |  | N | Natural Gas, Distillate Fuel Oil | [13 empty] | 0.011 | 0.011 | 0.011 | 0.011
HO Clarke Generating | 63335_G_CTG-4 | 63335 | G | CTG-4 |  | Combustion Turbine |  | ERC_REST | Texas | 48 | Harris | 201 | 48201 | 44.5 | 9905 | 2021 | 9999 |  |  | N | Natural Gas, Distillate Fuel Oil | [13 empty] | 0.011 | 0.011 | 0.011 | 0.011
HO Clarke Generating | 63335_G_CTG-5 | 63335 | G | CTG-5 |  | Combustion Turbine |  | ERC_REST | Texas | 48 | Harris | 201 | 48201 | 44.5 | 9905 | 2021 | 9999 |  |  | N | Natural Gas, Distillate Fuel Oil | [13 empty] | 0.011 | 0.011 | 0.011 | 0.011
HO Clarke Generating | 63335_G_CTG-6 | 63335 | G | CTG-6 |  | Combustion Turbine |  | ERC_REST | Texas | 48 | Harris | 201 | 48201 | 44.5 | 9905 | 2021 | 9999 |  |  | N | Natural Gas, Distillate Fuel Oil | [13 empty] | 0.011 | 0.011 | 0.011 | 0.011
Bearkat II Wind Energy LLC | 63342_G_BKII | 63342 | G | BKII |  | Onshore Wind |  | ERC_WEST | Texas | 48 | Glasscock | 173 | 48173 | 162.1 | 0 | 2021 | 9999 |  |  | N | Wind | [13 empty] | 0 | 0 | 0 | 0
Starvation | 63344_G_STAR | 63344 | G | STAR |  | Solar PV |  | WECC_PNW | Oregon | 41 | Harney | 25 | 41025 | 9.9 | 0 | 2019 | 9999 |  |  | N | Solar | [13 empty] | 0 | 0 | 0 | 0
Cubera Solar, LLC | 63346_G_PGR06 | 63346 | G | PGR06 |  | Solar PV |  | S_VACA | North Carolina | 37 | Harnett | 85 | 37085 | 2 | 0 | 2020 | 9999 |  |  | N | Solar | [13 empty] | 0 | 0 | 0 | 0
AOC, Capitol Power Plant | 63347_G_CTG1 | 63347 | G | CTG1 |  | Combustion Turbine |  | PJM_SMAC | District of Columbia | 11 | District of Columbia | 1 | 11001 | 7.5 | 9905 | 2018 | 9999 |  |  | N | Natural Gas, Distillate Fuel Oil | [13 empty] | 0.011 | 0.011 | 0.011 | 0.011
Porcher CSG | 63348_G_PRCHR | 63348 | G | PRCHR |  | Solar PV |  | MIS_MNWI | Minnesota | 27 | Wabasha | 157 | 27157 | 0.9 | 0 | 2018 | 9999 |  |  | N | Solar | [13 empty] | 0 | 0 | 0 | 0
OE_AZ1 | 63349_G_AZ1 | 63349 | G | AZ1 |  | Solar PV |  | WECC_AZ | Arizona | 4 | La Paz | 12 | 04012 | 32.5 | 0 | 2020 | 9999 |  |  | N | Solar | [13 empty] | 0 | 0 | 0 | 0
OE_GA3 | 63350_G_GA3 | 63350 | G | GA3 |  | Solar PV |  | S_SOU | Georgia | 13 | Mitchell | 205 | 13205 | 57.5 | 0 | 2020 | 9999 |  |  | N | Solar | [13 empty] | 0 | 0 | 0 | 0
Gemini Solar | 63352_G_ARBE1 | 63352 | G | ARBE1 |  | Solar PV |  | WECC_SNV | Nevada | 32 | Clark | 3 | 32003 | 690 | 0 | 2024 | 9999 |  |  | N | Solar | [13 empty] | 0 | 0 | 0 | 0
Gemini Solar | 63352_G_ARPV1 | 63352 | G | ARPV1 |  | Energy Storage |  | WECC_SNV | Nevada | 32 | Clark | 3 | 32003 | 280 | 0 | 2024 | 9999 |  |  | N | Energy Storage | [13 empty] | 0 | 0 | 0 | 0
Allied Beverages Elizabeth | 63353_G_ABE | 63353 | G | ABE |  | Solar PV |  | PJM_EMAC | New Jersey | 34 | Union | 39 | 34039 | 3.2 | 0 | 2018 | 9999 |  |  | N | Solar | [13 empty] | 0 | 0 | 0 | 0
Ticket Network South Windsor | 63354_G_TNSW | 63354 | G | TNSW |  | Solar PV |  | NENG_CT | Connecticut | 9 | Hartford | 3 | 09003 | 1 | 0 | 2018 | 9999 |  |  | N | Solar | [13 empty] | 0 | 0 | 0 | 0
Chanel Piscataway Rooftop | 63355_G_CPR | 63355 | G | CPR |  | Solar PV |  | PJM_EMAC | New Jersey | 34 | Middlesex | 23 | 34023 | 1.4 | 0 | 2018 | 9999 |  |  | N | Solar | [13 empty] | 0 | 0 | 0 | 0
Colonial Pipeline Allentown Chesterfield | 63356_G_CPAC | 63356 | G | CPAC |  | Solar PV |  | PJM_EMAC | New Jersey | 34 | Burlington | 5 | 34005 | 1.9 | 0 | 2018 | 9999 |  |  | N | Solar | [13 empty] | 0 | 0 | 0 | 0
Colonial Pipeline Woodbury West Deptford | 63357_G_CPWWD | 63357 | G | CPWWD |  | Solar PV |  | PJM_EMAC | New Jersey | 34 | Gloucester | 15 | 34015 | 3.7 | 0 | 2018 | 9999 |  |  | N | Solar | [13 empty] | 0 | 0 | 0 | 0
Corbin Russwin Phase 3 Berlin | 63358_G_CRP3B | 63358 | G | CRP3B |  | Solar PV |  | NENG_CT | Connecticut | 9 | Hartford | 3 | 09003 | 1 | 0 | 2018 | 9999 |  |  | N | Solar | [13 empty] | 0 | 0 | 0 | 0
Medline Ind. Phase 2 Tracy | 63361_G_MIP2T | 63361 | G | MIP2T |  | Solar PV |  | WEC_CALN | California | 6 | San Joaquin | 77 | 06077 | 1 | 0 | 2018 | 9999 |  |  | N | Solar | [13 empty] | 0 | 0 | 0 | 0
Niagara Bottling Stockton | 63363_G_NBS | 63363 | G | NBS |  | Solar PV |  | WEC_CALN | California | 6 | San Joaquin | 77 | 06077 | 1 | 0 | 2018 | 9999 |  |  | N | Solar | [13 empty] | 0 | 0 | 0 | 0
Soda Lake 3 | 63365_G_SL3 | 63365 | G | SL3 |  | Geothermal |  | WECC_NNV | Nevada | 32 | Churchill | 1 | 32001 | 20 | 30000 | 2019 | 9999 |  |  | N | Geothermal | [13 empty] | 0 | 0 | 0 | 0 | 0.4563 | 0.4563 | 0.4563
435A Bergen Avenue | 63366_G_1 | 63366 | G | 1 |  | Solar PV |  | PJM_EMAC | New Jersey | 34 | Hudson | 17 | 34017 | 1.4 | 0 | 2019 | 9999 |  |  | N | Solar | [13 empty] | 0 | 0 | 0 | 0
Strandness Garden | 63367_G_CGS | 63367 | G | CGS |  | Solar PV |  | MIS_MNWI | Minnesota | 27 | Pope | 121 | 27121 | 1 | 0 | 2020 | 9999 |  |  | N | Solar | [13 empty] | 0 | 0 | 0 | 0
Riley Road LLC | 63369_G_RILE1 | 63369 | G | RILE1 |  | Solar PV |  | NY_Z_G-I | New York | 36 | Orange | 71 | 36071 | 2 | 0 | 2019 | 9999 |  |  | N | Solar | [13 empty] | 0 | 0 | 0 | 0
Riley Road LLC | 63369_G_RILE2 | 63369 | G | RILE2 |  | Solar PV |  | NY_Z_G-I | New York | 36 | Orange | 71 | 36071 | 2 | 0 | 2019 | 9999 |  |  | N | Solar | [13 empty] | 0 | 0 | 0 | 0
GSSP Schneider LLC | 63370_G_SCHN1 | 63370 | G | SCHN1 |  | Solar PV |  | MIS_MNWI | Minnesota | 27 | Stearns | 145 | 27145 | 1 | 0 | 2019 | 9999 |  |  | N | Solar | [13 empty] | 0 | 0 | 0 | 0
GSSP Schneider LLC | 63370_G_SCHN2 | 63370 | G | SCHN2 |  | Solar PV |  | MIS_MNWI | Minnesota | 27 | Stearns | 145 | 27145 | 1 | 0 | 2019 | 9999 |  |  | N | Solar | [13 empty] | 0 | 0 | 0 | 0
GSSP Schneider LLC | 63370_G_SCHN3 | 63370 | G | SCHN3 |  | Solar PV |  | MIS_MNWI | Minnesota | 27 | Stearns | 145 | 27145 | 1 | 0 | 2019 | 9999 |  |  | N | Solar | [13 empty] | 0 | 0 | 0 | 0
GSSP Schneider LLC | 63370_G_SCHN4 | 63370 | G | SCHN4 |  | Solar PV |  | MIS_MNWI | Minnesota | 27 | Stearns | 145 | 27145 | 1 | 0 | 2019 | 9999 |  |  | N | Solar | [13 empty] | 0 | 0 | 0 | 0
GSSP Schneider LLC | 63370_G_SCHN5 | 63370 | G | SCHN5 |  | Solar PV |  | MIS_MNWI | Minnesota | 27 | Stearns | 145 | 27145 | 1 | 0 | 2019 | 9999 |  |  | N | Solar | [13 empty] | 0 | 0 | 0 | 0
Hope Solar Farm LLC | 63371_G_BRUNS | 63371 | G | BRUNS |  | Solar PV |  | NY_Z_F | New York | 36 | Rensselaer | 83 | 36083 | 2 | 0 | 2019 | 9999 |  |  | N | Solar | [13 empty] | 0 | 0 | 0 | 0
Catlin Solar 1 LLC | 63372_G_CATLI | 63372 | G | CATLI |  | Solar PV |  | NY_Z_C&E | New York | 36 | Schuyler | 97 | 36097 | 4 | 0 | 2019 | 9999 |  |  | N | Solar | [13 empty] | 0 | 0 | 0 | 0
Saratoga Solar LLC | 63373_G_SARAT | 63373 | G | SARAT |  | Solar PV |  | NY_Z_F | New York | 36 | Saratoga | 91 | 36091 | 5 | 0 | 2019 | 9999 |  |  | N | Solar | [13 empty] | 0 | 0 | 0 | 0
CP Middletown Solar I LLC | 63374_G_CPMI1 | 63374 | G | CPMI1 |  | Solar PV |  | NENG_CT | Connecticut | 9 | Middlesex | 7 | 09007 | 1 | 0 | 2019 | 9999 |  |  | N | Solar | [13 empty] | 0 | 0 | 0 | 0
CP Middletown Solar II LLC | 63375_G_CPMI2 | 63375 | G | CPMI2 |  | Solar PV |  | NENG_CT | Connecticut | 9 | Middlesex | 7 | 09007 | 1 | 0 | 2019 | 9999 |  |  | N | Solar | [13 empty] | 0 | 0 | 0 | 0
Phelan Pinon Hills CSD Solar | 63376_G_PPHS | 63376 | G | PPHS |  | Solar PV |  | WECC_SCE | California | 6 | San Bernardino | 71 | 06071 | 1.1 | 0 | 2015 | 9999 |  |  | N | Solar | [13 empty] | 0 | 0 | 0 | 0
ESA Hamlet NC , LLC | 63377_G_PGR10 | 63377 | G | PGR10 |  | Solar PV |  | S_VACA | North Carolina | 37 | Richmond | 153 | 37153 | 5 | 0 | 2021 | 9999 |  |  | N | Solar | [13 empty] | 0 | 0 | 0 | 0
Mtn. Solar 3 CSG | 63379_G_X0134 | 63379 | G | X0134 |  | Solar PV |  | WECC_CO | Colorado | 8 | Morgan | 87 | 08087 | 1.5 | 0 | 2020 | 9999 |  |  | N | Solar | [13 empty] | 0 | 0 | 0 | 0
Goodhue Community Solar One LLC CSG | 63380_G_52829 | 63380 | G | 52829 |  | Solar PV |  | MIS_MNWI | Minnesota | 27 | Goodhue | 49 | 27049 | 1 | 0 | 2020 | 9999 |  |  | N | Solar | [13 empty] | 0 | 0 | 0 | 0
Railroad Solar Farm, LLC | 63381_G_NCRAL | 63381 | G | NCRAL |  | Solar PV |  | S_VACA | North Carolina | 37 | Robeson | 155 | 37155 | 4.1 | 0 | 2016 | 9999 |  |  | N | Solar | [13 empty] | 0 | 0 | 0 | 0
ATOOD Solar IV, LLC | 63383_G_NCATD | 63383 | G | NCATD |  | Solar PV |  | S_VACA | North Carolina | 37 | Brunswick | 19 | 37019 | 5 | 0 | 2019 | 9999 |  |  | N | Solar | [13 empty] | 0 | 0 | 0 | 0
Castaic Lake Phase II | 63385_G_CA135 | 63385 | G | CA135 |  | Solar PV |  | WEC_LADW | California | 6 | Los Angeles | 37 | 06037 | 3.5 | 0 | 2014 | 9999 |  |  | N | Solar | [13 empty] | 0 | 0 | 0 | 0
Three Rivers Solar Power, LLC | 63386_G_3RIVS | 63386 | G | 3RIVS |  | Solar PV |  | NENG_ME | Maine | 23 | Hancock | 9 | 23009 | 100 | 0 | 2024 | 9999 |  |  | N | Solar | [13 empty] | 0 | 0 | 0 | 0
Rancho Seco Solar II, LLC | 63387_G_RSS2 | 63387 | G | RSS2 |  | Solar PV |  | WEC_BANC | California | 6 | Sacramento | 67 | 06067 | 160 | 0 | 2021 | 9999 |  |  | N | Solar | [13 empty] | 0 | 0 | 0 | 0
Oxy Renewable Energy - Goldsmith | 63388_G_SOLAR | 63388 | G | SOLAR |  | Solar PV |  | ERC_WEST | Texas | 48 | Ector | 135 | 48135 | 16.8 | 0 | 2020 | 9999 |  |  | N | Solar | [13 empty] | 0 | 0 | 0 | 0
Shelby Solar Array | 63390_G_SHBOH | 63390 | G | SHBOH |  | Solar PV |  | PJM_West | Ohio | 39 | Richland | 139 | 39139 | 1.9 | 0 | 2019 | 9999 |  |  | N | Solar | [13 empty] | 0 | 0 | 0 | 0
City of Rio Rancho WWTP | 63391_G_CORR | 63391 | G | CORR |  | Solar PV |  | WECC_NM | New Mexico | 35 | Sandoval | 43 | 35043 | 1.2 | 0 | 2019 | 9999 |  |  | N | Solar | [13 empty] | 0 | 0 | 0 | 0
DEC Phase II at Georgetown | 63392_G_DECII | 63392 | G | DECII |  | Solar PV |  | PJM_EMAC | Delaware | 10 | Sussex | 5 | 10005 | 3 | 0 | 2019 | 9999 |  |  | N | Solar | [13 empty] | 0 | 0 | 0 | 0
Cuming County Renewables, LLC | 63393_G_T-1 | 63393 | G | T-1 |  | Onshore Wind |  | SPP_NEBR | Nebraska | 31 | Cuming | 39 | 31039 | 2.5 | 0 | 2019 | 9999 |  |  | N | Wind | [13 empty] | 0 | 0 | 0 | 0
Falls Creek Garden | 63394_G_CGS | 63394 | G | CGS |  | Solar PV |  | MIS_MNWI | Minnesota | 27 | Rice | 131 | 27131 | 1 | 0 | 2020 | 9999 |  |  | N | Solar | [13 empty] | 0 | 0 | 0 | 0
Star Garden | 63395_G_CGS | 63395 | G | CGS |  | Solar PV |  | MIS_MNWI | Minnesota | 27 | Pope | 121 | 27121 | 1 | 0 | 2020 | 9999 |  |  | N | Solar | [13 empty] | 0 | 0 | 0 | 0
Buffalo Garden | 63396_G_CGS | 63396 | G | CGS |  | Solar PV |  | MIS_MNWI | Minnesota | 27 | Waseca | 161 | 27161 | 1 | 0 | 2020 | 9999 |  |  | N | Solar | [13 empty] | 0 | 0 | 0 | 0
Loon Garden | 63397_G_CGS | 63397 | G | CGS |  | Solar PV |  | MIS_MNWI | Minnesota | 27 | Waseca | 161 | 27161 | 1 | 0 | 2020 | 9999 |  |  | N | Solar | [13 empty] | 0 | 0 | 0 | 0
Kearsarge Amesbury | 63398_G_AMBAT | 63398 | G | AMBAT |  | Energy Storage |  | NENGREST | Massachusetts | 25 | Essex | 9 | 25009 | 1.6 | 0 | 2019 | 9999 |  |  | N | Energy Storage | [13 empty] | 0 | 0 | 0 | 0
Kearsarge Amesbury | 63398_G_AMES | 63398 | G | AMES |  | Solar PV |  | NENGREST | Massachusetts | 25 | Essex | 9 | 25009 | 3.3 | 0 | 2019 | 9999 |  |  | N | Solar | [13 empty] | 0 | 0 | 0 | 0
Stearns Solar I | 63400_G_STE | 63400 | G | STE |  | Solar PV |  | MIS_MNWI | Minnesota | 27 | Stearns | 145 | 27145 | 1 | 0 | 2019 | 9999 |  |  | N | Solar | [13 empty] | 0 | 0 | 0 | 0
Olinda Trail Solar | 63401_G_OLI | 63401 | G | OLI |  | Solar PV |  | MIS_MNWI | Minnesota | 27 | Chisago | 25 | 27025 | 1 | 0 | 2019 | 9999 |  |  | N | Solar | [13 empty] | 0 | 0 | 0 | 0
New Munich Solar | 63402_G_MUN | 63402 | G | MUN |  | Solar PV |  | MIS_MNWI | Minnesota | 27 | Stearns | 145 | 27145 | 1 | 0 | 2019 | 9999 |  |  | N | Solar | [13 empty] | 0 | 0 | 0 | 0
Clara City Solar | 63403_G_CCS | 63403 | G | CCS |  | Solar PV |  | MIS_MNWI | Minnesota | 27 | Chippewa | 23 | 27023 | 1 | 0 | 2019 | 9999 |  |  | N | Solar | [13 empty] | 0 | 0 | 0 | 0
Thermo Fisher | 63404_G_1 | 63404 | G | 1 |  | Solar PV |  | PJM_EMAC | New Jersey | 34 | Somerset | 35 | 34035 | 1.5 | 0 | 2013 | 9999 |  |  | N | Solar | [13 empty] | 0 | 0 | 0 | 0
Pearl II | 63405_G_29 | 63405 | G | 29 |  | Solar PV |  | NY_Z_B | New York | 36 | Genesee | 37 | 36037 | 2 | 0 | 2018 | 9999 |  |  | N | Solar | [13 empty] | 0 | 0 | 0 | 0
Vermillion River_MN_GRE DEA-GM | 63406_G_PV1 | 63406 | G | PV1 |  | Solar PV |  | MIS_MNWI | Minnesota | 27 | Dakota | 37 | 27037 | 3 | 0 | 2019 | 9999 |  |  | N | Solar | [13 empty] | 0 | 0 | 0 | 0
Macedon | 63407_G_101 | 63407 | G | 101 |  | Solar PV |  | NY_Z_B | New York | 36 | Wayne | 117 | 36117 | 2 | 0 | 2019 | 9999 |  |  | N | Solar | [13 empty] | 0 | 0 | 0 | 0
Whittier | 63408_G_300 | 63408 | G | 300 |  | Solar PV |  | NY_Z_B | New York | 36 | Monroe | 55 | 36055 | 2 | 0 | 2019 | 9999 |  |  | N | Solar | [13 empty] | 0 | 0 | 0 | 0
Williamson | 63409_G_100 | 63409 | G | 100 |  | Solar PV |  | NY_Z_B | New York | 36 | Wayne | 117 | 36117 | 2 | 0 | 2019 | 9999 |  |  | N | Solar | [13 empty] | 0 | 0 | 0 | 0
Bennett | 63410_G_304 | 63410 | G | 304 |  | Solar PV |  | NY_Z_C&E | New York | 36 | Ontario | 69 | 36069 | 1.4 | 0 | 2019 | 9999 |  |  | N | Solar | [13 empty] | 0 | 0 | 0 | 0
San Diego Zoo | 63412_G_SDZOO | 63412 | G | SDZOO |  | Energy Storage |  | WEC_SDGE | California | 6 | San Diego | 73 | 06073 | 1 | 0 | 2019 | 9999 |  |  | N | Energy Storage | [13 empty] | 0 | 0 | 0 | 0
LTMUA | 63413_G_1 | 63413 | G | 1 |  | Solar PV |  | PJM_EMAC | New Jersey | 34 | Cape May | 9 | 34009 | 1 | 0 | 2012 | 9999 |  |  | N | Solar | [13 empty] | 0 | 0 | 0 | 0
IOS II-LAX9 | 63414_G_IOSII | 63414 | G | IOSII |  | Solar PV |  | WECC_SCE | California | 6 | San Bernardino | 71 | 06071 | 3.7 | 0 | 2020 | 9999 |  |  | N | Solar | [13 empty] | 0 | 0 | 0 | 0
Middletown Solar 1, LLC | 63415_G_BATT | 63415 | G | BATT |  | Energy Storage |  | NY_Z_G-I | New York | 36 | Orange | 71 | 36071 | 1.6 | 0 | 2020 | 9999 |  |  | N | Energy Storage | [13 empty] | 0 | 0 | 0 | 0
Middletown Solar 1, LLC | 63415_G_CENTR | 63415 | G | CENTR |  | Solar PV |  | NY_Z_G-I | New York | 36 | Orange | 71 | 36071 | 1.6 | 0 | 2020 | 9999 |  |  | N | Solar | [13 empty] | 0 | 0 | 0 | 0
Sierra Pacific Industries (2042-RD) | 63416_G_GEN1 | 63416 | G | GEN1 |  | Solar PV |  | WEC_CALN | California | 6 | Tehama | 103 | 06103 | 8.4 | 0 | 2020 | 9999 |  |  | N | Solar | [13 empty] | 0 | 0 | 0 | 0
Goodhue Community Solar Three LLC CSG | 63417_G_52831 | 63417 | G | 52831 |  | Solar PV |  | MIS_MNWI | Minnesota | 27 | Goodhue | 49 | 27049 | 1 | 0 | 2020 | 9999 |  |  | N | Solar | [13 empty] | 0 | 0 | 0 | 0
DGS Wasco State Prison | 63418_G_1122 | 63418 | G | 1122 |  | Solar PV |  | WECC_SCE | California | 6 | Kern | 29 | 06029 | 2.3 | 0 | 2020 | 9999 |  |  | N | Solar | [13 empty] | 0 | 0 | 0 | 0
DGS Central California Womens Facility | 63419_G_1122 | 63419 | G | 1122 |  | Solar PV |  | WEC_CALN | California | 6 | Madera | 39 | 06039 | 2 | 0 | 2020 | 9999 |  |  | N | Solar | [13 empty] | 0 | 0 | 0 | 0
Fresno Bullard High School | 63420_G_903 | 63420 | G | 903 |  | Solar PV |  | WEC_CALN | California | 6 | Fresno | 19 | 06019 | 1.2 | 0 | 2020 | 9999 |  |  | N | Solar | [13 empty] | 0 | 0 | 0 | 0
Fresno Bullard High School | 63420_G_BA903 | 63420 | G | BA903 |  | Energy Storage |  | WEC_CALN | California | 6 | Fresno | 19 | 06019 | 0.4 | 0 | 2020 | 9999 |  |  | N | Energy Storage | [13 empty] | 0 | 0 | 0 | 0
Fresno Hoover High School | 63421_G_291 | 63421 | G | 291 |  | Solar PV |  | WEC_CALN | California | 6 | Fresno | 19 | 06019 | 1.2 | 0 | 2020 | 9999 |  |  | N | Solar | [13 empty] | 0 | 0 | 0 | 0
Fresno Hoover High School | 63421_G_BA291 | 63421 | G | BA291 |  | Energy Storage |  | WEC_CALN | California | 6 | Fresno | 19 | 06019 | 0.2 | 0 | 2020 | 9999 |  |  | N | Energy Storage | [13 empty] | 0 | 0 | 0 | 0
Fresno Sunnyside High School | 63422_G_1122 | 63422 | G | 1122 |  | Solar PV |  | WEC_CALN | California | 6 | Fresno | 19 | 06019 | 1.6 | 0 | 2020 | 9999 |  |  | N | Solar | [13 empty] | 0 | 0 | 0 | 0
Fresno Sunnyside High School | 63422_G_BA112 | 63422 | G | BA112 |  | Energy Storage |  | WEC_CALN | California | 6 | Fresno | 19 | 06019 | 0.3 | 0 | 2020 | 9999 |  |  | N | Energy Storage | [13 empty] | 0 | 0 | 0 | 0
BYU Central Heating Plant | 63423_G_GEN1 | 63423 | G | GEN1 |  | Combustion Turbine |  | WECC_UT | Utah | 49 | Utah | 49 | 49049 | 14 | 9905 | 2019 | 9999 |  |  | N | Natural Gas, Distillate Fuel Oil | [13 empty] | 0.011 | 0.011 | 0.011 | 0.011
Straight Garden Solar | 63424_G_CGS | 63424 | G | CGS |  | Solar PV |  | MIS_MNWI | Minnesota | 27 | Rice | 131 | 27131 | 1 | 0 | 2020 | 9999 |  |  | N | Solar | [13 empty] | 0 | 0 | 0 | 0
Leven Garden Solar | 63425_G_CGS | 63425 | G | CGS |  | Solar PV |  | MIS_MNWI | Minnesota | 27 | Pope | 121 | 27121 | 1 | 0 | 2020 | 9999 |  |  | N | Solar | [13 empty] | 0 | 0 | 0 | 0
Zumbro Solar Garden | 63426_G_CGS | 63426 | G | CGS |  | Solar PV |  | MIS_MNWI | Minnesota | 27 | Dodge | 39 | 27039 | 1 | 0 | 2020 | 9999 |  |  | N | Solar | [13 empty] | 0 | 0 | 0 | 0
Mud Garden Solar | 63427_G_CGS | 63427 | G | CGS |  | Solar PV |  | MIS_MNWI | Minnesota | 27 | Sibley | 143 | 27143 | 1 | 0 | 2020 | 9999 |  |  | N | Solar | [13 empty] | 0 | 0 | 0 | 0
Erin Garden Solar | 63429_G_CSG | 63429 | G | CSG |  | Solar PV |  | MIS_MNWI | Minnesota | 27 | Sibley | 143 | 27143 | 1 | 0 | 2020 | 9999 |  |  | N | Solar | [13 empty] | 0 | 0 | 0 | 0
Chub Garden Solar | 63430_G_CGS | 63430 | G | CGS |  | Solar PV |  | MIS_MNWI | Minnesota | 27 | Dakota | 37 | 27037 | 1 | 0 | 2020 | 9999 |  |  | N | Solar | [13 empty] | 0 | 0 | 0 | 0
Cisco | 63431_G_32001 | 63431 | G | 32001 |  | Onshore Wind |  | MIS_MNWI | Minnesota | 27 | Jackson | 63 | 27063 | 8.4 | 0 | 2008 | 9999 |  |  | N | Wind | [13 empty] | 0 | 0 | 0 | 0
Lincoln Heights I | 63432_G_32002 | 63432 | G | 32002 |  | Onshore Wind |  | MIS_MNWI | Minnesota | 27 | Lincoln | 81 | 27081 | 5.2 | 0 | 2006 | 9999 |  |  | N | Wind | [13 empty] | 0 | 0 | 0 | 0
Lincoln Heights II | 63433_G_32003 | 63433 | G | 32003 |  | Onshore Wind |  | MIS_MNWI | Minnesota | 27 | Lincoln | 81 | 27081 | 3.9 | 0 | 2006 | 9999 |  |  | N | Wind | [13 empty] | 0 | 0 | 0 | 0
Maston Garden Solar | 63434_G_CGS | 63434 | G | CGS |  | Solar PV |  | MIS_MNWI | Minnesota | 27 | Dodge | 39 | 27039 | 1 | 0 | 2020 | 9999 |  |  | N | Solar | [13 empty] | 0 | 0 | 0 | 0
Partridge Solar Project | 63435_G_BATT | 63435 | G | BATT |  | Energy Storage |  | NENGREST | Massachusetts | 25 | Worcester | 27 | 25027 | 1.3 | 0 | 2020 | 9999 |  |  | N | Energy Storage | [13 empty] | 0 | 0 | 0 | 0
Partridge Solar Project | 63435_G_PRTDG | 63435 | G | PRTDG |  | Solar PV |  | NENGREST | Massachusetts | 25 | Worcester | 27 | 25027 | 2 | 0 | 2020 | 9999 |  |  | N | Solar | [13 empty] | 0 | 0 | 0 | 0
UB Fuel Cell | 63438_G_UBFC1 | 63438 | G | UBFC1 |  | Fuel Cell |  | NENG_CT | Connecticut | 9 | Fairfield | 1 | 09001 | 1.4 | 6469 | 2015 | 9999 |  |  | N | Natural Gas | [13 empty] | 0 | 0 | 0 | 0
Central CA Fuel Cell 1 | 63439_G_CCFC1 | 63439 | G | CCFC1 |  | Fuel Cell |  | WECC_SCE | California | 6 | Tulare | 107 | 06107 | 2.8 | 6469 | 2018 | 9999 |  |  | N | Natural Gas | [13 empty] | 0 | 0 | 0 | 0
Montague Solar | 63441_G_S1 | 63441 | G | S1 |  | Solar PV |  | WECC_PNW | Oregon | 41 | Gilliam | 21 | 41021 | 162 | 0 | 2022 | 9999 |  |  | N | Solar | [13 empty] | 0 | 0 | 0 | 0
Tickle Creek Solar | 63442_G_W9317 | 63442 | G | W9317 |  | Solar PV |  | WECC_PNW | Oregon | 41 | Clackamas | 5 | 41005 | 1.9 | 0 | 2019 | 9999 |  |  | N | Solar | [13 empty] | 0 | 0 | 0 | 0
Thomas Creek Solar | 63443_G_W9318 | 63443 | G | W9318 |  | Solar PV |  | WECC_PNW | Oregon | 41 | Clackamas | 5 | 41005 | 2.2 | 0 | 2019 | 9999 |  |  | N | Solar | [13 empty] | 0 | 0 | 0 | 0
Lang Solar Farm | 63449_G_PV1 | 63449 | G | PV1 |  | Solar PV |  | S_VACA | North Carolina | 37 | Lenoir | 107 | 37107 | 5 | 0 | 2016 | 9999 |  |  | N | Solar | [13 empty] | 0 | 0 | 0 | 0
Chenango Solar | 63450_G_PV1 | 63450 | G | PV1 |  | Solar PV |  | NY_Z_C&E | New York | 36 | Broome | 7 | 36007 | 4.9 | 0 | 2019 | 9999 |  |  | N | Solar | [13 empty] | 0 | 0 | 0 | 0
Solvay Solar | 63452_G_SSP | 63452 | G | SSP |  | Solar PV |  | PJM_EMAC | New Jersey | 34 | Gloucester | 15 | 34015 | 6.5 | 0 | 2020 | 9999 |  |  | N | Solar | [13 empty] | 0 | 0 | 0 | 0
Malmedal Solar Garden | 63453_G_CGS | 63453 | G | CGS |  | Solar PV |  | MIS_MNWI | Minnesota | 27 | Pope | 121 | 27121 | 1 | 0 | 2019 | 9999 |  |  | N | Solar | [13 empty] | 0 | 0 | 0 | 0
Wollan Garden Solar | 63454_G_CGS | 63454 | G | CGS |  | Solar PV |  | MIS_MNWI | Minnesota | 27 | Pope | 121 | 27121 | 1 | 0 | 2019 | 9999 |  |  | N | Solar | [13 empty] | 0 | 0 | 0 | 0
RE-VFO LLC | 63455_G_INV1 | 63455 | G | INV1 |  | Solar PV |  | WECC_SCE | California | 6 | Tulare | 107 | 06107 | 0.5 | 0 | 2009 | 9999 |  |  | N | Solar | [13 empty] | 0 | 0 | 0 | 0
RE-VFO LLC | 63455_G_INV2 | 63455 | G | INV2 |  | Solar PV |  | WECC_SCE | California | 6 | Tulare | 107 | 06107 | 0.5 | 0 | 2009 | 9999 |  |  | N | Solar | [13 empty] | 0 | 0 | 0 | 0
St Louis Solar | 63456_G_W9319 | 63456 | G | W9319 |  | Solar PV |  | WECC_PNW | Oregon | 41 | Marion | 47 | 41047 | 2.2 | 0 | 2020 | 9999 |  |  | N | Solar | [13 empty] | 0 | 0 | 0 | 0
Progress Drive Generation Station | 63457_G_PSG1 | 63457 | G | PSG1 |  | Combustion Turbine | IC Engine | PJM_West | Ohio | 39 | Richland | 139 | 39139 | 1.8 | 9905 | 2016 | 9999 |  |  | N | Natural Gas, Distillate Fuel Oil | [13 empty] | 0.011 | 0.011 | 0.011 | 0.011
Progress Drive Generation Station | 63457_G_PSG2 | 63457 | G | PSG2 |  | Combustion Turbine | IC Engine | PJM_West | Ohio | 39 | Richland | 139 | 39139 | 1.8 | 9905 | 2019 | 9999 |  |  | N | Natural Gas, Distillate Fuel Oil | [13 empty] | 0.011 | 0.011 | 0.011 | 0.011
Rush Springs Energy Storage (BA) | 63458_G_RUSHE | 63458 | G | RUSHE |  | Energy Storage |  | SPP_WEST | Oklahoma | 40 | Grady | 51 | 40051 | 10 | 0 | 2020 | 9999 |  |  | N | Energy Storage | [13 empty] | 0 | 0 | 0 | 0
Selective Insurance | 63459_G_9853 | 63459 | G | 9853 |  | Solar PV |  | PJM_EMAC | New Jersey | 34 | Sussex | 37 | 34037 | 2.2 | 0 | 2019 | 9999 |  |  | N | Solar | [13 empty] | 0 | 0 | 0 | 0
Rock County Wind Fuel, LLC | 63460_G_RCWF | 63460 | G | RCWF |  | Onshore Wind |  | MIS_IA | Minnesota | 27 | Rock | 133 | 27133 | 5 | 0 | 2020 | 9999 |  |  | N | Wind | [13 empty] | 0 | 0 | 0 | 0
Bonefish Solar | 63461_G_PGR15 | 63461 | G | PGR15 |  | Solar PV |  | S_VACA | South Carolina | 45 | Clarendon | 27 | 45027 | 2 | 0 | 2019 | 9999 |  |  | N | Solar | [13 empty] | 0 | 0 | 0 | 0
Pika Solar | 63462_G_PGR17 | 63462 | G | PGR17 |  | Solar PV |  | WECC_PNW | Oregon | 41 | Marion | 47 | 41047 | 2.2 | 0 | 2020 | 9999 |  |  | N | Solar | [13 empty] | 0 | 0 | 0 | 0
Mohea Solar Energy Center, LLC | 63463_G_PGR14 | 63463 | G | PGR14 |  | Solar PV |  | S_VACA | South Carolina | 45 | Cherokee | 21 | 45021 | 5 | 0 | 2020 | 9999 |  |  | N | Solar | [13 empty] | 0 | 0 | 0 | 0
Brush Creek Solar | 63464_G_PGR19 | 63464 | G | PGR19 |  | Solar PV |  | WECC_PNW | Oregon | 41 | Marion | 47 | 41047 | 2.2 | 0 | 2020 | 9999 |  |  | N | Solar | [13 empty] | 0 | 0 | 0 | 0
Minke Solar | 63465_G_PGR20 | 63465 | G | PGR20 |  | Solar PV |  | WECC_PNW | Oregon | 41 | Clackamas | 5 | 41005 | 2.2 | 0 | 2020 | 9999 |  |  | N | Solar | [13 empty] | 0 | 0 | 0 | 0
Drift Creek Solar | 63466_G_PGR18 | 63466 | G | PGR18 |  | Solar PV |  | WECC_PNW | Oregon | 41 | Marion | 47 | 41047 | 2.2 | 0 | 2020 | 9999 |  |  | N | Solar | [13 empty] | 0 | 0 | 0 | 0
Bighorn Solar | 63467_G_PGR16 | 63467 | G | PGR16 |  | Solar PV |  | WECC_PNW | Oregon | 41 | Marion | 47 | 41047 | 2.2 | 0 | 2020 | 9999 |  |  | N | Solar | [13 empty] | 0 | 0 | 0 | 0
Hurteau Solar Project | 63468_G_BATT | 63468 | G | BATT |  | Energy Storage |  | NENGREST | Massachusetts | 25 | Worcester | 27 | 25027 | 1.3 | 0 | 2020 | 9999 |  |  | N | Energy Storage | [13 empty] | 0 | 0 | 0 | 0
Hurteau Solar Project | 63468_G_HURTU | 63468 | G | HURTU |  | Solar PV |  | NENGREST | Massachusetts | 25 | Worcester | 27 | 25027 | 2 | 0 | 2020 | 9999 |  |  | N | Solar | [13 empty] | 0 | 0 | 0 | 0
Alicea Solar Project | 63469_G_ALICA | 63469 | G | ALICA |  | Solar PV |  | NENGREST | Massachusetts | 25 | Worcester | 27 | 25027 | 2 | 0 | 2020 | 9999 |  |  | N | Solar | [13 empty] | 0 | 0 | 0 | 0
Alicea Solar Project | 63469_G_BATT | 63469 | G | BATT |  | Energy Storage |  | NENGREST | Massachusetts | 25 | Worcester | 27 | 25027 | 1.5 | 0 | 2020 | 9999 |  |  | N | Energy Storage | [13 empty] | 0 | 0 | 0 | 0
McDougle-Mitchell Solar Project | 63470_G_BATT | 63470 | G | BATT |  | Energy Storage |  | NENGREST | Massachusetts | 25 | Worcester | 27 | 25027 | 2.9 | 0 | 2020 | 9999 |  |  | N | Energy Storage | [13 empty] | 0 | 0 | 0 | 0
McDougle-Mitchell Solar Project | 63470_G_MCDMT | 63470 | G | MCDMT |  | Solar PV |  | NENGREST | Massachusetts | 25 | Worcester | 27 | 25027 | 4.5 | 0 | 2020 | 9999 |  |  | N | Solar | [13 empty] | 0 | 0 | 0 | 0
Cycz Solar Project | 63472_G_BATT | 63472 | G | BATT |  | Energy Storage |  | NENGREST | Massachusetts | 25 | Worcester | 27 | 25027 | 1.3 | 0 | 2020 | 9999 |  |  | N | Energy Storage | [13 empty] | 0 | 0 | 0 | 0
Cycz Solar Project | 63472_G_CYCZ | 63472 | G | CYCZ |  | Solar PV |  | NENGREST | Massachusetts | 25 | Worcester | 27 | 25027 | 2 | 0 | 2020 | 9999 |  |  | N | Solar | [13 empty] | 0 | 0 | 0 | 0
West A&B Solar Project | 63473_G_BATT | 63473 | G | BATT |  | Energy Storage |  | NENGREST | Massachusetts | 25 | Worcester | 27 | 25027 | 1.8 | 0 | 2020 | 9999 |  |  | N | Energy Storage | [13 empty] | 0 | 0 | 0 | 0
West A&B Solar Project | 63473_G_WEST | 63473 | G | WEST |  | Solar PV |  | NENGREST | Massachusetts | 25 | Worcester | 27 | 25027 | 2.5 | 0 | 2020 | 9999 |  |  | N | Solar | [13 empty] | 0 | 0 | 0 | 0
Annese Solar Project | 63474_G_ANNES | 63474 | G | ANNES |  | Solar PV |  | NENGREST | Massachusetts | 25 | Worcester | 27 | 25027 | 4.3 | 0 | 2020 | 9999 |  |  | N | Solar | [13 empty] | 0 | 0 | 0 | 0
Annese Solar Project | 63474_G_BATT | 63474 | G | BATT |  | Energy Storage |  | NENGREST | Massachusetts | 25 | Worcester | 27 | 25027 | 3.4 | 0 | 2020 | 9999 |  |  | N | Energy Storage | [13 empty] | 0 | 0 | 0 | 0
Randall Solar Project | 63475_G_BATT | 63475 | G | BATT |  | Energy Storage |  | NENGREST | Massachusetts | 25 | Worcester | 27 | 25027 | 3.3 | 0 | 2021 | 9999 |  |  | N | Energy Storage | [13 empty] | 0 | 0 | 0 | 0
Randall Solar Project | 63475_G_RAND | 63475 | G | RAND |  | Solar PV |  | NENGREST | Massachusetts | 25 | Worcester | 27 | 25027 | 5 | 0 | 2021 | 9999 |  |  | N | Solar | [13 empty] | 0 | 0 | 0 | 0
Alcalde Solar Array | 63477_G_SOLAR | 63477 | G | SOLAR |  | Solar PV |  | WECC_NM | New Mexico | 35 | Rio Arriba | 39 | 35039 | 2.4 | 0 | 2020 | 9999 |  |  | N | Solar | [13 empty] | 0 | 0 | 0 | 0
Ross Hall Central Utility Plant | 63478_G_CT-1 | 63478 | G | CT-1 |  | Combustion Turbine |  | PJM_SMAC | District of Columbia | 11 | District of Columbia | 1 | 11001 | 4.1 | 9905 | 2016 | 9999 |  |  | N | Natural Gas, Distillate Fuel Oil | [13 empty] | 0.011 | 0.011 | 0.011 | 0.011
Traverse Wind Project, LLC | 63479_G_GEN1 | 63479 | G | GEN1 |  | Onshore Wind |  | SPP_WEST | Oklahoma | 40 | Custer | 39 | 40039 | 999 | 0 | 2022 | 9999 |  |  | N | Wind | [13 empty] | 0 | 0 | 0 | 0
Roberds Garden CSG | 63480_G_RPRG | 63480 | G | RPRG |  | Solar PV |  | MIS_MNWI | Minnesota | 27 | Rice | 131 | 27131 | 1 | 0 | 2019 | 9999 |  |  | N | Solar | [13 empty] | 0 | 0 | 0 | 0
Clear Garden CSG | 63481_G_RPCG | 63481 | G | RPCG |  | Solar PV |  | MIS_MNWI | Minnesota | 27 | Waseca | 161 | 27161 | 1 | 0 | 2019 | 9999 |  |  | N | Solar | [13 empty] | 0 | 0 | 0 | 0
ACM - Midtown Thermal | 63483_G_T60-1 | 63483 | G | T60-1 |  | Combustion Turbine |  | PJM_EMAC | New Jersey | 34 | Atlantic | 1 | 34001 | 5.2 | 9905 | 2012 | 9999 |  |  | N | Natural Gas, Distillate Fuel Oil | [13 empty] | 0.011 | 0.011 | 0.011 | 0.011
Gohman Community Solar | 63484_G_GOHMN | 63484 | G | GOHMN |  | Solar PV |  | MIS_MNWI | Minnesota | 27 | Sherburne | 141 | 27141 | 1.1 | 0 | 2020 | 9999 |  |  | N | Solar | [13 empty] | 0 | 0 | 0 | 0
ECP Uptown Campus | 63485_G_1 | 63485 | G | 1 |  | Combustion Turbine |  | PJM_AP | Pennsylvania | 42 | Allegheny | 3 | 42003 | 4.3 | 9905 | 1997 | 9999 |  |  | N | Natural Gas, Distillate Fuel Oil | [13 empty] | 0.011 | 0.011 | 0.011 | 0.011
D'Arrigo Brothers - Phase 4 | 63486_G_DA04 | 63486 | G | DA04 |  | Solar PV |  | WEC_CALN | California | 6 | Monterey | 53 | 06053 | 1.7 | 0 | 2019 | 9999 |  |  | N | Solar | [13 empty] | 0 | 0 | 0 | 0
Sundance Wind Project, LLC | 63489_G_GEN1 | 63489 | G | GEN1 |  | Onshore Wind |  | SPP_WEST | Oklahoma | 40 | Woods | 151 | 40151 | 199 | 0 | 2021 | 9999 |  |  | N | Wind | [13 empty] | 0 | 0 | 0 | 0
DCO Burlington | 63492_G_CTG-1 | 63492 | G | CTG-1 |  | Combustion Turbine |  | PJM_EMAC | New Jersey | 34 | Burlington | 5 | 34005 | 2.7 | 9905 | 2012 | 9999 |  |  | N | Natural Gas, Distillate Fuel Oil | [13 empty] | 0.011 | 0.011 | 0.011 | 0.011
PSREC/SIAD Solar | 63493_G_SIAD | 63493 | G | SIAD |  | Solar PV |  | WEC_CALN | California | 6 | Lassen | 35 | 06035 | 2.4 | 0 | 2018 | 9999 |  |  | N | Solar | [13 empty] | 0 | 0 | 0 | 0
Maverick Wind Project, LLC | 63494_G_GEN1 | 63494 | G | GEN1 |  | Onshore Wind |  | SPP_WEST | Oklahoma | 40 | Garfield | 47 | 40047 | 288 | 0 | 2021 | 9999 |  |  | N | Wind | [13 empty] | 0 | 0 | 0 | 0
Frederick County - Landfill | 63496_G_PV1 | 63496 | G | PV1 |  | Solar PV |  | PJM_AP | Maryland | 24 | Frederick | 21 | 24021 | 2 | 0 | 2019 | 9999 |  |  | N | Solar | [13 empty] | 0 | 0 | 0 | 0
Calabro Airport North Solar Project | 63497_G_NORTH | 63497 | G | NORTH |  | Solar PV |  | NY_Z_K | New York | 36 | Suffolk | 103 | 36103 | 1.3 | 0 | 2019 | 9999 |  |  | N | Solar | [13 empty] | 0 | 0 | 0 | 0
Calabro Airport South Solar Project | 63498_G_SOUTH | 63498 | G | SOUTH |  | Solar PV |  | NY_Z_K | New York | 36 | Suffolk | 103 | 36103 | 1.2 | 0 | 2019 | 9999 |  |  | N | Solar | [13 empty] | 0 | 0 | 0 | 0
Choctaw Nation Solar Farm | 63499_G_CVS1 | 63499 | G | CVS1 |  | Solar PV |  | SPP_WEST | Oklahoma | 40 | Bryan | 13 | 40013 | 5 | 0 | 2020 | 9999 |  |  | N | Solar | [13 empty] | 0 | 0 | 0 | 0
Chickasaw Nation Solar Farm | 63500_G_CVS1 | 63500 | G | CVS1 |  | Solar PV |  | SPP_WEST | Oklahoma | 40 | Murray | 99 | 40099 | 5 | 0 | 2020 | 9999 |  |  | N | Solar | [13 empty] | 0 | 0 | 0 | 0
Montclair State University Cogen | 63501_G_CTG-1 | 63501 | G | CTG-1 |  | Combustion Turbine |  | PJM_EMAC | New Jersey | 34 | Passaic | 31 | 34031 | 5.4 | 9905 | 2013 | 9999 |  |  | N | Natural Gas, Distillate Fuel Oil | [13 empty] | 0.011 | 0.011 | 0.011 | 0.011
Montclair State University Cogen | 63501_G_ENG-1 | 63501 | G | ENG-1 |  | Combustion Turbine | IC Engine | PJM_EMAC | New Jersey | 34 | Passaic | 31 | 34031 | 2.7 | 9905 | 2018 | 9999 |  |  | N | Natural Gas, Distillate Fuel Oil | [13 empty] | 0.011 | 0.011 | 0.011 | 0.011
Montclair State University Cogen | 63501_G_ENG-2 | 63501 | G | ENG-2 |  | Combustion Turbine | IC Engine | PJM_EMAC | New Jersey | 34 | Passaic | 31 | 34031 | 2.7 | 9905 | 2018 | 9999 |  |  | N | Natural Gas, Distillate Fuel Oil | [13 empty] | 0.011 | 0.011 | 0.011 | 0.011
Oso Grande Wind Farm | 63502_G_OGW24 | 63502 | G | OGW24 |  | Onshore Wind |  | SPP_SPS | New Mexico | 35 | Lea | 25 | 35025 | 33.8 | 0 | 2021 | 9999 |  |  | N | Wind | [13 empty] | 0 | 0 | 0 | 0
Oso Grande Wind Farm | 63502_G_OGW45 | 63502 | G | OGW45 |  | Onshore Wind |  | SPP_SPS | New Mexico | 35 | Lea | 25 | 35025 | 216 | 0 | 2021 | 9999 |  |  | N | Wind | [13 empty] | 0 | 0 | 0 | 0
Lakehurst Solar | 63503_G_LAKHS | 63503 | G | LAKHS |  | Solar PV |  | PJM_EMAC | New Jersey | 34 | Ocean | 29 | 34029 | 9.6 | 0 | 2020 | 9999 |  |  | N | Solar | [13 empty] | 0 | 0 | 0 | 0
Cherry Blossom Solar LLC | 63505_G_CB | 63505 | G | CB |  | Solar PV |  | S_VACA | South Carolina | 45 | Williamsburg | 89 | 45089 | 10 | 0 | 2019 | 9999 |  |  | N | Solar | [13 empty] | 0 | 0 | 0 | 0
Walnut Unified School District Walnut HS | 63510_G_PV1 | 63510 | G | PV1 |  | Solar PV |  | WEC_LADW | California | 6 | Los Angeles | 37 | 06037 | 1.8 | 0 | 2020 | 9999 |  |  | N | Solar | [13 empty] | 0 | 0 | 0 | 0
Walnut Unified School District Walnut HS | 63510_G_ST1 | 63510 | G | ST1 |  | Energy Storage |  | WEC_LADW | California | 6 | Los Angeles | 37 | 06037 | 0.5 | 0 | 2020 | 9999 |  |  | N | Energy Storage | [13 empty] | 0 | 0 | 0 | 0
Mohonasen Central School District | 63511_G_PV1 | 63511 | G | PV1 |  | Solar PV |  | NY_Z_F | New York | 36 | Schenectady | 93 | 36093 | 1.1 | 0 | 2019 | 9999 |  |  | N | Solar | [13 empty] | 0 | 0 | 0 | 0
Wor-Wic Community College - Offsite | 63512_G_PV1 | 63512 | G | PV1 |  | Solar PV |  | PJM_EMAC | Maryland | 24 | Wicomico | 45 | 24045 | 2 | 0 | 2019 | 9999 |  |  | N | Solar | [13 empty] | 0 | 0 | 0 | 0
Moonlight Packing - Phase 2 | 63514_G_MLO2 | 63514 | G | MLO2 |  | Solar PV |  | WEC_CALN | California | 6 | Fresno | 19 | 06019 | 1.4 | 0 | 2019 | 9999 |  |  | N | Solar | [13 empty] | 0 | 0 | 0 | 0
California City | 63516_G_CACTY | 63516 | G | CACTY |  | Solar PV |  | WECC_SCE | California | 6 | Kern | 29 | 06029 | 1.9 | 0 | 2018 | 9999 |  |  | N | Solar | [13 empty] | 0 | 0 | 0 | 0
PA Solar Park II | 63520_G_PASP2 | 63520 | G | PASP2 |  | Solar PV |  | PJM_WMAC | Pennsylvania | 42 | Carbon | 25 | 42025 | 10 | 0 | 2020 | 9999 |  |  | N | Solar | [13 empty] | 0 | 0 | 0 | 0
CED Mason City Wind | 63521_G_MCW1 | 63521 | G | MCW1 |  | Onshore Wind |  | MIS_IA | Iowa | 19 | Cerro Gordo | 33 | 19033 | 7.5 | 0 | 2020 | 9999 |  |  | N | Wind | [13 empty] | 0 | 0 | 0 | 0
Spruce - WCMD - Rubble II | 63523_G_GEN1 | 63523 | G | GEN1 |  | Solar PV |  | PJM_AP | Maryland | 24 | Washington | 43 | 24043 | 2 | 0 | 2015 | 9999 |  |  | N | Solar | [13 empty] | 0 | 0 | 0 | 0
Spruce - WCMD - Rubble I | 63524_G_GEN1 | 63524 | G | GEN1 |  | Solar PV |  | PJM_AP | Maryland | 24 | Washington | 43 | 24043 | 2 | 0 | 2015 | 9999 |  |  | N | Solar | [13 empty] | 0 | 0 | 0 | 0
Spruce - WCMD - Creek | 63525_G_GEN1 | 63525 | G | GEN1 |  | Solar PV |  | PJM_AP | Maryland | 24 | Washington | 43 | 24043 | 2 | 0 | 2015 | 9999 |  |  | N | Solar | [13 empty] | 0 | 0 | 0 | 0
Spruce - WCMD - Resh I | 63526_G_GEN1 | 63526 | G | GEN1 |  | Solar PV |  | PJM_AP | Maryland | 24 | Washington | 43 | 24043 | 2 | 0 | 2016 | 9999 |  |  | N | Solar | [13 empty] | 0 | 0 | 0 | 0
Lafayette 2 - Internal Services Dept | 63527_G_GEN1 | 63527 | G | GEN1 |  | Solar PV |  | WEC_LADW | California | 6 | Los Angeles | 37 | 06037 | 1.9 | 0 | 2020 | 9999 |  |  | N | Solar | [13 empty] | 0 | 0 | 0 | 0
Jersey City DWP | 63530_G_10331 | 63530 | G | 10331 |  | Solar PV |  | PJM_EMAC | New Jersey | 34 | Hudson | 17 | 34017 | 1 | 0 | 2019 | 9999 |  |  | N | Solar | [13 empty] | 0 | 0 | 0 | 0
Pima Community College NW | 63531_G_10327 | 63531 | G | 10327 |  | Solar PV |  | WECC_AZ | Arizona | 4 | Pima | 19 | 04019 | 1.3 | 0 | 2019 | 9999 |  |  | N | Solar | [13 empty] | 0 | 0 | 0 | 0
Winona Community Solar One LLC | 63532_G_52837 | 63532 | G | 52837 |  | Solar PV |  | MIS_MNWI | Minnesota | 27 | Winona | 169 | 27169 | 1 | 0 | 2020 | 9999 |  |  | N | Solar | [13 empty] | 0 | 0 | 0 | 0
Goodhue Community Solar Two LLC | 63533_G_52830 | 63533 | G | 52830 |  | Solar PV |  | MIS_MNWI | Minnesota | 27 | Goodhue | 49 | 27049 | 1 | 0 | 2020 | 9999 |  |  | N | Solar | [13 empty] | 0 | 0 | 0 | 0
Houston/Winona Community Solar One LLC | 63534_G_52827 | 63534 | G | 52827 |  | Solar PV |  | MIS_MNWI | Minnesota | 27 | Houston | 55 | 27055 | 1 | 0 | 2020 | 9999 |  |  | N | Solar | [13 empty] | 0 | 0 | 0 | 0
Solar BESS Hybrid | 63535_G_SOLAR | 63535 | G | SOLAR |  | Solar PV |  | S_SOU | Georgia | 13 | Cobb | 67 | 13067 | 1.1 | 0 | 2020 | 9999 |  |  | N | Solar | [13 empty] | 0 | 0 | 0 | 0
Solar BESS Hybrid | 63535_G_TEST | 63535 | G | TEST |  | Energy Storage |  | S_SOU | Georgia | 13 | Cobb | 67 | 13067 | 1 | 0 | 2020 | 9999 |  |  | N | Energy Storage | [13 empty] | 0 | 0 | 0 | 0
Amazon_DEN2 | 63536_G_BLD3 | 63536 | G | BLD3 |  | Solar PV |  | WECC_CO | Colorado | 8 | Adams | 1 | 08001 | 1.2 | 0 | 2019 | 9999 |  |  | N | Solar | [13 empty] | 0 | 0 | 0 | 0
Amazon_BLD3 | 63537_G_BLD3 | 63537 | G | BLD3 |  | Solar PV |  | NENG_CT | Connecticut | 9 | New Haven | 9 | 09009 | 1 | 0 | 2019 | 9999 |  |  | N | Solar | [13 empty] | 0 | 0 | 0 | 0
Assembly Solar II LLC | 63538_G_AS2 | 63538 | G | AS2 |  | Solar PV |  | MIS_LMI | Michigan | 26 | Shiawassee | 155 | 26155 | 110 | 0 | 2021 | 9999 |  |  | N | Solar | [13 empty] | 0 | 0 | 0 | 0
Montefiore Weiler (Einstein) Hospital | 63539_G_CT500 | 63539 | G | CT500 |  | Combustion Turbine | IC Engine | NY_Z_J | New York | 36 | Bronx | 5 | 36005 | 0.5 | 9905 | 1986 | 9999 |  |  | N | Natural Gas, Distillate Fuel Oil | [13 empty] | 0.011 | 0.011 | 0.011 | 0.011
Montefiore Weiler (Einstein) Hospital | 63539_G_CU450 | 63539 | G | CU450 |  | Combustion Turbine | IC Engine | NY_Z_J | New York | 36 | Bronx | 5 | 36005 | 0.5 | 9905 | 1993 | 9999 |  |  | N | Natural Gas, Distillate Fuel Oil | [13 empty] | 0.011 | 0.011 | 0.011 | 0.011
Montefiore Weiler (Einstein) Hospital | 63539_G_CU500 | 63539 | G | CU500 |  | Combustion Turbine | IC Engine | NY_Z_J | New York | 36 | Bronx | 5 | 36005 | 0.5 | 9905 | 2006 | 9999 |  |  | N | Natural Gas, Distillate Fuel Oil | [13 empty] | 0.011 | 0.011 | 0.011 | 0.011
Essex County Correctional Facility Cogen | 63540_G_EG1 | 63540 | G | EG1 |  | Combustion Turbine | IC Engine | PJM_EMAC | New Jersey | 34 | Essex | 13 | 34013 | 3 | 9905 | 2003 | 9999 |  |  | N | Natural Gas, Distillate Fuel Oil | [13 empty] | 0.011 | 0.011 | 0.011 | 0.011
Essex County Correctional Facility Cogen | 63540_G_EG2 | 63540 | G | EG2 |  | Combustion Turbine | IC Engine | PJM_EMAC | New Jersey | 34 | Essex | 13 | 34013 | 3 | 9905 | 2003 | 9999 |  |  | N | Natural Gas, Distillate Fuel Oil | [13 empty] | 0.011 | 0.011 | 0.011 | 0.011
Enter Solar | 63542_G_ENTER | 63542 | G | ENTER |  | Solar PV |  | MIS_MNWI | Minnesota | 27 | Waseca | 161 | 27161 | 1 | 0 | 2019 | 9999 |  |  | N | Solar | [13 empty] | 0 | 0 | 0 | 0
Lange Solar | 63543_G_LNGE | 63543 | G | LNGE |  | Solar PV |  | MIS_MNWI | Minnesota | 27 | Olmsted | 109 | 27109 | 1 | 0 | 2019 | 9999 |  |  | N | Solar | [13 empty] | 0 | 0 | 0 | 0
Fordham University | 63544_G_DC350 | 63544 | G | DC350 |  | Combustion Turbine | IC Engine | NY_Z_J | New York | 36 | Bronx | 5 | 36005 | 0.4 | 9905 | 2010 | 9999 |  |  | N | Natural Gas, Distillate Fuel Oil | [13 empty] | 0.011 | 0.011 | 0.011 | 0.011
Fordham University | 63544_G_LC565 | 63544 | G | LC565 |  | Combustion Turbine | IC Engine | NY_Z_J | New York | 36 | Bronx | 5 | 36005 | 0.6 | 9905 | 2010 | 9999 |  |  | N | Natural Gas, Distillate Fuel Oil | [13 empty] | 0.011 | 0.011 | 0.011 | 0.011
Fordham University | 63544_G_LH275 | 63544 | G | LH275 |  | Combustion Turbine | IC Engine | NY_Z_J | New York | 36 | Bronx | 5 | 36005 | 0.3 | 9905 | 2010 | 9999 |  |  | N | Natural Gas, Distillate Fuel Oil | [13 empty] | 0.011 | 0.011 | 0.011 | 0.011
Fordham University | 63544_G_TB1 | 63544 | G | TB1 |  | Combustion Turbine | IC Engine | NY_Z_J | New York | 36 | Bronx | 5 | 36005 | 0.1 | 9905 | 2010 | 9999 |  |  | N | Natural Gas, Distillate Fuel Oil | [13 empty] | 0.011 | 0.011 | 0.011 | 0.011
Fordham University | 63544_G_TB2 | 63544 | G | TB2 |  | Combustion Turbine | IC Engine | NY_Z_J | New York | 36 | Bronx | 5 | 36005 | 0.1 | 9905 | 2010 | 9999 |  |  | N | Natural Gas, Distillate Fuel Oil | [13 empty] | 0.011 | 0.011 | 0.011 | 0.011
Chevron - Lost Hills | 63545_G_GEN1 | 63545 | G | GEN1 |  | Solar PV |  | WECC_SCE | California | 6 | Kern | 29 | 06029 | 30 | 0 | 2020 | 9999 |  |  | N | Solar | [13 empty] | 0 | 0 | 0 | 0
St. Luke's Cornwall Hospital | 63546_G_GEN1 | 63546 | G | GEN1 |  | Combustion Turbine | IC Engine | NY_Z_G-I | New York | 36 | Orange | 71 | 36071 | 1.5 | 9905 | 2010 | 9999 |  |  | N | Natural Gas, Distillate Fuel Oil | [13 empty] | 0.011 | 0.011 | 0.011 | 0.011
St. Luke's Cornwall Hospital | 63546_G_GEN2 | 63546 | G | GEN2 |  | Combustion Turbine | IC Engine | NY_Z_G-I | New York | 36 | Orange | 71 | 36071 | 0.2 | 9905 | 2010 | 9999 |  |  | N | Natural Gas, Distillate Fuel Oil | [13 empty] | 0.011 | 0.011 | 0.011 | 0.011
Lily Solar | 63548_G_1 | 63548 | G | 1 |  | Solar PV |  | S_VACA | South Carolina | 45 | Allendale | 5 | 45005 | 70 | 0 | 2020 | 9999 |  |  | N | Solar | [13 empty] | 0 | 0 | 0 | 0
Vassar Brothers Medical Center | 63550_G_AR-01 | 63550 | G | AR-01 |  | Combustion Turbine | IC Engine | NY_Z_G-I | New York | 36 | Dutchess | 27 | 36027 | 0.3 | 9905 | 1998 | 9999 |  |  | N | Natural Gas, Distillate Fuel Oil | [13 empty] | 0.011 | 0.011 | 0.011 | 0.011
Vassar Brothers Medical Center | 63550_G_CO-14 | 63550 | G | CO-14 |  | Combustion Turbine | IC Engine | NY_Z_G-I | New York | 36 | Dutchess | 27 | 36027 | 0.3 | 9905 | 2000 | 9999 |  |  | N | Natural Gas, Distillate Fuel Oil | [13 empty] | 0.011 | 0.011 | 0.011 | 0.011
Vassar Brothers Medical Center | 63550_G_FP-01 | 63550 | G | FP-01 |  | Combustion Turbine | IC Engine | NY_Z_G-I | New York | 36 | Dutchess | 27 | 36027 | 0.1 | 9905 | 2000 | 9999 |  |  | N | Natural Gas, Distillate Fuel Oil | [13 empty] | 0.011 | 0.011 | 0.011 | 0.011
Vassar Brothers Medical Center | 63550_G_HS-01 | 63550 | G | HS-01 |  | Combustion Turbine | IC Engine | NY_Z_G-I | New York | 36 | Dutchess | 27 | 36027 | 0.4 | 9905 | 2000 | 9999 |  |  | N | Natural Gas, Distillate Fuel Oil | [13 empty] | 0.011 | 0.011 | 0.011 | 0.011
Vassar Brothers Medical Center | 63550_G_MB-01 | 63550 | G | MB-01 |  | Combustion Turbine | IC Engine | NY_Z_G-I | New York | 36 | Dutchess | 27 | 36027 | 0.6 | 9905 | 2012 | 9999 |  |  | N | Natural Gas, Distillate Fuel Oil | [13 empty] | 0.011 | 0.011 | 0.011 | 0.011
Vassar Brothers Medical Center | 63550_G_MM-01 | 63550 | G | MM-01 |  | Combustion Turbine | IC Engine | NY_Z_G-I | New York | 36 | Dutchess | 27 | 36027 | 0.4 | 9905 | 2000 | 9999 |  |  | N | Natural Gas, Distillate Fuel Oil | [13 empty] | 0.011 | 0.011 | 0.011 | 0.011
Vassar Brothers Medical Center | 63550_G_PG-01 | 63550 | G | PG-01 |  | Combustion Turbine | IC Engine | NY_Z_G-I | New York | 36 | Dutchess | 27 | 36027 | 0.2 | 9905 | 2012 | 9999 |  |  | N | Natural Gas, Distillate Fuel Oil | [13 empty] | 0.011 | 0.011 | 0.011 | 0.011
Vassar Brothers Medical Center | 63550_G_SC-67 | 63550 | G | SC-67 |  | Combustion Turbine | IC Engine | NY_Z_G-I | New York | 36 | Dutchess | 27 | 36027 | 0.3 | 9905 | 2006 | 9999 |  |  | N | Natural Gas, Distillate Fuel Oil | [13 empty] | 0.011 | 0.011 | 0.011 | 0.011
Vassar Brothers Medical Center | 63550_G_SO-01 | 63550 | G | SO-01 |  | Combustion Turbine | IC Engine | NY_Z_G-I | New York | 36 | Dutchess | 27 | 36027 | 0.8 | 9905 | 2000 | 9999 |  |  | N | Natural Gas, Distillate Fuel Oil | [13 empty] | 0.011 | 0.011 | 0.011 | 0.011
Vassar Brothers Medical Center | 63550_G_WW-01 | 63550 | G | WW-01 |  | Combustion Turbine | IC Engine | NY_Z_G-I | New York | 36 | Dutchess | 27 | 36027 | 0.6 | 9905 | 1998 | 9999 |  |  | N | Natural Gas, Distillate Fuel Oil | [13 empty] | 0.011 | 0.011 | 0.011 | 0.011
Richmond University Medical Center | 63553_G_CT200 | 63553 | G | CT200 |  | Combustion Turbine | IC Engine | NY_Z_J | New York | 36 | Richmond | 85 | 36085 | 0.2 | 9905 | 1986 | 9999 |  |  | N | Natural Gas, Distillate Fuel Oil | [13 empty] | 0.011 | 0.011 | 0.011 | 0.011
Richmond University Medical Center | 63553_G_CU600 | 63553 | G | CU600 |  | Combustion Turbine | IC Engine | NY_Z_J | New York | 36 | Richmond | 85 | 36085 | 0.6 | 9905 | 1978 | 9999 |  |  | N | Natural Gas, Distillate Fuel Oil | [13 empty] | 0.011 | 0.011 | 0.011 | 0.011
Richmond University Medical Center | 63553_G_CU750 | 63553 | G | CU750 |  | Combustion Turbine | IC Engine | NY_Z_J | New York | 36 | Richmond | 85 | 36085 | 0.8 | 9905 | 1986 | 9999 |  |  | N | Natural Gas, Distillate Fuel Oil | [13 empty] | 0.011 | 0.011 | 0.011 | 0.011
Mohave Electric Cooperative at Joy Lane | 63554_G_PV2 | 63554 | G | PV2 |  | Solar PV |  | WECC_AZ | Arizona | 4 | Mohave | 15 | 04015 | 10 | 0 | 2016 | 9999 |  |  | N | Solar | [13 empty] | 0 | 0 | 0 | 0
St. Joseph's Solar, LLC CSG | 63555_G_STJOE | 63555 | G | STJOE |  | Solar PV |  | NENGREST | Massachusetts | 25 | Worcester | 27 | 25027 | 1 | 0 | 2017 | 9999 |  |  | N | Solar | [13 empty] | 0 | 0 | 0 | 0
Boutillier Solar, LLC CSG | 63556_G_BOUTI | 63556 | G | BOUTI |  | Solar PV |  | NENGREST | Massachusetts | 25 | Worcester | 27 | 25027 | 2.9 | 0 | 2018 | 9999 |  |  | N | Solar | [13 empty] | 0 | 0 | 0 | 0
Blair Wire Village Solar, LLC CSG | 63557_G_BLAWV | 63557 | G | BLAWV |  | Solar PV |  | NENGREST | Massachusetts | 25 | Worcester | 27 | 25027 | 1 | 0 | 2017 | 9999 |  |  | N | Solar | [13 empty] | 0 | 0 | 0 | 0
Barton Acres Solar, LLC CSG | 63558_G_BARAC | 63558 | G | BARAC |  | Solar PV |  | NENGREST | Massachusetts | 25 | Worcester | 27 | 25027 | 1 | 0 | 2017 | 9999 |  |  | N | Solar | [13 empty] | 0 | 0 | 0 | 0
Cherry Valley Solar, LLC CSG | 63561_G_CHERV | 63561 | G | CHERV |  | Solar PV |  | NENGREST | Massachusetts | 25 | Worcester | 27 | 25027 | 1 | 0 | 2017 | 9999 |  |  | N | Solar | [13 empty] | 0 | 0 | 0 | 0
ISM Solar Dighton 2, LLC CSG | 63562_G_DIGHT | 63562 | G | DIGHT |  | Solar PV |  | NENGREST | Massachusetts | 25 | Bristol | 5 | 25005 | 2 | 0 | 2017 | 9999 |  |  | N | Solar | [13 empty] | 0 | 0 | 0 | 0
Incom Solar, LLC CSG | 63563_G_INCOM | 63563 | G | INCOM |  | Solar PV |  | NENGREST | Massachusetts | 25 | Worcester | 27 | 25027 | 2 | 0 | 2017 | 9999 |  |  | N | Solar | [13 empty] | 0 | 0 | 0 | 0
JH Solar, LLC CSG | 63564_G_JHSOL | 63564 | G | JHSOL |  | Solar PV |  | NENGREST | Massachusetts | 25 | Worcester | 27 | 25027 | 1 | 0 | 2017 | 9999 |  |  | N | Solar | [13 empty] | 0 | 0 | 0 | 0
Woodchuck Solar, LLC CSG | 63565_G_WOODC | 63565 | G | WOODC |  | Solar PV |  | NENGREST | Massachusetts | 25 | Worcester | 27 | 25027 | 1 | 0 | 2017 | 9999 |  |  | N | Solar | [13 empty] | 0 | 0 | 0 | 0
Dudley River 3 Solar, LLC CSG | 63569_G_DUD3 | 63569 | G | DUD3 |  | Solar PV |  | NENGREST | Massachusetts | 25 | Worcester | 27 | 25027 | 1 | 0 | 2017 | 9999 |  |  | N | Solar | [13 empty] | 0 | 0 | 0 | 0
Dudley River 2 Solar, LLC CSG | 63570_G_DUD2 | 63570 | G | DUD2 |  | Solar PV |  | NENGREST | Massachusetts | 25 | Worcester | 27 | 25027 | 1 | 0 | 2017 | 9999 |  |  | N | Solar | [13 empty] | 0 | 0 | 0 | 0
Dudley River Solar, LLC CSG | 63571_G_DUD1 | 63571 | G | DUD1 |  | Solar PV |  | NENGREST | Massachusetts | 25 | Worcester | 27 | 25027 | 1 | 0 | 2017 | 9999 |  |  | N | Solar | [13 empty] | 0 | 0 | 0 | 0
Ledeaux Solar, LLC CSG | 63572_G_LEDEA | 63572 | G | LEDEA |  | Solar PV |  | NENGREST | Massachusetts | 25 | Worcester | 27 | 25027 | 1 | 0 | 2017 | 9999 |  |  | N | Solar | [13 empty] | 0 | 0 | 0 | 0
Cohasse Solar, LLC CSG | 63573_G_COHAS | 63573 | G | COHAS |  | Solar PV |  | NENGREST | Massachusetts | 25 | Worcester | 27 | 25027 | 1 | 0 | 2017 | 9999 |  |  | N | Solar | [13 empty] | 0 | 0 | 0 | 0
Outlaw Wind Project LLC | 63574_G_GEN1 | 63574 | G | GEN1 |  | Onshore Wind |  | S_D_AECI | Missouri | 29 | Atchison | 5 | 29005 | 96.2 | 0 | 2021 | 9999 |  |  | N | Wind | [13 empty] | 0 | 0 | 0 | 0
Thunderbird Generator (Tbird) | 63575_G_TBRID | 63575 | G | TBRID |  | Combustion Turbine | IC Engine | SPP_N | Kansas | 20 | Lyon | 111 | 20111 | 1 | 9905 | 2019 | 9999 |  |  | N | Natural Gas, Distillate Fuel Oil | [13 empty] | 0.011 | 0.011 | 0.011 | 0.011
Britton Solar Energy Center | 63579_G_BSEC | 63579 | G | BSEC |  | Solar PV |  | WECC_NM | New Mexico | 35 | Torrance | 57 | 35057 | 50 | 0 | 2019 | 9999 |  |  | N | Solar | [13 empty] | 0 | 0 | 0 | 0
NYPH - Lawrence | 63580_G_CM175 | 63580 | G | CM175 |  | Combustion Turbine | IC Engine | NY_Z_G-I | New York | 36 | Westchester | 119 | 36119 | 0.2 | 9905 | 2010 | 9999 |  |  | N | Natural Gas, Distillate Fuel Oil | [13 empty] | 0.011 | 0.011 | 0.011 | 0.011
NYPH - Lawrence | 63580_G_DD300 | 63580 | G | DD300 |  | Combustion Turbine | IC Engine | NY_Z_G-I | New York | 36 | Westchester | 119 | 36119 | 0.3 | 9905 | 2010 | 9999 |  |  | N | Natural Gas, Distillate Fuel Oil | [13 empty] | 0.011 | 0.011 | 0.011 | 0.011
NYPH - Lawrence | 63580_G_KL515 | 63580 | G | KL515 |  | Combustion Turbine | IC Engine | NY_Z_G-I | New York | 36 | Westchester | 119 | 36119 | 0.5 | 9905 | 2010 | 9999 |  |  | N | Natural Gas, Distillate Fuel Oil | [13 empty] | 0.011 | 0.011 | 0.011 | 0.011
Mount Sinai - Brooklyn | 63581_G_CM350 | 63581 | G | CM350 |  | Combustion Turbine | IC Engine | NY_Z_J | New York | 36 | Kings | 47 | 36047 | 0.4 | 9905 | 2010 | 9999 |  |  | N | Natural Gas, Distillate Fuel Oil | [13 empty] | 0.011 | 0.011 | 0.011 | 0.011
Mount Sinai - Brooklyn | 63581_G_DD750 | 63581 | G | DD750 |  | Combustion Turbine | IC Engine | NY_Z_J | New York | 36 | Kings | 47 | 36047 | 0.8 | 9905 | 2010 | 9999 |  |  | N | Natural Gas, Distillate Fuel Oil | [13 empty] | 0.011 | 0.011 | 0.011 | 0.011
Mount Sinai - Brooklyn | 63581_G_KP300 | 63581 | G | KP300 |  | Combustion Turbine | IC Engine | NY_Z_J | New York | 36 | Kings | 47 | 36047 | 0.3 | 9905 | 2010 | 9999 |  |  | N | Natural Gas, Distillate Fuel Oil | [13 empty] | 0.011 | 0.011 | 0.011 | 0.011
Harmony Solar | 63582_G_HFS | 63582 | G | HFS |  | Solar PV |  | FRCC | Florida | 12 | Osceola | 97 | 12097 | 74.5 | 0 | 2020 | 9999 |  |  | N | Solar | [13 empty] | 0 | 0 | 0 | 0
Taylor Creek Solar | 63583_G_TCS | 63583 | G | TCS |  | Solar PV |  | FRCC | Florida | 12 | Orange | 95 | 12095 | 74.5 | 0 | 2020 | 9999 |  |  | N | Solar | [13 empty] | 0 | 0 | 0 | 0
SR Kersey II | 63586_G_KERII | 63586 | G | KERII |  | Solar PV |  | WECC_CO | Colorado | 8 | Weld | 123 | 08123 | 1 | 0 | 2019 | 9999 |  |  | N | Solar | [13 empty] | 0 | 0 | 0 | 0
SR Skylark C | 63587_G_SKYC | 63587 | G | SKYC |  | Solar PV |  | WECC_CO | Colorado | 8 | Weld | 123 | 08123 | 1.1 | 0 | 2019 | 9999 |  |  | N | Solar | [13 empty] | 0 | 0 | 0 | 0
Palombo Solar, LLC CSG | 63588_G_PALOA | 63588 | G | PALOA |  | Solar PV |  | NENGREST | Massachusetts | 25 | Worcester | 27 | 25027 | 2 | 0 | 2017 | 9999 |  |  | N | Solar | [13 empty] | 0 | 0 | 0 | 0
Palombo B Solar, LLC CSG | 63589_G_PALOB | 63589 | G | PALOB |  | Solar PV |  | NENGREST | Massachusetts | 25 | Worcester | 27 | 25027 | 1 | 0 | 2017 | 9999 |  |  | N | Solar | [13 empty] | 0 | 0 | 0 | 0
Ponderosa Wind Energy Center | 63590_G_PONDE | 63590 | G | PONDE |  | Onshore Wind |  | SPP_SPS | Oklahoma | 40 | Beaver | 7 | 40007 | 200 | 0 | 2020 | 9999 |  |  | N | Wind | [13 empty] | 0 | 0 | 0 | 0
Nutmeg Solar | 63592_G_NUTMG | 63592 | G | NUTMG |  | Solar PV |  | NENG_CT | Connecticut | 9 | Hartford | 3 | 09003 | 19.6 | 0 | 2020 | 9999 |  |  | N | Solar | [13 empty] | 0 | 0 | 0 | 0
Brooten CSG1, LLC | 63593_G_SC | 63593 | G | SC |  | Solar PV |  | MIS_MNWI | Minnesota | 27 | Pope | 121 | 27121 | 1 | 0 | 2021 | 9999 |  |  | N | Solar | [13 empty] | 0 | 0 | 0 | 0
Buffalo Lake CSG1, LLC | 63594_G_SC | 63594 | G | SC |  | Solar PV |  | MIS_MNWI | Minnesota | 27 | Renville | 129 | 27129 | 1 | 0 | 2021 | 9999 |  |  | N | Solar | [13 empty] | 0 | 0 | 0 | 0
Lowry CSG2, LLC | 63595_G_SC | 63595 | G | SC |  | Solar PV |  | MIS_MNWI | Minnesota | 27 | Pope | 121 | 27121 | 1 | 0 | 2020 | 9999 |  |  | N | Solar | [13 empty] | 0 | 0 | 0 | 0
Paynesville CSG1, LLC | 63596_G_SC | 63596 | G | SC |  | Solar PV |  | MIS_MNWI | Minnesota | 27 | Stearns | 145 | 27145 | 1 | 0 | 2021 | 9999 |  |  | N | Solar | [13 empty] | 0 | 0 | 0 | 0
Plato CSG1, LLC | 63597_G_SC | 63597 | G | SC |  | Solar PV |  | MIS_MNWI | Minnesota | 27 | McLeod | 85 | 27085 | 1 | 0 | 2021 | 9999 |  |  | N | Solar | [13 empty] | 0 | 0 | 0 | 0
Sacred Heart CSG1, LLC | 63598_G_SC | 63598 | G | SC |  | Solar PV |  | MIS_MNWI | Minnesota | 27 | Renville | 129 | 27129 | 1 | 0 | 2021 | 9999 |  |  | N | Solar | [13 empty] | 0 | 0 | 0 | 0
Stewart CSG1, LLC | 63599_G_SC | 63599 | G | SC |  | Solar PV |  | MIS_MNWI | Minnesota | 27 | McLeod | 85 | 27085 | 1 | 0 | 2021 | 9999 |  |  | N | Solar | [13 empty] | 0 | 0 | 0 | 0
Fairbanks Wind Park | 63600_G_1 | 63600 | G | 1 |  | Onshore Wind |  | MIS_WUMS | Michigan | 26 | Delta | 41 | 26041 | 72.5 | 0 | 2020 | 9999 |  |  | N | Wind | [13 empty] | 0 | 0 | 0 | 0
Isabella Wind Park | 63601_G_1 | 63601 | G | 1 |  | Onshore Wind |  | MIS_LMI | Michigan | 26 | Isabella | 73 | 26073 | 383.5 | 0 | 2021 | 9999 |  |  | N | Wind | [13 empty] | 0 | 0 | 0 | 0
Montefiore-New Rochelle | 63602_G_EG150 | 63602 | G | EG150 |  | Combustion Turbine | IC Engine | NY_Z_G-I | New York | 36 | Westchester | 119 | 36119 | 0.2 | 9905 | 2000 | 9999 |  |  | N | Natural Gas, Distillate Fuel Oil | [13 empty] | 0.011 | 0.011 | 0.011 | 0.011
Montefiore-New Rochelle | 63602_G_EG250 | 63602 | G | EG250 |  | Combustion Turbine | IC Engine | NY_Z_G-I | New York | 36 | Westchester | 119 | 36119 | 0.3 | 9905 | 1971 | 9999 |  |  | N | Natural Gas, Distillate Fuel Oil | [13 empty] | 0.011 | 0.011 | 0.011 | 0.011
Montefiore-New Rochelle | 63602_G_EG300 | 63602 | G | EG300 |  | Combustion Turbine | IC Engine | NY_Z_G-I | New York | 36 | Westchester | 119 | 36119 | 0.3 | 9905 | 2006 | 9999 |  |  | N | Natural Gas, Distillate Fuel Oil | [13 empty] | 0.011 | 0.011 | 0.011 | 0.011
Montefiore-New Rochelle | 63602_G_EG600 | 63602 | G | EG600 |  | Combustion Turbine | IC Engine | NY_Z_G-I | New York | 36 | Westchester | 119 | 36119 | 0.2 | 9905 | 1980 | 9999 |  |  | N | Natural Gas, Distillate Fuel Oil | [13 empty] | 0.011 | 0.011 | 0.011 | 0.011
Illumina Way SD | 63603_G_ILM01 | 63603 | G | ILM01 |  | Fuel Cell |  | WEC_SDGE | California | 6 | San Diego | 73 | 06073 | 3.5 | 6469 | 2019 | 9999 |  |  | N | Natural Gas | [13 empty] | 0 | 0 | 0 | 0
Extreme San Ignacio | 63604_G_EXN02 | 63604 | G | EXN02 |  | Fuel Cell |  | WEC_CALN | California | 6 | Santa Clara | 85 | 06085 | 1 | 6469 | 2019 | 9999 |  |  | N | Natural Gas | [13 empty] | 0 | 0 | 0 | 0
ATT North Watney | 63605_G_ATT35 | 63605 | G | ATT35 |  | Fuel Cell |  | WEC_CALN | California | 6 | Solano | 95 | 06095 | 2 | 6469 | 2019 | 9999 |  |  | N | Natural Gas | [13 empty] | 0 | 0 | 0 | 0
ATT Ventura Blvd | 63606_G_ATT27 | 63606 | G | ATT27 |  | Fuel Cell |  | WEC_LADW | California | 6 | Los Angeles | 37 | 06037 | 1 | 6469 | 2019 | 9999 |  |  | N | Natural Gas | [13 empty] | 0 | 0 | 0 | 0
Extreme Via Del Oro | 63607_G_EXN01 | 63607 | G | EXN01 |  | Fuel Cell |  | WEC_CALN | California | 6 | Santa Clara | 85 | 06085 | 1.2 | 6469 | 2019 | 9999 |  |  | N | Natural Gas | [13 empty] | 0 | 0 | 0 | 0
Allergan | 63609_G_ALRGN | 63609 | G | ALRGN |  | Energy Storage |  | WECC_SCE | California | 6 | Orange | 59 | 06059 | 1.5 | 0 | 2019 | 9999 |  |  | N | Energy Storage | [13 empty] | 0 | 0 | 0 | 0
Baker | 63610_G_BAKER | 63610 | G | BAKER |  | Energy Storage |  | WECC_SCE | California | 6 | Orange | 59 | 06059 | 1.2 | 0 | 2019 | 9999 |  |  | N | Energy Storage | [13 empty] | 0 | 0 | 0 | 0
CSU Long Beach | 63611_G_CSULB | 63611 | G | CSULB |  | Energy Storage |  | WEC_LADW | California | 6 | Los Angeles | 37 | 06037 | 2.5 | 0 | 2017 | 9999 |  |  | N | Energy Storage | [13 empty] | 0 | 0 | 0 | 0
DATS | 63612_G_DATS0 | 63612 | G | DATS0 |  | Energy Storage |  | WECC_SCE | California | 6 | Orange | 59 | 06059 | 1 | 0 | 2017 | 9999 |  |  | N | Energy Storage | [13 empty] | 0 | 0 | 0 | 0
Downey | 63613_G_DOWNY | 63613 | G | DOWNY |  | Energy Storage |  | WEC_LADW | California | 6 | Los Angeles | 37 | 06037 | 2 | 0 | 2019 | 9999 |  |  | N | Energy Storage | [13 empty] | 0 | 0 | 0 | 0
LAWRP | 63614_G_LAWRP | 63614 | G | LAWRP |  | Energy Storage |  | WECC_SCE | California | 6 | Orange | 59 | 06059 | 1 | 0 | 2019 | 9999 |  |  | N | Energy Storage | [13 empty] | 0 | 0 | 0 | 0
Long Beach Convention Center | 63615_G_LBCON | 63615 | G | LBCON |  | Energy Storage |  | WEC_LADW | California | 6 | Los Angeles | 37 | 06037 | 1.5 | 0 | 2019 | 9999 |  |  | N | Energy Storage | [13 empty] | 0 | 0 | 0 | 0
OCSD | 63616_G_OCSD1 | 63616 | G | OCSD1 |  | Energy Storage |  | WECC_SCE | California | 6 | Orange | 59 | 06059 | 4.9 | 0 | 2019 | 9999 |  |  | N | Energy Storage | [13 empty] | 0 | 0 | 0 | 0
SOCCD | 63617_G_SOCCD | 63617 | G | SOCCD |  | Energy Storage |  | WECC_SCE | California | 6 | Orange | 59 | 06059 | 1.3 | 0 | 2019 | 9999 |  |  | N | Energy Storage | [13 empty] | 0 | 0 | 0 | 0
Lafayette 2 - MLK Jr. Hospital (MLK) | 63623_G_GEN1 | 63623 | G | GEN1 |  | Solar PV |  | WEC_LADW | California | 6 | Los Angeles | 37 | 06037 | 1.7 | 0 | 2020 | 9999 |  |  | N | Solar | [13 empty] | 0 | 0 | 0 | 0
NYU Langone - Orthopedic | 63625_G_HJD#1 | 63625 | G | HJD#1 |  | Combustion Turbine | IC Engine | NY_Z_J | New York | 36 | Kings | 47 | 36047 | 0.8 | 9905 | 2010 | 9999 |  |  | N | Natural Gas, Distillate Fuel Oil | [13 empty] | 0.011 | 0.011 | 0.011 | 0.011
NYU Langone - Orthopedic | 63625_G_HJD#2 | 63625 | G | HJD#2 |  | Combustion Turbine | IC Engine | NY_Z_J | New York | 36 | Kings | 47 | 36047 | 0.8 | 9905 | 2010 | 9999 |  |  | N | Natural Gas, Distillate Fuel Oil | [13 empty] | 0.011 | 0.011 | 0.011 | 0.011
Tate & Lyle Loudon Plant | 63632_G_Y9111 | 63632 | G | Y9111 |  | Combustion Turbine |  | S_C_TVA | Tennessee | 47 | Knox | 93 | 47093 | 26 | 9905 | 2016 | 9999 |  |  | N | Natural Gas, Distillate Fuel Oil | [13 empty] | 0.011 | 0.011 | 0.011 | 0.011
Tate & Lyle Loudon Plant | 63632_G_Y9121 | 63632 | G | Y9121 |  | Combustion Turbine |  | S_C_TVA | Tennessee | 47 | Knox | 93 | 47093 | 26 | 9905 | 2016 | 9999 |  |  | N | Natural Gas, Distillate Fuel Oil | [13 empty] | 0.011 | 0.011 | 0.011 | 0.011
Summit Lake | 1206_G_R1 | 1206 | G | R1 |  | Combustion Turbine | IC Engine | MIS_IA | Iowa | 19 | Union | 175 | 19175 | 18.4 | 9905 | 2021 | 9999 |  |  | N | Natural Gas, Distillate Fuel Oil | [13 empty] | 0.011 | 0.011 | 0.011 | 0.011
Summit Lake | 1206_G_R2 | 1206 | G | R2 |  | Combustion Turbine | IC Engine | MIS_IA | Iowa | 19 | Union | 175 | 19175 | 18.4 | 9905 | 2021 | 9999 |  |  | N | Natural Gas, Distillate Fuel Oil | [13 empty] | 0.011 | 0.011 | 0.011 | 0.011
Summit Lake | 1206_G_R3 | 1206 | G | R3 |  | Combustion Turbine | IC Engine | MIS_IA | Iowa | 19 | Union | 175 | 19175 | 18.4 | 9905 | 2021 | 9999 |  |  | N | Natural Gas, Distillate Fuel Oil | [13 empty] | 0.011 | 0.011 | 0.011 | 0.011
Cleary Flood Hybrid | 1682_G_BS1 | 1682 | G | BS1 |  | Energy Storage |  | NENGREST | Massachusetts | 25 | Bristol | 5 | 25005 | 2.9 | 0 | 2020 | 9999 |  |  | N | Energy Storage | [13 empty] | 0 | 0 | 0 | 0
Indeck Niles Energy Center | 55460_G_CT1 | 55460 | G | CT1 |  | Combined Cycle |  | PJM_West | Michigan | 26 | Cass | 27 | 26027 | 364.8 | 6370 | 2022 | 9999 |  |  | N | Natural Gas, Distillate Fuel Oil | [13 empty] | 0.011 | 0.011 | 0.011 | 0.011
Indeck Niles Energy Center | 55460_G_CT2 | 55460 | G | CT2 |  | Combined Cycle |  | PJM_West | Michigan | 26 | Cass | 27 | 26027 | 364.8 | 6370 | 2022 | 9999 |  |  | N | Natural Gas, Distillate Fuel Oil | [13 empty] | 0.011 | 0.011 | 0.011 | 0.011
Indeck Niles Energy Center | 55460_G_ST1 | 55460 | G | ST1 |  | Combined Cycle |  | PJM_West | Michigan | 26 | Cass | 27 | 26027 | 354.4 | 6370 | 2022 | 9999 |  |  | N | Natural Gas, Distillate Fuel Oil | [13 empty] | 0.011 | 0.011 | 0.011 | 0.011
Scioto Ridge Wind Farm | 58780_G_1 | 58780 | G | 1 |  | Onshore Wind |  | PJM_West | Ohio | 39 | Logan | 91 | 39091 | 249.8 | 0 | 2021 | 9999 |  |  | N | Wind | [13 empty] | 0 | 0 | 0 | 0
Sugar Creek Wind One LLC | 58924_G_SUG1 | 58924 | G | SUG1 |  | Onshore Wind |  | MIS_IL | Illinois | 17 | Logan | 107 | 17107 | 202 | 0 | 2020 | 9999 |  |  | N | Wind | [13 empty] | 0 | 0 | 0 | 0
Hickory | 59829_G_5515 | 59829 | G | 5515 |  | Solar PV |  | S_VACA | North Carolina | 37 | Duplin | 61 | 37061 | 5 | 0 | 2019 | 9999 |  |  | N | Solar | [13 empty] | 0 | 0 | 0 | 0
Little Bear Solar 1, LLC | 59870_G_GEN01 | 59870 | G | GEN01 |  | Solar PV |  | WEC_CALN | California | 6 | Fresno | 19 | 06019 | 40 | 0 | 2020 | 9999 |  |  | N | Solar | [13 empty] | 0 | 0 | 0 | 0
Tamworth Holdings | 60394_G_PV1 | 60394 | G | PV1 |  | Solar PV |  | S_VACA | North Carolina | 37 | Bladen | 17 | 37017 | 5 | 0 | 2019 | 9999 |  |  | N | Solar | [13 empty] | 0 | 0 | 0 | 0
Tides Lane Farm | 60429_G_PV1 | 60429 | G | PV1 |  | Solar PV |  | S_VACA | North Carolina | 37 | Franklin | 69 | 37069 | 3.7 | 0 | 2019 | 9999 |  |  | N | Solar | [13 empty] | 0 | 0 | 0 | 0
McGrigor Farm Solar | 60440_G_PV1 | 60440 | G | PV1 |  | Solar PV |  | S_VACA | North Carolina | 37 | Sampson | 163 | 37163 | 5 | 0 | 2019 | 9999 |  |  | N | Solar | [13 empty] | 0 | 0 | 0 | 0
Tanager Holdings | 60691_G_PV1 | 60691 | G | PV1 |  | Solar PV |  | S_VACA | North Carolina | 37 | Randolph | 151 | 37151 | 5 | 0 | 2019 | 9999 |  |  | N | Solar | [13 empty] | 0 | 0 | 0 | 0
Everett PV1 | 60997_G_EVRT1 | 60997 | G | EVRT1 |  | Solar PV |  | PJM_Dom | North Carolina | 37 | Martin | 117 | 37117 | 10 | 0 | 2019 | 9999 |  |  | N | Solar | [13 empty] | 0 | 0 | 0 | 0
Underwood PV2 | 60998_G_UNWD2 | 60998 | G | UNWD2 |  | Solar PV |  | PJM_Dom | North Carolina | 37 | Hertford | 91 | 37091 | 16 | 0 | 2020 | 9999 |  |  | N | Solar | [13 empty] | 0 | 0 | 0 | 0
Heart of Texas Wind Project | 61032_G_HTX | 61032 | G | HTX |  | Onshore Wind |  | ERC_REST | Texas | 48 | McCulloch | 307 | 48307 | 180 | 0 | 2020 | 9999 |  |  | N | Wind | [13 empty] | 0 | 0 | 0 | 0
Astoria Station | 61144_G_1 | 61144 | G | 1 |  | Combustion Turbine |  | SPP_WAUE | South Dakota | 46 | Deuel | 39 | 46039 | 245.5 | 9905 | 2021 | 9999 |  |  | N | Natural Gas, Distillate Fuel Oil | [13 empty] | 0.011 | 0.011 | 0.011 | 0.011
Boston Medical Center CHP Plant | 61186_G_BATT | 61186 | G | BATT |  | Energy Storage |  | NENGREST | Massachusetts | 25 | Suffolk | 25 | 25025 | 1 | 0 | 2021 | 9999 |  |  | N | Energy Storage | [13 empty] | 0 | 0 | 0 | 0
OR Solar 2, LLC | 61200_G_ORSR2 | 61200 | G | ORSR2 |  | Solar PV |  | WECC_PNW | Oregon | 41 | Jackson | 29 | 41029 | 10 | 0 | 2020 | 9999 |  |  | N | Solar | [13 empty] | 0 | 0 | 0 | 0
AES ES ALAMITOS, LLC | 61204_G_ALMTS | 61204 | G | ALMTS |  | Energy Storage |  | WEC_LADW | California | 6 | Los Angeles | 37 | 06037 | 100 | 0 | 2021 | 9999 |  |  | N | Energy Storage | [13 empty] | 0 | 0 | 0 | 0
LA3 West Baton Rouge Solar Facility | 61646_G_LA3WB | 61646 | G | LA3WB |  | Solar PV |  | MIS_LA | Louisiana | 22 | West Baton Rouge | 121 | 22121 | 50 | 0 | 2020 | 9999 |  |  | N | Solar | [13 empty] | 0 | 0 | 0 | 0
Blazing Star 2 Wind Farm | 61650_G_BLZS2 | 61650 | G | BLZS2 |  | Onshore Wind |  | MIS_MNWI | Minnesota | 27 | Lincoln | 81 | 27081 | 200 | 0 | 2021 | 9999 |  |  | N | Wind | [13 empty] | 0 | 0 | 0 | 0
Techren Solar III LLC | 61931_G_TECH3 | 61931 | G | TECH3 |  | Solar PV |  | WECC_SNV | Nevada | 32 | Clark | 3 | 32003 | 25 | 0 | 2020 | 9999 |  |  | N | Solar | [13 empty] | 0 | 0 | 0 | 0
Techren Solar IV LLC | 61932_G_TECH4 | 61932 | G | TECH4 |  | Solar PV |  | WECC_SNV | Nevada | 32 | Clark | 3 | 32003 | 25 | 0 | 2020 | 9999 |  |  | N | Solar | [13 empty] | 0 | 0 | 0 | 0
Columbia Solar Power Plant | 61982_G_PV1 | 61982 | G | PV1 |  | Solar PV |  | FRCC | Florida | 12 | Columbia | 23 | 12023 | 74.9 | 0 | 2020 | 9999 |  |  | N | Solar | [13 empty] | 0 | 0 | 0 | 0
Pleinmont Solar 1 | 62012_G_PLNM1 | 62012 | G | PLNM1 |  | Solar PV |  | PJM_Dom | Virginia | 51 | Spotsylvania | 177 | 51177 | 75 | 0 | 2020 | 9999 |  |  | N | Solar | [13 empty] | 0 | 0 | 0 | 0
Mustang Two | 62015_G_M2BAR | 62015 | G | M2BAR |  | Solar PV |  | WEC_CALN | California | 6 | Kings | 31 | 06031 | 50 | 0 | 2020 | 9999 |  |  | N | Solar | [13 empty] | 0 | 0 | 0 | 0
Mustang Two | 62015_G_M2WHI | 62015 | G | M2WHI |  | Solar PV |  | WEC_CALN | California | 6 | Kings | 31 | 06031 | 100 | 0 | 2020 | 9999 |  |  | N | Solar | [13 empty] | 0 | 0 | 0 | 0
Kossuth | 62103_G_1 | 62103 | G | 1 |  | Onshore Wind |  | MIS_MIDA | Iowa | 19 | Kossuth | 109 | 19109 | 152.2 | 0 | 2020 | 9999 |  |  | N | Wind | [13 empty] | 0 | 0 | 0 | 0
Amadeus Wind Farm | 62142_G_AM-TX | 62142 | G | AM-TX |  | Onshore Wind |  | ERC_WEST | Texas | 48 | Fisher | 151 | 48151 | 250 | 0 | 2020 | 9999 |  |  | N | Wind | [13 empty] | 0 | 0 | 0 | 0
Snipesville | 62165_G_SNIPE | 62165 | G | SNIPE |  | Solar PV |  | S_SOU | Georgia | 13 | Jeff Davis | 161 | 13161 | 86 | 0 | 2020 | 9999 |  |  | N | Solar | [13 empty] | 0 | 0 | 0 | 0
Assembly Solar Project | 62422_G_ASP01 | 62422 | G | ASP01 |  | Solar PV |  | MIS_LMI | Michigan | 26 | Shiawassee | 155 | 26155 | 50 | 0 | 2020 | 9999 |  |  | N | Solar | [13 empty] | 0 | 0 | 0 | 0
Techren Solar V | 62440_G_TECH5 | 62440 | G | TECH5 |  | Solar PV |  | WECC_SNV | Nevada | 32 | Clark | 3 | 32003 | 50 | 0 | 2020 | 9999 |  |  | N | Solar | [13 empty] | 0 | 0 | 0 | 0
Little Bear 3 | 62463_G_GEN01 | 62463 | G | GEN01 |  | Solar PV |  | WEC_CALN | California | 6 | Fresno | 19 | 06019 | 20 | 0 | 2020 | 9999 |  |  | N | Solar | [13 empty] | 0 | 0 | 0 | 0
Little Bear 4 | 62464_G_GEN01 | 62464 | G | GEN01 |  | Solar PV |  | WEC_CALN | California | 6 | Fresno | 19 | 06019 | 50 | 0 | 2020 | 9999 |  |  | N | Solar | [13 empty] | 0 | 0 | 0 | 0
Little Bear 5 | 62465_G_GEN01 | 62465 | G | GEN01 |  | Solar PV |  | WEC_CALN | California | 6 | Fresno | 19 | 06019 | 50 | 0 | 2020 | 9999 |  |  | N | Solar | [13 empty] | 0 | 0 | 0 | 0
Cove Mountain Solar | 62469_G_GEN01 | 62469 | G | GEN01 |  | Solar PV |  | WECC_UT | Utah | 49 | Iron | 21 | 49021 | 58 | 0 | 2020 | 9999 |  |  | N | Solar | [13 empty] | 0 | 0 | 0 | 0
Cove Mountain Solar 2 | 62470_G_GEN01 | 62470 | G | GEN01 |  | Solar PV |  | WECC_UT | Utah | 49 | Iron | 21 | 49021 | 122 | 0 | 2020 | 9999 |  |  | N | Solar | [13 empty] | 0 | 0 | 0 | 0
Kings Point Wind Energy Center | 62475_G_KPW1 | 62475 | G | KPW1 |  | Onshore Wind |  | SPP_N | Missouri | 29 | Lawrence | 109 | 29109 | 149.4 | 0 | 2021 | 9999 |  |  | N | Wind | [13 empty] | 0 | 0 | 0 | 0
Big Tree Community Solar Farm | 62476_G_607 | 62476 | G | 607 |  | Solar PV |  | NY_Z_A | New York | 36 | Erie | 29 | 36029 | 2 | 0 | 2021 | 9999 |  |  | N | Solar | [13 empty] | 0 | 0 | 0 | 0
North Fork Ridge Wind Energy Center | 62478_G_NFRW1 | 62478 | G | NFRW1 |  | Onshore Wind |  | SPP_N | Missouri | 29 | Barton | 11 | 29011 | 149.4 | 0 | 2020 | 9999 |  |  | N | Wind | [13 empty] | 0 | 0 | 0 | 0
Neosho Ridge Wind Energy Center | 62481_G_NRW1 | 62481 | G | NRW1 |  | Onshore Wind |  | SPP_N | Kansas | 20 | Neosho | 133 | 20133 | 301 | 0 | 2021 | 9999 |  |  | N | Wind | [13 empty] | 0 | 0 | 0 | 0
Taygete Energy Project LLC | 62483_G_PV1 | 62483 | G | PV1 |  | Solar PV |  | ERC_WEST | Texas | 48 | Pecos | 371 | 48371 | 255 | 0 | 2021 | 9999 |  |  | N | Solar | [13 empty] | 0 | 0 | 0 | 0
Lake Placid Solar Power Plant | 62541_G_PV1 | 62541 | G | PV1 |  | Solar PV |  | FRCC | Florida | 12 | Highlands | 55 | 12055 | 45 | 0 | 2019 | 9999 |  |  | N | Solar | [13 empty] | 0 | 0 | 0 | 0
Debary Solar Power Plant | 62542_G_PV1 | 62542 | G | PV1 |  | Solar PV |  | FRCC | Florida | 12 | Volusia | 127 | 12127 | 74.5 | 0 | 2020 | 9999 |  |  | N | Solar | [13 empty] | 0 | 0 | 0 | 0
Trenton Solar Power Plant | 62543_G_PV1 | 62543 | G | PV1 |  | Solar PV |  | FRCC | Florida | 12 | Gilchrist | 41 | 12041 | 74.9 | 0 | 2019 | 9999 |  |  | N | Solar | [13 empty] | 0 | 0 | 0 | 0
Wilkinson Solar LLC | 62544_G_GEN1 | 62544 | G | GEN1 |  | Solar PV |  | S_VACA | North Carolina | 37 | Beaufort | 13 | 37013 | 80.6 | 0 | 2019 | 9999 |  |  | N | Solar | [13 empty] | 0 | 0 | 0 | 0
Renew Solar ABC Sacramento LLC | 62545_G_SACRA | 62545 | G | SACRA |  | Solar PV |  | WEC_BANC | California | 6 | Sacramento | 67 | 06067 | 1.7 | 0 | 2020 | 9999 |  |  | N | Solar | [13 empty] | 0 | 0 | 0 | 0
High Prairie Wind Farm | 62563_G_HPWF | 62563 | G | HPWF |  | Onshore Wind |  | MIS_MO | Missouri | 29 | Schuyler | 197 | 29197 | 400 | 0 | 2020 | 9999 |  |  | N | Wind | [13 empty] | 0 | 0 | 0 | 0
GD West Greenwich Victory I, LLC | 62568_G_GDVIC | 62568 | G | GDVIC |  | Solar PV |  | NENGREST | Rhode Island | 44 | Kent | 3 | 44003 | 1.8 | 0 | 2020 | 9999 |  |  | N | Solar | [13 empty] | 0 | 0 | 0 | 0
White Cloud Wind Project, LLC | 62624_G_WTCWF | 62624 | G | WTCWF |  | Onshore Wind |  | S_D_AECI | Missouri | 29 | Atchison | 5 | 29005 | 236.5 | 0 | 2020 | 9999 |  |  | N | Wind | [13 empty] | 0 | 0 | 0 | 0
Foundation Dole Fresh Vegetables | 62654_G_WTG1 | 62654 | G | WTG1 |  | Onshore Wind |  | WEC_CALN | California | 6 | Monterey | 53 | 06053 | 2.8 | 0 | 2022 | 9999 |  |  | N | Wind | [13 empty] | 0 | 0 | 0 | 0
Foundation Dole Fresh Vegetables | 62654_G_WTG2 | 62654 | G | WTG2 |  | Onshore Wind |  | WEC_CALN | California | 6 | Monterey | 53 | 06053 | 2.8 | 0 | 2022 | 9999 |  |  | N | Wind | [13 empty] | 0 | 0 | 0 | 0
Sigurd Solar LLC | 62666_G_SGSOL | 62666 | G | SGSOL |  | Solar PV |  | WECC_UT | Utah | 49 | Sevier | 41 | 49041 | 80 | 0 | 2021 | 9999 |  |  | N | Solar | [13 empty] | 0 | 0 | 0 | 0
CED Champaign Solar LLC | 62681_G_CSIL | 62681 | G | CSIL |  | Solar PV |  | MIS_IL | Illinois | 17 | Champaign | 19 | 17019 | 1.6 | 0 | 2020 | 9999 |  |  | N | Solar | [13 empty] | 0 | 0 | 0 | 0
Plum Creek Wind Project (NE) | 62711_G_PLUM | 62711 | G | PLUM |  | Onshore Wind |  | SPP_NEBR | Nebraska | 31 | Lancaster | 109 | 31109 | 230 | 0 | 2020 | 9999 |  |  | N | Wind | [13 empty] | 0 | 0 | 0 | 0
Desper Solar | 62730_G_1 | 62730 | G | 1 |  | Solar PV |  | PJM_Dom | Virginia | 51 | Louisa | 109 | 51109 | 88.2 | 0 | 2021 | 9999 |  |  | N | Solar | [13 empty] | 0 | 0 | 0 | 0
Middleton Airport Solar | 62731_G_1 | 62731 | G | 1 |  | Solar PV |  | MIS_WUMS | Wisconsin | 55 | Dane | 25 | 55025 | 5 | 0 | 2020 | 9999 |  |  | N | Solar | [13 empty] | 0 | 0 | 0 | 0
San Diego International Airport BESS | 62754_G_BA | 62754 | G | BA |  | Energy Storage |  | WEC_SDGE | California | 6 | San Diego | 73 | 06073 | 2 | 0 | 2021 | 9999 |  |  | N | Energy Storage | [13 empty] | 0 | 0 | 0 | 0
Crawfordsville Solar Park 4 | 62776_G_SCRA4 | 62776 | G | SCRA4 |  | Solar PV |  | MIS_INKY | Indiana | 18 | Montgomery | 107 | 18107 | 2.3 | 0 | 2020 | 9999 |  |  | N | Solar | [13 empty] | 0 | 0 | 0 | 0
Richmond Solar Park 4 | 62791_G_SRIC4 | 62791 | G | SRIC4 |  | Solar PV |  | PJM_West | Indiana | 18 | Wayne | 177 | 18177 | 7.1 | 0 | 2020 | 9999 |  |  | N | Solar | [13 empty] | 0 | 0 | 0 | 0
Crawfordsville 5 Solar Park | 62793_G_SCRA5 | 62793 | G | SCRA5 |  | Solar PV |  | MIS_INKY | Indiana | 18 | Montgomery | 107 | 18107 | 9.8 | 0 | 2020 | 9999 |  |  | N | Solar | [13 empty] | 0 | 0 | 0 | 0
Centerville Solar Park | 62794_G_SCENT | 62794 | G | SCENT |  | Solar PV |  | PJM_West | Indiana | 18 | Wayne | 177 | 18177 | 1.1 | 0 | 2020 | 9999 |  |  | N | Solar | [13 empty] | 0 | 0 | 0 | 0
Greasewood | 62804_G_GREA1 | 62804 | G | GREA1 |  | Solar PV |  | ERC_WEST | Texas | 48 | Pecos | 371 | 48371 | 255 | 0 | 2021 | 9999 |  |  | N | Solar | [13 empty] | 0 | 0 | 0 | 0
Milford Solar 1 | 62812_G_MS1 | 62812 | G | MS1 |  | Solar PV |  | WECC_UT | Utah | 49 | Beaver | 1 | 49001 | 99 | 0 | 2020 | 9999 |  |  | N | Solar | [13 empty] | 0 | 0 | 0 | 0
Grasshopper Solar | 62813_G_GRHS | 62813 | G | GRHS |  | Solar PV |  | PJM_Dom | Virginia | 51 | Mecklenburg | 117 | 51117 | 80 | 0 | 2020 | 9999 |  |  | N | Solar | [13 empty] | 0 | 0 | 0 | 0
Mountain Breeze Wind, LLC | 62840_G_MTBRZ | 62840 | G | MTBRZ |  | Onshore Wind |  | WECC_CO | Colorado | 8 | Weld | 123 | 08123 | 171.7 | 0 | 2020 | 9999 |  |  | N | Wind | [13 empty] | 0 | 0 | 0 | 0
Maverick Creek Wind | 62853_G_MVRCK | 62853 | G | MVRCK |  | Onshore Wind |  | ERC_WEST | Texas | 48 | Concho | 95 | 48095 | 491.6 | 0 | 2021 | 9999 |  |  | N | Wind | [13 empty] | 0 | 0 | 0 | 0
West Raymond Wind Farm LLC | 62855_G_WRAYM | 62855 | G | WRAYM |  | Onshore Wind |  | ERC_REST | Texas | 48 | Willacy | 489 | 48489 | 239.8 | 0 | 2021 | 9999 |  |  | N | Wind | [13 empty] | 0 | 0 | 0 | 0
Boiling Springs Wind Farm | 62871_G_BGSPS | 62871 | G | BGSPS |  | Onshore Wind |  | SPP_WEST | Oklahoma | 40 | Woodward | 153 | 40153 | 148.4 | 0 | 2020 | 9999 |  |  | N | Wind | [13 empty] | 0 | 0 | 0 | 0
Raymond Wind Farm, LLC | 62909_G_ERAYM | 62909 | G | ERAYM |  | Onshore Wind |  | ERC_REST | Texas | 48 | Willacy | 489 | 48489 | 200.2 | 0 | 2021 | 9999 |  |  | N | Wind | [13 empty] | 0 | 0 | 0 | 0
Solar Hagerstown | 62912_G_137 | 62912 | G | 137 |  | Solar PV |  | PJM_AP | Maryland | 24 | Washington | 43 | 24043 | 7.5 | 0 | 2020 | 9999 |  |  | N | Solar | [13 empty] | 0 | 0 | 0 | 0
Orchard Windfarm, LLC | 62935_G_OCHW | 62935 | G | OCHW |  | Onshore Wind |  | WECC_PNW | Oregon | 41 | Morrow | 49 | 41049 | 10 | 0 | 2020 | 9999 |  |  | N | Wind | [13 empty] | 0 | 0 | 0 | 0
Bluestone Solar | 62950_G_BLUE1 | 62950 | G | BLUE1 |  | Solar PV |  | PJM_Dom | Virginia | 51 | Mecklenburg | 117 | 51117 | 49.9 | 0 | 2021 | 9999 |  |  | N | Solar | [13 empty] | 0 | 0 | 0 | 0
Cheyenne Ridge Wind Farm | 62952_G_CRW01 | 62952 | G | CRW01 |  | Onshore Wind |  | WECC_CO | Colorado | 8 | Cheyenne | 17 | 08017 | 488 | 0 | 2020 | 9999 |  |  | N | Wind | [13 empty] | 0 | 0 | 0 | 0
Whitehorn Solar | 62959_G_WHIT1 | 62959 | G | WHIT1 |  | Solar PV |  | PJM_Dom | Virginia | 51 | Pittsylvania | 143 | 51143 | 50 | 0 | 2021 | 9999 |  |  | N | Solar | [13 empty] | 0 | 0 | 0 | 0
Syncarpha Leicester Hybrid | 62972_G_SYLEB | 62972 | G | SYLEB |  | Energy Storage |  | NENGREST | Massachusetts | 25 | Worcester | 27 | 25027 | 1.9 | 0 | 2021 | 9999 |  |  | N | Energy Storage | [13 empty] | 0 | 0 | 0 | 0
Syncarpha Leicester Hybrid | 62972_G_SYLES | 62972 | G | SYLES |  | Solar PV |  | NENGREST | Massachusetts | 25 | Worcester | 27 | 25027 | 2.6 | 0 | 2021 | 9999 |  |  | N | Solar | [13 empty] | 0 | 0 | 0 | 0
Syncarpha Halifax Hybrid | 62973_G_SYHAB | 62973 | G | SYHAB |  | Energy Storage |  | NENGREST | Massachusetts | 25 | Plymouth | 23 | 25023 | 1.6 | 0 | 2020 | 9999 |  |  | N | Energy Storage | [13 empty] | 0 | 0 | 0 | 0
Syncarpha Halifax Hybrid | 62973_G_SYHAS | 62973 | G | SYHAS |  | Solar PV |  | NENGREST | Massachusetts | 25 | Plymouth | 23 | 25023 | 1.7 | 0 | 2020 | 9999 |  |  | N | Solar | [13 empty] | 0 | 0 | 0 | 0
Novel DeCook Solar CSG | 62979_G_DECO | 62979 | G | DECO |  | Solar PV |  | MIS_MNWI | Minnesota | 27 | Olmsted | 109 | 27109 | 1 | 0 | 2020 | 9999 |  |  | N | Solar | [13 empty] | 0 | 0 | 0 | 0
Novel Byron Solar CSG | 62985_G_BYRN | 62985 | G | BYRN |  | Solar PV |  | MIS_MNWI | Minnesota | 27 | Olmsted | 109 | 27109 | 1 | 0 | 2020 | 9999 |  |  | N | Solar | [13 empty] | 0 | 0 | 0 | 0
Novel Bartel Solar CSG | 63004_G_BART | 63004 | G | BART |  | Solar PV |  | MIS_MNWI | Minnesota | 27 | Olmsted | 109 | 27109 | 1 | 0 | 2020 | 9999 |  |  | N | Solar | [13 empty] | 0 | 0 | 0 | 0
Novel Haley Solar CSG | 63005_G_HALY | 63005 | G | HALY |  | Solar PV |  | MIS_MNWI | Minnesota | 27 | Waseca | 161 | 27161 | 1 | 0 | 2020 | 9999 |  |  | N | Solar | [13 empty] | 0 | 0 | 0 | 0
W. Orange Rd Solar LLC | 63047_G_HEYES | 63047 | G | HEYES |  | Solar PV |  | NENGREST | Massachusetts | 25 | Franklin | 11 | 25011 | 5 | 0 | 2021 | 9999 |  |  | N | Solar | [13 empty] | 0 | 0 | 0 | 0
Wilbur Woods Solar LLC | 63048_G_DESMO | 63048 | G | DESMO |  | Solar PV |  | NENGREST | Massachusetts | 25 | Franklin | 11 | 25011 | 5 | 0 | 2021 | 9999 |  |  | N | Solar | [13 empty] | 0 | 0 | 0 | 0
CalCity Solar 1 | 63054_G_CALTR | 63054 | G | CALTR |  | Solar PV |  | WECC_SCE | California | 6 | Kern | 29 | 06029 | 3 | 0 | 2019 | 9999 |  |  | N | Solar | [13 empty] | 0 | 0 | 0 | 0
Harmony Road Solar | 63069_G_1823 | 63069 | G | 1823 |  | Solar PV |  | PJM_COMD | Illinois | 17 | McHenry | 111 | 17111 | 1.9 | 0 | 2020 | 9999 |  |  | N | Solar | [13 empty] | 0 | 0 | 0 | 0
Square Barn Solar | 63070_G_1820 | 63070 | G | 1820 |  | Solar PV |  | PJM_COMD | Illinois | 17 | McHenry | 111 | 17111 | 1.5 | 0 | 2020 | 9999 |  |  | N | Solar | [13 empty] | 0 | 0 | 0 | 0
Reed Road Solar | 63071_G_1822 | 63071 | G | 1822 |  | Solar PV |  | PJM_COMD | Illinois | 17 | McHenry | 111 | 17111 | 1.3 | 0 | 2020 | 9999 |  |  | N | Solar | [13 empty] | 0 | 0 | 0 | 0
Eagle Creek | 63078_G_EGCRK | 63078 | G | EGCRK |  | Solar PV |  | WECC_SCE | California | 6 | Kern | 29 | 06029 | 3 | 0 | 2019 | 9999 |  |  | N | Solar | [13 empty] | 0 | 0 | 0 | 0
Caden Energix Pamplin LLC | 63083_G_ENX04 | 63083 | G | ENX04 |  | Solar PV |  | PJM_Dom | Virginia | 51 | Appomattox | 11 | 51011 | 15.7 | 0 | 2020 | 9999 |  |  | N | Solar | [13 empty] | 0 | 0 | 0 | 0
Caden Energix Hickory LLC | 63084_G_ENX02 | 63084 | G | ENX02 |  | Solar PV |  | PJM_Dom | Virginia | 51 | Chesapeake City | 550 | 51550 | 20 | 0 | 2020 | 9999 |  |  | N | Solar | [13 empty] | 0 | 0 | 0 | 0
Caden Energix Hickory LLC | 63084_G_ENX03 | 63084 | G | ENX03 |  | Solar PV |  | PJM_Dom | Virginia | 51 | Chesapeake City | 550 | 51550 | 12 | 0 | 2020 | 9999 |  |  | N | Solar | [13 empty] | 0 | 0 | 0 | 0
Caden Energix Rives Road LLC | 63087_G_ENX01 | 63087 | G | ENX01 |  | Solar PV |  | PJM_Dom | Virginia | 51 | Prince George | 149 | 51149 | 19.7 | 0 | 2020 | 9999 |  |  | N | Solar | [13 empty] | 0 | 0 | 0 | 0
Prairie Hill Wind Project | 63100_G_WTG | 63100 | G | WTG |  | Onshore Wind |  | ERC_REST | Texas | 48 | Limestone | 293 | 48293 | 300 | 0 | 2020 | 9999 |  |  | N | Wind | [13 empty] | 0 | 0 | 0 | 0
Dakota Range III Wind Project | 63102_G_WTG | 63102 | G | WTG |  | Onshore Wind |  | MIS_MAPP | South Dakota | 46 | Grant | 51 | 46051 | 153.6 | 0 | 2021 | 9999 |  |  | N | Wind | [13 empty] | 0 | 0 | 0 | 0
Triple H Wind Project | 63103_G_WTG | 63103 | G | WTG |  | Onshore Wind |  | SPP_WAUE | South Dakota | 46 | Hyde | 69 | 46069 | 250.2 | 0 | 2020 | 9999 |  |  | N | Wind | [13 empty] | 0 | 0 | 0 | 0
King Plains Wind Project | 63104_G_WTG | 63104 | G | WTG |  | Onshore Wind |  | SPP_WEST | Oklahoma | 40 | Garfield | 47 | 40047 | 248.2 | 0 | 2020 | 9999 |  |  | N | Wind | [13 empty] | 0 | 0 | 0 | 0
Syncarpha Taos | 63123_G_SYNTA | 63123 | G | SYNTA |  | Solar PV |  | WECC_NM | New Mexico | 35 | Taos | 55 | 35055 | 3.1 | 0 | 2020 | 9999 |  |  | N | Solar | [13 empty] | 0 | 0 | 0 | 0
Weaver Wind | 63132_G_WEAVR | 63132 | G | WEAVR |  | Onshore Wind |  | NENG_ME | Maine | 23 | Hancock | 9 | 23009 | 72.6 | 0 | 2020 | 9999 |  |  | N | Wind | [13 empty] | 0 | 0 | 0 | 0
AES Tonawanda Solar LLC | 63161_G_TNWDA | 63161 | G | TNWDA |  | Solar PV |  | NY_Z_A | New York | 36 | Erie | 29 | 36029 | 2 | 0 | 2020 | 9999 |  |  | N | Solar | [13 empty] | 0 | 0 | 0 | 0
Imeson Solar | 63186_G_IMESO | 63186 | G | IMESO |  | Solar PV |  | FRCC | Florida | 12 | Duval | 31 | 12031 | 5 | 0 | 2019 | 9999 |  |  | N | Solar | [13 empty] | 0 | 0 | 0 | 0
Arvah B Hopkins | 688_G_IC5 | 688 | G | IC5 |  | Combustion Turbine | IC Engine | FRCC | Florida | 12 | Leon | 73 | 12073 | 18.5 | 9905 | 2020 | 9999 |  |  | N | Natural Gas, Distillate Fuel Oil | [13 empty] | 0.011 | 0.011 | 0.011 | 0.011
Dynegy Moss Landing Power Plant | 260_G_BAT1 | 260 | G | BAT1 |  | Energy Storage |  | WEC_CALN | California | 6 | Monterey | 53 | 06053 | 300 | 0 | 2021 | 9999 |  |  | N | Energy Storage | [13 empty] | 0 | 0 | 0 | 0
Luke Solar | 57324_G_PV1 | 57324 | G | PV1 |  | Solar PV |  | WECC_AZ | Arizona | 4 | Maricopa | 13 | 04013 | 12.8 | 0 | 2015 | 9999 |  |  | N | Solar | [13 empty] | 0 | 0 | 0 | 0
East Blackland Solar Project 1 | 57659_G_PSF | 57659 | G | PSF |  | Solar PV |  | ERC_REST | Texas | 48 | Travis | 453 | 48453 | 144 | 0 | 2021 | 9999 |  |  | N | Solar | [13 empty] | 0 | 0 | 0 | 0
Tissington Solar | 58364_G_MC | 58364 | G | MC |  | Solar PV |  | PJM_EMAC | New Jersey | 34 | Sussex | 37 | 34037 | 3 | 0 | 2019 | 9999 |  |  | N | Solar | [13 empty] | 0 | 0 | 0 | 0
Cassadaga Wind Farm | 58777_G_1 | 58777 | G | 1 |  | Onshore Wind |  | NY_Z_A | New York | 36 | Chautauqua | 13 | 36013 | 124 | 0 | 2021 | 9999 |  |  | N | Wind | [13 empty] | 0 | 0 | 0 | 0
Zimmerman Energy | 59425_G_ZE#4 | 59425 | G | ZE#4 |  | Landfill Gas |  | MIS_INKY | Indiana | 18 | Marshall | 99 | 18099 | 1.4 | 8513 | 2020 | 9999 |  |  | N | Landfill Gas | [13 empty] | 0.09 | 0.09 | 0.09 | 0.09
Borden Solar Farm | 59531_G_BRDN | 59531 | G | BRDN |  | Solar PV |  | WEC_CALN | California | 6 | Madera | 39 | 06039 | 50 | 0 | 2020 | 9999 |  |  | N | Solar | [13 empty] | 0 | 0 | 0 | 0
Coastal Virginia Offshore Wind (CVOW) | 59693_G_OSW1 | 59693 | G | OSW1 |  | Offshore Wind |  | PJM_Dom | Virginia | 51 | Virginia Beach City | 810 | 51810 | 12 | 0 | 2021 | 9999 |  |  | N | Wind | [13 empty] | 0 | 0 | 0 | 0
Boykin PV1 | 59996_G_BOYK1 | 59996 | G | BOYK1 |  | Solar PV |  | S_VACA | North Carolina | 37 | Cumberland | 51 | 37051 | 16 | 0 | 2020 | 9999 |  |  | N | Solar | [13 empty] | 0 | 0 | 0 | 0
High Shoals PV1 | 59997_G_HISHO | 59997 | G | HISHO |  | Solar PV |  | S_VACA | North Carolina | 37 | Gaston | 71 | 37071 | 16 | 0 | 2021 | 9999 |  |  | N | Solar | [13 empty] | 0 | 0 | 0 | 0
Tate Solar | 60160_G_PV1 | 60160 | G | PV1 |  | Solar PV |  | S_VACA | North Carolina | 37 | Nash | 127 | 37127 | 5 | 0 | 2020 | 9999 |  |  | N | Solar | [13 empty] | 0 | 0 | 0 | 0
Eagle Solar | 60161_G_PV1 | 60161 | G | PV1 |  | Solar PV |  | S_VACA | North Carolina | 37 | Warren | 185 | 37185 | 4 | 0 | 2020 | 9999 |  |  | N | Solar | [13 empty] | 0 | 0 | 0 | 0
Robin Solar | 60165_G_PV1 | 60165 | G | PV1 |  | Solar PV |  | S_VACA | North Carolina | 37 | Wayne | 191 | 37191 | 5 | 0 | 2021 | 9999 |  |  | N | Solar | [13 empty] | 0 | 0 | 0 | 0
Cash Solar | 60178_G_PV1 | 60178 | G | PV1 |  | Solar PV |  | S_VACA | North Carolina | 37 | Nash | 127 | 37127 | 5 | 0 | 2020 | 9999 |  |  | N | Solar | [13 empty] | 0 | 0 | 0 | 0
Willard Solar | 60287_G_PV1 | 60287 | G | PV1 |  | Solar PV |  | S_VACA | North Carolina | 37 | Pender | 141 | 37141 | 5 | 0 | 2020 | 9999 |  |  | N | Solar | [13 empty] | 0 | 0 | 0 | 0
White Street Renewables | 60364_G_WSPV | 60364 | G | WSPV |  | Solar PV |  | S_VACA | North Carolina | 37 | Guilford | 81 | 37081 | 3.4 | 0 | 2020 | 9999 |  |  | N | Solar | [13 empty] | 0 | 0 | 0 | 0
Warbler Holdings | 60393_G_PV1 | 60393 | G | PV1 |  | Solar PV |  | S_VACA | North Carolina | 37 | Cleveland | 45 | 37045 | 4 | 0 | 2021 | 9999 |  |  | N | Solar | [13 empty] | 0 | 0 | 0 | 0
American Kings Solar, LLC | 60777_G_GEN01 | 60777 | G | GEN01 |  | Solar PV |  | WEC_CALN | California | 6 | Kings | 31 | 06031 | 128 | 0 | 2020 | 9999 |  |  | N | Solar | [13 empty] | 0 | 0 | 0 | 0
River Terminal Development Solar | 60843_G_RTD6 | 60843 | G | RTD6 |  | Solar PV |  | PJM_EMAC | New Jersey | 34 | Hudson | 17 | 34017 | 0.2 | 0 | 2020 | 9999 |  |  | N | Solar | [13 empty] | 0 | 0 | 0 | 0
Montgomery County | 60925_G_1A | 60925 | G | 1A |  | Combined Cycle |  | MIS_WOTA | Texas | 48 | Montgomery | 339 | 48339 | 250 | 6370 | 2021 | 9999 |  |  | N | Natural Gas, Distillate Fuel Oil | [13 empty] | 0.011 | 0.011 | 0.011 | 0.011
Montgomery County | 60925_G_1B | 60925 | G | 1B |  | Combined Cycle |  | MIS_WOTA | Texas | 48 | Montgomery | 339 | 48339 | 250 | 6370 | 2021 | 9999 |  |  | N | Natural Gas, Distillate Fuel Oil | [13 empty] | 0.011 | 0.011 | 0.011 | 0.011
Montgomery County | 60925_G_1C | 60925 | G | 1C |  | Combined Cycle |  | MIS_WOTA | Texas | 48 | Montgomery | 339 | 48339 | 500 | 6370 | 2021 | 9999 |  |  | N | Natural Gas, Distillate Fuel Oil | [13 empty] | 0.011 | 0.011 | 0.011 | 0.011
RE Maplewood | 61346_G_PV1 | 61346 | G | PV1 |  | Solar PV |  | ERC_WEST | Texas | 48 | Pecos | 371 | 48371 | 222 | 0 | 2021 | 9999 |  |  | N | Solar | [13 empty] | 0 | 0 | 0 | 0
RE Maplewood | 61346_G_PV2 | 61346 | G | PV2 |  | Solar PV |  | ERC_WEST | Texas | 48 | Pecos | 371 | 48371 | 28 | 0 | 2021 | 9999 |  |  | N | Solar | [13 empty] | 0 | 0 | 0 | 0
Pioneer Solar (CO), LLC | 61991_G_PI-QF | 61991 | G | PI-QF |  | Solar PV |  | WECC_CO | Colorado | 8 | Adams | 1 | 08001 | 80 | 0 | 2021 | 9999 |  |  | N | Solar | [13 empty] | 0 | 0 | 0 | 0
Richmond Spider Solar | 62011_G_RMDSS | 62011 | G | RMDSS |  | Solar PV |  | PJM_Dom | Virginia | 51 | Spotsylvania | 177 | 51177 | 20 | 0 | 2020 | 9999 |  |  | N | Solar | [13 empty] | 0 | 0 | 0 | 0
Highlander Solar Station 1 | 62014_G_HLND1 | 62014 | G | HLND1 |  | Solar PV |  | PJM_Dom | Virginia | 51 | Spotsylvania | 177 | 51177 | 165 | 0 | 2020 | 9999 |  |  | N | Solar | [13 empty] | 0 | 0 | 0 | 0
Strauss Wind Farm | 62113_G_ST-CA | 62113 | G | ST-CA |  | Onshore Wind |  | WECC_SCE | California | 6 | Santa Barbara | 83 | 06083 | 98.8 | 0 | 2021 | 9999 |  |  | N | Wind | [13 empty] | 0 | 0 | 0 | 0
Desert Harvest, LLC | 62177_G_DH001 | 62177 | G | DH001 |  | Solar PV |  | WECC_SCE | California | 6 | Riverside | 65 | 06065 | 80 | 0 | 2020 | 9999 |  |  | N | Solar | [13 empty] | 0 | 0 | 0 | 0
Maverick Solar, LLC | 62178_G_MAV01 | 62178 | G | MAV01 |  | Solar PV |  | WECC_SCE | California | 6 | Riverside | 65 | 06065 | 125 | 0 | 2020 | 9999 |  |  | N | Solar | [13 empty] | 0 | 0 | 0 | 0
Hillcrest Solar | 62200_G_HILLC | 62200 | G | HILLC |  | Solar PV |  | PJM_West | Ohio | 39 | Brown | 15 | 39015 | 200 | 0 | 2021 | 9999 |  |  | N | Solar | [13 empty] | 0 | 0 | 0 | 0
Reloj del Sol Wind Farm | 62207_G_RELOJ | 62207 | G | RELOJ |  | Onshore Wind |  | ERC_REST | Texas | 48 | Zapata | 505 | 48505 | 209.4 | 0 | 2021 | 9999 |  |  | N | Wind | [13 empty] | 0 | 0 | 0 | 0
Dearborn Energy Center | 62289_G_GTG-1 | 62289 | G | GTG-1 |  | Combined Cycle |  | MIS_LMI | Michigan | 26 | Wayne | 163 | 26163 | 11.2 | 6370 | 2019 | 9999 |  |  | N | Natural Gas, Distillate Fuel Oil | [13 empty] | 0.011 | 0.011 | 0.011 | 0.011
Dearborn Energy Center | 62289_G_GTG-2 | 62289 | G | GTG-2 |  | Combined Cycle |  | MIS_LMI | Michigan | 26 | Wayne | 163 | 26163 | 11.2 | 6370 | 2019 | 9999 |  |  | N | Natural Gas, Distillate Fuel Oil | [13 empty] | 0.011 | 0.011 | 0.011 | 0.011
Dearborn Energy Center | 62289_G_STG-1 | 62289 | G | STG-1 |  | Combined Cycle |  | MIS_LMI | Michigan | 26 | Wayne | 163 | 26163 | 4.5 | 6370 | 2019 | 9999 |  |  | N | Natural Gas, Distillate Fuel Oil | [13 empty] | 0.011 | 0.011 | 0.011 | 0.011
Prairie State Solar Project | 62420_G_PSS01 | 62420 | G | PSS01 |  | Solar PV |  | MIS_IL | Illinois | 17 | Perry | 145 | 17145 | 99 | 0 | 2021 | 9999 |  |  | N | Solar | [13 empty] | 0 | 0 | 0 | 0
Willow Creek Wind Power LLC | 62431_G_1 | 62431 | G | 1 |  | Onshore Wind |  | SPP_WAUE | South Dakota | 46 | Butte | 19 | 46019 | 103.5 | 0 | 2020 | 9999 |  |  | N | Wind | [13 empty] | 0 | 0 | 0 | 0
Muscle Shoals | 62462_G_GEN01 | 62462 | G | GEN01 |  | Solar PV |  | S_C_TVA | Alabama | 1 | Colbert | 33 | 01033 | 227 | 0 | 2021 | 9999 |  |  | N | Solar | [13 empty] | 0 | 0 | 0 | 0
Crossing Trails Wind Farm | 62489_G_GEN1 | 62489 | G | GEN1 |  | Onshore Wind |  | WECC_CO | Colorado | 8 | Kit Carson | 63 | 08063 | 104 | 0 | 2021 | 9999 |  |  | N | Wind | [13 empty] | 0 | 0 | 0 | 0
Furnace Rd Community Solar Farm | 62508_G_1420 | 62508 | G | 1420 |  | Solar PV |  | NY_Z_B | New York | 36 | Wayne | 117 | 36117 | 3 | 0 | 2020 | 9999 |  |  | N | Solar | [13 empty] | 0 | 0 | 0 | 0
TB Flats | 62516_G_1 | 62516 | G | 1 |  | Onshore Wind |  | WECC_WY | Wyoming | 56 | Carbon | 7 | 56007 | 503.2 | 0 | 2021 | 9999 |  |  | N | Wind | [13 empty] | 0 | 0 | 0 | 0
Roadrunner, LLC | 62561_G_RODR2 | 62561 | G | RODR2 |  | Solar PV |  | ERC_WEST | Texas | 48 | Upton | 461 | 48461 | 200 | 0 | 2020 | 9999 |  |  | N | Solar | [13 empty] | 0 | 0 | 0 | 0
Hill Top Energy Center, LLC | 62565_G_GEN1 | 62565 | G | GEN1 |  | Combined Cycle |  | PJM_AP | Pennsylvania | 42 | Greene | 59 | 42059 | 619.1 | 6370 | 2021 | 9999 |  |  | N | Natural Gas, Distillate Fuel Oil | [13 empty] | 0.011 | 0.011 | 0.011 | 0.011
Ekola Flats | 62591_G_1 | 62591 | G | 1 |  | Onshore Wind |  | WECC_WY | Wyoming | 56 | Carbon | 7 | 56007 | 250.9 | 0 | 2020 | 9999 |  |  | N | Wind | [13 empty] | 0 | 0 | 0 | 0
Headwaters Wind Farm II LLC | 62592_G_HWII | 62592 | G | HWII |  | Onshore Wind |  | PJM_West | Indiana | 18 | Randolph | 135 | 18135 | 200 | 0 | 2021 | 9999 |  |  | N | Wind | [13 empty] | 0 | 0 | 0 | 0
Maiden Creek Solar Power Plant | 62668_G_PV1 | 62668 | G | PV1 |  | Solar PV |  | S_VACA | North Carolina | 37 | Catawba | 35 | 37035 | 69.3 | 0 | 2021 | 9999 |  |  | N | Solar | [13 empty] | 0 | 0 | 0 | 0
Gaston Solar Power Plant | 62669_G_PV1 | 62669 | G | PV1 |  | Solar PV |  | S_VACA | North Carolina | 37 | Gaston | 71 | 37071 | 25 | 0 | 2020 | 9999 |  |  | N | Solar | [13 empty] | 0 | 0 | 0 | 0
Wildcat Creek Wind Farm LLC | 62715_G_WCCWF | 62715 | G | WCCWF |  | Onshore Wind |  | ERC_REST | Texas | 48 | Cooke | 97 | 48097 | 180.1 | 0 | 2021 | 9999 |  |  | N | Wind | [13 empty] | 0 | 0 | 0 | 0
Columbia City Solar Park | 62769_G_SCOLU | 62769 | G | SCOLU |  | Solar PV |  | PJM_West | Indiana | 18 | Whitley | 183 | 18183 | 4.3 | 0 | 2021 | 9999 |  |  | N | Solar | [13 empty] | 0 | 0 | 0 | 0
Coniglio Solar | 62772_G_BTCON | 62772 | G | BTCON |  | Solar PV |  | ERC_REST | Texas | 48 | Fannin | 147 | 48147 | 123.6 | 0 | 2021 | 9999 |  |  | N | Solar | [13 empty] | 0 | 0 | 0 | 0
Rippey Solar | 62773_G_BTCOO | 62773 | G | BTCOO |  | Solar PV |  | ERC_REST | Texas | 48 | Cooke | 97 | 48097 | 59 | 0 | 2020 | 9999 |  |  | N | Solar | [13 empty] | 0 | 0 | 0 | 0
Kellam Solar | 62774_G_BTKEL | 62774 | G | BTKEL |  | Solar PV |  | ERC_REST | Texas | 48 | Van Zandt | 467 | 48467 | 59 | 0 | 2020 | 9999 |  |  | N | Solar | [13 empty] | 0 | 0 | 0 | 0
10 Briggs Solar NG, LLC (East) | 62781_G_02818 | 62781 | G | 02818 |  | Solar PV |  | NENGREST | Rhode Island | 44 | Kent | 3 | 44003 | 5 | 0 | 2021 | 9999 |  |  | N | Solar | [13 empty] | 0 | 0 | 0 | 0
Fern Solar LLC | 62798_G_FERN | 62798 | G | FERN |  | Solar PV |  | S_VACA | North Carolina | 37 | Edgecombe | 65 | 37065 | 100 | 0 | 2020 | 9999 |  |  | N | Solar | [13 empty] | 0 | 0 | 0 | 0
Vallecito | 62801_G_ORN34 | 62801 | G | ORN34 |  | Energy Storage |  | WECC_SCE | California | 6 | Santa Barbara | 83 | 06083 | 10 | 0 | 2021 | 9999 |  |  | N | Energy Storage | [13 empty] | 0 | 0 | 0 | 0
Frontier Windpower II | 62837_G_FW2 | 62837 | G | FW2 |  | Onshore Wind |  | SPP_WEST | Oklahoma | 40 | Kay | 71 | 40071 | 351.8 | 0 | 2021 | 9999 |  |  | N | Wind | [13 empty] | 0 | 0 | 0 | 0
Acorn I Energy Storage LLC | 62874_G_ACOR1 | 62874 | G | ACOR1 |  | Energy Storage |  | WECC_SCE | California | 6 | Ventura | 111 | 06111 | 2 | 0 | 2021 | 9999 |  |  | N | Energy Storage | [13 empty] | 0 | 0 | 0 | 0
Wildcat I Energy Storage LLC | 62875_G_WILD1 | 62875 | G | WILD1 |  | Energy Storage |  | WECC_SCE | California | 6 | Riverside | 65 | 06065 | 3 | 0 | 2021 | 9999 |  |  | N | Energy Storage | [13 empty] | 0 | 0 | 0 | 0
Hecate Energy Johanna Facility | 62889_G_HEGJF | 62889 | G | HEGJF |  | Energy Storage |  | WECC_SCE | California | 6 | Orange | 59 | 06059 | 10 | 0 | 2021 | 9999 |  |  | N | Energy Storage | [13 empty] | 0 | 0 | 0 | 0
Rosewater Wind Farm | 62891_G_ROSEW | 62891 | G | ROSEW |  | Onshore Wind |  | MIS_INKY | Indiana | 18 | White | 181 | 18181 | 102 | 0 | 2020 | 9999 |  |  | N | Wind | [13 empty] | 0 | 0 | 0 | 0
SunEast Watkins Road Solar Project | 62896_G_Q586 | 62896 | G | Q586 |  | Solar PV |  | NY_Z_C&E | New York | 36 | Herkimer | 43 | 36043 | 20 | 0 | 2022 | 9999 |  |  | N | Solar | [13 empty] | 0 | 0 | 0 | 0
East Line Solar | 62899_G_EASTL | 62899 | G | EASTL |  | Solar PV |  | WECC_AZ | Arizona | 4 | Pinal | 21 | 04021 | 100 | 0 | 2020 | 9999 |  |  | N | Solar | [13 empty] | 0 | 0 | 0 | 0
Nassau Solar Center | 62914_G_1 | 62914 | G | 1 |  | Solar PV |  | FRCC | Florida | 12 | Nassau | 89 | 12089 | 74.5 | 0 | 2020 | 9999 |  |  | N | Solar | [13 empty] | 0 | 0 | 0 | 0
Magnolia Springs Solar Center | 62915_G_1 | 62915 | G | 1 |  | Solar PV |  | FRCC | Florida | 12 | Clay | 19 | 12019 | 74.5 | 0 | 2021 | 9999 |  |  | N | Solar | [13 empty] | 0 | 0 | 0 | 0
Trailside Solar Center | 62916_G_1 | 62916 | G | 1 |  | Solar PV |  | FRCC | Florida | 12 | St Johns | 109 | 12109 | 74.5 | 0 | 2020 | 9999 |  |  | N | Solar | [13 empty] | 0 | 0 | 0 | 0
Rodeo Solar Center | 62917_G_1 | 62917 | G | 1 |  | Solar PV |  | FRCC | Florida | 12 | DeSoto | 27 | 12027 | 74.5 | 0 | 2021 | 9999 |  |  | N | Solar | [13 empty] | 0 | 0 | 0 | 0
Orange Blossom Solar Center | 62919_G_1 | 62919 | G | 1 |  | Solar PV |  | FRCC | Florida | 12 | Indian River | 61 | 12061 | 74.5 | 0 | 2021 | 9999 |  |  | N | Solar | [13 empty] | 0 | 0 | 0 | 0
Palm Bay Solar | 62921_G_1 | 62921 | G | 1 |  | Solar PV |  | FRCC | Florida | 12 | Brevard | 9 | 12009 | 74.5 | 0 | 2021 | 9999 |  |  | N | Solar | [13 empty] | 0 | 0 | 0 | 0
Lakeside Solar Center | 62922_G_1 | 62922 | G | 1 |  | Solar PV |  | FRCC | Florida | 12 | Okeechobee | 93 | 12093 | 74.5 | 0 | 2020 | 9999 |  |  | N | Solar | [13 empty] | 0 | 0 | 0 | 0
Union Springs Solar Center | 62923_G_1 | 62923 | G | 1 |  | Solar PV |  | FRCC | Florida | 12 | Union | 125 | 12125 | 74.5 | 0 | 2020 | 9999 |  |  | N | Solar | [13 empty] | 0 | 0 | 0 | 0
Pelican Solar Center | 62924_G_1 | 62924 | G | 1 |  | Solar PV |  | FRCC | Florida | 12 | St Lucie | 111 | 12111 | 74.5 | 0 | 2021 | 9999 |  |  | N | Solar | [13 empty] | 0 | 0 | 0 | 0
Egret Solar Center | 62925_G_1 | 62925 | G | 1 |  | Solar PV |  | FRCC | Florida | 12 | Baker | 3 | 12003 | 74.5 | 0 | 2020 | 9999 |  |  | N | Solar | [13 empty] | 0 | 0 | 0 | 0
Rattlesnake | 62936_G_RAT | 62936 | G | RAT |  | Onshore Wind |  | WECC_PNW | Washington | 53 | Adams | 1 | 53001 | 144 | 0 | 2020 | 9999 |  |  | N | Wind | [13 empty] | 0 | 0 | 0 | 0
Novel Schmoll Farms Solar CSG | 62982_G_SCHM | 62982 | G | SCHM |  | Solar PV |  | MIS_MNWI | Minnesota | 27 | Dodge | 39 | 27039 | 1 | 0 | 2020 | 9999 |  |  | N | Solar | [13 empty] | 0 | 0 | 0 | 0
Novel Jewison Solar CSG | 62984_G_JEWI | 62984 | G | JEWI |  | Solar PV |  | MIS_MNWI | Minnesota | 27 | Waseca | 161 | 27161 | 1 | 0 | 2020 | 9999 |  |  | N | Solar | [13 empty] | 0 | 0 | 0 | 0
Novel Kanewischer Solar CSG | 62986_G_KANE | 62986 | G | KANE |  | Solar PV |  | MIS_MNWI | Minnesota | 27 | Waseca | 161 | 27161 | 1 | 0 | 2020 | 9999 |  |  | N | Solar | [13 empty] | 0 | 0 | 0 | 0
Wildflower Solar 1 | 62988_G_CAWF1 | 62988 | G | CAWF1 |  | Solar PV |  | WEC_BANC | California | 6 | Sacramento | 67 | 06067 | 13 | 0 | 2020 | 9999 |  |  | N | Solar | [13 empty] | 0 | 0 | 0 | 0
Spring Hope Solar 3, LLC | 62997_G_PGR09 | 62997 | G | PGR09 |  | Solar PV |  | S_VACA | North Carolina | 37 | Nash | 127 | 37127 | 4.9 | 0 | 2020 | 9999 |  |  | N | Solar | [13 empty] | 0 | 0 | 0 | 0
Novel MNDot Solar CSG | 63007_G_MNDT | 63007 | G | MNDT |  | Solar PV |  | MIS_MNWI | Minnesota | 27 | Washington | 163 | 27163 | 1 | 0 | 2020 | 9999 |  |  | N | Solar | [13 empty] | 0 | 0 | 0 | 0
Novel Winegar Partnership Solar CSG | 63008_G_WINE | 63008 | G | WINE |  | Solar PV |  | MIS_MNWI | Minnesota | 27 | Waseca | 161 | 27161 | 1 | 0 | 2021 | 9999 |  |  | N | Solar | [13 empty] | 0 | 0 | 0 | 0
Novel Peter Solar CSG | 63009_G_PETR | 63009 | G | PETR |  | Solar PV |  | MIS_MNWI | Minnesota | 27 | Le Sueur | 79 | 27079 | 1 | 0 | 2021 | 9999 |  |  | N | Solar | [13 empty] | 0 | 0 | 0 | 0
Novel Benedix Solar CSG | 63010_G_BNDX | 63010 | G | BNDX |  | Solar PV |  | MIS_MNWI | Minnesota | 27 | Dodge | 39 | 27039 | 1 | 0 | 2020 | 9999 |  |  | N | Solar | [13 empty] | 0 | 0 | 0 | 0
Mooseheart School Solar | 63073_G_1817 | 63073 | G | 1817 |  | Solar PV |  | PJM_COMD | Illinois | 17 | Kane | 89 | 17089 | 2 | 0 | 2020 | 9999 |  |  | N | Solar | [13 empty] | 0 | 0 | 0 | 0
Twittys Creek Solar, LLC | 63077_G_VATC | 63077 | G | VATC |  | Solar PV |  | PJM_Dom | Virginia | 51 | Charlotte | 37 | 51037 | 13.8 | 0 | 2020 | 9999 |  |  | N | Solar | [13 empty] | 0 | 0 | 0 | 0
Las Lomas Wind Project | 63101_G_WTG | 63101 | G | WTG |  | Onshore Wind |  | ERC_REST | Texas | 48 | Zapata | 505 | 48505 | 201.6 | 0 | 2020 | 9999 |  |  | N | Wind | [13 empty] | 0 | 0 | 0 | 0
Discovery Solar Center | 63109_G_1 | 63109 | G | 1 |  | Solar PV |  | FRCC | Florida | 12 | Brevard | 9 | 12009 | 74.5 | 0 | 2021 | 9999 |  |  | N | Solar | [13 empty] | 0 | 0 | 0 | 0
Sabal Palm Solar Center | 63110_G_1 | 63110 | G | 1 |  | Solar PV |  | FRCC | Florida | 12 | Palm Beach | 99 | 12099 | 74.5 | 0 | 2021 | 9999 |  |  | N | Solar | [13 empty] | 0 | 0 | 0 | 0
Mohave County Wind Farm | 63114_G_MCWF | 63114 | G | MCWF |  | Onshore Wind |  | WECC_AZ | Arizona | 4 | Mohave | 15 | 04015 | 350 | 0 | 2020 | 9999 |  |  | N | Wind | [13 empty] | 0 | 0 | 0 | 0
Bio-Rad | 63189_G_BIORD | 63189 | G | BIORD |  | Solar PV |  | WEC_CALN | California | 6 | Contra Costa | 13 | 06013 | 2.4 | 0 | 2021 | 9999 |  |  | N | Solar | [13 empty] | 0 | 0 | 0 | 0
Hopkinton Phase 2 | 63191_G_HTP2 | 63191 | G | HTP2 |  | Solar PV |  | NENGREST | Rhode Island | 44 | Washington | 9 | 44009 | 2.5 | 0 | 2020 | 9999 |  |  | N | Solar | [13 empty] | 0 | 0 | 0 | 0
ACCP NJ 1 | 63198_G_ACCP1 | 63198 | G | ACCP1 |  | Solar PV |  | PJM_EMAC | New Jersey | 34 | Sussex | 37 | 34037 | 1.2 | 0 | 2020 | 9999 |  |  | N | Solar | [13 empty] | 0 | 0 | 0 | 0
USS Dot Com Solar LLC CSG | 63215_G_DOTCM | 63215 | G | DOTCM |  | Solar PV |  | MIS_MNWI | Minnesota | 27 | Redwood | 127 | 27127 | 1.4 | 0 | 2021 | 9999 |  |  | N | Solar | [13 empty] | 0 | 0 | 0 | 0
Novel Debra Solar LLC CSG | 63247_G_DEBRA | 63247 | G | DEBRA |  | Solar PV |  | MIS_MNWI | Minnesota | 27 | Dodge | 39 | 27039 | 1 | 0 | 2020 | 9999 |  |  | N | Solar | [13 empty] | 0 | 0 | 0 | 0
Novel Wayne Solar LLC CSG | 63249_G_WAYNE | 63249 | G | WAYNE |  | Solar PV |  | MIS_MNWI | Minnesota | 27 | Dodge | 39 | 27039 | 1 | 0 | 2021 | 9999 |  |  | N | Solar | [13 empty] | 0 | 0 | 0 | 0
2W Permian Solar Project | 63255_G_2WPBA | 63255 | G | 2WPBA |  | Energy Storage |  | ERC_WEST | Texas | 48 | Andrews | 3 | 48003 | 40 | 0 | 2021 | 9999 |  |  | N | Energy Storage | [13 empty] | 0 | 0 | 0 | 0
2W Permian Solar Project | 63255_G_2WPSO | 63255 | G | 2WPSO |  | Solar PV |  | ERC_WEST | Texas | 48 | Andrews | 3 | 48003 | 420 | 0 | 2021 | 9999 |  |  | N | Solar | [13 empty] | 0 | 0 | 0 | 0
Aurora Wind Project | 63258_G_AURWP | 63258 | G | AURWP |  | Onshore Wind |  | SPP_WAUE | North Dakota | 38 | Williams | 105 | 38105 | 298.8 | 0 | 2021 | 9999 |  |  | N | Wind | [13 empty] | 0 | 0 | 0 | 0
Crowned Ridge Wind II Energy Center | 63269_G_CRW2 | 63269 | G | CRW2 |  | Onshore Wind |  | SPP_WAUE | South Dakota | 46 | Codington | 29 | 46029 | 200.6 | 0 | 2020 | 9999 |  |  | N | Wind | [13 empty] | 0 | 0 | 0 | 0
Cerro Gordo Wind Farm | 63287_G_CGWF | 63287 | G | CGWF |  | Onshore Wind |  | MIS_IA | Iowa | 19 | Cerro Gordo | 33 | 19033 | 42 | 0 | 2020 | 9999 |  |  | N | Wind | [13 empty] | 0 | 0 | 0 | 0
Allium Community Solar Garden, LLC | 63304_G_ALIUM | 63304 | G | ALIUM |  | Solar PV |  | MIS_MNWI | Minnesota | 27 | Stearns | 145 | 27145 | 1 | 0 | 2021 | 9999 |  |  | N | Solar | [13 empty] | 0 | 0 | 0 | 0
Aster Community Solar Garden, LLC | 63305_G_ASTER | 63305 | G | ASTER |  | Solar PV |  | MIS_MNWI | Minnesota | 27 | Kandiyohi | 67 | 27067 | 1 | 0 | 2020 | 9999 |  |  | N | Solar | [13 empty] | 0 | 0 | 0 | 0
Marigold Community Solar Garden, LLC | 63308_G_MGOLD | 63308 | G | MGOLD |  | Solar PV |  | MIS_MNWI | Minnesota | 27 | Le Sueur | 79 | 27079 | 1 | 0 | 2021 | 9999 |  |  | N | Solar | [13 empty] | 0 | 0 | 0 | 0
Honeysuckle Solar, LLC | 63309_G_HONEY | 63309 | G | HONEY |  | Solar PV |  | MIS_MNWI | Minnesota | 27 | McLeod | 85 | 27085 | 1 | 0 | 2021 | 9999 |  |  | N | Solar | [13 empty] | 0 | 0 | 0 | 0
Lantana Solar, LLC | 63311_G_LANTA | 63311 | G | LANTA |  | Solar PV |  | MIS_MNWI | Minnesota | 27 | Redwood | 127 | 27127 | 1 | 0 | 2021 | 9999 |  |  | N | Solar | [13 empty] | 0 | 0 | 0 | 0
Hyacinth Solar, LLC | 63312_G_HYCIN | 63312 | G | HYCIN |  | Solar PV |  | MIS_MNWI | Minnesota | 27 | Dakota | 37 | 27037 | 1 | 0 | 2020 | 9999 |  |  | N | Solar | [13 empty] | 0 | 0 | 0 | 0
Coral Bells Solar, LLC | 63313_G_CORAL | 63313 | G | CORAL |  | Solar PV |  | MIS_MNWI | Minnesota | 27 | Chisago | 25 | 27025 | 1 | 0 | 2020 | 9999 |  |  | N | Solar | [13 empty] | 0 | 0 | 0 | 0
Primrose Solar, LLC | 63314_G_PROSE | 63314 | G | PROSE |  | Solar PV |  | MIS_MNWI | Minnesota | 27 | Blue Earth | 13 | 27013 | 1 | 0 | 2021 | 9999 |  |  | N | Solar | [13 empty] | 0 | 0 | 0 | 0
Kerria Solar, LLC | 63315_G_KERIA | 63315 | G | KERIA |  | Solar PV |  | MIS_MNWI | Minnesota | 27 | Renville | 129 | 27129 | 1 | 0 | 2020 | 9999 |  |  | N | Solar | [13 empty] | 0 | 0 | 0 | 0
Geranium Solar, LLC | 63317_G_GERNM | 63317 | G | GERNM |  | Solar PV |  | MIS_MNWI | Minnesota | 27 | Kandiyohi | 67 | 27067 | 1 | 0 | 2020 | 9999 |  |  | N | Solar | [13 empty] | 0 | 0 | 0 | 0
Bellflower Solar, LLC | 63318_G_BELLF | 63318 | G | BELLF |  | Solar PV |  | MIS_MNWI | Minnesota | 27 | Stearns | 145 | 27145 | 1 | 0 | 2020 | 9999 |  |  | N | Solar | [13 empty] | 0 | 0 | 0 | 0
Iris Solar, LLC (MN) | 63319_G_IRIS | 63319 | G | IRIS |  | Solar PV |  | MIS_MNWI | Minnesota | 27 | Nicollet | 103 | 27103 | 1 | 0 | 2020 | 9999 |  |  | N | Solar | [13 empty] | 0 | 0 | 0 | 0
Bingham Solar, LLC | 63321_G_BINGH | 63321 | G | BINGH |  | Solar PV |  | MIS_LMI | Michigan | 26 | Clinton | 37 | 26037 | 20 | 0 | 2020 | 9999 |  |  | N | Solar | [13 empty] | 0 | 0 | 0 | 0
Temperance Solar, LLC | 63322_G_TEMPR | 63322 | G | TEMPR |  | Solar PV |  | MIS_LMI | Michigan | 26 | Monroe | 115 | 26115 | 20 | 0 | 2020 | 9999 |  |  | N | Solar | [13 empty] | 0 | 0 | 0 | 0
Juno Solar Project | 63328_G_IPJNO | 63328 | G | IPJNO |  | Solar PV |  | ERC_WEST | Texas | 48 | Borden | 33 | 48033 | 141 | 0 | 2021 | 9999 |  |  | N | Solar | [13 empty] | 0 | 0 | 0 | 0
Bluebell Solar II | 63351_G_BBS2 | 63351 | G | BBS2 |  | Solar PV |  | ERC_WEST | Texas | 48 | Sterling | 431 | 48431 | 115 | 0 | 2020 | 9999 |  |  | N | Solar | [13 empty] | 0 | 0 | 0 | 0
Wapello Solar LLC | 63378_G_WAPLO | 63378 | G | WAPLO |  | Solar PV |  | MIS_MIDA | Iowa | 19 | Louisa | 115 | 19115 | 100 | 0 | 2021 | 9999 |  |  | N | Solar | [13 empty] | 0 | 0 | 0 | 0
Jordan Creek Wind Farm, LLC | 63389_G_JCW | 63389 | G | JCW |  | Onshore Wind |  | MIS_INKY | Indiana | 18 | Warren | 171 | 18171 | 398.6 | 0 | 2020 | 9999 |  |  | N | Wind | [13 empty] | 0 | 0 | 0 | 0
Galesburg Solar Array | 63399_G_GWA01 | 63399 | G | GWA01 |  | Solar PV |  | MIS_IL | Illinois | 17 | Henderson | 71 | 17071 | 1.4 | 0 | 2020 | 9999 |  |  | N | Solar | [13 empty] | 0 | 0 | 0 | 0
Corriedale Wind Energy | 63436_G_WTG | 63436 | G | WTG |  | Onshore Wind |  | WECC_WY | Wyoming | 56 | Laramie | 21 | 56021 | 52.5 | 0 | 2020 | 9999 |  |  | N | Wind | [13 empty] | 0 | 0 | 0 | 0
Sun Stream 2 | 63440_G_GEN01 | 63440 | G | GEN01 |  | Solar PV |  | WECC_AZ | Arizona | 4 | Maricopa | 13 | 04013 | 150 | 0 | 2021 | 9999 |  |  | N | Solar | [13 empty] | 0 | 0 | 0 | 0
Monroe Solar Farm, LLC | 63451_G_MONR1 | 63451 | G | MONR1 |  | Solar PV |  | PJM_EMAC | New Jersey | 34 | Middlesex | 23 | 34023 | 13.1 | 0 | 2020 | 9999 |  |  | N | Solar | [13 empty] | 0 | 0 | 0 | 0
Point Wind | 63482_G_PW1 | 63482 | G | PW1 |  | Onshore Wind |  | WECC_SCE | California | 6 | Kern | 29 | 06029 | 64.5 | 0 | 2021 | 9999 |  |  | N | Wind | [13 empty] | 0 | 0 | 0 | 0
Durrance | 63495_G_1 | 63495 | G | 1 |  | Solar PV |  | FRCC | Florida | 12 | Polk | 105 | 12105 | 60 | 0 | 2021 | 9999 |  |  | N | Solar | [13 empty] | 0 | 0 | 0 | 0
Copper Mountain Solar 5, LLC | 63504_G_CM5-1 | 63504 | G | CM5-1 |  | Solar PV |  | WECC_SNV | Nevada | 32 | Clark | 3 | 32003 | 250 | 0 | 2021 | 9999 |  |  | N | Solar | [13 empty] | 0 | 0 | 0 | 0
Santa Fe Solar Power Plant | 63517_G_PV1 | 63517 | G | PV1 |  | Solar PV |  | FRCC | Florida | 12 | Alachua | 1 | 12001 | 74.9 | 0 | 2021 | 9999 |  |  | N | Solar | [13 empty] | 0 | 0 | 0 | 0
Twin Rivers Solar Power Plant | 63518_G_PV1 | 63518 | G | PV1 |  | Solar PV |  | FRCC | Florida | 12 | Hamilton | 47 | 12047 | 74.9 | 0 | 2021 | 9999 |  |  | N | Solar | [13 empty] | 0 | 0 | 0 | 0
CED Crane Solar | 63519_G_CRN1 | 63519 | G | CRN1 |  | Solar PV |  | ERC_WEST | Texas | 48 | Crane | 103 | 48103 | 150 | 0 | 2020 | 9999 |  |  | N | Solar | [13 empty] | 0 | 0 | 0 | 0
Water Strider Solar | 63549_G_WSS | 63549 | G | WSS |  | Solar PV |  | PJM_Dom | Virginia | 51 | Halifax | 83 | 51083 | 80 | 0 | 2021 | 9999 |  |  | N | Solar | [13 empty] | 0 | 0 | 0 | 0
HWY 158 PV | 63566_G_HW158 | 63566 | G | HW158 |  | Solar PV |  | PJM_Dom | North Carolina | 37 | Hertford | 91 | 37091 | 9 | 0 | 2020 | 9999 |  |  | N | Solar | [13 empty] | 0 | 0 | 0 | 0
Sagamore Wind | 63578_G_SWF01 | 63578 | G | SWF01 |  | Onshore Wind |  | SPP_SPS | New Mexico | 35 | Roosevelt | 41 | 35041 | 522 | 0 | 2020 | 9999 |  |  | N | Wind | [13 empty] | 0 | 0 | 0 | 0
NY3 Battery | 63585_G_NY3 | 63585 | G | NY3 |  | Energy Storage |  | NY_Z_G-I | New York | 36 | Rockland | 87 | 36087 | 3 | 0 | 2020 | 9999 |  |  | N | Energy Storage | [13 empty] | 0 | 0 | 0 | 0
John R Kelly | 664_G_8.2 | 664 | G | 8.2 |  | Combined Cycle |  | FRCC | Florida | 12 | Alachua | 1 | 12001 | 37.5 | 6370 | 2021 | 9999 |  |  | N | Natural Gas, Distillate Fuel Oil | [13 empty] | 0.011 | 0.011 | 0.011 | 0.011
Bayou Cogen Plant | 10298_G_GT4 | 10298 | G | GT4 |  | Combustion Turbine |  | ERC_REST | Texas | 48 | Harris | 201 | 48201 | 75 | 9905 | 2015 | 9999 |  |  | N | Natural Gas, Distillate Fuel Oil | [13 empty] | 0.011 | 0.011 | 0.011 | 0.011
Chester Operations | 50410_G_6A | 50410 | G | 6A |  | Combined Cycle |  | PJM_EMAC | Pennsylvania | 42 | Delaware | 45 | 42045 | 14.1 | 6370 | 2020 | 9999 |  |  | N | Natural Gas, Distillate Fuel Oil | [13 empty] | 0.011 | 0.011 | 0.011 | 0.011
Chester Operations | 50410_G_7 | 50410 | G | 7 |  | Combined Cycle |  | PJM_EMAC | Pennsylvania | 42 | Delaware | 45 | 42045 | 14.1 | 6370 | 2020 | 9999 |  |  | N | Natural Gas, Distillate Fuel Oil | [13 empty] | 0.011 | 0.011 | 0.011 | 0.011
Chester Operations | 50410_G_7A | 50410 | G | 7A |  | Combined Cycle |  | PJM_EMAC | Pennsylvania | 42 | Delaware | 45 | 42045 | 14.1 | 6370 | 2020 | 9999 |  |  | N | Natural Gas, Distillate Fuel Oil | [13 empty] | 0.011 | 0.011 | 0.011 | 0.011
Washington Parish Energy Center | 55486_G_CTG01 | 55486 | G | CTG01 |  | Combustion Turbine |  | MIS_AMSO | Louisiana | 22 | Washington | 117 | 22117 | 182.2 | 9905 | 2020 | 9999 |  |  | N | Natural Gas, Distillate Fuel Oil | [13 empty] | 0.011 | 0.011 | 0.011 | 0.011
Washington Parish Energy Center | 55486_G_CTG02 | 55486 | G | CTG02 |  | Combustion Turbine |  | MIS_AMSO | Louisiana | 22 | Washington | 117 | 22117 | 182.2 | 9905 | 2020 | 9999 |  |  | N | Natural Gas, Distillate Fuel Oil | [13 empty] | 0.011 | 0.011 | 0.011 | 0.011
Gordon Butte Wind LLC | 57748_G_DAW | 57748 | G | DAW |  | Onshore Wind |  | WECC_MT | Montana | 30 | Meagher | 59 | 30059 | 2.7 | 0 | 2018 | 9999 |  |  | N | Wind | [13 empty] | 0 | 0 | 0 | 0
Gordon Butte Wind LLC | 57748_G_OSR | 57748 | G | OSR |  | Onshore Wind |  | WECC_MT | Montana | 30 | Meagher | 59 | 30059 | 2.7 | 0 | 2018 | 9999 |  |  | N | Wind | [13 empty] | 0 | 0 | 0 | 0
Gordon Butte Wind LLC | 57748_G_SOR | 57748 | G | SOR |  | Onshore Wind |  | WECC_MT | Montana | 30 | Meagher | 59 | 30059 | 2.7 | 0 | 2018 | 9999 |  |  | N | Wind | [13 empty] | 0 | 0 | 0 | 0
CBS Television City | 58253_G_GEN2 | 58253 | G | GEN2 |  | Fuel Cell |  | WEC_LADW | California | 6 | Los Angeles | 37 | 06037 | 0.4 | 6469 | 2013 | 9999 |  |  | N | Natural Gas | [13 empty] | 0 | 0 | 0 | 0
CBS Television City | 58253_G_GEN3 | 58253 | G | GEN3 |  | Fuel Cell |  | WEC_LADW | California | 6 | Los Angeles | 37 | 06037 | 0.4 | 6469 | 2013 | 9999 |  |  | N | Natural Gas | [13 empty] | 0 | 0 | 0 | 0
CBS Television City | 58253_G_GEN4 | 58253 | G | GEN4 |  | Fuel Cell |  | WEC_LADW | California | 6 | Los Angeles | 37 | 06037 | 0.4 | 6469 | 2013 | 9999 |  |  | N | Natural Gas | [13 empty] | 0 | 0 | 0 | 0
Silicon Valley Clean Water | 60249_G_BES | 60249 | G | BES |  | Energy Storage |  | WEC_CALN | California | 6 | San Mateo | 81 | 06081 | 1 | 0 | 2020 | 9999 |  |  | N | Energy Storage | [13 empty] | 0 | 0 | 0 | 0
Greenville | 60512_G_SO073 | 60512 | G | SO073 |  | Solar PV |  | S_SOU | Georgia | 13 | Meriwether | 199 | 13199 | 1 | 0 | 2014 | 9999 |  |  | N | Solar | [13 empty] | 0 | 0 | 0 | 0
Richland | 60513_G_SO076 | 60513 | G | SO076 |  | Solar PV |  | S_SOU | Georgia | 13 | Stewart | 259 | 13259 | 1 | 0 | 2014 | 9999 |  |  | N | Solar | [13 empty] | 0 | 0 | 0 | 0
Vidalia Water Treatment Plant | 60515_G_SO048 | 60515 | G | SO048 |  | Solar PV |  | S_SOU | Georgia | 13 | Lowndes | 185 | 13185 | 1 | 0 | 2014 | 9999 |  |  | N | Solar | [13 empty] | 0 | 0 | 0 | 0
Stanton Energy Reliability Center Hybrid | 60698_G_BESS1 | 60698 | G | BESS1 |  | Energy Storage |  | WECC_SCE | California | 6 | Orange | 59 | 06059 | 10 | 0 | 2020 | 9999 |  |  | N | Energy Storage | [13 empty] | 0 | 0 | 0 | 0
Stanton Energy Reliability Center Hybrid | 60698_G_BESS2 | 60698 | G | BESS2 |  | Energy Storage |  | WECC_SCE | California | 6 | Orange | 59 | 06059 | 10 | 0 | 2020 | 9999 |  |  | N | Energy Storage | [13 empty] | 0 | 0 | 0 | 0
Pegasus Wind | 61916_G_PWEC2 | 61916 | G | PWEC2 |  | Onshore Wind |  | MIS_LMI | Michigan | 26 | Tuscola | 157 | 26157 | 130 | 0 | 2020 | 9999 |  |  | N | Wind | [13 empty] | 0 | 0 | 0 | 0
Garfield Solar | 62680_G_GARFE | 62680 | G | GARFE |  | Solar PV |  | PJM_EMAC | New Jersey | 34 | Bergen | 3 | 34003 | 0.4 | 0 | 2019 | 9999 |  |  | N | Solar | [13 empty] | 0 | 0 | 0 | 0
Garfield Solar | 62680_G_GARFN | 62680 | G | GARFN |  | Solar PV |  | PJM_EMAC | New Jersey | 34 | Bergen | 3 | 34003 | 0.8 | 0 | 2019 | 9999 |  |  | N | Solar | [13 empty] | 0 | 0 | 0 | 0
CED Northampton Solar LLC Hybrid | 62695_G_NSES | 62695 | G | NSES |  | Energy Storage |  | NENGREST | Massachusetts | 25 | Hampshire | 15 | 25015 | 2.3 | 0 | 2020 | 9999 |  |  | N | Energy Storage | [13 empty] | 0 | 0 | 0 | 0
Finchville Solar, LLC Hybrid | 62999_G_BESS | 62999 | G | BESS |  | Energy Storage |  | NY_Z_G-I | New York | 36 | Orange | 71 | 36071 | 3 | 0 | 2020 | 9999 |  |  | N | Energy Storage | [13 empty] | 0 | 0 | 0 | 0
RT 52 Walden Solar 1, LLC Hybrid | 63000_G_BESS | 63000 | G | BESS |  | Energy Storage |  | NY_Z_G-I | New York | 36 | Orange | 71 | 36071 | 4 | 0 | 2020 | 9999 |  |  | N | Energy Storage | [13 empty] | 0 | 0 | 0 | 0
Cronin Road Solar 1, LLC CSG Hybrid | 63011_G_BESS | 63011 | G | BESS |  | Energy Storage |  | NENGREST | Massachusetts | 25 | Worcester | 27 | 25027 | 1.5 | 0 | 2020 | 9999 |  |  | N | Energy Storage | [13 empty] | 0 | 0 | 0 | 0
Ryan Road Solar LLC Hybrid | 63044_G_BESS | 63044 | G | BESS |  | Energy Storage |  | NENGREST | Massachusetts | 25 | Worcester | 27 | 25027 | 4.3 | 0 | 2021 | 9999 |  |  | N | Energy Storage | [13 empty] | 0 | 0 | 0 | 0
Palo Alto Wind Farm | 63053_G_PAWF2 | 63053 | G | PAWF2 |  | Onshore Wind |  | MIS_IA | Iowa | 19 | Palo Alto | 147 | 19147 | 90 | 0 | 2020 | 9999 |  |  | N | Wind | [13 empty] | 0 | 0 | 0 | 0
Sydney Solar | 63244_G_SYDN | 63244 | G | SYDN |  | Solar PV |  | NENG_CT | Connecticut | 9 | Windham | 15 | 09015 | 2 | 0 | 2020 | 9999 |  |  | N | Solar | [13 empty] | 0 | 0 | 0 | 0
Dickinson Solar (CT) | 63245_G_DCKN | 63245 | G | DCKN |  | Solar PV |  | NENG_CT | Connecticut | 9 | Windham | 15 | 09015 | 2 | 0 | 2020 | 9999 |  |  | N | Solar | [13 empty] | 0 | 0 | 0 | 0
Partridge Hill Solar Hybrid | 63264_G_BATT | 63264 | G | BATT |  | Energy Storage |  | NENGREST | Massachusetts | 25 | Worcester | 27 | 25027 | 1.3 | 0 | 2020 | 9999 |  |  | N | Energy Storage | [13 empty] | 0 | 0 | 0 | 0
La Chalupa, LLC | 63624_G_LC | 63624 | G | LC |  | Onshore Wind |  | ERC_REST | Texas | 48 | Cameron | 61 | 48061 | 198.5 | 0 | 2021 | 9999 |  |  | N | Wind | [13 empty] | 0 | 0 | 0 | 0
IGS FE Trenton, LLC | 63626_G_229 | 63626 | G | 229 |  | Solar PV |  | PJM_EMAC | New Jersey | 34 | Mercer | 21 | 34021 | 1.5 | 0 | 2020 | 9999 |  |  | N | Solar | [13 empty] | 0 | 0 | 0 | 0
Scenic Hill Solar IV, LLC | 63627_G_252 | 63627 | G | 252 |  | Solar PV |  | SPP_WEST | Arkansas | 5 | Johnson | 71 | 05071 | 2.2 | 0 | 2019 | 9999 |  |  | N | Solar | [13 empty] | 0 | 0 | 0 | 0
Hydra Community Solar Garden, LLC (CSG) | 63629_G_HYDRA | 63629 | G | HYDRA |  | Solar PV |  | MIS_MNWI | Minnesota | 27 | Rice | 131 | 27131 | 1 | 0 | 2020 | 9999 |  |  | N | Solar | [13 empty] | 0 | 0 | 0 | 0
Pleasanton - Amador Valley High School | 63630_G_AVHS | 63630 | G | AVHS |  | Solar PV |  | WEC_CALN | California | 6 | Alameda | 1 | 06001 | 1.1 | 0 | 2019 | 9999 |  |  | N | Solar | [13 empty] | 0 | 0 | 0 | 0
Crown | 63635_G_CROWN | 63635 | G | CROWN |  | Solar PV |  | S_VACA | South Carolina | 45 | Lancaster | 57 | 45057 | 3 | 0 | 2020 | 9999 |  |  | N | Solar | [13 empty] | 0 | 0 | 0 | 0
Fort Rock I | 63636_G_FR1 | 63636 | G | FR1 |  | Solar PV |  | WECC_PNW | Oregon | 41 | Lake | 37 | 41037 | 9.9 | 0 | 2020 | 9999 |  |  | N | Solar | [13 empty] | 0 | 0 | 0 | 0
One Patriot | 63637_G_TKG00 | 63637 | G | TKG00 |  | Fuel Cell |  | NENGREST | Massachusetts | 25 | Norfolk | 21 | 25021 | 2 | 6469 | 2019 | 9999 |  |  | N | Natural Gas | [13 empty] | 0 | 0 | 0 | 0
Costco Lake Drive | 63638_G_CTC13 | 63638 | G | CTC13 |  | Fuel Cell |  | WEC_CALN | California | 6 | San Joaquin | 77 | 06077 | 2.6 | 6469 | 2019 | 9999 |  |  | N | Natural Gas | [13 empty] | 0 | 0 | 0 | 0
Contrail Wind Farm | 63639_G_COWF | 63639 | G | COWF |  | Onshore Wind |  | MIS_IA | Iowa | 19 | Taylor | 173 | 19173 | 112.4 | 0 | 2020 | 9999 |  |  | N | Wind | [13 empty] | 0 | 0 | 0 | 0
Southern Hills Wind Farm | 63640_G_SHWF | 63640 | G | SHWF |  | Onshore Wind |  | MIS_IA | Iowa | 19 | Union | 175 | 19175 | 254.1 | 0 | 2021 | 9999 |  |  | N | Wind | [13 empty] | 0 | 0 | 0 | 0
Diamond Trail Wind Farm | 63641_G_DTWF | 63641 | G | DTWF |  | Onshore Wind |  | MIS_IA | Iowa | 19 | Iowa | 95 | 19095 | 252.5 | 0 | 2020 | 9999 |  |  | N | Wind | [13 empty] | 0 | 0 | 0 | 0
Dunn Road Solar | 63642_G_W9736 | 63642 | G | W9736 |  | Solar PV |  | WECC_PNW | Oregon | 41 | Clackamas | 5 | 41005 | 1.8 | 0 | 2021 | 9999 |  |  | N | Solar | [13 empty] | 0 | 0 | 0 | 0
North Central Bronx Hospital | 63643_G_EG1 | 63643 | G | EG1 |  | Combustion Turbine | IC Engine | NY_Z_J | New York | 36 | Bronx | 5 | 36005 | 0.8 | 9905 | 2000 | 9999 |  |  | N | Natural Gas, Distillate Fuel Oil | [13 empty] | 0.011 | 0.011 | 0.011 | 0.011
North Central Bronx Hospital | 63643_G_EG2 | 63643 | G | EG2 |  | Combustion Turbine | IC Engine | NY_Z_J | New York | 36 | Bronx | 5 | 36005 | 0.8 | 9905 | 2000 | 9999 |  |  | N | Natural Gas, Distillate Fuel Oil | [13 empty] | 0.011 | 0.011 | 0.011 | 0.011
Wyckoff Heights Medical Center | 63644_G_CT800 | 63644 | G | CT800 |  | Combustion Turbine | IC Engine | NY_Z_J | New York | 36 | Kings | 47 | 36047 | 0.8 | 9905 | 1994 | 9999 |  |  | N | Natural Gas, Distillate Fuel Oil | [13 empty] | 0.011 | 0.011 | 0.011 | 0.011
Wyckoff Heights Medical Center | 63644_G_KT800 | 63644 | G | KT800 |  | Combustion Turbine | IC Engine | NY_Z_J | New York | 36 | Kings | 47 | 36047 | 0.8 | 9905 | 1986 | 9999 |  |  | N | Natural Gas, Distillate Fuel Oil | [13 empty] | 0.011 | 0.011 | 0.011 | 0.011
St.Joseph's Regional Medical Center | 63645_G_7E600 | 63645 | G | 7E600 |  | Combustion Turbine | IC Engine | PJM_EMAC | New Jersey | 34 | Passaic | 31 | 34031 | 0.6 | 9905 | 2001 | 9999 |  |  | N | Natural Gas, Distillate Fuel Oil | [13 empty] | 0.011 | 0.011 | 0.011 | 0.011
St.Joseph's Regional Medical Center | 63645_G_8E675 | 63645 | G | 8E675 |  | Combustion Turbine | IC Engine | PJM_EMAC | New Jersey | 34 | Passaic | 31 | 34031 | 0.7 | 9905 | 2001 | 9999 |  |  | N | Natural Gas, Distillate Fuel Oil | [13 empty] | 0.011 | 0.011 | 0.011 | 0.011
St.Joseph's Regional Medical Center | 63645_G_9E600 | 63645 | G | 9E600 |  | Combustion Turbine | IC Engine | PJM_EMAC | New Jersey | 34 | Passaic | 31 | 34031 | 0.6 | 9905 | 2001 | 9999 |  |  | N | Natural Gas, Distillate Fuel Oil | [13 empty] | 0.011 | 0.011 | 0.011 | 0.011
St.Joseph's Regional Medical Center | 63645_G_E10 | 63645 | G | E10 |  | Combustion Turbine | IC Engine | PJM_EMAC | New Jersey | 34 | Passaic | 31 | 34031 | 0.3 | 9905 | 2001 | 9999 |  |  | N | Natural Gas, Distillate Fuel Oil | [13 empty] | 0.011 | 0.011 | 0.011 | 0.011
St.Joseph's Regional Medical Center | 63645_G_E16 | 63645 | G | E16 |  | Combustion Turbine | IC Engine | PJM_EMAC | New Jersey | 34 | Passaic | 31 | 34031 | 0.8 | 9905 | 2011 | 9999 |  |  | N | Natural Gas, Distillate Fuel Oil | [13 empty] | 0.011 | 0.011 | 0.011 | 0.011
St.Joseph's Regional Medical Center | 63645_G_E27 | 63645 | G | E27 |  | Combustion Turbine | IC Engine | PJM_EMAC | New Jersey | 34 | Passaic | 31 | 34031 | 1 | 9905 | 2011 | 9999 |  |  | N | Natural Gas, Distillate Fuel Oil | [13 empty] | 0.011 | 0.011 | 0.011 | 0.011
St.Joseph's Regional Medical Center | 63645_G_E28 | 63645 | G | E28 |  | Combustion Turbine | IC Engine | PJM_EMAC | New Jersey | 34 | Passaic | 31 | 34031 | 1 | 9905 | 2011 | 9999 |  |  | N | Natural Gas, Distillate Fuel Oil | [13 empty] | 0.011 | 0.011 | 0.011 | 0.011
St.Joseph's Regional Medical Center | 63645_G_E29 | 63645 | G | E29 |  | Combustion Turbine | IC Engine | PJM_EMAC | New Jersey | 34 | Passaic | 31 | 34031 | 1 | 9905 | 2011 | 9999 |  |  | N | Natural Gas, Distillate Fuel Oil | [13 empty] | 0.011 | 0.011 | 0.011 | 0.011
St.Joseph's Regional Medical Center | 63645_G_E30 | 63645 | G | E30 |  | Combustion Turbine | IC Engine | PJM_EMAC | New Jersey | 34 | Passaic | 31 | 34031 | 0.1 | 9905 | 2011 | 9999 |  |  | N | Natural Gas, Distillate Fuel Oil | [13 empty] | 0.011 | 0.011 | 0.011 | 0.011
Jacobi Medical Center | 63646_G_CATA | 63646 | G | CATA |  | Combustion Turbine | IC Engine | NY_Z_J | New York | 36 | Bronx | 5 | 36005 | 1 | 9905 | 2010 | 9999 |  |  | N | Natural Gas, Distillate Fuel Oil | [13 empty] | 0.011 | 0.011 | 0.011 | 0.011
Jacobi Medical Center | 63646_G_CATB | 63646 | G | CATB |  | Combustion Turbine | IC Engine | NY_Z_J | New York | 36 | Bronx | 5 | 36005 | 1 | 9905 | 2010 | 9999 |  |  | N | Natural Gas, Distillate Fuel Oil | [13 empty] | 0.011 | 0.011 | 0.011 | 0.011
Jacobi Medical Center | 63646_G_CATC | 63646 | G | CATC |  | Combustion Turbine | IC Engine | NY_Z_J | New York | 36 | Bronx | 5 | 36005 | 1.2 | 9905 | 1998 | 9999 |  |  | N | Natural Gas, Distillate Fuel Oil | [13 empty] | 0.011 | 0.011 | 0.011 | 0.011
Jacobi Medical Center | 63646_G_CATD | 63646 | G | CATD |  | Combustion Turbine | IC Engine | NY_Z_J | New York | 36 | Bronx | 5 | 36005 | 1.2 | 9905 | 1998 | 9999 |  |  | N | Natural Gas, Distillate Fuel Oil | [13 empty] | 0.011 | 0.011 | 0.011 | 0.011
Jacobi Medical Center | 63646_G_CU1 | 63646 | G | CU1 |  | Combustion Turbine | IC Engine | NY_Z_J | New York | 36 | Bronx | 5 | 36005 | 1.2 | 9905 | 2005 | 9999 |  |  | N | Natural Gas, Distillate Fuel Oil | [13 empty] | 0.011 | 0.011 | 0.011 | 0.011
Jacobi Medical Center | 63646_G_CU2 | 63646 | G | CU2 |  | Combustion Turbine | IC Engine | NY_Z_J | New York | 36 | Bronx | 5 | 36005 | 0.9 | 9905 | 2005 | 9999 |  |  | N | Natural Gas, Distillate Fuel Oil | [13 empty] | 0.011 | 0.011 | 0.011 | 0.011
Jacobi Medical Center | 63646_G_CU2SH | 63646 | G | CU2SH |  | Combustion Turbine | IC Engine | NY_Z_J | New York | 36 | Bronx | 5 | 36005 | 0.3 | 9905 | 1995 | 9999 |  |  | N | Natural Gas, Distillate Fuel Oil | [13 empty] | 0.011 | 0.011 | 0.011 | 0.011
Jacobi Medical Center | 63646_G_CU3 | 63646 | G | CU3 |  | Combustion Turbine | IC Engine | NY_Z_J | New York | 36 | Bronx | 5 | 36005 | 0.9 | 9905 | 2005 | 9999 |  |  | N | Natural Gas, Distillate Fuel Oil | [13 empty] | 0.011 | 0.011 | 0.011 | 0.011
Jacobi Medical Center | 63646_G_CU4 | 63646 | G | CU4 |  | Combustion Turbine | IC Engine | NY_Z_J | New York | 36 | Bronx | 5 | 36005 | 0.2 | 9905 | 2001 | 9999 |  |  | N | Natural Gas, Distillate Fuel Oil | [13 empty] | 0.011 | 0.011 | 0.011 | 0.011
Jacobi Medical Center | 63646_G_DET | 63646 | G | DET |  | Combustion Turbine | IC Engine | NY_Z_J | New York | 36 | Bronx | 5 | 36005 | 1 | 9905 | 2012 | 9999 |  |  | N | Natural Gas, Distillate Fuel Oil | [13 empty] | 0.011 | 0.011 | 0.011 | 0.011
Jacobi Medical Center | 63646_G_GEN1 | 63646 | G | GEN1 |  | Combustion Turbine | IC Engine | NY_Z_J | New York | 36 | Bronx | 5 | 36005 | 0.5 | 9905 | 2008 | 9999 |  |  | N | Natural Gas, Distillate Fuel Oil | [13 empty] | 0.011 | 0.011 | 0.011 | 0.011
SDM000 Clarkson Fuel Cell | 63647_G_SDM00 | 63647 | G | SDM00 |  | Fuel Cell |  | NY_Z_J | New York | 36 | Kings | 47 | 36047 | 1.8 | 6469 | 2018 | 9999 |  |  | N | Natural Gas | [13 empty] | 0 | 0 | 0 | 0
NHH003 Clarkson Fuel Cell | 63648_G_NHH03 | 63648 | G | NHH03 |  | Fuel Cell |  | NY_Z_J | New York | 36 | Kings | 47 | 36047 | 1.1 | 6469 | 2018 | 9999 |  |  | N | Natural Gas | [13 empty] | 0 | 0 | 0 | 0
NHH004 Winthrop Fuel Cell | 63649_G_NHH04 | 63649 | G | NHH04 |  | Fuel Cell |  | NY_Z_J | New York | 36 | Kings | 47 | 36047 | 1 | 6469 | 2018 | 9999 |  |  | N | Natural Gas | [13 empty] | 0 | 0 | 0 | 0
North Kern State Prison Phase II | 63651_G_5812 | 63651 | G | 5812 |  | Solar PV |  | WECC_SCE | California | 6 | Kern | 29 | 06029 | 4 | 0 | 2012 | 9999 |  |  | N | Solar | [13 empty] | 0 | 0 | 0 | 0
Sheriff Road | 63654_G_SHRFF | 63654 | G | SHRFF |  | Solar PV |  | PJM_SMAC | Maryland | 24 | Prince Georges | 33 | 24033 | 1.1 | 0 | 2020 | 9999 |  |  | N | Solar | [13 empty] | 0 | 0 | 0 | 0
Coyote Wind LLC | 63655_G_COY | 63655 | G | COY |  | Onshore Wind |  | ERC_WEST | Texas | 48 | Scurry | 415 | 48415 | 242.5 | 0 | 2021 | 9999 |  |  | N | Wind | [13 empty] | 0 | 0 | 0 | 0
Siems Solar Project CSG | 63657_G_TC3 | 63657 | G | TC3 |  | Solar PV |  | MIS_MNWI | Minnesota | 27 | Goodhue | 49 | 27049 | 1 | 0 | 2020 | 9999 |  |  | N | Solar | [13 empty] | 0 | 0 | 0 | 0
Schueler Community Solar | 63658_G_TC3 | 63658 | G | TC3 |  | Solar PV |  | MIS_MNWI | Minnesota | 27 | Wright | 171 | 27171 | 1 | 0 | 2020 | 9999 |  |  | N | Solar | [13 empty] | 0 | 0 | 0 | 0
Bowden Solar LLC | 63659_G_BOWDN | 63659 | G | BOWDN |  | Solar PV |  | NENGREST | Massachusetts | 25 | Hampden | 13 | 25013 | 2 | 0 | 2019 | 9999 |  |  | N | Solar | [13 empty] | 0 | 0 | 0 | 0
M72 West Solar | 63660_G_M72W | 63660 | G | M72W |  | Solar PV |  | MIS_LMI | Michigan | 26 | Leelanau | 89 | 26089 | 1.8 | 0 | 2019 | 9999 |  |  | N | Solar | [13 empty] | 0 | 0 | 0 | 0
Montefiore Nyack Hospital | 63662_G_CAT | 63662 | G | CAT |  | Combustion Turbine | IC Engine | NY_Z_G-I | New York | 36 | Rockland | 87 | 36087 | 0.6 | 9905 | 2001 | 9999 |  |  | N | Natural Gas, Distillate Fuel Oil | [13 empty] | 0.011 | 0.011 | 0.011 | 0.011
Montefiore Nyack Hospital | 63662_G_DET | 63662 | G | DET |  | Combustion Turbine | IC Engine | NY_Z_G-I | New York | 36 | Rockland | 87 | 36087 | 0.5 | 9905 | 2001 | 9999 |  |  | N | Natural Gas, Distillate Fuel Oil | [13 empty] | 0.011 | 0.011 | 0.011 | 0.011
Mt Hope Solar | 63663_G_W0053 | 63663 | G | W0053 |  | Solar PV |  | WECC_PNW | Oregon | 41 | Clackamas | 5 | 41005 | 2.5 | 0 | 2021 | 9999 |  |  | N | Solar | [13 empty] | 0 | 0 | 0 | 0
Williams Acres Solar | 63664_G_W0055 | 63664 | G | W0055 |  | Solar PV |  | WECC_PNW | Oregon | 41 | Marion | 47 | 41047 | 2.5 | 0 | 2021 | 9999 |  |  | N | Solar | [13 empty] | 0 | 0 | 0 | 0
River Valley Solar | 63665_G_W0054 | 63665 | G | W0054 |  | Solar PV |  | WECC_PNW | Oregon | 41 | Marion | 47 | 41047 | 1.9 | 0 | 2021 | 9999 |  |  | N | Solar | [13 empty] | 0 | 0 | 0 | 0
Bitter Ridge Wind Farm, LLC | 63666_G_BIT | 63666 | G | BIT |  | Onshore Wind |  | PJM_West | Indiana | 18 | Jay | 75 | 18075 | 130 | 0 | 2020 | 9999 |  |  | N | Wind | [13 empty] | 0 | 0 | 0 | 0
Sanford Solar | 63667_G_SAS | 63667 | G | SAS |  | Solar PV |  | NENG_ME | Maine | 23 | York | 31 | 23031 | 49.4 | 0 | 2020 | 9999 |  |  | N | Solar | [13 empty] | 0 | 0 | 0 | 0
University Solar, LLC | 63668_G_URI | 63668 | G | URI |  | Solar PV |  | NENGREST | Rhode Island | 44 | Kent | 3 | 44003 | 24 | 0 | 2019 | 9999 |  |  | N | Solar | [13 empty] | 0 | 0 | 0 | 0
St. Mary's Hospital For Children | 63669_G_CU2 | 63669 | G | CU2 |  | Combustion Turbine | IC Engine | NY_Z_J | New York | 36 | Queens | 81 | 36081 | 1.5 | 9905 | 2011 | 9999 |  |  | N | Natural Gas, Distillate Fuel Oil | [13 empty] | 0.011 | 0.011 | 0.011 | 0.011
Harlem Hospital Center | 63671_G_CAT1 | 63671 | G | CAT1 |  | Combustion Turbine | IC Engine | NY_Z_J | New York | 36 | New York | 61 | 36061 | 1 | 9905 | 2008 | 9999 |  |  | N | Natural Gas, Distillate Fuel Oil | [13 empty] | 0.011 | 0.011 | 0.011 | 0.011
Harlem Hospital Center | 63671_G_CAT2 | 63671 | G | CAT2 |  | Combustion Turbine | IC Engine | NY_Z_J | New York | 36 | New York | 61 | 36061 | 1 | 9905 | 2008 | 9999 |  |  | N | Natural Gas, Distillate Fuel Oil | [13 empty] | 0.011 | 0.011 | 0.011 | 0.011
Harlem Hospital Center | 63671_G_CAT3 | 63671 | G | CAT3 |  | Combustion Turbine | IC Engine | NY_Z_J | New York | 36 | New York | 61 | 36061 | 1 | 9905 | 2008 | 9999 |  |  | N | Natural Gas, Distillate Fuel Oil | [13 empty] | 0.011 | 0.011 | 0.011 | 0.011
Harlem Hospital Center | 63671_G_CAT4 | 63671 | G | CAT4 |  | Combustion Turbine | IC Engine | NY_Z_J | New York | 36 | New York | 61 | 36061 | 1 | 9905 | 2008 | 9999 |  |  | N | Natural Gas, Distillate Fuel Oil | [13 empty] | 0.011 | 0.011 | 0.011 | 0.011
Harlem Hospital Center | 63671_G_CAT5 | 63671 | G | CAT5 |  | Combustion Turbine | IC Engine | NY_Z_J | New York | 36 | New York | 61 | 36061 | 0.4 | 9905 | 2008 | 9999 |  |  | N | Natural Gas, Distillate Fuel Oil | [13 empty] | 0.011 | 0.011 | 0.011 | 0.011
Lakeville Solar | 63672_G_LV | 63672 | G | LV |  | Solar PV |  | NENGREST | Massachusetts | 25 | Plymouth | 23 | 25023 | 2.7 | 0 | 2018 | 9999 |  |  | N | Solar | [13 empty] | 0 | 0 | 0 | 0
Norwalk Hospital Plant | 63673_G_EU-12 | 63673 | G | EU-12 |  | Combustion Turbine | IC Engine | NENG_CT | Connecticut | 9 | Fairfield | 1 | 09001 | 2.7 | 9905 | 2015 | 9999 |  |  | N | Natural Gas, Distillate Fuel Oil | [13 empty] | 0.011 | 0.011 | 0.011 | 0.011
Dedeaux | 63674_G_DEDEA | 63674 | G | DEDEA |  | Solar PV |  | WEC_LADW | California | 6 | Los Angeles | 37 | 06037 | 0.9 | 0 | 2019 | 9999 |  |  | N | Solar | [13 empty] | 0 | 0 | 0 | 0
MSAP 13 | 63675_G_TROYL | 63675 | G | TROYL |  | Solar PV |  | NY_Z_F | New York | 36 | Rensselaer | 83 | 36083 | 2 | 0 | 2020 | 9999 |  |  | N | Solar | [13 empty] | 0 | 0 | 0 | 0
Spencer Solar | 63676_G_SPENC | 63676 | G | SPENC |  | Solar PV |  | NENGREST | Massachusetts | 25 | Worcester | 27 | 25027 | 2.3 | 0 | 2022 | 9999 |  |  | N | Solar | [13 empty] | 0 | 0 | 0 | 0
Sturbridge Road Solar | 63677_G_STURB | 63677 | G | STURB |  | Solar PV |  | NENGREST | Massachusetts | 25 | Worcester | 27 | 25027 | 5 | 0 | 2022 | 9999 |  |  | N | Solar | [13 empty] | 0 | 0 | 0 | 0
Paulson Community (CSG) | 63678_G_PAUL | 63678 | G | PAUL |  | Solar PV |  | MIS_MNWI | Minnesota | 27 | Le Sueur | 79 | 27079 | 1 | 0 | 2020 | 9999 |  |  | N | Solar | [13 empty] | 0 | 0 | 0 | 0
Laurel Village (CSG) | 63679_G_LAUR | 63679 | G | LAUR |  | Solar PV |  | MIS_MNWI | Minnesota | 27 | Wright | 171 | 27171 | 1 | 0 | 2020 | 9999 |  |  | N | Solar | [13 empty] | 0 | 0 | 0 | 0
Hertzberg Community (CSG) | 63680_G_HERTZ | 63680 | G | HERTZ |  | Solar PV |  | MIS_MNWI | Minnesota | 27 | Stearns | 145 | 27145 | 1 | 0 | 2020 | 9999 |  |  | N | Solar | [13 empty] | 0 | 0 | 0 | 0
Oak Leaf Solar XXXIII LLC (Lantz) | 63681_G_13 | 63681 | G | 13 |  | Solar PV |  | WECC_CO | Colorado | 8 | Chaffee | 15 | 08015 | 1.5 | 0 | 2020 | 9999 |  |  | N | Solar | [13 empty] | 0 | 0 | 0 | 0
Oak Leaf Solar XXXIII LLC (Lantz) | 63681_G_14 | 63681 | G | 14 |  | Solar PV |  | WECC_CO | Colorado | 8 | Chaffee | 15 | 08015 | 1.5 | 0 | 2020 | 9999 |  |  | N | Solar | [13 empty] | 0 | 0 | 0 | 0
Brenda Luhman - CSG | 63682_G_BLCS | 63682 | G | BLCS |  | Solar PV |  | MIS_MNWI | Minnesota | 27 | Goodhue | 49 | 27049 | 1 | 0 | 2020 | 9999 |  |  | N | Solar | [13 empty] | 0 | 0 | 0 | 0
Carlson Community (CSG) | 63683_G_CRLSN | 63683 | G | CRLSN |  | Solar PV |  | MIS_MNWI | Minnesota | 27 | Chisago | 25 | 27025 | 1 | 0 | 2021 | 9999 |  |  | N | Solar | [13 empty] | 0 | 0 | 0 | 0
Hammer Community (CSG) | 63684_G_HAMR | 63684 | G | HAMR |  | Solar PV |  | MIS_MNWI | Minnesota | 27 | Sherburne | 141 | 27141 | 1 | 0 | 2020 | 9999 |  |  | N | Solar | [13 empty] | 0 | 0 | 0 | 0
Crescent Wind Park | 63686_G_GFWP | 63686 | G | GFWP |  | Onshore Wind |  | MIS_LMI | Michigan | 26 | Hillsdale | 59 | 26059 | 150 | 0 | 2021 | 9999 |  |  | N | Wind | [13 empty] | 0 | 0 | 0 | 0
Gratiot Farms Wind Project | 63687_G_CWP | 63687 | G | CWP |  | Onshore Wind |  | MIS_LMI | Michigan | 26 | Montcalm | 117 | 26117 | 150 | 0 | 2020 | 9999 |  |  | N | Wind | [13 empty] | 0 | 0 | 0 | 0
Topaz Generating | 63688_G_CTG-1 | 63688 | G | CTG-1 |  | Combustion Turbine |  | ERC_REST | Texas | 48 | Galveston | 167 | 48167 | 44.5 | 9905 | 2021 | 9999 |  |  | N | Natural Gas, Distillate Fuel Oil | [13 empty] | 0.011 | 0.011 | 0.011 | 0.011
Topaz Generating | 63688_G_CTG10 | 63688 | G | CTG10 |  | Combustion Turbine |  | ERC_REST | Texas | 48 | Galveston | 167 | 48167 | 44.5 | 9905 | 2021 | 9999 |  |  | N | Natural Gas, Distillate Fuel Oil | [13 empty] | 0.011 | 0.011 | 0.011 | 0.011
Topaz Generating | 63688_G_CTG-2 | 63688 | G | CTG-2 |  | Combustion Turbine |  | ERC_REST | Texas | 48 | Galveston | 167 | 48167 | 44.5 | 9905 | 2021 | 9999 |  |  | N | Natural Gas, Distillate Fuel Oil | [13 empty] | 0.011 | 0.011 | 0.011 | 0.011
Topaz Generating | 63688_G_CTG-3 | 63688 | G | CTG-3 |  | Combustion Turbine |  | ERC_REST | Texas | 48 | Galveston | 167 | 48167 | 44.5 | 9905 | 2021 | 9999 |  |  | N | Natural Gas, Distillate Fuel Oil | [13 empty] | 0.011 | 0.011 | 0.011 | 0.011
Topaz Generating | 63688_G_CTG-4 | 63688 | G | CTG-4 |  | Combustion Turbine |  | ERC_REST | Texas | 48 | Galveston | 167 | 48167 | 44.5 | 9905 | 2021 | 9999 |  |  | N | Natural Gas, Distillate Fuel Oil | [13 empty] | 0.011 | 0.011 | 0.011 | 0.011
Topaz Generating | 63688_G_CTG-5 | 63688 | G | CTG-5 |  | Combustion Turbine |  | ERC_REST | Texas | 48 | Galveston | 167 | 48167 | 44.5 | 9905 | 2021 | 9999 |  |  | N | Natural Gas, Distillate Fuel Oil | [13 empty] | 0.011 | 0.011 | 0.011 | 0.011
Topaz Generating | 63688_G_CTG-6 | 63688 | G | CTG-6 |  | Combustion Turbine |  | ERC_REST | Texas | 48 | Galveston | 167 | 48167 | 44.5 | 9905 | 2021 | 9999 |  |  | N | Natural Gas, Distillate Fuel Oil | [13 empty] | 0.011 | 0.011 | 0.011 | 0.011
Topaz Generating | 63688_G_CTG-7 | 63688 | G | CTG-7 |  | Combustion Turbine |  | ERC_REST | Texas | 48 | Galveston | 167 | 48167 | 44.5 | 9905 | 2021 | 9999 |  |  | N | Natural Gas, Distillate Fuel Oil | [13 empty] | 0.011 | 0.011 | 0.011 | 0.011
Topaz Generating | 63688_G_CTG-8 | 63688 | G | CTG-8 |  | Combustion Turbine |  | ERC_REST | Texas | 48 | Galveston | 167 | 48167 | 44.5 | 9905 | 2021 | 9999 |  |  | N | Natural Gas, Distillate Fuel Oil | [13 empty] | 0.011 | 0.011 | 0.011 | 0.011
Topaz Generating | 63688_G_CTG-9 | 63688 | G | CTG-9 |  | Combustion Turbine |  | ERC_REST | Texas | 48 | Galveston | 167 | 48167 | 44.5 | 9905 | 2021 | 9999 |  |  | N | Natural Gas, Distillate Fuel Oil | [13 empty] | 0.011 | 0.011 | 0.011 | 0.011
Red Lake Falls Community Hybrid | 63689_G_RLFS | 63689 | G | RLFS |  | Solar PV |  | MIS_MNWI | Minnesota | 27 | Red Lake | 125 | 27125 | 1 | 0 | 2020 | 9999 |  |  | N | Solar | [13 empty] | 0 | 0 | 0 | 0
Red Lake Falls Community Hybrid | 63689_G_RLFW | 63689 | G | RLFW |  | Onshore Wind |  | MIS_MNWI | Minnesota | 27 | Red Lake | 125 | 27125 | 4.6 | 0 | 2020 | 9999 |  |  | N | Wind | [13 empty] | 0 | 0 | 0 | 0
Oak Street Solar | 63690_G_PV1 | 63690 | G | PV1 |  | Solar PV |  | NENGREST | Massachusetts | 25 | Hampden | 13 | 25013 | 3.5 | 0 | 2019 | 9999 |  |  | N | Solar | [13 empty] | 0 | 0 | 0 | 0
Hunker Solar River, LLC | 63691_G_13502 | 63691 | G | 13502 |  | Solar PV |  | PJM_PENE | Pennsylvania | 42 | Westmoreland | 129 | 42129 | 3.3 | 0 | 2021 | 9999 |  |  | N | Solar | [13 empty] | 0 | 0 | 0 | 0
PG Solar, LLC | 63692_G_13504 | 63692 | G | 13504 |  | Solar PV |  | S_VACA | North Carolina | 37 | Duplin | 61 | 37061 | 2 | 0 | 2020 | 9999 |  |  | N | Solar | [13 empty] | 0 | 0 | 0 | 0
Freight Line Solar, LLC | 63693_G_13503 | 63693 | G | 13503 |  | Solar PV |  | S_VACA | North Carolina | 37 | Duplin | 61 | 37061 | 2 | 0 | 2020 | 9999 |  |  | N | Solar | [13 empty] | 0 | 0 | 0 | 0
Butler Solar, LLC | 63694_G_13501 | 63694 | G | 13501 |  | Solar PV |  | WECC_PNW | Oregon | 41 | Yamhill | 71 | 41071 | 4 | 0 | 2021 | 9999 |  |  | N | Solar | [13 empty] | 0 | 0 | 0 | 0
Holly Swamp Solar, LLC | 63695_G_13502 | 63695 | G | 13502 |  | Solar PV |  | S_VACA | North Carolina | 37 | Robeson | 155 | 37155 | 2 | 0 | 2020 | 9999 |  |  | N | Solar | [13 empty] | 0 | 0 | 0 | 0
Cranberry Solar | 63697_G_13440 | 63697 | G | 13440 |  | Solar PV |  | NENGREST | Massachusetts | 25 | Plymouth | 23 | 25023 | 1 | 0 | 2016 | 9999 |  |  | N | Solar | [13 empty] | 0 | 0 | 0 | 0
Galloway Landfill | 63698_G_GALLO | 63698 | G | GALLO |  | Solar PV |  | PJM_EMAC | New Jersey | 34 | Monmouth | 25 | 34025 | 2.3 | 0 | 2020 | 9999 |  |  | N | Solar | [13 empty] | 0 | 0 | 0 | 0
AGT000 Stevens Creek Fuel Cell | 63699_G_AGT0A | 63699 | G | AGT0A |  | Fuel Cell |  | WEC_CALN | California | 6 | Santa Clara | 85 | 06085 | 1.2 | 6469 | 2018 | 9999 |  |  | N | Natural Gas | [13 empty] | 0 | 0 | 0 | 0
AGT000 Stevens Creek Fuel Cell | 63699_G_AGT0B | 63699 | G | AGT0B |  | Fuel Cell |  | WEC_CALN | California | 6 | Santa Clara | 85 | 06085 | 1 | 6469 | 2018 | 9999 |  |  | N | Natural Gas | [13 empty] | 0 | 0 | 0 | 0
AGT001 Centerville Fuel Cell | 63700_G_AGT01 | 63700 | G | AGT01 |  | Fuel Cell |  | PJM_EMAC | Delaware | 10 | New Castle | 3 | 10003 | 1.3 | 6469 | 2019 | 9999 |  |  | N | Natural Gas | [13 empty] | 0 | 0 | 0 | 0
CST001 McCarthy Fuel Cell | 63701_G_CST1A | 63701 | G | CST1A |  | Fuel Cell |  | WEC_CALN | California | 6 | Santa Clara | 85 | 06085 | 0.9 | 6469 | 2019 | 9999 |  |  | N | Natural Gas | [13 empty] | 0 | 0 | 0 | 0
CST001 McCarthy Fuel Cell | 63701_G_CST1B | 63701 | G | CST1B |  | Fuel Cell |  | WEC_CALN | California | 6 | Santa Clara | 85 | 06085 | 0.3 | 6469 | 2019 | 9999 |  |  | N | Natural Gas | [13 empty] | 0 | 0 | 0 | 0
EQX002 Secaucus Rd Fuel Cell | 63702_G_EQX02 | 63702 | G | EQX02 |  | Fuel Cell |  | PJM_EMAC | New Jersey | 34 | Hudson | 17 | 34017 | 1.5 | 6469 | 2019 | 9999 |  |  | N | Natural Gas | [13 empty] | 0 | 0 | 0 | 0
EQX003 Secaucus Rd Fuel Cell | 63703_G_EQX03 | 63703 | G | EQX03 |  | Fuel Cell |  | PJM_EMAC | New Jersey | 34 | Hudson | 17 | 34017 | 2 | 6469 | 2018 | 9999 |  |  | N | Natural Gas | [13 empty] | 0 | 0 | 0 | 0
EQX010 Great Oaks Fuel Cell | 63704_G_EQ10A | 63704 | G | EQ10A |  | Fuel Cell |  | WEC_CALN | California | 6 | Santa Clara | 85 | 06085 | 1.2 | 6469 | 2019 | 9999 |  |  | N | Natural Gas | [13 empty] | 0 | 0 | 0 | 0
EQX010 Great Oaks Fuel Cell | 63704_G_EQ10B | 63704 | G | EQ10B |  | Fuel Cell |  | WEC_CALN | California | 6 | Santa Clara | 85 | 06085 | 1.2 | 6469 | 2019 | 9999 |  |  | N | Natural Gas | [13 empty] | 0 | 0 | 0 | 0
EQX011 Duane Fuel Cell | 63705_G_EQ11A | 63705 | G | EQ11A |  | Fuel Cell |  | WEC_CALN | California | 6 | Santa Clara | 85 | 06085 | 2 | 6469 | 2018 | 9999 |  |  | N | Natural Gas | [13 empty] | 0 | 0 | 0 | 0
EQX011 Duane Fuel Cell | 63705_G_EQ11B | 63705 | G | EQ11B |  | Fuel Cell |  | WEC_CALN | California | 6 | Santa Clara | 85 | 06085 | 1.4 | 6469 | 2018 | 9999 |  |  | N | Natural Gas | [13 empty] | 0 | 0 | 0 | 0
EQX011 Duane Fuel Cell | 63705_G_EQ11C | 63705 | G | EQ11C |  | Fuel Cell |  | WEC_CALN | California | 6 | Santa Clara | 85 | 06085 | 1.8 | 6469 | 2018 | 9999 |  |  | N | Natural Gas | [13 empty] | 0 | 0 | 0 | 0
EQX012 Harz Fuel Cell | 63706_G_EQX12 | 63706 | G | EQX12 |  | Fuel Cell |  | PJM_EMAC | New Jersey | 34 | Hudson | 17 | 34017 | 2.5 | 6469 | 2018 | 9999 |  |  | N | Natural Gas | [13 empty] | 0 | 0 | 0 | 0
EQX015 Great Oaks Fuel Cell | 63708_G_EQ15A | 63708 | G | EQ15A |  | Fuel Cell |  | WEC_CALN | California | 6 | Santa Clara | 85 | 06085 | 2 | 6469 | 2018 | 9999 |  |  | N | Natural Gas | [13 empty] | 0 | 0 | 0 | 0
EQX015 Great Oaks Fuel Cell | 63708_G_EQ15B | 63708 | G | EQ15B |  | Fuel Cell |  | WEC_CALN | California | 6 | Santa Clara | 85 | 06085 | 2 | 6469 | 2018 | 9999 |  |  | N | Natural Gas | [13 empty] | 0 | 0 | 0 | 0
Autumn Hills Generating Facility | 63709_G_1 | 63709 | G | 1 |  | Landfill Gas |  | MIS_LMI | Michigan | 26 | Ottawa | 139 | 26139 | 0.8 | 8513 | 2009 | 9999 |  |  | N | Landfill Gas | [13 empty] | 0.09 | 0.09 | 0.09 | 0.09
Autumn Hills Generating Facility | 63709_G_2 | 63709 | G | 2 |  | Landfill Gas |  | MIS_LMI | Michigan | 26 | Ottawa | 139 | 26139 | 1.6 | 8513 | 2009 | 9999 |  |  | N | Landfill Gas | [13 empty] | 0.09 | 0.09 | 0.09 | 0.09
Autumn Hills Generating Facility | 63709_G_3 | 63709 | G | 3 |  | Landfill Gas |  | MIS_LMI | Michigan | 26 | Ottawa | 139 | 26139 | 1.6 | 8513 | 2009 | 9999 |  |  | N | Landfill Gas | [13 empty] | 0.09 | 0.09 | 0.09 | 0.09
JSR000 N Mathilda Fuel Cell | 63711_G_JSR00 | 63711 | G | JSR00 |  | Fuel Cell |  | WEC_CALN | California | 6 | Santa Clara | 85 | 06085 | 1.1 | 6469 | 2019 | 9999 |  |  | N | Natural Gas | [13 empty] | 0 | 0 | 0 | 0
KSR028 Merced Fuel Cell | 63712_G_KSR28 | 63712 | G | KSR28 |  | Fuel Cell |  | WEC_CALN | California | 6 | Alameda | 1 | 06001 | 2 | 6469 | 2018 | 9999 |  |  | N | Natural Gas | [13 empty] | 0 | 0 | 0 | 0
IIV000 Mt Bethel Fuel Cell | 63713_G_IIV0A | 63713 | G | IIV0A |  | Fuel Cell |  | PJM_EMAC | New Jersey | 34 | Somerset | 35 | 34035 | 1.3 | 6469 | 2019 | 9999 |  |  | N | Natural Gas | [13 empty] | 0 | 0 | 0 | 0
IIV000 Mt Bethel Fuel Cell | 63713_G_IIV0B | 63713 | G | IIV0B |  | Fuel Cell |  | PJM_EMAC | New Jersey | 34 | Somerset | 35 | 34035 | 1.3 | 6469 | 2019 | 9999 |  |  | N | Natural Gas | [13 empty] | 0 | 0 | 0 | 0
GEN005 Antibody Fuel Cell | 63714_G_GEN05 | 63714 | G | GEN05 |  | Fuel Cell |  | WEC_SDGE | California | 6 | San Diego | 73 | 06073 | 2.5 | 6469 | 2019 | 9999 |  |  | N | Natural Gas | [13 empty] | 0 | 0 | 0 | 0
SCU000 El Camino Real Fuel Cell | 63715_G_SCU00 | 63715 | G | SCU00 |  | Fuel Cell |  | WEC_CALN | California | 6 | Santa Clara | 85 | 06085 | 1.5 | 6469 | 2018 | 9999 |  |  | N | Natural Gas | [13 empty] | 0 | 0 | 0 | 0
KSR053 Cantara Fuel Cell | 63716_G_KSR53 | 63716 | G | KSR53 |  | Fuel Cell |  | WEC_LADW | California | 6 | Los Angeles | 37 | 06037 | 1.6 | 6469 | 2018 | 9999 |  |  | N | Natural Gas | [13 empty] | 0 | 0 | 0 | 0
TLR000 Hansen Fuel Cell | 63717_G_TLR0A | 63717 | G | TLR0A |  | Fuel Cell |  | WEC_CALN | California | 6 | Monterey | 53 | 06053 | 1 | 6469 | 2018 | 9999 |  |  | N | Natural Gas | [13 empty] | 0 | 0 | 0 | 0
TLR000 Hansen Fuel Cell | 63717_G_TLR0B | 63717 | G | TLR0B |  | Fuel Cell |  | WEC_CALN | California | 6 | Monterey | 53 | 06053 | 1.5 | 6469 | 2019 | 9999 |  |  | N | Natural Gas | [13 empty] | 0 | 0 | 0 | 0
TLR000 Hansen Fuel Cell | 63717_G_TLR0C | 63717 | G | TLR0C |  | Fuel Cell |  | WEC_CALN | California | 6 | Monterey | 53 | 06053 | 0.5 | 6469 | 2019 | 9999 |  |  | N | Natural Gas | [13 empty] | 0 | 0 | 0 | 0
ISM Solar Cranston | 63718_G_CR | 63718 | G | CR |  | Solar PV |  | NENGREST | Rhode Island | 44 | Providence | 7 | 44007 | 3.1 | 0 | 2020 | 9999 |  |  | N | Solar | [13 empty] | 0 | 0 | 0 | 0
Augusta Solar | 63720_G_PGR23 | 63720 | G | PGR23 |  | Solar PV |  | S_VACA | South Carolina | 45 | Greenwood | 47 | 45047 | 2 | 0 | 2020 | 9999 |  |  | N | Solar | [13 empty] | 0 | 0 | 0 | 0
Rawhide Prairie Solar Hybrid | 63722_G_BA1 | 63722 | G | BA1 |  | Energy Storage |  | WECC_CO | Colorado | 8 | Larimer | 69 | 08069 | 1 | 0 | 2021 | 9999 |  |  | N | Energy Storage | [13 empty] | 0 | 0 | 0 | 0
Rawhide Prairie Solar Hybrid | 63722_G_PV1 | 63722 | G | PV1 |  | Solar PV |  | WECC_CO | Colorado | 8 | Larimer | 69 | 08069 | 22 | 0 | 2021 | 9999 |  |  | N | Solar | [13 empty] | 0 | 0 | 0 | 0
Hayfield Solar I LLC | 63724_G_HAYF1 | 63724 | G | HAYF1 |  | Solar PV |  | MIS_MNWI | Minnesota | 27 | Dodge | 39 | 27039 | 1 | 0 | 2021 | 9999 |  |  | N | Solar | [13 empty] | 0 | 0 | 0 | 0
ESA Buies Creek, LLC | 63732_G_11630 | 63732 | G | 11630 |  | Solar PV |  | S_VACA | North Carolina | 37 | Harnett | 85 | 37085 | 2.8 | 0 | 2020 | 9999 |  |  | N | Solar | [13 empty] | 0 | 0 | 0 | 0
Eros Solar, LLC | 63733_G_11631 | 63733 | G | 11631 |  | Solar PV |  | S_VACA | North Carolina | 37 | Duplin | 61 | 37061 | 5 | 0 | 2020 | 9999 |  |  | N | Solar | [13 empty] | 0 | 0 | 0 | 0
Ventura Solar, LLC | 63734_G_11632 | 63734 | G | 11632 |  | Solar PV |  | S_VACA | North Carolina | 37 | Alexander | 3 | 37003 | 5 | 0 | 2020 | 9999 |  |  | N | Solar | [13 empty] | 0 | 0 | 0 | 0
Chisholm Grid Energy Storage System | 63737_G_CHS01 | 63737 | G | CHS01 |  | Energy Storage |  | ERC_REST | Texas | 48 | Tarrant | 439 | 48439 | 100 | 0 | 2021 | 9999 |  |  | N | Energy Storage | [13 empty] | 0 | 0 | 0 | 0
Las Majadas Wind Farm | 63739_G_LMAJ | 63739 | G | LMAJ |  | Onshore Wind |  | ERC_REST | Texas | 48 | Willacy | 489 | 48489 | 272.6 | 0 | 2021 | 9999 |  |  | N | Wind | [13 empty] | 0 | 0 | 0 | 0
USS Bluff Country Solar | 63741_G_USBCS | 63741 | G | USBCS |  | Solar PV |  | MIS_MNWI | Minnesota | 27 | Winona | 169 | 27169 | 1 | 0 | 2020 | 9999 |  |  | N | Solar | [13 empty] | 0 | 0 | 0 | 0
USS Viceroy Solar LLC | 63742_G_USVIC | 63742 | G | USVIC |  | Solar PV |  | MIS_MNWI | Minnesota | 27 | Pope | 121 | 27121 | 1 | 0 | 2021 | 9999 |  |  | N | Solar | [13 empty] | 0 | 0 | 0 | 0
USS Solar Way LLC | 63743_G_SOLWY | 63743 | G | SOLWY |  | Solar PV |  | MIS_MNWI | Minnesota | 27 | Freeborn | 47 | 27047 | 1 | 0 | 2020 | 9999 |  |  | N | Solar | [13 empty] | 0 | 0 | 0 | 0
USS Hubers Solar LLC | 63744_G_HUBER | 63744 | G | HUBER |  | Solar PV |  | MIS_MNWI | Minnesota | 27 | Rice | 131 | 27131 | 1 | 0 | 2021 | 9999 |  |  | N | Solar | [13 empty] | 0 | 0 | 0 | 0
Greensville Solar | 63745_G_GVSO | 63745 | G | GVSO |  | Solar PV |  | PJM_Dom | Virginia | 51 | Greensville | 81 | 51081 | 80 | 0 | 2020 | 9999 |  |  | N | Solar | [13 empty] | 0 | 0 | 0 | 0
Myrtle Solar | 63746_G_MYSO | 63746 | G | MYSO |  | Solar PV |  | PJM_Dom | Virginia | 51 | Suffolk City | 800 | 51800 | 15 | 0 | 2020 | 9999 |  |  | N | Solar | [13 empty] | 0 | 0 | 0 | 0
Mount Hope West | 63748_G_MHW | 63748 | G | MHW |  | Solar PV |  | NY_Z_G-I | New York | 36 | Orange | 71 | 36071 | 1.9 | 0 | 2020 | 9999 |  |  | N | Solar | [13 empty] | 0 | 0 | 0 | 0
Mount Hope East | 63749_G_MHE | 63749 | G | MHE |  | Solar PV |  | NY_Z_G-I | New York | 36 | Orange | 71 | 36071 | 1.9 | 0 | 2019 | 9999 |  |  | N | Solar | [13 empty] | 0 | 0 | 0 | 0
Bluestone | 63750_G_BLU | 63750 | G | BLU |  | Solar PV |  | NY_Z_G-I | New York | 36 | Ulster | 111 | 36111 | 2 | 0 | 2019 | 9999 |  |  | N | Solar | [13 empty] | 0 | 0 | 0 | 0
Underhill | 63751_G_UND | 63751 | G | UND |  | Solar PV |  | NY_Z_G-I | New York | 36 | Dutchess | 27 | 36027 | 2 | 0 | 2019 | 9999 |  |  | N | Solar | [13 empty] | 0 | 0 | 0 | 0
Grabinski | 63752_G_GRA | 63752 | G | GRA |  | Solar PV |  | NY_Z_G-I | New York | 36 | Orange | 71 | 36071 | 2 | 0 | 2019 | 9999 |  |  | N | Solar | [13 empty] | 0 | 0 | 0 | 0
Platteville Solar CSG, LLC | 63753_G_218 | 63753 | G | 218 |  | Solar PV |  | WECC_CO | Colorado | 8 | Weld | 123 | 08123 | 1.3 | 0 | 2020 | 9999 |  |  | N | Solar | [13 empty] | 0 | 0 | 0 | 0
Gulf Power Blue Indigo Energy | 63754_G_SBI01 | 63754 | G | SBI01 |  | Solar PV |  | S_SOU | Florida | 12 | Jackson | 63 | 12063 | 74.5 | 0 | 2020 | 9999 |  |  | N | Solar | [13 empty] | 0 | 0 | 0 | 0
Milner Butte LFGE | 63755_G_E2 | 63755 | G | E2 |  | Landfill Gas |  | WECC_ID | Idaho | 16 | Cassia | 31 | 16031 | 1.3 | 8513 | 2018 | 9999 |  |  | N | Landfill Gas | [13 empty] | 0.09 | 0.09 | 0.09 | 0.09
Milner Butte LFGE | 63755_G_E3 | 63755 | G | E3 |  | Landfill Gas |  | WECC_ID | Idaho | 16 | Cassia | 31 | 16031 | 1.3 | 8513 | 2018 | 9999 |  |  | N | Landfill Gas | [13 empty] | 0.09 | 0.09 | 0.09 | 0.09
Omtanke Solar | 63756_G_DGSC1 | 63756 | G | DGSC1 |  | Solar PV |  | S_VACA | South Carolina | 45 | Berkeley | 15 | 45015 | 6 | 0 | 2020 | 9999 |  |  | N | Solar | [13 empty] | 0 | 0 | 0 | 0
Kroger La Habra | 63758_G_KROLH | 63758 | G | KROLH |  | Solar PV |  | WECC_SCE | California | 6 | Orange | 59 | 06059 | 1.2 | 0 | 2020 | 9999 |  |  | N | Solar | [13 empty] | 0 | 0 | 0 | 0
Ballenger Road Solar A | 63759_G_BALGR | 63759 | G | BALGR |  | Solar PV |  | S_VACA | South Carolina | 45 | Spartanburg | 83 | 45083 | 2 | 0 | 2020 | 9999 |  |  | N | Solar | [13 empty] | 0 | 0 | 0 | 0
White Horse Solar A | 63760_G_WHRSA | 63760 | G | WHRSA |  | Solar PV |  | S_VACA | South Carolina | 45 | Greenville | 45 | 45045 | 2 | 0 | 2020 | 9999 |  |  | N | Solar | [13 empty] | 0 | 0 | 0 | 0
Soscol Ferry Solar | 63761_G_SSCLC | 63761 | G | SSCLC |  | Solar PV |  | WEC_CALN | California | 6 | Napa | 55 | 06055 | 1 | 0 | 2020 | 9999 |  |  | N | Solar | [13 empty] | 0 | 0 | 0 | 0
Soscol Ferry Solar | 63761_G_SSCLD | 63761 | G | SSCLD |  | Solar PV |  | WEC_CALN | California | 6 | Napa | 55 | 06055 | 1 | 0 | 2020 | 9999 |  |  | N | Solar | [13 empty] | 0 | 0 | 0 | 0
Silveira Ranch Road Solar | 63762_G_SILVA | 63762 | G | SILVA |  | Solar PV |  | WEC_CALN | California | 6 | Marin | 41 | 06041 | 1 | 0 | 2021 | 9999 |  |  | N | Solar | [13 empty] | 0 | 0 | 0 | 0
Silveira Ranch Road Solar | 63762_G_SILVB | 63762 | G | SILVB |  | Solar PV |  | WEC_CALN | California | 6 | Marin | 41 | 06041 | 1 | 0 | 2021 | 9999 |  |  | N | Solar | [13 empty] | 0 | 0 | 0 | 0
Silveira Ranch Road Solar | 63762_G_SILVC | 63762 | G | SILVC |  | Solar PV |  | WEC_CALN | California | 6 | Marin | 41 | 06041 | 1 | 0 | 2021 | 9999 |  |  | N | Solar | [13 empty] | 0 | 0 | 0 | 0
Elk Hill Solar 2 | 63768_G_PAEH2 | 63768 | G | PAEH2 |  | Solar PV |  | PJM_AP | Pennsylvania | 42 | Franklin | 55 | 42055 | 15 | 0 | 2020 | 9999 |  |  | N | Solar | [13 empty] | 0 | 0 | 0 | 0
Adirondack Solar | 63772_G_1394 | 63772 | G | 1394 |  | Solar PV |  | NY_Z_D | New York | 36 | Clinton | 19 | 36019 | 1.1 | 0 | 2018 | 9999 |  |  | N | Solar | [13 empty] | 0 | 0 | 0 | 0
Mount Kisco Landfill Solar & Storage | 63774_G_KISCB | 63774 | G | KISCB |  | Energy Storage |  | NY_Z_G-I | New York | 36 | Westchester | 119 | 36119 | 0.5 | 0 | 2020 | 9999 |  |  | N | Energy Storage | [13 empty] | 0 | 0 | 0 | 0
Mount Kisco Landfill Solar & Storage | 63774_G_KRS | 63774 | G | KRS |  | Solar PV |  | NY_Z_G-I | New York | 36 | Westchester | 119 | 36119 | 1 | 0 | 2020 | 9999 |  |  | N | Solar | [13 empty] | 0 | 0 | 0 | 0
Tech Square Microgrid | 63775_G_BESS1 | 63775 | G | BESS1 |  | Energy Storage |  | S_SOU | Georgia | 13 | Fulton | 121 | 13121 | 0.2 | 0 | 2020 | 9999 |  |  | N | Energy Storage | [13 empty] | 0 | 0 | 0 | 0
Tech Square Microgrid | 63775_G_DG1 | 63775 | G | DG1 |  | Combustion Turbine | IC Engine | S_SOU | Georgia | 13 | Fulton | 121 | 13121 | 0.6 | 9905 | 2020 | 9999 |  |  | N | Natural Gas, Distillate Fuel Oil | [13 empty] | 0.011 | 0.011 | 0.011 | 0.011
Tech Square Microgrid | 63775_G_FC1 | 63775 | G | FC1 |  | Fuel Cell |  | S_SOU | Georgia | 13 | Fulton | 121 | 13121 | 0.2 | 6469 | 2020 | 9999 |  |  | N | Natural Gas | [13 empty] | 0 | 0 | 0 | 0
Tech Square Microgrid | 63775_G_NGE1 | 63775 | G | NGE1 |  | Combustion Turbine | IC Engine | S_SOU | Georgia | 13 | Fulton | 121 | 13121 | 0.2 | 9905 | 2020 | 9999 |  |  | N | Natural Gas, Distillate Fuel Oil | [13 empty] | 0.011 | 0.011 | 0.011 | 0.011
Tech Square Microgrid | 63775_G_NGE2 | 63775 | G | NGE2 |  | Combustion Turbine | IC Engine | S_SOU | Georgia | 13 | Fulton | 121 | 13121 | 0.2 | 9905 | 2020 | 9999 |  |  | N | Natural Gas, Distillate Fuel Oil | [13 empty] | 0.011 | 0.011 | 0.011 | 0.011
Thunder Wolf Energy Center Hybrid | 63776_G_TW300 | 63776 | G | TW300 |  | Solar PV |  | WECC_CO | Colorado | 8 | Pueblo | 101 | 08101 | 200 | 0 | 2022 | 9999 |  |  | N | Solar | [13 empty] | 0 | 0 | 0 | 0
Suntex Solar, LLC | 63778_G_3 | 63778 | G | 3 |  | Solar PV |  | WECC_PNW | Oregon | 41 | Harney | 25 | 41025 | 10 | 0 | 2020 | 9999 |  |  | N | Solar | [13 empty] | 0 | 0 | 0 | 0
Rock Garden Solar, LLC | 63779_G_4 | 63779 | G | 4 |  | Solar PV |  | WECC_PNW | Oregon | 41 | Lake | 37 | 41037 | 10 | 0 | 2020 | 9999 |  |  | N | Solar | [13 empty] | 0 | 0 | 0 | 0
NY- CSG- Johnstown 2 | 63780_G_JOHN2 | 63780 | G | JOHN2 |  | Solar PV |  | NY_Z_F | New York | 36 | Fulton | 35 | 36035 | 2 | 0 | 2020 | 9999 |  |  | N | Solar | [13 empty] | 0 | 0 | 0 | 0
NY- CSG- Livingston 4 | 63781_G_LIV4 | 63781 | G | LIV4 |  | Solar PV |  | NY_Z_B | New York | 36 | Livingston | 51 | 36051 | 2 | 0 | 2020 | 9999 |  |  | N | Solar | [13 empty] | 0 | 0 | 0 | 0
Ben Moreell Solar Farm | 63786_G_BMSF | 63786 | G | BMSF |  | Solar PV |  | PJM_EMAC | New Jersey | 34 | Monmouth | 25 | 34025 | 20 | 0 | 2020 | 9999 |  |  | N | Solar | [13 empty] | 0 | 0 | 0 | 0
Illinois PV Fulton 1 CSG | 63790_G_FULT | 63790 | G | FULT |  | Solar PV |  | MIS_IL | Illinois | 17 | Fulton | 57 | 17057 | 2 | 0 | 2020 | 9999 |  |  | N | Solar | [13 empty] | 0 | 0 | 0 | 0
Sobania Community Solar LLC | 63791_G_SOB01 | 63791 | G | SOB01 |  | Solar PV |  | MIS_MNWI | Minnesota | 27 | Sherburne | 141 | 27141 | 1 | 0 | 2020 | 9999 |  |  | N | Solar | [13 empty] | 0 | 0 | 0 | 0
Svihel Community Solar LLC | 63792_G_SVH01 | 63792 | G | SVH01 |  | Solar PV |  | MIS_MNWI | Minnesota | 27 | Benton | 9 | 27009 | 1 | 0 | 2021 | 9999 |  |  | N | Solar | [13 empty] | 0 | 0 | 0 | 0
Studenski Community Solar LLC | 63793_G_STU01 | 63793 | G | STU01 |  | Solar PV |  | MIS_MNWI | Minnesota | 27 | Benton | 9 | 27009 | 1 | 0 | 2021 | 9999 |  |  | N | Solar | [13 empty] | 0 | 0 | 0 | 0
Stevens Community Solar LLC | 63794_G_ST001 | 63794 | G | ST001 |  | Solar PV |  | MIS_MNWI | Minnesota | 27 | Benton | 9 | 27009 | 1 | 0 | 2020 | 9999 |  |  | N | Solar | [13 empty] | 0 | 0 | 0 | 0
Alkali Solar, LLC | 63795_G_2 | 63795 | G | 2 |  | Solar PV |  | WECC_PNW | Oregon | 41 | Lake | 37 | 41037 | 10 | 0 | 2020 | 9999 |  |  | N | Solar | [13 empty] | 0 | 0 | 0 | 0
West Hines Solar I, LLC | 63796_G_1 | 63796 | G | 1 |  | Solar PV |  | WECC_PNW | Oregon | 41 | Harney | 25 | 41025 | 10 | 0 | 2020 | 9999 |  |  | N | Solar | [13 empty] | 0 | 0 | 0 | 0
NY - CSG - Ellsworth II | 63800_G_23 | 63800 | G | 23 |  | Solar PV |  | NY_Z_F | New York | 36 | Saratoga | 91 | 36091 | 2 | 0 | 2019 | 9999 |  |  | N | Solar | [13 empty] | 0 | 0 | 0 | 0
South Bend Solar | 63801_G_1 | 63801 | G | 1 |  | Solar PV |  | PJM_West | Indiana | 18 | St Joseph | 141 | 18141 | 20 | 0 | 2021 | 9999 |  |  | N | Solar | [13 empty] | 0 | 0 | 0 | 0
Bronco Plains Wind, LLC | 63803_G_WBOPL | 63803 | G | WBOPL |  | Onshore Wind |  | WECC_CO | Colorado | 8 | Kit Carson | 63 | 08063 | 299 | 0 | 2020 | 9999 |  |  | N | Wind | [13 empty] | 0 | 0 | 0 | 0
Partridgeville Hybrid CSG | 63804_G_PAR | 63804 | G | PAR |  | Solar PV |  | NENGREST | Massachusetts | 25 | Worcester | 27 | 25027 | 3.3 | 0 | 2020 | 9999 |  |  | N | Solar | [13 empty] | 0 | 0 | 0 | 0
Partridgeville Hybrid CSG | 63804_G_PBESS | 63804 | G | PBESS |  | Energy Storage |  | NENGREST | Massachusetts | 25 | Worcester | 27 | 25027 | 2 | 0 | 2020 | 9999 |  |  | N | Energy Storage | [13 empty] | 0 | 0 | 0 | 0
Williamsville Hybrid | 63805_G_WBESS | 63805 | G | WBESS |  | Energy Storage |  | NENGREST | Massachusetts | 25 | Worcester | 27 | 25027 | 3.3 | 0 | 2021 | 9999 |  |  | N | Energy Storage | [13 empty] | 0 | 0 | 0 | 0
Williamsville Hybrid | 63805_G_WIL | 63805 | G | WIL |  | Solar PV |  | NENGREST | Massachusetts | 25 | Worcester | 27 | 25027 | 5 | 0 | 2021 | 9999 |  |  | N | Solar | [13 empty] | 0 | 0 | 0 | 0
Centerfield Cooper Solar, LLC | 63810_G_PGR24 | 63810 | G | PGR24 |  | Solar PV |  | S_VACA | South Carolina | 45 | Chesterfield | 25 | 45025 | 75 | 0 | 2020 | 9999 |  |  | N | Solar | [13 empty] | 0 | 0 | 0 | 0
SR Odom | 63814_G_ODOM | 63814 | G | ODOM |  | Solar PV |  | S_SOU | Georgia | 13 | Colquitt | 71 | 13071 | 20 | 0 | 2020 | 9999 |  |  | N | Solar | [13 empty] | 0 | 0 | 0 | 0
RJC CSG, LLC | 63816_G_RJC01 | 63816 | G | RJC01 |  | Solar PV |  | MIS_MNWI | Minnesota | 27 | Steele | 147 | 27147 | 1 | 0 | 2021 | 9999 |  |  | N | Solar | [13 empty] | 0 | 0 | 0 | 0
Hinterland CSG, LLC | 63817_G_HIN01 | 63817 | G | HIN01 |  | Solar PV |  | MIS_MNWI | Minnesota | 27 | Sherburne | 141 | 27141 | 1 | 0 | 2020 | 9999 |  |  | N | Solar | [13 empty] | 0 | 0 | 0 | 0
Betcher CSG 1, LLC | 63819_G_BET01 | 63819 | G | BET01 |  | Solar PV |  | MIS_MNWI | Minnesota | 27 | Goodhue | 49 | 27049 | 1 | 0 | 2020 | 9999 |  |  | N | Solar | [13 empty] | 0 | 0 | 0 | 0
Huneke CSG 1, LLC | 63820_G_HUN01 | 63820 | G | HUN01 |  | Solar PV |  | MIS_MNWI | Minnesota | 27 | Goodhue | 49 | 27049 | 1 | 0 | 2020 | 9999 |  |  | N | Solar | [13 empty] | 0 | 0 | 0 | 0
Huneke CSG 2, LLC | 63821_G_HUN02 | 63821 | G | HUN02 |  | Solar PV |  | MIS_MNWI | Minnesota | 27 | Goodhue | 49 | 27049 | 1 | 0 | 2020 | 9999 |  |  | N | Solar | [13 empty] | 0 | 0 | 0 | 0
Lineage Logistics Solar | 63825_G_LLCHI | 63825 | G | LLCHI |  | Solar PV |  | PJM_COMD | Illinois | 17 | Will | 197 | 17197 | 1.6 | 0 | 2019 | 9999 |  |  | N | Solar | [13 empty] | 0 | 0 | 0 | 0
Partin Solar | 63827_G_95 | 63827 | G | 95 |  | Solar PV |  | S_VACA | North Carolina | 37 | Surry | 171 | 37171 | 50 | 0 | 2022 | 9999 |  |  | N | Solar | [13 empty] | 0 | 0 | 0 | 0
Hardin Solar Energy II LLC | 63828_G_GEN1 | 63828 | G | GEN1 |  | Solar PV |  | PJM_West | Ohio | 39 | Hardin | 65 | 39065 | 170 | 0 | 2023 | 9999 |  |  | N | Solar | [13 empty] | 0 | 0 | 0 | 0
Conagra Foods at St. Elmo | 63830_G_CFS | 63830 | G | CFS |  | Solar PV |  | MIS_IL | Illinois | 17 | Fayette | 51 | 17051 | 1.8 | 0 | 2021 | 9999 |  |  | N | Solar | [13 empty] | 0 | 0 | 0 | 0
Bluebird Solar SC LLC | 63833_G_BB | 63833 | G | BB |  | Solar PV |  | S_VACA | South Carolina | 45 | Anderson | 7 | 45007 | 3 | 0 | 2020 | 9999 |  |  | N | Solar | [13 empty] | 0 | 0 | 0 | 0
Gateway Energy Storage System | 63834_G_GTWAY | 63834 | G | GTWAY |  | Energy Storage |  | WEC_SDGE | California | 6 | San Diego | 73 | 06073 | 250 | 0 | 2020 | 9999 |  |  | N | Energy Storage | [13 empty] | 0 | 0 | 0 | 0
Pilot Mountain Solar, LLC | 63835_G_PV1 | 63835 | G | PV1 |  | Solar PV |  | S_VACA | North Carolina | 37 | Stokes | 169 | 37169 | 4.9 | 0 | 2020 | 9999 |  |  | N | Solar | [13 empty] | 0 | 0 | 0 | 0
Benson Solar, LLC | 63836_G_PV1 | 63836 | G | PV1 |  | Solar PV |  | S_VACA | North Carolina | 37 | Johnston | 101 | 37101 | 4.9 | 0 | 2020 | 9999 |  |  | N | Solar | [13 empty] | 0 | 0 | 0 | 0
Lane II Solar, LLC | 63837_G_PV1 | 63837 | G | PV1 |  | Solar PV |  | S_VACA | North Carolina | 37 | Wayne | 191 | 37191 | 4.9 | 0 | 2020 | 9999 |  |  | N | Solar | [13 empty] | 0 | 0 | 0 | 0
Midlands | 63839_G_1113 | 63839 | G | 1113 |  | Solar PV |  | S_VACA | South Carolina | 45 | Calhoun | 17 | 45017 | 72.1 | 0 | 2020 | 9999 |  |  | N | Solar | [13 empty] | 0 | 0 | 0 | 0
Trent River Solar, LLC | 63842_G_PGR25 | 63842 | G | PGR25 |  | Solar PV |  | S_VACA | North Carolina | 37 | Jones | 103 | 37103 | 78.7 | 0 | 2021 | 9999 |  |  | N | Solar | [13 empty] | 0 | 0 | 0 | 0
Johanna Energy Center, LLC | 63843_G_SASP1 | 63843 | G | SASP1 |  | Energy Storage |  | WECC_SCE | California | 6 | Orange | 59 | 06059 | 20 | 0 | 2021 | 9999 |  |  | N | Energy Storage | [13 empty] | 0 | 0 | 0 | 0
Fort Calhoun Community Solar | 63844_G_FTCAL | 63844 | G | FTCAL |  | Solar PV |  | SPP_NEBR | Nebraska | 31 | Washington | 177 | 31177 | 5 | 0 | 2019 | 9999 |  |  | N | Solar | [13 empty] | 0 | 0 | 0 | 0
POET Biorefining - Chancellor | 63853_G_1 | 63853 | G | 1 |  | Biomass |  | SPP_WAUE | South Dakota | 46 | Turner | 125 | 46125 | 5.4 | 13500 | 2018 | 9999 |  |  | N | Biomass | [13 empty] | 0.02 | 0.02 | 0.02 | 0.02
Medusa NY 1 | 63854_G_8175C | 63854 | G | 8175C |  | Solar PV |  | NY_Z_F | New York | 36 | Albany | 1 | 36001 | 2 | 0 | 2020 | 9999 |  |  | N | Solar | [13 empty] | 0 | 0 | 0 | 0
Walden NY 1 | 63855_G_8175E | 63855 | G | 8175E |  | Solar PV |  | NY_Z_G-I | New York | 36 | Orange | 71 | 36071 | 2 | 0 | 2020 | 9999 |  |  | N | Solar | [13 empty] | 0 | 0 | 0 | 0
Westtown NY 2 | 63856_G_8175D | 63856 | G | 8175D |  | Solar PV |  | NY_Z_G-I | New York | 36 | Orange | 71 | 36071 | 2 | 0 | 2020 | 9999 |  |  | N | Solar | [13 empty] | 0 | 0 | 0 | 0
Middletown NY 1 | 63857_G_8175B | 63857 | G | 8175B |  | Solar PV |  | NY_Z_G-I | New York | 36 | Orange | 71 | 36071 | 2 | 0 | 2020 | 9999 |  |  | N | Solar | [13 empty] | 0 | 0 | 0 | 0
Westerlo NY 1 | 63858_G_8175A | 63858 | G | 8175A |  | Solar PV |  | NY_Z_F | New York | 36 | Albany | 1 | 36001 | 2 | 0 | 2020 | 9999 |  |  | N | Solar | [13 empty] | 0 | 0 | 0 | 0
Golden Field Solar III, LLC | 63859_G_RCTR | 63859 | G | RCTR |  | Solar PV |  | WECC_SCE | California | 6 | Kern | 29 | 06029 | 192 | 0 | 2020 | 9999 |  |  | N | Solar | [13 empty] | 0 | 0 | 0 | 0
Encino Solar Energy Center | 63860_G_ESEC | 63860 | G | ESEC |  | Solar PV |  | WECC_NM | New Mexico | 35 | Sandoval | 43 | 35043 | 55 | 0 | 2020 | 9999 |  |  | N | Solar | [13 empty] | 0 | 0 | 0 | 0
IBM Solar | 63869_G_DGIBM | 63869 | G | DGIBM |  | Solar PV |  | WECC_CO | Colorado | 8 | Boulder | 13 | 08013 | 8.1 | 0 | 2019 | 9999 |  |  | N | Solar | [13 empty] | 0 | 0 | 0 | 0
Samson Solar Energy II LLC | 63882_G_GEN1 | 63882 | G | GEN1 |  | Solar PV |  | ERC_REST | Texas | 48 | Lamar | 277 | 48277 | 200 | 0 | 2023 | 9999 |  |  | N | Solar | [13 empty] | 0 | 0 | 0 | 0
Samson Solar Energy III LLC | 63883_G_GEN1 | 63883 | G | GEN1 |  | Solar PV |  | ERC_REST | Texas | 48 | Lamar | 277 | 48277 | 250 | 0 | 2022 | 9999 |  |  | N | Solar | [13 empty] | 0 | 0 | 0 | 0
Delilah Solar Energy II LLC | 63884_G_GEN1 | 63884 | G | GEN1 |  | Solar PV |  | ERC_REST | Texas | 48 | Red River | 387 | 48387 | 310 | 0 | 2023 | 9999 |  |  | N | Solar | [13 empty] | 0 | 0 | 0 | 0
East Brookfield Main Street Solar LLC | 63887_G_EBMSS | 63887 | G | EBMSS |  | Solar PV |  | NENGREST | Massachusetts | 25 | Worcester | 27 | 25027 | 1 | 0 | 2020 | 9999 |  |  | N | Solar | [13 empty] | 0 | 0 | 0 | 0
ESIL-PFCHICAGO 3, LLC | 63888_G_PF3CH | 63888 | G | PF3CH |  | Solar PV |  | PJM_COMD | Illinois | 17 | Cook | 31 | 17031 | 1.4 | 0 | 2020 | 9999 |  |  | N | Solar | [13 empty] | 0 | 0 | 0 | 0
ESIL-PFCHICAGO 2, LLC | 63889_G_PF2CH | 63889 | G | PF2CH |  | Solar PV |  | PJM_COMD | Illinois | 17 | Cook | 31 | 17031 | 1 | 0 | 2020 | 9999 |  |  | N | Solar | [13 empty] | 0 | 0 | 0 | 0
Lily Solar Hybrid | 63892_G_LILY | 63892 | G | LILY |  | Solar PV |  | ERC_REST | Texas | 48 | Kaufman | 257 | 48257 | 146 | 0 | 2021 | 9999 |  |  | N | Solar | [13 empty] | 0 | 0 | 0 | 0
Lily Solar Hybrid | 63892_G_LILYB | 63892 | G | LILYB |  | Energy Storage |  | ERC_REST | Texas | 48 | Kaufman | 257 | 48257 | 50 | 0 | 2021 | 9999 |  |  | N | Energy Storage | [13 empty] | 0 | 0 | 0 | 0
GD Hopkinton Main I, LLC | 63893_G_MAIN1 | 63893 | G | MAIN1 |  | Solar PV |  | NENGREST | Rhode Island | 44 | Washington | 9 | 44009 | 2.6 | 0 | 2020 | 9999 |  |  | N | Solar | [13 empty] | 0 | 0 | 0 | 0
GD Hopkinton Main I, LLC | 63893_G_MAIN2 | 63893 | G | MAIN2 |  | Solar PV |  | NENGREST | Rhode Island | 44 | Washington | 9 | 44009 | 3.9 | 0 | 2020 | 9999 |  |  | N | Solar | [13 empty] | 0 | 0 | 0 | 0
GD Hopkinton Main I, LLC | 63893_G_MAIN3 | 63893 | G | MAIN3 |  | Solar PV |  | NENGREST | Rhode Island | 44 | Washington | 9 | 44009 | 4.1 | 0 | 2020 | 9999 |  |  | N | Solar | [13 empty] | 0 | 0 | 0 | 0
Milo PV - BD Solar 1 LLC | 63894_G_MILPV | 63894 | G | MILPV |  | Solar PV |  | NENG_ME | Maine | 23 | Piscataquis | 21 | 23021 | 20 | 0 | 2021 | 9999 |  |  | N | Solar | [13 empty] | 0 | 0 | 0 | 0
Augusta PV - BD Solar Augusta LLC | 63895_G_AUGPV | 63895 | G | AUGPV |  | Solar PV |  | NENG_ME | Maine | 23 | Kennebec | 11 | 23011 | 7.2 | 0 | 2021 | 9999 |  |  | N | Solar | [13 empty] | 0 | 0 | 0 | 0
Fairfield PV - BD Solar Fairfield LLC | 63896_G_FAIPV | 63896 | G | FAIPV |  | Solar PV |  | NENG_ME | Maine | 23 | Somerset | 25 | 23025 | 5 | 0 | 2021 | 9999 |  |  | N | Solar | [13 empty] | 0 | 0 | 0 | 0
Oxford PV - BD Solar Oxford LLC | 63897_G_OXFPV | 63897 | G | OXFPV |  | Solar PV |  | NENG_ME | Maine | 23 | Oxford | 17 | 23017 | 9.2 | 0 | 2021 | 9999 |  |  | N | Solar | [13 empty] | 0 | 0 | 0 | 0
Cornillie 2 Community (CSG) | 63899_G_CORN | 63899 | G | CORN |  | Solar PV |  | MIS_MNWI | Minnesota | 27 | Chisago | 25 | 27025 | 1.4 | 0 | 2021 | 9999 |  |  | N | Solar | [13 empty] | 0 | 0 | 0 | 0
Pinesburg Solar LLC | 63903_G_PINE1 | 63903 | G | PINE1 |  | Solar PV |  | PJM_AP | Maryland | 24 | Washington | 43 | 24043 | 4.3 | 0 | 2020 | 9999 |  |  | N | Solar | [13 empty] | 0 | 0 | 0 | 0
Timonium Fairgrounds | 63904_G_FAIR1 | 63904 | G | FAIR1 |  | Solar PV |  | PJM_SMAC | Maryland | 24 | Baltimore | 5 | 24005 | 1.9 | 0 | 2020 | 9999 |  |  | N | Solar | [13 empty] | 0 | 0 | 0 | 0
Azure Sky Solar | 63905_G_ASKYB | 63905 | G | ASKYB |  | Energy Storage |  | ERC_WEST | Texas | 48 | Haskell | 207 | 48207 | 77 | 0 | 2021 | 9999 |  |  | N | Energy Storage | [13 empty] | 0 | 0 | 0 | 0
Azure Sky Solar | 63905_G_ASKYS | 63905 | G | ASKYS |  | Solar PV |  | ERC_WEST | Texas | 48 | Haskell | 207 | 48207 | 225 | 0 | 2021 | 9999 |  |  | N | Solar | [13 empty] | 0 | 0 | 0 | 0
Turquoise Nevada, LLC | 63906_G_142 | 63906 | G | 142 |  | Solar PV |  | WECC_NNV | Nevada | 32 | Washoe | 31 | 32031 | 60 | 0 | 2020 | 9999 |  |  | N | Solar | [13 empty] | 0 | 0 | 0 | 0
SulusSolar17 | 63908_G_SS17 | 63908 | G | SS17 |  | Solar PV |  | WECC_PNW | Oregon | 41 | Clackamas | 5 | 41005 | 3.1 | 0 | 2020 | 9999 |  |  | N | Solar | [13 empty] | 0 | 0 | 0 | 0
Cedar Springs I | 63914_G_82633 | 63914 | G | 82633 |  | Onshore Wind |  | WECC_WY | Wyoming | 56 | Converse | 9 | 56009 | 200 | 0 | 2020 | 9999 |  |  | N | Wind | [13 empty] | 0 | 0 | 0 | 0
Cedar Springs II | 63915_G_82634 | 63915 | G | 82634 |  | Onshore Wind |  | WECC_WY | Wyoming | 56 | Converse | 9 | 56009 | 200 | 0 | 2020 | 9999 |  |  | N | Wind | [13 empty] | 0 | 0 | 0 | 0
Cedar Springs III | 63916_G_82635 | 63916 | G | 82635 |  | Onshore Wind |  | WECC_WY | Wyoming | 56 | Converse | 9 | 56009 | 133 | 0 | 2020 | 9999 |  |  | N | Wind | [13 empty] | 0 | 0 | 0 | 0
Riley | 63925_G_RILEY | 63925 | G | RILEY |  | Solar PV |  | WECC_PNW | Oregon | 41 | Harney | 25 | 41025 | 10 | 0 | 2020 | 9999 |  |  | N | Solar | [13 empty] | 0 | 0 | 0 | 0
Fort Rock IV | 63926_G_FRIV | 63926 | G | FRIV |  | Solar PV |  | WECC_PNW | Oregon | 41 | Lake | 37 | 41037 | 10 | 0 | 2020 | 9999 |  |  | N | Solar | [13 empty] | 0 | 0 | 0 | 0
Vacaville Hospital | 63928_G_6701 | 63928 | G | 6701 |  | Solar PV |  | WEC_CALN | California | 6 | Solano | 95 | 06095 | 1.4 | 0 | 2019 | 9999 |  |  | N | Solar | [13 empty] | 0 | 0 | 0 | 0
Severson Garden | 63934_G_CGS | 63934 | G | CGS |  | Solar PV |  | MIS_MNWI | Minnesota | 27 | Waseca | 161 | 27161 | 1 | 0 | 2020 | 9999 |  |  | N | Solar | [13 empty] | 0 | 0 | 0 | 0
Marion Garden | 63935_G_CGS | 63935 | G | CGS |  | Solar PV |  | MIS_MNWI | Minnesota | 27 | Rice | 131 | 27131 | 1 | 0 | 2020 | 9999 |  |  | N | Solar | [13 empty] | 0 | 0 | 0 | 0
Silver Lake Garden | 63936_G_CGS | 63936 | G | CGS |  | Solar PV |  | MIS_MNWI | Minnesota | 27 | Waseca | 161 | 27161 | 1 | 0 | 2021 | 9999 |  |  | N | Solar | [13 empty] | 0 | 0 | 0 | 0
Lyman Garden | 63937_G_CGS | 63937 | G | CGS |  | Solar PV |  | MIS_MNWI | Minnesota | 27 | Dakota | 37 | 27037 | 1 | 0 | 2020 | 9999 |  |  | N | Solar | [13 empty] | 0 | 0 | 0 | 0
Nicollet Garden | 63938_G_CGS | 63938 | G | CGS |  | Solar PV |  | MIS_MNWI | Minnesota | 27 | Nicollet | 103 | 27103 | 1 | 0 | 2020 | 9999 |  |  | N | Solar | [13 empty] | 0 | 0 | 0 | 0
Oasis Alta | 63941_G_OA1 | 63941 | G | OA1 |  | Onshore Wind |  | WECC_SCE | California | 6 | Kern | 29 | 06029 | 14.4 | 0 | 2021 | 9999 |  |  | N | Wind | [13 empty] | 0 | 0 | 0 | 0
Sunpin Blandford | 63942_G_SUNBI | 63942 | G | SUNBI |  | Solar PV |  | NENGREST | Massachusetts | 25 | Hampden | 13 | 25013 | 4.7 | 0 | 2020 | 9999 |  |  | N | Solar | [13 empty] | 0 | 0 | 0 | 0
Blackhorse Farm Solar, LLC | 63944_G_BHF | 63944 | G | BHF |  | Solar PV |  | NENGREST | Rhode Island | 44 | Bristol | 1 | 44001 | 3.8 | 0 | 2020 | 9999 |  |  | N | Solar | [13 empty] | 0 | 0 | 0 | 0
Clinton Solar 4 LLC | 63945_G_CLIN | 63945 | G | CLIN |  | Solar PV |  | MIS_IL | Illinois | 17 | Clinton | 27 | 17027 | 2 | 0 | 2020 | 9999 |  |  | N | Solar | [13 empty] | 0 | 0 | 0 | 0
Vermilion Solar 1, LLC | 63946_G_VERM | 63946 | G | VERM |  | Solar PV |  | MIS_IL | Illinois | 17 | Vermilion | 183 | 17183 | 2 | 0 | 2020 | 9999 |  |  | N | Solar | [13 empty] | 0 | 0 | 0 | 0
DGS Valley State Prison | 63947_G_579 | 63947 | G | 579 |  | Solar PV |  | WEC_CALN | California | 6 | Madera | 39 | 06039 | 2.3 | 0 | 2021 | 9999 |  |  | N | Solar | [13 empty] | 0 | 0 | 0 | 0
Cortland | 63949_G_CORT2 | 63949 | G | CORT2 |  | Solar PV |  | PJM_COMD | Illinois | 17 | DeKalb | 37 | 17037 | 2 | 0 | 2021 | 9999 |  |  | N | Solar | [13 empty] | 0 | 0 | 0 | 0
Lena | 63951_G_LENA | 63951 | G | LENA |  | Solar PV |  | PJM_COMD | Illinois | 17 | Stephenson | 177 | 17177 | 2 | 0 | 2021 | 9999 |  |  | N | Solar | [13 empty] | 0 | 0 | 0 | 0
Ridge Farm | 63952_G_RIDGE | 63952 | G | RIDGE |  | Solar PV |  | MIS_IL | Illinois | 17 | Vermilion | 183 | 17183 | 2 | 0 | 2020 | 9999 |  |  | N | Solar | [13 empty] | 0 | 0 | 0 | 0
Mendota | 63954_G_MENDS | 63954 | G | MENDS |  | Solar PV |  | PJM_COMD | Illinois | 17 | LaSalle | 99 | 17099 | 2 | 0 | 2020 | 9999 |  |  | N | Solar | [13 empty] | 0 | 0 | 0 | 0
SSD Marion 3, LLC | 63958_G_1 | 63958 | G | 1 |  | Solar PV |  | WECC_PNW | Oregon | 41 | Marion | 47 | 41047 | 2 | 0 | 2020 | 9999 |  |  | N | Solar | [13 empty] | 0 | 0 | 0 | 0
SSD Marion 5, LLC | 63959_G_1 | 63959 | G | 1 |  | Solar PV |  | WECC_PNW | Oregon | 41 | Marion | 47 | 41047 | 2 | 0 | 2020 | 9999 |  |  | N | Solar | [13 empty] | 0 | 0 | 0 | 0
SSD Marion 6, LLC | 63960_G_1 | 63960 | G | 1 |  | Solar PV |  | WECC_PNW | Oregon | 41 | Marion | 47 | 41047 | 2 | 0 | 2020 | 9999 |  |  | N | Solar | [13 empty] | 0 | 0 | 0 | 0
SSD Clackamas 1, LLC | 63961_G_1 | 63961 | G | 1 |  | Solar PV |  | WECC_PNW | Oregon | 41 | Clackamas | 5 | 41005 | 4 | 0 | 2020 | 9999 |  |  | N | Solar | [13 empty] | 0 | 0 | 0 | 0
SSD Clackamas 4, LLC | 63962_G_1 | 63962 | G | 1 |  | Solar PV |  | WECC_PNW | Oregon | 41 | Clackamas | 5 | 41005 | 2 | 0 | 2020 | 9999 |  |  | N | Solar | [13 empty] | 0 | 0 | 0 | 0
SSD Clackamas 7, LLC | 63963_G_1 | 63963 | G | 1 |  | Solar PV |  | WECC_PNW | Oregon | 41 | Clackamas | 5 | 41005 | 2 | 0 | 2020 | 9999 |  |  | N | Solar | [13 empty] | 0 | 0 | 0 | 0
SSD Marion 1, LLC | 63964_G_1 | 63964 | G | 1 |  | Solar PV |  | WECC_PNW | Oregon | 41 | Marion | 47 | 41047 | 2 | 0 | 2020 | 9999 |  |  | N | Solar | [13 empty] | 0 | 0 | 0 | 0
Danville Farm, LLC | 63965_G_1 | 63965 | G | 1 |  | Solar PV |  | PJM_Dom | Virginia | 51 | Pittsylvania | 143 | 51143 | 12 | 0 | 2020 | 9999 |  |  | N | Solar | [13 empty] | 0 | 0 | 0 | 0
Charter Durabar at Woodstock | 63967_G_CDB1 | 63967 | G | CDB1 |  | Solar PV |  | PJM_COMD | Illinois | 17 | McHenry | 111 | 17111 | 1 | 0 | 2021 | 9999 |  |  | N | Solar | [13 empty] | 0 | 0 | 0 | 0
Charter Durabar at Woodstock | 63967_G_CDB2 | 63967 | G | CDB2 |  | Solar PV |  | PJM_COMD | Illinois | 17 | McHenry | 111 | 17111 | 1 | 0 | 2021 | 9999 |  |  | N | Solar | [13 empty] | 0 | 0 | 0 | 0
The GSI Group LLC at Assumption | 63968_G_GSI | 63968 | G | GSI |  | Solar PV |  | MIS_IL | Illinois | 17 | Christian | 21 | 17021 | 1.5 | 0 | 2021 | 9999 |  |  | N | Solar | [13 empty] | 0 | 0 | 0 | 0
SulusSolar35 | 63969_G_SS35 | 63969 | G | SS35 |  | Solar PV |  | WECC_PNW | Oregon | 41 | Clackamas | 5 | 41005 | 3 | 0 | 2020 | 9999 |  |  | N | Solar | [13 empty] | 0 | 0 | 0 | 0
CCUA Solar | 63971_G_CCUA | 63971 | G | CCUA |  | Solar PV |  | PJM_EMAC | New Jersey | 34 | Cumberland | 11 | 34011 | 1.5 | 0 | 2021 | 9999 |  |  | N | Solar | [13 empty] | 0 | 0 | 0 | 0
Cardinal Solar LLC | 63973_G_CARD | 63973 | G | CARD |  | Solar PV |  | S_VACA | South Carolina | 45 | Marion | 67 | 45067 | 7 | 0 | 2020 | 9999 |  |  | N | Solar | [13 empty] | 0 | 0 | 0 | 0
Hayes Solar, LLC | 63974_G_HAYES | 63974 | G | HAYES |  | Solar PV |  | S_VACA | North Carolina | 37 | Surry | 171 | 37171 | 3 | 0 | 2020 | 9999 |  |  | N | Solar | [13 empty] | 0 | 0 | 0 | 0
Harrison Solar, LLC | 63975_G_HARS | 63975 | G | HARS |  | Solar PV |  | S_VACA | North Carolina | 37 | Sampson | 163 | 37163 | 5 | 0 | 2020 | 9999 |  |  | N | Solar | [13 empty] | 0 | 0 | 0 | 0
Bay Tree | 63976_G_959 | 63976 | G | 959 |  | Solar PV |  | S_VACA | North Carolina | 37 | Bladen | 17 | 37017 | 70.1 | 0 | 2021 | 9999 |  |  | N | Solar | [13 empty] | 0 | 0 | 0 | 0
Central Generating | 63977_G_1 | 63977 | G | 1 |  | Landfill Gas |  | MIS_LMI | Michigan | 26 | Montcalm | 117 | 26117 | 1.6 | 8513 | 2018 | 9999 |  |  | N | Landfill Gas | [13 empty] | 0.09 | 0.09 | 0.09 | 0.09
Central Generating | 63977_G_2 | 63977 | G | 2 |  | Landfill Gas |  | MIS_LMI | Michigan | 26 | Montcalm | 117 | 26117 | 0.8 | 8513 | 2018 | 9999 |  |  | N | Landfill Gas | [13 empty] | 0.09 | 0.09 | 0.09 | 0.09
Central Generating | 63977_G_3 | 63977 | G | 3 |  | Landfill Gas |  | MIS_LMI | Michigan | 26 | Montcalm | 117 | 26117 | 1.6 | 8513 | 2020 | 9999 |  |  | N | Landfill Gas | [13 empty] | 0.09 | 0.09 | 0.09 | 0.09
315 Vinson Road | 63979_G_VINSN | 63979 | G | VINSN |  | Solar PV |  | S_VACA | North Carolina | 37 | Johnston | 101 | 37101 | 2 | 0 | 2020 | 9999 |  |  | N | Solar | [13 empty] | 0 | 0 | 0 | 0
Rialto - High School | 63986_G_10136 | 63986 | G | 10136 |  | Solar PV |  | WECC_SCE | California | 6 | San Bernardino | 71 | 06071 | 0.9 | 0 | 2017 | 9999 |  |  | N | Solar | [13 empty] | 0 | 0 | 0 | 0
FTF-PackingShed | 63993_G_FTF02 | 63993 | G | FTF02 |  | Solar PV |  | WECC_SCE | California | 6 | Tulare | 107 | 06107 | 1 | 0 | 2013 | 9999 |  |  | N | Solar | [13 empty] | 0 | 0 | 0 | 0
Trenton | 63995_G_ES1 | 63995 | G | ES1 |  | Energy Storage |  | FRCC | Florida | 12 | Gilchrist | 41 | 12041 | 11 | 0 | 2021 | 9999 |  |  | N | Energy Storage | [13 empty] | 0 | 0 | 0 | 0
Cape San Blas | 63996_G_ES1 | 63996 | G | ES1 |  | Energy Storage |  | S_SOU | Florida | 12 | Gulf | 45 | 12045 | 5.5 | 0 | 2021 | 9999 |  |  | N | Energy Storage | [13 empty] | 0 | 0 | 0 | 0
Pine Hill | 63997_G_PHS01 | 63997 | G | PHS01 |  | Solar PV |  | NENGREST | Rhode Island | 44 | Providence | 7 | 44007 | 5 | 0 | 2020 | 9999 |  |  | N | Solar | [13 empty] | 0 | 0 | 0 | 0
Jennings Energy Storage Facility | 63998_G_ES1 | 63998 | G | ES1 |  | Energy Storage |  | FRCC | Florida | 12 | Hamilton | 47 | 12047 | 5.5 | 0 | 2021 | 9999 |  |  | N | Energy Storage | [13 empty] | 0 | 0 | 0 | 0
Micanopy Energy Storage Facility | 63999_G_ES1 | 63999 | G | ES1 |  | Energy Storage |  | FRCC | Florida | 12 | Alachua | 1 | 12001 | 8.3 | 0 | 2021 | 9999 |  |  | N | Energy Storage | [13 empty] | 0 | 0 | 0 | 0
Amaterasu LLC | 64000_G_BESS | 64000 | G | BESS |  | Energy Storage |  | NENGREST | Massachusetts | 25 | Worcester | 27 | 25027 | 3 | 0 | 2021 | 9999 |  |  | N | Energy Storage | [13 empty] | 0 | 0 | 0 | 0
Amaterasu LLC | 64000_G_DRC | 64000 | G | DRC |  | Solar PV |  | NENGREST | Massachusetts | 25 | Worcester | 27 | 25027 | 4.6 | 0 | 2021 | 9999 |  |  | N | Solar | [13 empty] | 0 | 0 | 0 | 0
Buttercup Solar, LLC | 64002_G_11629 | 64002 | G | 11629 |  | Solar PV |  | S_VACA | North Carolina | 37 | Duplin | 61 | 37061 | 5 | 0 | 2020 | 9999 |  |  | N | Solar | [13 empty] | 0 | 0 | 0 | 0
Interfaith Medical Center | 64004_G_EGB17 | 64004 | G | EGB17 |  | Combustion Turbine | IC Engine | NY_Z_J | New York | 36 | Kings | 47 | 36047 | 1.2 | 9905 | 2012 | 9999 |  |  | N | Natural Gas, Distillate Fuel Oil | [13 empty] | 0.011 | 0.011 | 0.011 | 0.011
Energix Hollyfield, LLC | 64010_G_ENX06 | 64010 | G | ENX06 |  | Solar PV |  | PJM_Dom | Virginia | 51 | King William | 101 | 51101 | 13 | 0 | 2021 | 9999 |  |  | N | Solar | [13 empty] | 0 | 0 | 0 | 0
Bainbridge Solar | 64011_G_6359 | 64011 | G | 6359 |  | Solar PV |  | S_SOU | Georgia | 13 | Decatur | 87 | 13087 | 1 | 0 | 2019 | 9999 |  |  | N | Solar | [13 empty] | 0 | 0 | 0 | 0
Somonauk Road Solar 1 | 64013_G_6344 | 64013 | G | 6344 |  | Solar PV |  | PJM_COMD | Illinois | 17 | DeKalb | 37 | 17037 | 2 | 0 | 2021 | 9999 |  |  | N | Solar | [13 empty] | 0 | 0 | 0 | 0
28 Livermore Hill Road Solar | 64014_G_7405 | 64014 | G | 7405 |  | Solar PV |  | NENGREST | Massachusetts | 25 | Worcester | 27 | 25027 | 5 | 0 | 2020 | 9999 |  |  | N | Solar | [13 empty] | 0 | 0 | 0 | 0
Brick Church Solar | 64017_G_7405 | 64017 | G | 7405 |  | Solar PV |  | NY_Z_F | New York | 36 | Rensselaer | 83 | 36083 | 4 | 0 | 2019 | 9999 |  |  | N | Solar | [13 empty] | 0 | 0 | 0 | 0
Route 76 Boone Solar 1 | 64018_G_7724 | 64018 | G | 7724 |  | Solar PV |  | PJM_COMD | Illinois | 17 | Boone | 7 | 17007 | 2 | 0 | 2020 | 9999 |  |  | N | Solar | [13 empty] | 0 | 0 | 0 | 0
Lincoln Combustion | 7277_G_17 | 7277 | G | 17 |  | Combustion Turbine |  | S_VACA | North Carolina | 37 | Lincoln | 109 | 37109 | 513 | 9905 | 2020 | 9999 |  |  | N | Natural Gas, Distillate Fuel Oil |  |  |  |  | SCR | 2020 | [7 empty] | 0.011 | 0.011 | 0.011 | 0.011
CTV Power Purchase Contract Trust | 54300_G_SX1S | 54300 | G | SX1S |  | Onshore Wind |  | WECC_SCE | California | 6 | Kern | 29 | 06029 | 0.1 | 0 | 1985 | 9999 |  |  | N | Wind | [13 empty] | 0 | 0 | 0 | 0
Blythe Solar III, LLC Hybrid | 60094_G_BLSL3 | 60094 | G | BLSL3 |  | Solar PV |  | WECC_SCE | California | 6 | Riverside | 65 | 06065 | 136.8 | 0 | 2020 | 9999 |  |  | N | Solar | [13 empty] | 0 | 0 | 0 | 0
Beaver Creek Wind | 61079_G_GT1 | 61079 | G | GT1 |  | Onshore Wind |  | MIS_MIDA | Iowa | 19 | Boone | 15 | 19015 | 170 | 0 | 2018 | 9999 |  |  | N | Wind | [13 empty] | 0 | 0 | 0 | 0
Imeson Solar | 63186_G_IMESS | 63186 | G | IMESS |  | Energy Storage |  | FRCC | Florida | 12 | Duval | 31 | 12031 | 5 | 0 | 2019 | 9999 |  |  | N | Energy Storage | [13 empty] | 0 | 0 | 0 | 0
Hales Mills Solar, LLC | 63339_G_6609 | 63339 | G | 6609 |  | Solar PV |  | NY_Z_F | New York | 36 | Fulton | 35 | 36035 | 3.6 | 0 | 2020 | 9999 |  |  | N | Solar | [13 empty] | 0 | 0 | 0 | 0
Erving CSG | 63950_G_ERVIN | 63950 | G | ERVIN |  | Solar PV |  | NENGREST | Massachusetts | 25 | Franklin | 11 | 25011 | 1 | 0 | 2020 | 9999 |  |  | N | Solar | [13 empty] | 0 | 0 | 0 | 0
Easthampton CSG | 63953_G_EASTP | 63953 | G | EASTP |  | Solar PV |  | NENGREST | Massachusetts | 25 | Hampshire | 15 | 25015 | 2.5 | 0 | 2020 | 9999 |  |  | N | Solar | [13 empty] | 0 | 0 | 0 | 0
Day Hill Solar, LLC | 63957_G_221 | 63957 | G | 221 |  | Solar PV |  | WECC_PNW | Oregon | 41 | Clackamas | 5 | 41005 | 2.3 | 0 | 2020 | 9999 |  |  | N | Solar | [13 empty] | 0 | 0 | 0 | 0
7185 13th Pl. NW | 63970_G_10020 | 63970 | G | 10020 |  | Solar PV |  | PJM_SMAC | District of Columbia | 11 | District of Columbia | 1 | 11001 | 0.9 | 0 | 2019 | 9999 |  |  | N | Solar | [13 empty] | 0 | 0 | 0 | 0
Firebaugh-CCS-PV-1 | 63994_G_MWF01 | 63994 | G | MWF01 |  | Solar PV |  | WEC_CALN | California | 6 | Fresno | 19 | 06019 | 1 | 0 | 2015 | 9999 |  |  | N | Solar | [13 empty] | 0 | 0 | 0 | 0
SulusSolar28 | 64007_G_SS28 | 64007 | G | SS28 |  | Solar PV |  | WECC_PNW | Oregon | 41 | Yamhill | 71 | 41071 | 3 | 0 | 2020 | 9999 |  |  | N | Solar | [13 empty] | 0 | 0 | 0 | 0
Alden Solar CSG LLC | 64021_G_225 | 64021 | G | 225 |  | Solar PV |  | WECC_CO | Colorado | 8 | Weld | 123 | 08123 | 1.6 | 0 | 2020 | 9999 |  |  | N | Solar | [13 empty] | 0 | 0 | 0 | 0
10 Finderne Avenue Solar, LLC | 64023_G_246 | 64023 | G | 246 |  | Solar PV |  | PJM_EMAC | New Jersey | 34 | Somerset | 35 | 34035 | 2.3 | 0 | 2017 | 9999 |  |  | N | Solar | [13 empty] | 0 | 0 | 0 | 0
Kenmare - Sullivan Community College | 64030_G_GEN1 | 64030 | G | GEN1 |  | Solar PV |  | NY_Z_G-I | New York | 36 | Sullivan | 105 | 36105 | 2 | 0 | 2015 | 9999 |  |  | N | Solar | [13 empty] | 0 | 0 | 0 | 0
Fremont CO 1, LLC | 64031_G_228 | 64031 | G | 228 |  | Solar PV |  | WECC_CO | Colorado | 8 | Fremont | 43 | 08043 | 1.8 | 0 | 2020 | 9999 |  |  | N | Solar | [13 empty] | 0 | 0 | 0 | 0
SulusSolar25 | 64034_G_SS25 | 64034 | G | SS25 |  | Solar PV |  | WECC_PNW | Oregon | 41 | Marion | 47 | 41047 | 2.2 | 0 | 2020 | 9999 |  |  | N | Solar | [13 empty] | 0 | 0 | 0 | 0
Wappinger 9D Solar | 64041_G_4683 | 64041 | G | 4683 |  | Solar PV |  | NY_Z_G-I | New York | 36 | Dutchess | 27 | 36027 | 2 | 0 | 2019 | 9999 |  |  | N | Solar | [13 empty] | 0 | 0 | 0 | 0
Montague Road Solar | 64042_G_3958 | 64042 | G | 3958 |  | Solar PV |  | NENGREST | Massachusetts | 25 | Hampshire | 15 | 25015 | 3.6 | 0 | 2019 | 9999 |  |  | N | Solar | [13 empty] | 0 | 0 | 0 | 0
Off Airport Road - West | 64044_G_7141 | 64044 | G | 7141 |  | Solar PV |  | NY_Z_G-I | New York | 36 | Ulster | 111 | 36111 | 4 | 0 | 2019 | 9999 |  |  | N | Solar | [13 empty] | 0 | 0 | 0 | 0
Fitchburg Renewables | 64045_G_4648 | 64045 | G | 4648 |  | Solar PV |  | NENGREST | Massachusetts | 25 | Worcester | 27 | 25027 | 4 | 0 | 2020 | 9999 |  |  | N | Solar | [13 empty] | 0 | 0 | 0 | 0
6140 Route 209 - North | 64046_G_7140 | 64046 | G | 7140 |  | Solar PV |  | NY_Z_G-I | New York | 36 | Ulster | 111 | 36111 | 4 | 0 | 2019 | 9999 |  |  | N | Solar | [13 empty] | 0 | 0 | 0 | 0
Wonderful Orchards - New Columbia | 64055_G_WOC | 64055 | G | WOC |  | Solar PV |  | WEC_CALN | California | 6 | Madera | 39 | 06039 | 5 | 0 | 2020 | 9999 |  |  | N | Solar | [13 empty] | 0 | 0 | 0 | 0
SELCO Communitiy Solar | 64060_G_SELCO | 64060 | G | SELCO |  | Solar PV |  | NENGREST | Massachusetts | 25 | Worcester | 27 | 25027 | 3 | 0 | 2018 | 9999 |  |  | N | Solar | [13 empty] | 0 | 0 | 0 | 0
Camp Ripley Solar | 64072_G_CR1 | 64072 | G | CR1 |  | Solar PV |  | MIS_MNWI | Minnesota | 27 | Morrison | 97 | 27097 | 10.8 | 0 | 2016 | 9999 |  |  | N | Solar | [13 empty] | 0 | 0 | 0 | 0
Pittsfield Solar LLC | 64078_G_PSLLC | 64078 | G | PSLLC |  | Solar PV |  | NENG_ME | Maine | 23 | Somerset | 25 | 23025 | 9.9 | 0 | 2017 | 9999 |  |  | N | Solar | [13 empty] | 0 | 0 | 0 | 0
Blanchard Road 1 Community Solar | 64084_G_BR1CS | 64084 | G | BR1CS |  | Solar PV |  | NY_Z_C&E | New York | 36 | Jefferson | 45 | 36045 | 5 | 0 | 2019 | 9999 |  |  | N | Solar | [13 empty] | 0 | 0 | 0 | 0
North Providence | 64085_G_CPRI2 | 64085 | G | CPRI2 |  | Solar PV |  | NENGREST | Rhode Island | 44 | Providence | 7 | 44007 | 2 | 0 | 2018 | 9999 |  |  | N | Solar | [13 empty] | 0 | 0 | 0 | 0
Blanchard Road 2 Community Solar | 64087_G_BR2CS | 64087 | G | BR2CS |  | Solar PV |  | NY_Z_C&E | New York | 36 | Jefferson | 45 | 36045 | 5 | 0 | 2019 | 9999 |  |  | N | Solar | [13 empty] | 0 | 0 | 0 | 0
Moore Road Community Solar | 64091_G_MROCS | 64091 | G | MROCS |  | Solar PV |  | NY_Z_A | New York | 36 | Niagara | 63 | 36063 | 5 | 0 | 2019 | 9999 |  |  | N | Solar | [13 empty] | 0 | 0 | 0 | 0
Great Lakes Seaway Community Solar | 64092_G_GLSCS | 64092 | G | GLSCS |  | Solar PV |  | NY_Z_C&E | New York | 36 | Jefferson | 45 | 36045 | 5 | 0 | 2019 | 9999 |  |  | N | Solar | [13 empty] | 0 | 0 | 0 | 0
Montross Solar | 64093_G_MOSO | 64093 | G | MOSO |  | Solar PV |  | PJM_Dom | Virginia | 51 | Westmoreland | 193 | 51193 | 20 | 0 | 2018 | 9999 |  |  | N | Solar | [13 empty] | 0 | 0 | 0 | 0
Samuel Mickle School | 64096_G_248 | 64096 | G | 248 |  | Solar PV |  | PJM_EMAC | New Jersey | 34 | Gloucester | 15 | 34015 | 1.1 | 0 | 2017 | 9999 |  |  | N | Solar | [13 empty] | 0 | 0 | 0 | 0
Tesla Reno GigaFactory | 64098_G_1 | 64098 | G | 1 |  | Solar PV |  | WECC_NNV | Nevada | 32 | Storey | 29 | 32029 | 0.4 | 0 | 2019 | 9999 |  |  | N | Solar | [13 empty] | 0 | 0 | 0 | 0
Tesla Reno GigaFactory | 64098_G_2 | 64098 | G | 2 |  | Solar PV |  | WECC_NNV | Nevada | 32 | Storey | 29 | 32029 | 0.5 | 0 | 2019 | 9999 |  |  | N | Solar | [13 empty] | 0 | 0 | 0 | 0
Mid-River PA, LLC (ABE4) | 64101_G_259 | 64101 | G | 259 |  | Solar PV |  | PJM_WMAC | Pennsylvania | 42 | Northampton | 95 | 42095 | 3 | 0 | 2020 | 9999 |  |  | N | Solar | [13 empty] | 0 | 0 | 0 | 0
GE 19th Hole | 64102_G_GE19H | 64102 | G | GE19H |  | Solar PV |  | NY_Z_F | New York | 36 | Fulton | 35 | 36035 | 7.7 | 0 | 2018 | 9999 |  |  | N | Solar | [13 empty] | 0 | 0 | 0 | 0
Canton | 64107_G_CPMA1 | 64107 | G | CPMA1 |  | Solar PV |  | NENGREST | Massachusetts | 25 | Norfolk | 21 | 25021 | 5 | 0 | 2012 | 9999 |  |  | N | Solar | [13 empty] | 0 | 0 | 0 | 0
Gold Meadow Farms | 64108_G_CPRI7 | 64108 | G | CPRI7 |  | Solar PV |  | NENGREST | Rhode Island | 44 | Kent | 3 | 44003 | 16.2 | 0 | 2019 | 9999 |  |  | N | Solar | [13 empty] | 0 | 0 | 0 | 0
Ravenbrook | 64109_G_CPMA2 | 64109 | G | CPMA2 |  | Solar PV |  | NENGREST | Massachusetts | 25 | Plymouth | 23 | 25023 | 5 | 0 | 2013 | 9999 |  |  | N | Solar | [13 empty] | 0 | 0 | 0 | 0
Hudson | 64110_G_CPMA6 | 64110 | G | CPMA6 |  | Solar PV |  | NENGREST | Massachusetts | 25 | Middlesex | 17 | 25017 | 5 | 0 | 2017 | 9999 |  |  | N | Solar | [13 empty] | 0 | 0 | 0 | 0
A Street 2 | 64111_G_CPRI5 | 64111 | G | CPRI5 |  | Solar PV |  | NENGREST | Rhode Island | 44 | Providence | 7 | 44007 | 1.6 | 0 | 2018 | 9999 |  |  | N | Solar | [13 empty] | 0 | 0 | 0 | 0
Berkley | 64112_G_CPMA3 | 64112 | G | CPMA3 |  | Solar PV |  | NENGREST | Massachusetts | 25 | Bristol | 5 | 25005 | 3 | 0 | 2017 | 9999 |  |  | N | Solar | [13 empty] | 0 | 0 | 0 | 0
Kilvert | 64113_G_CPRI1 | 64113 | G | CPRI1 |  | Solar PV |  | NENGREST | Rhode Island | 44 | Kent | 3 | 44003 | 4.7 | 0 | 2018 | 9999 |  |  | N | Solar | [13 empty] | 0 | 0 | 0 | 0
A Street 1 | 64114_G_CPRI4 | 64114 | G | CPRI4 |  | Solar PV |  | NENGREST | Rhode Island | 44 | Providence | 7 | 44007 | 1.2 | 0 | 2018 | 9999 |  |  | N | Solar | [13 empty] | 0 | 0 | 0 | 0
Carver | 64115_G_CPMA4 | 64115 | G | CPMA4 |  | Solar PV |  | NENGREST | Massachusetts | 25 | Plymouth | 23 | 25023 | 1.5 | 0 | 2017 | 9999 |  |  | N | Solar | [13 empty] | 0 | 0 | 0 | 0
Plainfield Pike | 64116_G_CPRI6 | 64116 | G | CPRI6 |  | Solar PV |  | NENGREST | Rhode Island | 44 | Providence | 7 | 44007 | 2 | 0 | 2019 | 9999 |  |  | N | Solar | [13 empty] | 0 | 0 | 0 | 0
Meadowlark Solar | 64117_G_MLS01 | 64117 | G | MLS01 |  | Solar PV |  | S_VACA | North Carolina | 37 | Harnett | 85 | 37085 | 4.9 | 0 | 2018 | 9999 |  |  | N | Solar | [13 empty] | 0 | 0 | 0 | 0
Nash 97 Solar 2 | 64118_G_N97S2 | 64118 | G | N97S2 |  | Solar PV |  | S_VACA | North Carolina | 37 | Nash | 127 | 37127 | 4.9 | 0 | 2018 | 9999 |  |  | N | Solar | [13 empty] | 0 | 0 | 0 | 0
Nickelson Solar 2 | 64119_G_NS2 | 64119 | G | NS2 |  | Solar PV |  | S_VACA | North Carolina | 37 | Duplin | 61 | 37061 | 4.9 | 0 | 2018 | 9999 |  |  | N | Solar | [13 empty] | 0 | 0 | 0 | 0
Chicopee | 64120_G_CPMA5 | 64120 | G | CPMA5 |  | Solar PV |  | NENGREST | Massachusetts | 25 | Hampden | 13 | 25013 | 2 | 0 | 2017 | 9999 |  |  | N | Solar | [13 empty] | 0 | 0 | 0 | 0
Siler City Solar 2 | 64121_G_SCS2 | 64121 | G | SCS2 |  | Solar PV |  | S_VACA | North Carolina | 37 | Chatham | 37 | 37037 | 4.9 | 0 | 2018 | 9999 |  |  | N | Solar | [13 empty] | 0 | 0 | 0 | 0
Kenmare - Mansfield Branch Street | 64137_G_GEN1 | 64137 | G | GEN1 |  | Solar PV |  | NENGREST | Massachusetts | 25 | Bristol | 5 | 25005 | 1.5 | 0 | 2017 | 9999 |  |  | N | Solar | [13 empty] | 0 | 0 | 0 | 0
Wheatridge Hybrid | 62745_G_WIND | 62745 | G | WIND |  | Onshore Wind |  | WECC_PNW | Oregon | 41 | Morrow | 49 | 41049 | 200 | 0 | 2020 | 9999 |  |  | N | Wind | [13 empty] | 0 | 0 | 0 | 0
Westport Community Solar, LLC | 63307_G_WESTP | 63307 | G | WESTP |  | Solar PV |  | MIS_MNWI | Minnesota | 27 | Kandiyohi | 67 | 27067 | 1 | 0 | 2021 | 9999 |  |  | N | Solar | [13 empty] | 0 | 0 | 0 | 0
Titan Solar 1 (CA) | 63932_G_TITN1 | 63932 | G | TITN1 |  | Solar PV |  | WECC_IID | California | 6 | Imperial | 25 | 06025 | 70 | 0 | 2020 | 9999 |  |  | N | Solar | [13 empty] | 0 | 0 | 0 | 0
101 Carnegie Center Solar, LLC | 64025_G_297 | 64025 | G | 297 |  | Solar PV |  | PJM_EMAC | New Jersey | 34 | Mercer | 21 | 34021 | 1.2 | 0 | 2020 | 9999 |  |  | N | Solar | [13 empty] | 0 | 0 | 0 | 0
GreenparkSolar | 64033_G_GS | 64033 | G | GS |  | Solar PV |  | WECC_PNW | Oregon | 41 | Marion | 47 | 41047 | 1.3 | 0 | 2020 | 9999 |  |  | N | Solar | [13 empty] | 0 | 0 | 0 | 0
Apple Canyon Lake Solar | 64040_G_1 | 64040 | G | 1 |  | Solar PV |  | PJM_COMD | Illinois | 17 | Jo Daviess | 85 | 17085 | 1.2 | 0 | 2020 | 9999 |  |  | N | Solar | [13 empty] | 0 | 0 | 0 | 0
Wheatridge 1 | 64057_G_WND | 64057 | G | WND |  | Onshore Wind |  | WECC_PNW | Oregon | 41 | Morrow | 49 | 41049 | 100 | 0 | 2020 | 9999 |  |  | N | Wind | [13 empty] | 0 | 0 | 0 | 0
Morgan Solar 4, LLC | 64100_G_MORG | 64100 | G | MORG |  | Solar PV |  | MIS_IL | Illinois | 17 | Macoupin | 117 | 17117 | 2 | 0 | 2020 | 9999 |  |  | N | Solar | [13 empty] | 0 | 0 | 0 | 0
IGS Stockton DG | 64124_G_BREW | 64124 | G | BREW |  | Solar PV |  | PJM_COMD | Illinois | 17 | Jo Daviess | 85 | 17085 | 1.9 | 0 | 2020 | 9999 |  |  | N | Solar | [13 empty] | 0 | 0 | 0 | 0
Morgan Solar 2, LLC | 64159_G_MRG2 | 64159 | G | MRG2 |  | Solar PV |  | MIS_IL | Illinois | 17 | Morgan | 137 | 17137 | 2 | 0 | 2020 | 9999 |  |  | N | Solar | [13 empty] | 0 | 0 | 0 | 0
Jester Solar | 60290_G_PV1 | 60290 | G | PV1 |  | Solar PV |  | S_VACA | North Carolina | 37 | Wayne | 191 | 37191 | 4.9 | 0 | 2020 | 9999 |  |  | N | Solar | [13 empty] | 0 | 0 | 0 | 0
La Joya NM | 61044_G_LAJ2 | 61044 | G | LAJ2 |  | Onshore Wind |  | WECC_NM | New Mexico | 35 | Torrance | 57 | 35057 | 141.2 | 0 | 2021 | 9999 |  |  | N | Wind | [13 empty] | 0 | 0 | 0 | 0
Burke Wind, LLC | 61100_G_GE23 | 61100 | G | GE23 |  | Onshore Wind |  | MIS_MAPP | North Dakota | 38 | Burke | 13 | 38013 | 199.4 | 0 | 2020 | 9999 |  |  | N | Wind | [13 empty] | 0 | 0 | 0 | 0
Frey Rd #1 Community Solar Farm | 62504_G_1159 | 62504 | G | 1159 |  | Solar PV |  | NY_Z_B | New York | 36 | Wayne | 117 | 36117 | 2 | 0 | 2020 | 9999 |  |  | N | Solar | [13 empty] | 0 | 0 | 0 | 0
Frey Rd #2 Community Solar Farm | 62521_G_1442 | 62521 | G | 1442 |  | Solar PV |  | NY_Z_B | New York | 36 | Wayne | 117 | 36117 | 1.4 | 0 | 2020 | 9999 |  |  | N | Solar | [13 empty] | 0 | 0 | 0 | 0
Speedway Solar NC, LLC | 62821_G_GEN1 | 62821 | G | GEN1 |  | Solar PV |  | S_VACA | North Carolina | 37 | Cabarrus | 25 | 37025 | 22.6 | 0 | 2021 | 9999 |  |  | N | Solar | [13 empty] | 0 | 0 | 0 | 0
Hertford Solar Power, LLC | 63024_G_KEH | 63024 | G | KEH |  | Solar PV |  | PJM_Dom | North Carolina | 37 | Hertford | 91 | 37091 | 10 | 0 | 2022 | 9999 |  |  | N | Solar | [13 empty] | 0 | 0 | 0 | 0
Sutton Solar 2, LLC | 63336_G_6004 | 63336 | G | 6004 |  | Solar PV |  | NENGREST | Massachusetts | 25 | Worcester | 27 | 25027 | 1 | 0 | 2020 | 9999 |  |  | N | Solar | [13 empty] | 0 | 0 | 0 | 0
Scotch Bonnet Solar, LLC | 63345_G_PGR07 | 63345 | G | PGR07 |  | Solar PV |  | S_VACA | North Carolina | 37 | Pender | 141 | 37141 | 4.5 | 0 | 2020 | 9999 |  |  | N | Solar | [13 empty] | 0 | 0 | 0 | 0
FastSun 4 | 63576_G_FS4 | 63576 | G | FS4 |  | Solar PV |  | MIS_MNWI | Minnesota | 27 | Washington | 163 | 27163 | 1 | 0 | 2021 | 9999 |  |  | N | Solar | [13 empty] | 0 | 0 | 0 | 0
FastSun 21 | 63577_G_FS21 | 63577 | G | FS21 |  | Solar PV |  | MIS_MNWI | Minnesota | 27 | Sherburne | 141 | 27141 | 1 | 0 | 2021 | 9999 |  |  | N | Solar | [13 empty] | 0 | 0 | 0 | 0
CES Marbletown Solar | 63729_G_MT1 | 63729 | G | MT1 |  | Solar PV |  | NY_Z_G-I | New York | 36 | Ulster | 111 | 36111 | 3 | 0 | 2021 | 9999 |  |  | N | Solar | [13 empty] | 0 | 0 | 0 | 0
DC Water Solar | 63917_G_8030A | 63917 | G | 8030A |  | Solar PV |  | PJM_SMAC | District of Columbia | 11 | District of Columbia | 1 | 11001 | 4.5 | 0 | 2021 | 9999 |  |  | N | Solar | [13 empty] | 0 | 0 | 0 | 0
Central 40 | 63940_G_CEN40 | 63940 | G | CEN40 |  | Solar PV |  | WEC_CALN | California | 6 | Stanislaus | 99 | 06099 | 40 | 0 | 2021 | 9999 |  |  | N | Solar | [13 empty] | 0 | 0 | 0 | 0
Palmer Creek Solar, LLC | 63956_G_223 | 63956 | G | 223 |  | Solar PV |  | WECC_PNW | Oregon | 41 | Yamhill | 71 | 41071 | 2.3 | 0 | 2020 | 9999 |  |  | N | Solar | [13 empty] | 0 | 0 | 0 | 0
FastSun12 | 63966_G_FS12 | 63966 | G | FS12 |  | Solar PV |  | MIS_MNWI | Minnesota | 27 | Rice | 131 | 27131 | 1 | 0 | 2021 | 9999 |  |  | N | Solar | [13 empty] | 0 | 0 | 0 | 0
Camellia Solar, LLC | 64001_G_CAMEL | 64001 | G | CAMEL |  | Solar PV |  | MIS_MNWI | Minnesota | 27 | Pope | 121 | 27121 | 1 | 0 | 2020 | 9999 |  |  | N | Solar | [13 empty] | 0 | 0 | 0 | 0
SulusSolar33 | 64006_G_SS33 | 64006 | G | SS33 |  | Solar PV |  | WECC_PNW | Oregon | 41 | Yamhill | 71 | 41071 | 3 | 0 | 2021 | 9999 |  |  | N | Solar | [13 empty] | 0 | 0 | 0 | 0
MilfordSolar OR | 64008_G_MS | 64008 | G | MS |  | Solar PV |  | WECC_PNW | Oregon | 41 | Washington | 67 | 41067 | 3 | 0 | 2021 | 9999 |  |  | N | Solar | [13 empty] | 0 | 0 | 0 | 0
BristolSolar | 64009_G_BS | 64009 | G | BS |  | Solar PV |  | WECC_PNW | Oregon | 41 | Marion | 47 | 41047 | 3 | 0 | 2021 | 9999 |  |  | N | Solar | [13 empty] | 0 | 0 | 0 | 0
Edwardsville Solar II | 64016_G_6777 | 64016 | G | 6777 |  | Solar PV |  | MIS_IL | Illinois | 17 | Madison | 119 | 17119 | 2 | 0 | 2021 | 9999 |  |  | N | Solar | [13 empty] | 0 | 0 | 0 | 0
SulusSolar22 | 64022_G_SS22 | 64022 | G | SS22 |  | Solar PV |  | WECC_PNW | Oregon | 41 | Marion | 47 | 41047 | 3 | 0 | 2021 | 9999 |  |  | N | Solar | [13 empty] | 0 | 0 | 0 | 0
San Diego - EMDF at San Diego | 64028_G_EMDF | 64028 | G | EMDF |  | Solar PV |  | WEC_SDGE | California | 6 | San Diego | 73 | 06073 | 2.9 | 0 | 2021 | 9999 |  |  | N | Solar | [13 empty] | 0 | 0 | 0 | 0
Powatan Road Solar | 64035_G_POWTN | 64035 | G | POWTN |  | Solar PV |  | S_VACA | North Carolina | 37 | Johnston | 101 | 37101 | 2 | 0 | 2020 | 9999 |  |  | N | Solar | [13 empty] | 0 | 0 | 0 | 0
San Diego - NCRC at Vista | 64049_G_NCRC | 64049 | G | NCRC |  | Solar PV |  | WEC_SDGE | California | 6 | San Diego | 73 | 06073 | 1.8 | 0 | 2021 | 9999 |  |  | N | Solar | [13 empty] | 0 | 0 | 0 | 0
Cimarron Bend III | 64074_G_3 | 64074 | G | 3 |  | Onshore Wind |  | SPP_N | Kansas | 20 | Clark | 25 | 20025 | 198.8 | 0 | 2021 | 9999 |  |  | N | Wind | [13 empty] | 0 | 0 | 0 | 0
Dane County Airport Solar | 64080_G_1 | 64080 | G | 1 |  | Solar PV |  | MIS_WUMS | Wisconsin | 55 | Dane | 25 | 55025 | 9 | 0 | 2020 | 9999 |  |  | N | Solar | [13 empty] | 0 | 0 | 0 | 0
Electric City Solar | 64097_G_232 | 64097 | G | 232 |  | Solar PV |  | PJM_West | Michigan | 26 | St Joseph | 149 | 26149 | 15 | 0 | 2020 | 9999 |  |  | N | Solar | [13 empty] | 0 | 0 | 0 | 0
Desert Harvest II LLC | 64103_G_DH002 | 64103 | G | DH002 |  | Solar PV |  | WECC_SCE | California | 6 | Riverside | 65 | 06065 | 70 | 0 | 2020 | 9999 |  |  | N | Solar | [13 empty] | 0 | 0 | 0 | 0
Desert Harvest II LLC | 64103_G_DH003 | 64103 | G | DH003 |  | Energy Storage |  | WECC_SCE | California | 6 | Riverside | 65 | 06065 | 35 | 0 | 2021 | 9999 |  |  | N | Energy Storage | [13 empty] | 0 | 0 | 0 | 0
Maverick Solar 4, LLC | 64104_G_MAV02 | 64104 | G | MAV02 |  | Solar PV |  | WECC_SCE | California | 6 | Riverside | 65 | 06065 | 100 | 0 | 2020 | 9999 |  |  | N | Solar | [13 empty] | 0 | 0 | 0 | 0
County Road 16 | 64126_G_ORNGE | 64126 | G | ORNGE |  | Solar PV |  | NY_Z_C&E | New York | 36 | Schuyler | 97 | 36097 | 2 | 0 | 2020 | 9999 |  |  | N | Solar | [13 empty] | 0 | 0 | 0 | 0
REG Juhl Glenville Wind, LLC | 64130_G_RJGW | 64130 | G | RJGW |  | Onshore Wind |  | MIS_MNWI | Minnesota | 27 | Freeborn | 47 | 27047 | 2.5 | 0 | 2020 | 9999 |  |  | N | Wind | [13 empty] | 0 | 0 | 0 | 0
Albemarle Beach Solar | 64169_G_BEACH | 64169 | G | BEACH |  | Solar PV |  | PJM_Dom | North Carolina | 37 | Washington | 187 | 37187 | 80 | 0 | 2020 | 9999 |  |  | N | Solar | [13 empty] | 0 | 0 | 0 | 0
Route 22 Community Solar Farm | 62524_G_1444 | 62524 | G | 1444 |  | Solar PV |  | NY_Z_D | New York | 36 | Clinton | 19 | 36019 | 3.7 | 0 | 2021 | 9999 |  |  | N | Solar | [13 empty] | 0 | 0 | 0 | 0
Ray Wilson Solar | 63017_G_1090 | 63017 | G | 1090 |  | Solar PV |  | S_VACA | North Carolina | 37 | Davie | 59 | 37059 | 5 | 0 | 2021 | 9999 |  |  | N | Solar | [13 empty] | 0 | 0 | 0 | 0
Solar Carver 3 Hybrid | 63506_G_SCRV3 | 63506 | G | SCRV3 |  | Solar PV |  | NENGREST | Massachusetts | 25 | Plymouth | 23 | 25023 | 1 | 0 | 2021 | 9999 |  |  | N | Solar | [13 empty] | 0 | 0 | 0 | 0
Solar Carver 1 Hybrid | 63541_G_SCRV1 | 63541 | G | SCRV1 |  | Solar PV |  | NENGREST | Massachusetts | 25 | Plymouth | 23 | 25023 | 2 | 0 | 2021 | 9999 |  |  | N | Solar | [13 empty] | 0 | 0 | 0 | 0
Kish | 63990_G_KISH | 63990 | G | KISH |  | Solar PV |  | PJM_COMD | Illinois | 17 | Boone | 7 | 17007 | 2 | 0 | 2021 | 9999 |  |  | N | Solar | [13 empty] | 0 | 0 | 0 | 0
ANSON Solar Center, LLC | 64026_G_SF1 | 64026 | G | SF1 |  | Solar PV |  | ERC_WEST | Texas | 48 | Jones | 253 | 48253 | 200 | 0 | 2021 | 9999 |  |  | N | Solar | [13 empty] | 0 | 0 | 0 | 0
Harts Mill Solar, LLC | 64144_G_HMS01 | 64144 | G | HMS01 |  | Solar PV |  | S_VACA | North Carolina | 37 | Edgecombe | 65 | 37065 | 80 | 0 | 2021 | 9999 |  |  | N | Solar | [13 empty] | 0 | 0 | 0 | 0
Blythe Solar II, LLC | 60092_G_BLST2 | 60092 | G | BLST2 |  | Energy Storage |  | WECC_SCE | California | 6 | Riverside | 65 | 06065 | 115 | 0 | 2021 | 9999 |  |  | N | Energy Storage | [13 empty] | 0 | 0 | 0 | 0
County Route 11 Community Solar Farm | 62507_G_1419 | 62507 | G | 1419 |  | Solar PV |  | NY_Z_D | New York | 36 | Clinton | 19 | 36019 | 4.1 | 0 | 2020 | 9999 |  |  | N | Solar | [13 empty] | 0 | 0 | 0 | 0
Antelope Expansion 3A | 62673_G_ANX3A | 62673 | G | ANX3A |  | Solar PV |  | WEC_LADW | California | 6 | Los Angeles | 37 | 06037 | 15 | 0 | 2021 | 9999 |  |  | N | Solar | [13 empty] | 0 | 0 | 0 | 0
Antelope Expansion 3B | 62674_G_ANX3B | 62674 | G | ANX3B |  | Solar PV |  | WEC_LADW | California | 6 | Los Angeles | 37 | 06037 | 5 | 0 | 2021 | 9999 |  |  | N | Solar | [13 empty] | 0 | 0 | 0 | 0
Hayfield Solar III LLC | 63725_G_HAYF3 | 63725 | G | HAYF3 |  | Solar PV |  | MIS_MNWI | Minnesota | 27 | Dodge | 39 | 27039 | 1 | 0 | 2021 | 9999 |  |  | N | Solar | [13 empty] | 0 | 0 | 0 | 0
Pipestone City Solar LLC | 63726_G_PSCTY | 63726 | G | PSCTY |  | Solar PV |  | MIS_MNWI | Minnesota | 27 | Pipestone | 117 | 27117 | 1 | 0 | 2021 | 9999 |  |  | N | Solar | [13 empty] | 0 | 0 | 0 | 0
Union Garden | 63939_G_CGS | 63939 | G | CGS |  | Solar PV |  | MIS_MNWI | Minnesota | 27 | Rice | 131 | 27131 | 1 | 0 | 2021 | 9999 |  |  | N | Solar | [13 empty] | 0 | 0 | 0 | 0
BWC Stony Brook, LLC Hybrid | 64140_G_BESS | 64140 | G | BESS |  | Energy Storage |  | NENGREST | Massachusetts | 25 | Middlesex | 17 | 25017 | 0.7 | 0 | 2021 | 9999 |  |  | N | Energy Storage | [13 empty] | 0 | 0 | 0 | 0
BWC Stony Brook, LLC Hybrid | 64140_G_BSBPV | 64140 | G | BSBPV |  | Solar PV |  | NENGREST | Massachusetts | 25 | Middlesex | 17 | 25017 | 1.6 | 0 | 2021 | 9999 |  |  | N | Solar | [13 empty] | 0 | 0 | 0 | 0
BWC Muddy Brook, LLC Hybrid | 64170_G_MBES | 64170 | G | MBES |  | Energy Storage |  | NENGREST | Massachusetts | 25 | Worcester | 27 | 25027 | 0.9 | 0 | 2021 | 9999 |  |  | N | Energy Storage | [13 empty] | 0 | 0 | 0 | 0
BWC Muddy Brook, LLC Hybrid | 64170_G_MBPV | 64170 | G | MBPV |  | Solar PV |  | NENGREST | Massachusetts | 25 | Worcester | 27 | 25027 | 1 | 0 | 2021 | 9999 |  |  | N | Solar | [13 empty] | 0 | 0 | 0 | 0
Quail Holdings | 60434_G_PV1 | 60434 | G | PV1 |  | Solar PV |  | S_VACA | North Carolina | 37 | Davie | 59 | 37059 | 25 | 0 | 2024 | 9999 |  |  | N | Solar | [13 empty] | 0 | 0 | 0 | 0
Henrietta D Energy Storage LLC | 60641_G_HDES1 | 60641 | G | HDES1 |  | Energy Storage |  | WEC_CALN | California | 6 | Kings | 31 | 06031 | 10 | 0 | 2021 | 9999 |  |  | N | Energy Storage | [13 empty] | 0 | 0 | 0 | 0
Telegraph Rd #1 Community Solar Farm | 62496_G_1268 | 62496 | G | 1268 |  | Solar PV |  | NY_Z_A | New York | 36 | Wyoming | 121 | 36121 | 3.8 | 0 | 2021 | 9999 |  |  | N | Solar | [13 empty] | 0 | 0 | 0 | 0
Orange County Energy Storage 2 | 62497_G_OCES2 | 62497 | G | OCES2 |  | Energy Storage |  | WECC_SCE | California | 6 | Orange | 59 | 06059 | 9 | 0 | 2021 | 9999 |  |  | N | Energy Storage | [13 empty] | 0 | 0 | 0 | 0
Telegraph Rd #2 Community Solar Farm | 62498_G_1413 | 62498 | G | 1413 |  | Solar PV |  | NY_Z_A | New York | 36 | Wyoming | 121 | 36121 | 2 | 0 | 2021 | 9999 |  |  | N | Solar | [13 empty] | 0 | 0 | 0 | 0
Orange County Energy Storage 3 | 62499_G_OCES3 | 62499 | G | OCES3 |  | Energy Storage |  | WECC_SCE | California | 6 | Orange | 59 | 06059 | 6 | 0 | 2021 | 9999 |  |  | N | Energy Storage | [13 empty] | 0 | 0 | 0 | 0
Route 19 #1 Community Solar Farm | 62500_G_1258 | 62500 | G | 1258 |  | Solar PV |  | NY_Z_A | New York | 36 | Wyoming | 121 | 36121 | 2 | 0 | 2022 | 9999 |  |  | N | Solar | [13 empty] | 0 | 0 | 0 | 0
Route 19 #2 Community Solar Farm | 62502_G_1415 | 62502 | G | 1415 |  | Solar PV |  | NY_Z_A | New York | 36 | Wyoming | 121 | 36121 | 5 | 0 | 2021 | 9999 |  |  | N | Solar | [13 empty] | 0 | 0 | 0 | 0
Outer Cape Community Battery | 62604_G_OCESS | 62604 | G | OCESS |  | Energy Storage |  | NENGREST | Massachusetts | 25 | Barnstable | 1 | 25001 | 25 | 0 | 2021 | 9999 |  |  | N | Energy Storage | [13 empty] | 0 | 0 | 0 | 0
Plott Hound Solar | 63015_G_1088 | 63015 | G | 1088 |  | Solar PV |  | S_VACA | North Carolina | 37 | Craven | 49 | 37049 | 5 | 0 | 2021 | 9999 |  |  | N | Solar | [13 empty] | 0 | 0 | 0 | 0
Carolina Lily Solar | 63016_G_1096 | 63016 | G | 1096 |  | Solar PV |  | S_VACA | North Carolina | 37 | Davie | 59 | 37059 | 5 | 0 | 2021 | 9999 |  |  | N | Solar | [13 empty] | 0 | 0 | 0 | 0
Granby Solar, LLC | 63338_G_4787 | 63338 | G | 4787 |  | Solar PV |  | NENGREST | Massachusetts | 25 | Hampshire | 15 | 25015 | 3 | 0 | 2021 | 9999 |  |  | N | Solar | [13 empty] | 0 | 0 | 0 | 0
Silverstrand Grid Energy Storage System | 63735_G_SLV01 | 63735 | G | SLV01 |  | Energy Storage |  | WECC_SCE | California | 6 | Ventura | 111 | 06111 | 11 | 0 | 2021 | 9999 |  |  | N | Energy Storage | [13 empty] | 0 | 0 | 0 | 0
CES Agawam Tuckahoe Solar Hybrid | 63763_G_ATES | 63763 | G | ATES |  | Energy Storage |  | NENGREST | Massachusetts | 25 | Hampden | 13 | 25013 | 2.3 | 0 | 2022 | 9999 |  |  | N | Energy Storage | [13 empty] | 0 | 0 | 0 | 0
Logansport Solar | 63861_G_INLP | 63861 | G | INLP |  | Solar PV |  | MIS_INKY | Indiana | 18 | Cass | 17 | 18017 | 16 | 0 | 2021 | 9999 |  |  | N | Solar | [13 empty] | 0 | 0 | 0 | 0
Peterman II | 63989_G_PETE | 63989 | G | PETE |  | Solar PV |  | PJM_COMD | Illinois | 17 | Kankakee | 91 | 17091 | 2 | 0 | 2021 | 9999 |  |  | N | Solar | [13 empty] | 0 | 0 | 0 | 0
Nostrand | 63991_G_NOS | 63991 | G | NOS |  | Solar PV |  | PJM_COMD | Illinois | 17 | Kankakee | 91 | 17091 | 2 | 0 | 2021 | 9999 |  |  | N | Solar | [13 empty] | 0 | 0 | 0 | 0
Vulcan | 63992_G_VUL | 63992 | G | VUL |  | Solar PV |  | PJM_COMD | Illinois | 17 | Kankakee | 91 | 17091 | 2 | 0 | 2021 | 9999 |  |  | N | Solar | [13 empty] | 0 | 0 | 0 | 0
Ware Palmer Road Solar LLC | 64128_G_WPRB | 64128 | G | WPRB |  | Energy Storage |  | NENGREST | Massachusetts | 25 | Hampshire | 15 | 25015 | 1.9 | 0 | 2021 | 9999 |  |  | N | Energy Storage | [13 empty] | 0 | 0 | 0 | 0
Ware Palmer Road Solar LLC | 64128_G_WPRS | 64128 | G | WPRS |  | Solar PV |  | NENGREST | Massachusetts | 25 | Hampshire | 15 | 25015 | 3 | 0 | 2021 | 9999 |  |  | N | Solar | [13 empty] | 0 | 0 | 0 | 0
East Brookfield Adams Road Solar LLC | 64129_G_EBARB | 64129 | G | EBARB |  | Energy Storage |  | NENGREST | Massachusetts | 25 | Worcester | 27 | 25027 | 3.1 | 0 | 2021 | 9999 |  |  | N | Energy Storage | [13 empty] | 0 | 0 | 0 | 0
East Brookfield Adams Road Solar LLC | 64129_G_EBARS | 64129 | G | EBARS |  | Solar PV |  | NENGREST | Massachusetts | 25 | Worcester | 27 | 25027 | 5 | 0 | 2021 | 9999 |  |  | N | Solar | [13 empty] | 0 | 0 | 0 | 0
ZPD-PT Solar Project 2017-038 Hybrid LLC | 64147_G_DRAES | 64147 | G | DRAES |  | Energy Storage |  | NENGREST | Massachusetts | 25 | Worcester | 27 | 25027 | 3.4 | 0 | 2021 | 9999 |  |  | N | Energy Storage | [13 empty] | 0 | 0 | 0 | 0
ZPD-PT Solar Project 2017-038 Hybrid LLC | 64147_G_DRAPV | 64147 | G | DRAPV |  | Solar PV |  | NENGREST | Massachusetts | 25 | Worcester | 27 | 25027 | 5 | 0 | 2021 | 9999 |  |  | N | Solar | [13 empty] | 0 | 0 | 0 | 0
Novel Novak Solar LLC | 64153_G_NOVAK | 64153 | G | NOVAK |  | Solar PV |  | MIS_MNWI | Minnesota | 27 | Benton | 9 | 27009 | 1 | 0 | 2021 | 9999 |  |  | N | Solar | [13 empty] | 0 | 0 | 0 | 0
BRE NC Solar 3 | 60627_G_BEAM3 | 60627 | G | BEAM3 |  | Solar PV |  | S_VACA | North Carolina | 37 | Granville | 77 | 37077 | 5 | 0 | 2021 | 9999 |  |  | N | Solar | [13 empty] | 0 | 0 | 0 | 0
Mt. Jackson Solar | 61318_G_SOLAR | 61318 | G | SOLAR |  | Solar PV |  | PJM_AP | Virginia | 51 | Shenandoah | 171 | 51171 | 15.7 | 0 | 2021 | 9999 |  |  | N | Solar | [13 empty] | 0 | 0 | 0 | 0
Maryneal Windpower | 62836_G_MNW | 62836 | G | MNW |  | Onshore Wind |  | ERC_WEST | Texas | 48 | Nolan | 353 | 48353 | 182.4 | 0 | 2021 | 9999 |  |  | N | Wind | [13 empty] | 0 | 0 | 0 | 0
USS Solar Brick | 63618_G_USBRK | 63618 | G | USBRK |  | Solar PV |  | MIS_IL | Illinois | 17 | Macoupin | 117 | 17117 | 2.7 | 0 | 2021 | 9999 |  |  | N | Solar | [13 empty] | 0 | 0 | 0 | 0
Saticoy | 63891_G_SATCY | 63891 | G | SATCY |  | Energy Storage |  | WECC_SCE | California | 6 | Ventura | 111 | 06111 | 100 | 0 | 2021 | 9999 |  |  | N | Energy Storage | [13 empty] | 0 | 0 | 0 | 0
Troy Solar | 63929_G_TROY1 | 63929 | G | TROY1 |  | Solar PV |  | MIS_INKY | Indiana | 18 | Spencer | 147 | 18147 | 50.4 | 0 | 2021 | 9999 |  |  | N | Solar | [13 empty] | 0 | 0 | 0 | 0
Energix Buckingham, LLC | 64015_G_ENX05 | 64015 | G | ENX05 |  | Solar PV |  | PJM_Dom | Virginia | 51 | Buckingham | 29 | 51029 | 20 | 0 | 2021 | 9999 |  |  | N | Solar | [13 empty] | 0 | 0 | 0 | 0
Bauer Solar CSG | 64029_G_TC3 | 64029 | G | TC3 |  | Solar PV |  | MIS_MNWI | Minnesota | 27 | Stearns | 145 | 27145 | 0.9 | 0 | 2021 | 9999 |  |  | N | Solar | [13 empty] | 0 | 0 | 0 | 0
Townsend Road | 64127_G_PODNQ | 64127 | G | PODNQ |  | Solar PV |  | NY_Z_C&E | New York | 36 | Schuyler | 97 | 36097 | 3.7 | 0 | 2021 | 9999 |  |  | N | Solar | [13 empty] | 0 | 0 | 0 | 0
Novel Shelly Solar LLC | 64154_G_SHLLY | 64154 | G | SHLLY |  | Solar PV |  | MIS_MNWI | Minnesota | 27 | Lyon | 83 | 27083 | 1 | 0 | 2022 | 9999 |  |  | N | Solar | [13 empty] | 0 | 0 | 0 | 0
Blythe Solar III, LLC Hybrid | 60094_G_BLST3 | 60094 | G | BLST3 |  | Energy Storage |  | WECC_SCE | California | 6 | Riverside | 65 | 06065 | 115 | 0 | 2021 | 9999 |  |  | N | Energy Storage | [13 empty] | 0 | 0 | 0 | 0
Griffin Trail Wind | 62411_G_GTWND | 62411 | G | GTWND |  | Onshore Wind |  | ERC_WEST | Texas | 48 | Knox | 275 | 48275 | 225.6 | 0 | 2021 | 9999 |  |  | N | Wind | [13 empty] | 0 | 0 | 0 | 0
West Valley West | 62737_G_WVW | 62737 | G | WVW |  | Solar PV |  | NY_Z_A | New York | 36 | Cattaraugus | 9 | 36009 | 5 | 0 | 2022 | 9999 |  |  | N | Solar | [13 empty] | 0 | 0 | 0 | 0
West Valley East | 62738_G_WVE | 62738 | G | WVE |  | Solar PV |  | NY_Z_A | New York | 36 | Cattaraugus | 9 | 36009 | 5 | 0 | 2022 | 9999 |  |  | N | Solar | [13 empty] | 0 | 0 | 0 | 0
Hawtree Solar | 62951_G_HAWT1 | 62951 | G | HAWT1 |  | Solar PV |  | S_VACA | North Carolina | 37 | Warren | 185 | 37185 | 65 | 0 | 2021 | 9999 |  |  | N | Solar | [13 empty] | 0 | 0 | 0 | 0
Juno Solar Project | 63328_G_JUNO1 | 63328 | G | JUNO1 |  | Solar PV |  | ERC_WEST | Texas | 48 | Borden | 33 | 48033 | 159 | 0 | 2021 | 9999 |  |  | N | Solar | [13 empty] | 0 | 0 | 0 | 0
Fogarty | 63747_G_GRA | 63747 | G | GRA |  | Solar PV |  | NY_Z_G-I | New York | 36 | Orange | 71 | 36071 | 2 | 0 | 2021 | 9999 |  |  | N | Solar | [13 empty] | 0 | 0 | 0 | 0
CES Agawam Tuckahoe Solar Hybrid | 63763_G_ATPV | 63763 | G | ATPV |  | Solar PV |  | NENGREST | Massachusetts | 25 | Hampden | 13 | 25013 | 3.6 | 0 | 2022 | 9999 |  |  | N | Solar | [13 empty] | 0 | 0 | 0 | 0
Whitetail Solar | 59569_G_PV1 | 59569 | G | PV1 |  | Solar PV |  | S_VACA | South Carolina | 45 | Dillon | 33 | 45033 | 10 | 0 | 2021 | 9999 |  |  | N | Solar | [13 empty] | 0 | 0 | 0 | 0
Rhubarb One SC | 59596_G_PV1 | 59596 | G | PV1 |  | Solar PV |  | S_VACA | South Carolina | 45 | Marion | 67 | 45067 | 20 | 0 | 2022 | 9999 |  |  | N | Solar | [13 empty] | 0 | 0 | 0 | 0
Willoughby PV1 | 60003_G_WILL1 | 60003 | G | WILL1 |  | Solar PV |  | S_VACA | North Carolina | 37 | Harnett | 85 | 37085 | 20 | 0 | 2024 | 9999 |  |  | N | Solar | [13 empty] | 0 | 0 | 0 | 0
BRE NC Solar 4 | 60628_G_BEAM4 | 60628 | G | BEAM4 |  | Solar PV |  | S_VACA | North Carolina | 37 | Warren | 185 | 37185 | 5 | 0 | 2022 | 9999 |  |  | N | Solar | [13 empty] | 0 | 0 | 0 | 0
Yellow Mills Rd #1 Community Solar Farm | 62517_G_1142 | 62517 | G | 1142 |  | Solar PV |  | NY_Z_C&E | New York | 36 | Ontario | 69 | 36069 | 2.3 | 0 | 2022 | 9999 |  |  | N | Solar | [13 empty] | 0 | 0 | 0 | 0
Yellow Mills Rd #2 Community Solar Farm | 62518_G_1181 | 62518 | G | 1181 |  | Solar PV |  | NY_Z_C&E | New York | 36 | Ontario | 69 | 36069 | 2.3 | 0 | 2022 | 9999 |  |  | N | Solar | [13 empty] | 0 | 0 | 0 | 0
Yellow Mills Rd #3 Community Solar Farm | 62519_G_1244 | 62519 | G | 1244 |  | Solar PV |  | NY_Z_C&E | New York | 36 | Ontario | 69 | 36069 | 2.3 | 0 | 2022 | 9999 |  |  | N | Solar | [13 empty] | 0 | 0 | 0 | 0
State Route 64N Community Solar Farm | 62520_G_1089 | 62520 | G | 1089 |  | Solar PV |  | NY_Z_C&E | New York | 36 | Ontario | 69 | 36069 | 1.2 | 0 | 2022 | 9999 |  |  | N | Solar | [13 empty] | 0 | 0 | 0 | 0
Almond | 62546_G_ALMND | 62546 | G | ALMND |  | Solar PV |  | WEC_CALN | California | 6 | Kings | 31 | 06031 | 19.9 | 0 | 2022 | 9999 |  |  | N | Solar | [13 empty] | 0 | 0 | 0 | 0
Titan Solar Project | 63320_G_IPTTN | 63320 | G | IPTTN |  | Solar PV |  | ERC_WEST | Texas | 48 | Culberson | 109 | 48109 | 260 | 0 | 2021 | 9999 |  |  | N | Solar | [13 empty] | 0 | 0 | 0 | 0
Wister Solar | 63487_G_WSOL | 63487 | G | WSOL |  | Solar PV |  | WECC_IID | California | 6 | Imperial | 25 | 06025 | 20 | 0 | 2022 | 9999 |  |  | N | Solar | [13 empty] | 0 | 0 | 0 | 0
Solar Carver 3 Hybrid | 63506_G_BCRV3 | 63506 | G | BCRV3 |  | Energy Storage |  | NENGREST | Massachusetts | 25 | Plymouth | 23 | 25023 | 1 | 0 | 2021 | 9999 |  |  | N | Energy Storage | [13 empty] | 0 | 0 | 0 | 0
Solar Carver 1 Hybrid | 63541_G_BCRV1 | 63541 | G | BCRV1 |  | Energy Storage |  | NENGREST | Massachusetts | 25 | Plymouth | 23 | 25023 | 2 | 0 | 2021 | 9999 |  |  | N | Energy Storage | [13 empty] | 0 | 0 | 0 | 0
USS Grandpa Solar | 63619_G_USGPA | 63619 | G | USGPA |  | Solar PV |  | PJM_COMD | Illinois | 17 | LaSalle | 99 | 17099 | 1 | 0 | 2022 | 9999 |  |  | N | Solar | [13 empty] | 0 | 0 | 0 | 0
USS Goodrich Solar | 63620_G_USGCH | 63620 | G | USGCH |  | Solar PV |  | PJM_COMD | Illinois | 17 | Kankakee | 91 | 17091 | 2 | 0 | 2021 | 9999 |  |  | N | Solar | [13 empty] | 0 | 0 | 0 | 0
USS Sycamore Solar | 63621_G_USSYC | 63621 | G | USSYC |  | Solar PV |  | PJM_COMD | Illinois | 17 | DeKalb | 37 | 17037 | 2.7 | 0 | 2022 | 9999 |  |  | N | Solar | [13 empty] | 0 | 0 | 0 | 0
Pinson Solar Farm | 63777_G_1310 | 63777 | G | 1310 |  | Solar PV |  | S_VACA | South Carolina | 45 | Spartanburg | 83 | 45083 | 20 | 0 | 2022 | 9999 |  |  | N | Solar | [13 empty] | 0 | 0 | 0 | 0
Pleasant Hill PV1 | 63787_G_PHILL | 63787 | G | PHILL |  | Solar PV |  | PJM_Dom | North Carolina | 37 | Northampton | 131 | 37131 | 20 | 0 | 2022 | 9999 |  |  | N | Solar | [13 empty] | 0 | 0 | 0 | 0
Gunsight Solar, LLC | 63813_G_PGR26 | 63813 | G | PGR26 |  | Solar PV |  | S_VACA | South Carolina | 45 | Lexington | 63 | 45063 | 75 | 0 | 2022 | 9999 |  |  | N | Solar | [13 empty] | 0 | 0 | 0 | 0
DePue Holdings, LLC | 63845_G_DEPUE | 63845 | G | DEPUE |  | Solar PV |  | PJM_COMD | Illinois | 17 | Bureau | 11 | 17011 | 20 | 0 | 2022 | 9999 |  |  | N | Solar | [13 empty] | 0 | 0 | 0 | 0
CED Denmark Solar Hybrid | 63898_G_DSBS | 63898 | G | DSBS |  | Energy Storage |  | NENG_ME | Maine | 23 | Oxford | 17 | 23017 | 2.3 | 0 | 2022 | 9999 |  |  | N | Energy Storage | [13 empty] | 0 | 0 | 0 | 0
CED Denmark Solar Hybrid | 63898_G_DSPV | 63898 | G | DSPV |  | Solar PV |  | NENG_ME | Maine | 23 | Oxford | 17 | 23017 | 2.5 | 0 | 2022 | 9999 |  |  | N | Solar | [13 empty] | 0 | 0 | 0 | 0
Cal Flats BESS | 63930_G_CF60 | 63930 | G | CF60 |  | Energy Storage |  | WEC_CALN | California | 6 | Monterey | 53 | 06053 | 60 | 0 | 2021 | 9999 |  |  | N | Energy Storage | [13 empty] | 0 | 0 | 0 | 0
Coso Battery Storage | 63943_G_61730 | 63943 | G | 61730 |  | Energy Storage |  | WECC_SCE | California | 6 | Inyo | 27 | 06027 | 60 | 0 | 2021 | 9999 |  |  | N | Energy Storage | [13 empty] | 0 | 0 | 0 | 0
Energix Nokesville, LLC | 64012_G_ENX07 | 64012 | G | ENX07 |  | Solar PV |  | PJM_Dom | Virginia | 51 | Prince William | 153 | 51153 | 20 | 0 | 2021 | 9999 |  |  | N | Solar | [13 empty] | 0 | 0 | 0 | 0
Ignacio Grid Energy Storage System | 64089_G_IGN01 | 64089 | G | IGN01 |  | Energy Storage |  | ERC_REST | Texas | 48 | Hidalgo | 215 | 48215 | 100 | 0 | 2022 | 9999 |  |  | N | Energy Storage | [13 empty] | 0 | 0 | 0 | 0
DeCordova Steam Electric Station | 8063_G_BESS | 8063 | G | BESS |  | Energy Storage |  | ERC_REST | Texas | 48 | Hood | 221 | 48221 | 260 | 0 | 2022 | 9999 |  |  | N | Energy Storage | [13 empty] | 0 | 0 | 0 | 0
BRE NC Solar 2 | 60626_G_BEAM2 | 60626 | G | BEAM2 |  | Solar PV |  | S_VACA | North Carolina | 37 | Warren | 185 | 37185 | 5 | 0 | 2022 | 9999 |  |  | N | Solar | [13 empty] | 0 | 0 | 0 | 0
Pleinmont Solar 2 | 62013_G_PLNM2 | 62013 | G | PLNM2 |  | Solar PV |  | PJM_Dom | Virginia | 51 | Spotsylvania | 177 | 51177 | 240 | 0 | 2021 | 9999 |  |  | N | Solar | [13 empty] | 0 | 0 | 0 | 0
Elkhorn Battery Energy Storage System | 62564_G_ELKHO | 62564 | G | ELKHO |  | Energy Storage |  | WEC_CALN | California | 6 | Monterey | 53 | 06053 | 182.5 | 0 | 2021 | 9999 |  |  | N | Energy Storage | [13 empty] | 0 | 0 | 0 | 0
SunEast Dog Corners Solar Project | 62823_G_Q584 | 62823 | G | Q584 |  | Solar PV |  | NY_Z_C&E | New York | 36 | Cayuga | 11 | 36011 | 20 | 0 | 2022 | 9999 |  |  | N | Solar | [13 empty] | 0 | 0 | 0 | 0
SunEast Hills Solar Project | 62895_G_Q581 | 62895 | G | Q581 |  | Solar PV |  | NY_Z_C&E | New York | 36 | Herkimer | 43 | 36043 | 20 | 0 | 2022 | 9999 |  |  | N | Solar | [13 empty] | 0 | 0 | 0 | 0
Luna Storage | 63685_G_LUNA | 63685 | G | LUNA |  | Energy Storage |  | WEC_LADW | California | 6 | Los Angeles | 37 | 06037 | 100 | 0 | 2022 | 9999 |  |  | N | Energy Storage | [13 empty] | 0 | 0 | 0 | 0
Novel Martens Solar LLC | 63987_G_MRTNS | 63987 | G | MRTNS |  | Solar PV |  | MIS_MNWI | Minnesota | 27 | Nicollet | 103 | 27103 | 1 | 0 | 2021 | 9999 |  |  | N | Solar | [13 empty] | 0 | 0 | 0 | 0
Western Trail Wind, LLC | 64149_G_WTW | 64149 | G | WTW |  | Onshore Wind |  | ERC_WEST | Texas | 48 | Wilbarger | 487 | 48487 | 366.6 | 0 | 2021 | 9999 |  |  | N | Wind | [13 empty] | 0 | 0 | 0 | 0
Aquamarine | 62547_G_AQUAM | 62547 | G | AQUAM |  | Solar PV |  | WEC_CALN | California | 6 | Kings | 31 | 06031 | 250 | 0 | 2021 | 9999 |  |  | N | Solar | [13 empty] | 0 | 0 | 0 | 0
TREX US Red Holly | 63202_G_701-S | 63202 | G | 701-S |  | Energy Storage |  | SPP_SPS | Texas | 48 | Lynn | 305 | 48305 | 50 | 0 | 2022 | 9999 |  |  | N | Energy Storage | [13 empty] | 0 | 0 | 0 | 0
Brightside | 63223_G_UNIT1 | 63223 | G | UNIT1 |  | Solar PV |  | ERC_REST | Texas | 48 | Bee | 25 | 48025 | 50.7 | 0 | 2021 | 9999 |  |  | N | Solar | [13 empty] | 0 | 0 | 0 | 0
Yeoman Creek | 61910_G_YEOM | 61910 | G | YEOM |  | Solar PV |  | PJM_COMD | Illinois | 17 | Lake | 97 | 17097 | 8.8 | 0 | 2022 | 9999 |  |  | N | Solar | [13 empty] | 0 | 0 | 0 | 0
Syncarpha Tewksbury Hybrid | 62968_G_SYTKS | 62968 | G | SYTKS |  | Solar PV |  | NENGREST | Massachusetts | 25 | Middlesex | 17 | 25017 | 2.8 | 0 | 2022 | 9999 |  |  | N | Solar | [13 empty] | 0 | 0 | 0 | 0
Emerald Grove | 63233_G_UNIT1 | 63233 | G | UNIT1 |  | Solar PV |  | ERC_WEST | Texas | 48 | Pecos | 371 | 48371 | 108 | 0 | 2022 | 9999 |  |  | N | Solar | [13 empty] | 0 | 0 | 0 | 0
Aragorn Solar Project | 63329_G_IPAGN | 63329 | G | IPAGN |  | Solar PV |  | ERC_WEST | Texas | 48 | Culberson | 109 | 48109 | 180 | 0 | 2021 | 9999 |  |  | N | Solar | [13 empty] | 0 | 0 | 0 | 0
Bennington Wind | 63384_G_BENN | 63384 | G | BENN |  | Onshore Wind |  | PJM_COMD | Illinois | 17 | Marshall | 123 | 17123 | 93 | 0 | 2021 | 9999 |  |  | N | Wind | [13 empty] | 0 | 0 | 0 | 0
Chevron - Lost Hills Hybrid | 63545_G_BESS1 | 63545 | G | BESS1 |  | Energy Storage |  | WECC_SCE | California | 6 | Kern | 29 | 06029 | 10 | 0 | 2022 | 9999 |  |  | N | Energy Storage | [13 empty] | 0 | 0 | 0 | 0
Samoset Solar | 63551_G_PGR21 | 63551 | G | PGR21 |  | Solar PV |  | NENG_ME | Maine | 23 | Knox | 13 | 23013 | 2 | 0 | 2021 | 9999 |  |  | N | Solar | [13 empty] | 0 | 0 | 0 | 0
Taos Mesa Energy Facility Hybrid | 63728_G_BESS | 63728 | G | BESS |  | Energy Storage |  | WECC_NM | New Mexico | 35 | Taos | 55 | 35055 | 12 | 0 | 2023 | 9999 |  |  | N | Energy Storage | [13 empty] | 0 | 0 | 0 | 0
Taos Mesa Energy Facility Hybrid | 63728_G_TMEF1 | 63728 | G | TMEF1 |  | Solar PV |  | WECC_NM | New Mexico | 35 | Taos | 55 | 35055 | 15 | 0 | 2023 | 9999 |  |  | N | Solar | [13 empty] | 0 | 0 | 0 | 0
Sugar Solar, LLC | 63807_G_PGR29 | 63807 | G | PGR29 |  | Solar PV |  | S_VACA | North Carolina | 37 | Yadkin | 197 | 37197 | 60 | 0 | 2021 | 9999 |  |  | N | Solar | [13 empty] | 0 | 0 | 0 | 0
Galloway 1 Solar Farm | 61920_G_GSM01 | 61920 | G | GSM01 |  | Solar PV |  | ERC_WEST | Texas | 48 | Concho | 95 | 48095 | 250 | 0 | 2021 | 9999 |  |  | N | Solar | [13 empty] | 0 | 0 | 0 | 0
Urtica Solar Project | 62067_G_URTIC | 62067 | G | URTIC |  | Solar PV |  | WECC_PNW | Washington | 53 | Kittitas | 37 | 53037 | 5 | 0 | 2022 | 9999 |  |  | N | Solar | [13 empty] | 0 | 0 | 0 | 0
Penstemon Solar Project | 62069_G_PENST | 62069 | G | PENST |  | Solar PV |  | WECC_PNW | Washington | 53 | Kittitas | 37 | 53037 | 5 | 0 | 2021 | 9999 |  |  | N | Solar | [13 empty] | 0 | 0 | 0 | 0
Camas Solar Project | 62071_G_CAMAS | 62071 | G | CAMAS |  | Solar PV |  | WECC_PNW | Washington | 53 | Kittitas | 37 | 53037 | 5 | 0 | 2022 | 9999 |  |  | N | Solar | [13 empty] | 0 | 0 | 0 | 0
Route 5 & 20 Community Solar Farm | 62523_G_1093 | 62523 | G | 1093 |  | Solar PV |  | NY_Z_C&E | New York | 36 | Ontario | 69 | 36069 | 2.3 | 0 | 2022 | 9999 |  |  | N | Solar | [13 empty] | 0 | 0 | 0 | 0
BMP Wind (TX) | 62809_G_BMP | 62809 | G | BMP |  | Onshore Wind |  | ERC_WEST | Texas | 48 | Callahan | 59 | 48059 | 293.3 | 0 | 2021 | 9999 |  |  | N | Wind | [13 empty] | 0 | 0 | 0 | 0
Fighting Jays Solar Project | 62945_G_FJSOL | 62945 | G | FJSOL |  | Solar PV |  | ERC_REST | Texas | 48 | Fort Bend | 157 | 48157 | 350 | 0 | 2022 | 9999 |  |  | N | Solar | [13 empty] | 0 | 0 | 0 | 0
Syncarpha Tewksbury Hybrid | 62968_G_SYTKB | 62968 | G | SYTKB |  | Energy Storage |  | NENGREST | Massachusetts | 25 | Middlesex | 17 | 25017 | 2 | 0 | 2022 | 9999 |  |  | N | Energy Storage | [13 empty] | 0 | 0 | 0 | 0
Clover Creek Solar | 63061_G_CLVR | 63061 | G | CLVR |  | Solar PV |  | WECC_UT | Utah | 49 | Juab | 23 | 49023 | 80 | 0 | 2021 | 9999 |  |  | N | Solar | [13 empty] | 0 | 0 | 0 | 0
Westminister NC | 63567_G_WSMTR | 63567 | G | WSMTR |  | Solar PV |  | S_VACA | North Carolina | 37 | Rutherford | 161 | 37161 | 75 | 0 | 2022 | 9999 |  |  | N | Solar | [13 empty] | 0 | 0 | 0 | 0
Slate Hybrid | 63727_G_SLATE | 63727 | G | SLATE |  | Solar PV |  | WEC_CALN | California | 6 | Kings | 31 | 06031 | 50.5 | 0 | 2021 | 9999 |  |  | N | Solar | [13 empty] | 0 | 0 | 0 | 0
Slate Hybrid | 63727_G_SLBES | 63727 | G | SLBES |  | Energy Storage |  | WEC_CALN | California | 6 | Kings | 31 | 06031 | 50 | 0 | 2022 | 9999 |  |  | N | Energy Storage | [13 empty] | 0 | 0 | 0 | 0
Grassfield Solar | 64135_G_GFSO | 64135 | G | GFSO |  | Solar PV |  | PJM_Dom | Virginia | 51 | Chesapeake City | 550 | 51550 | 20 | 0 | 2022 | 9999 |  |  | N | Solar | [13 empty] | 0 | 0 | 0 | 0
Bryant Road Solar | 64155_G_2001 | 64155 | G | 2001 |  | Solar PV |  | S_VACA | South Carolina | 45 | Spartanburg | 83 | 45083 | 2 | 0 | 2022 | 9999 |  |  | N | Solar | [13 empty] | 0 | 0 | 0 | 0
Davis Road Solar | 64156_G_2002 | 64156 | G | 2002 |  | Solar PV |  | S_VACA | South Carolina | 45 | Spartanburg | 83 | 45083 | 2 | 0 | 2022 | 9999 |  |  | N | Solar | [13 empty] | 0 | 0 | 0 | 0
Townsite Solar Project Hybrid | 60654_G_GEN02 | 60654 | G | GEN02 |  | Energy Storage |  | WECC_SNV | Nevada | 32 | Clark | 3 | 32003 | 90 | 0 | 2021 | 9999 |  |  | N | Energy Storage | [13 empty] | 0 | 0 | 0 | 0
Blue Marmot VIII | 62863_G_PRMLE | 62863 | G | PRMLE |  | Solar PV |  | WECC_PNW | Oregon | 41 | Lake | 37 | 41037 | 9.8 | 0 | 2022 | 9999 |  |  | N | Solar | [13 empty] | 0 | 0 | 0 | 0
Blue Marmot VII | 62864_G_RSHEI | 62864 | G | RSHEI |  | Solar PV |  | WECC_PNW | Oregon | 41 | Lake | 37 | 41037 | 9.8 | 0 | 2022 | 9999 |  |  | N | Solar | [13 empty] | 0 | 0 | 0 | 0
Blue Marmot VI | 62865_G_DNZW | 62865 | G | DNZW |  | Solar PV |  | WECC_PNW | Oregon | 41 | Lake | 37 | 41037 | 9.8 | 0 | 2022 | 9999 |  |  | N | Solar | [13 empty] | 0 | 0 | 0 | 0
Blue Marmot V | 62866_G_DNZE | 62866 | G | DNZE |  | Solar PV |  | WECC_PNW | Oregon | 41 | Lake | 37 | 41037 | 9.8 | 0 | 2022 | 9999 |  |  | N | Solar | [13 empty] | 0 | 0 | 0 | 0
Blue Marmot IX | 62867_G_DVRO | 62867 | G | DVRO |  | Solar PV |  | WECC_PNW | Oregon | 41 | Lake | 37 | 41037 | 9.8 | 0 | 2022 | 9999 |  |  | N | Solar | [13 empty] | 0 | 0 | 0 | 0
Crescent Valley Solar | 62888_G_GEN1 | 62888 | G | GEN1 |  | Solar PV |  | WECC_NNV | Nevada | 32 | Lander | 15 | 32015 | 149 | 0 | 2024 | 9999 |  |  | N | Solar | [13 empty] | 0 | 0 | 0 | 0
Hickory Park Solar Hybrid | 63522_G_HPBAT | 63522 | G | HPBAT |  | Energy Storage |  | S_SOU | Georgia | 13 | Mitchell | 205 | 13205 | 40 | 0 | 2021 | 9999 |  |  | N | Energy Storage | [13 empty] | 0 | 0 | 0 | 0
Hickory Park Solar Hybrid | 63522_G_HPRK | 63522 | G | HPRK |  | Solar PV |  | S_SOU | Georgia | 13 | Mitchell | 205 | 13205 | 195.5 | 0 | 2021 | 9999 |  |  | N | Solar | [13 empty] | 0 | 0 | 0 | 0
Elora Solar | 63719_G_ELO | 63719 | G | ELO |  | Solar PV |  | S_C_TVA | Tennessee | 47 | Lincoln | 103 | 47103 | 150 | 0 | 2022 | 9999 |  |  | N | Solar | [13 empty] | 0 | 0 | 0 | 0
Cool Springs Solar (Hybrid) | 63721_G_COOLS | 63721 | G | COOLS |  | Solar PV |  | S_SOU | Georgia | 13 | Decatur | 87 | 13087 | 213 | 0 | 2021 | 9999 |  |  | N | Solar | [13 empty] | 0 | 0 | 0 | 0
Cool Springs Solar (Hybrid) | 63721_G_CSBAT | 63721 | G | CSBAT |  | Energy Storage |  | S_SOU | Georgia | 13 | Decatur | 87 | 13087 | 40 | 0 | 2021 | 9999 |  |  | N | Energy Storage | [13 empty] | 0 | 0 | 0 | 0
Elm Branch Solar 1 | 63764_G_TXEB1 | 63764 | G | TXEB1 |  | Solar PV |  | ERC_REST | Texas | 48 | Ellis | 139 | 48139 | 134.7 | 0 | 2021 | 9999 |  |  | N | Solar | [13 empty] | 0 | 0 | 0 | 0
Briar Creek Solar 1 | 63769_G_TXBC1 | 63769 | G | TXBC1 |  | Solar PV |  | ERC_REST | Texas | 48 | Navarro | 349 | 48349 | 127 | 0 | 2021 | 9999 |  |  | N | Solar | [13 empty] | 0 | 0 | 0 | 0
Duette Solar Power Plant | 63978_G_PV1 | 63978 | G | PV1 |  | Solar PV |  | FRCC | Florida | 12 | Manatee | 81 | 12081 | 74.5 | 0 | 2021 | 9999 |  |  | N | Solar | [13 empty] | 0 | 0 | 0 | 0
Palmyra PV - BD Solar Palmyra LLC | 64062_G_PALPV | 64062 | G | PALPV |  | Solar PV |  | NENG_ME | Maine | 23 | Somerset | 25 | 23025 | 5 | 0 | 2022 | 9999 |  |  | N | Solar | [13 empty] | 0 | 0 | 0 | 0
BD Solar Hancock LLC | 64068_G_HANPV | 64068 | G | HANPV |  | Solar PV |  | NENG_ME | Maine | 23 | Hancock | 9 | 23009 | 7 | 0 | 2022 | 9999 |  |  | N | Solar | [13 empty] | 0 | 0 | 0 | 0
Winslow PV - BD Solar 2 LLC | 64069_G_WINPV | 64069 | G | WINPV |  | Solar PV |  | NENG_ME | Maine | 23 | Kennebec | 11 | 23011 | 7 | 0 | 2022 | 9999 |  |  | N | Solar | [13 empty] | 0 | 0 | 0 | 0
BD Solar Ellsworth LLC | 64070_G_ELLPV | 64070 | G | ELLPV |  | Solar PV |  | NENG_ME | Maine | 23 | Hancock | 9 | 23009 | 7 | 0 | 2022 | 9999 |  |  | N | Solar | [13 empty] | 0 | 0 | 0 | 0
Rockhaven Wind Project, LLC | 64172_G_RHWWT | 64172 | G | RHWWT |  | Onshore Wind |  | SPP_WEST | Oklahoma | 40 | Garvin | 49 | 40049 | 140 | 0 | 2021 | 9999 |  |  | N | Wind | [13 empty] | 0 | 0 | 0 | 0
E Nash PV1 | 60002_G_NASH1 | 60002 | G | NASH1 |  | Solar PV |  | S_VACA | North Carolina | 37 | Nash | 127 | 37127 | 20 | 0 | 2022 | 9999 |  |  | N | Solar | [13 empty] | 0 | 0 | 0 | 0
Shorthorn Holdings | 60028_G_PV1 | 60028 | G | PV1 |  | Solar PV |  | S_VACA | South Carolina | 45 | Marlboro | 69 | 45069 | 8.9 | 0 | 2022 | 9999 |  |  | N | Solar | [13 empty] | 0 | 0 | 0 | 0
Cabaniss Solar | 60430_G_PV1 | 60430 | G | PV1 |  | Solar PV |  | S_VACA | North Carolina | 37 | Franklin | 69 | 37069 | 4.2 | 0 | 2022 | 9999 |  |  | N | Solar | [13 empty] | 0 | 0 | 0 | 0
Sellers Farm Solar | 60439_G_PV1 | 60439 | G | PV1 |  | Solar PV |  | S_VACA | North Carolina | 37 | Richmond | 153 | 37153 | 5 | 0 | 2022 | 9999 |  |  | N | Solar | [13 empty] | 0 | 0 | 0 | 0
White Wing Solar | 60572_G_GEN01 | 60572 | G | GEN01 |  | Solar PV |  | WECC_AZ | Arizona | 4 | Yuma | 27 | 04027 | 200 | 0 | 2022 | 9999 |  |  | N | Solar | [13 empty] | 0 | 0 | 0 | 0
Townsite Solar Project Hybrid | 60654_G_GEN01 | 60654 | G | GEN01 |  | Solar PV |  | WECC_SNV | Nevada | 32 | Clark | 3 | 32003 | 160 | 0 | 2021 | 9999 |  |  | N | Solar | [13 empty] | 0 | 0 | 0 | 0
Battle Mountain Solar Project | 61098_G_BMSP | 61098 | G | BMSP |  | Solar PV |  | WECC_NNV | Nevada | 32 | Humboldt | 13 | 32013 | 101 | 0 | 2021 | 9999 |  |  | N | Solar | [13 empty] | 0 | 0 | 0 | 0
Milligan III Wind Farm | 61159_G_M3001 | 61159 | G | M3001 |  | Onshore Wind |  | SPP_NEBR | Nebraska | 31 | Saline | 151 | 31151 | 73.4 | 0 | 2022 | 9999 |  |  | N | Wind | [13 empty] | 0 | 0 | 0 | 0
Collard Holdings Solar | 62317_G_PV | 62317 | G | PV |  | Solar PV |  | S_VACA | North Carolina | 37 | Scotland | 165 | 37165 | 10 | 0 | 2022 | 9999 |  |  | N | Solar | [13 empty] | 0 | 0 | 0 | 0
SR Arlington I | 62436_G_ARLI | 62436 | G | ARLI |  | Solar PV |  | S_SOU | Georgia | 13 | Early | 99 | 13099 | 20 | 0 | 2021 | 9999 |  |  | N | Solar | [13 empty] | 0 | 0 | 0 | 0
Hecate Energy Highland LLC | 62670_G_HIGHL | 62670 | G | HIGHL |  | Solar PV |  | PJM_West | Ohio | 39 | Highland | 71 | 39071 | 300 | 0 | 2022 | 9999 |  |  | N | Solar | [13 empty] | 0 | 0 | 0 | 0
Wheatridge Hybrid | 62745_G_BTRY | 62745 | G | BTRY |  | Energy Storage |  | WECC_PNW | Oregon | 41 | Morrow | 49 | 41049 | 30 | 0 | 2021 | 9999 |  |  | N | Energy Storage | [13 empty] | 0 | 0 | 0 | 0
Wheatridge Hybrid | 62745_G_SOLAR | 62745 | G | SOLAR |  | Solar PV |  | WECC_PNW | Oregon | 41 | Morrow | 49 | 41049 | 50 | 0 | 2021 | 9999 |  |  | N | Solar | [13 empty] | 0 | 0 | 0 | 0
Meherrin Solar | 62758_G_MEHER | 62758 | G | MEHER |  | Solar PV |  | PJM_Dom | Virginia | 51 | Greensville | 81 | 51081 | 59.6 | 0 | 2022 | 9999 |  |  | N | Solar | [13 empty] | 0 | 0 | 0 | 0
Dry Bridge Solar (Brown University) | 62771_G_DBS1 | 62771 | G | DBS1 |  | Solar PV |  | NENGREST | Rhode Island | 44 | Washington | 9 | 44009 | 10 | 0 | 2022 | 9999 |  |  | N | Solar | [13 empty] | 0 | 0 | 0 | 0
Dry Bridge Solar (Brown University) | 62771_G_DBS2 | 62771 | G | DBS2 |  | Solar PV |  | NENGREST | Rhode Island | 44 | Washington | 9 | 44009 | 10 | 0 | 2022 | 9999 |  |  | N | Solar | [13 empty] | 0 | 0 | 0 | 0
Dry Bridge Solar (Brown University) | 62771_G_DBS3 | 62771 | G | DBS3 |  | Solar PV |  | NENGREST | Rhode Island | 44 | Washington | 9 | 44009 | 10 | 0 | 2022 | 9999 |  |  | N | Solar | [13 empty] | 0 | 0 | 0 | 0
Dry Bridge Solar (Brown University) | 62771_G_DBS4 | 62771 | G | DBS4 |  | Solar PV |  | NENGREST | Rhode Island | 44 | Washington | 9 | 44009 | 10 | 0 | 2022 | 9999 |  |  | N | Solar | [13 empty] | 0 | 0 | 0 | 0
Blackjack Creek Wind Farm | 62783_G_BLKJK | 62783 | G | BLKJK |  | Onshore Wind |  | ERC_REST | Texas | 48 | Bee | 25 | 48025 | 239.6 | 0 | 2022 | 9999 |  |  | N | Wind | [13 empty] | 0 | 0 | 0 | 0
St. James Solar (LA) | 62854_G_SJS | 62854 | G | SJS |  | Solar PV |  | MIS_AMSO | Louisiana | 22 | St James | 93 | 22093 | 20 | 0 | 2022 | 9999 |  |  | N | Solar | [13 empty] | 0 | 0 | 0 | 0
Prairie Wolf Solar LLC | 62893_G_PWOLF | 62893 | G | PWOLF |  | Solar PV |  | MIS_IL | Illinois | 17 | Coles | 29 | 17029 | 200 | 0 | 2021 | 9999 |  |  | N | Solar | [13 empty] | 0 | 0 | 0 | 0
Green City Renewable Energy Center Hybrid | 63065_G_GBESS | 63065 | G | GBESS |  | Energy Storage |  | MIS_MO | Missouri | 29 | Sullivan | 211 | 29211 | 2.5 | 0 | 2024 | 9999 |  |  | N | Energy Storage | [13 empty] | 0 | 0 | 0 | 0
Green City Renewable Energy Center Hybrid | 63065_G_GCREC | 63065 | G | GCREC |  | Solar PV |  | MIS_MO | Missouri | 29 | Sullivan | 211 | 29211 | 10 | 0 | 2024 | 9999 |  |  | N | Solar | [13 empty] | 0 | 0 | 0 | 0
Richwoods Renewable Energy Center Hybrid | 63066_G_RBESS | 63066 | G | RBESS |  | Energy Storage |  | MIS_MO | Missouri | 29 | Washington | 221 | 29221 | 4 | 0 | 2024 | 9999 |  |  | N | Energy Storage | [13 empty] | 0 | 0 | 0 | 0
Richwoods Renewable Energy Center Hybrid | 63066_G_RREC | 63066 | G | RREC |  | Solar PV |  | MIS_MO | Missouri | 29 | Washington | 221 | 29221 | 10 | 0 | 2024 | 9999 |  |  | N | Solar | [13 empty] | 0 | 0 | 0 | 0
Utica Renewable Energy Center Hybrid | 63067_G_UBESS | 63067 | G | UBESS |  | Energy Storage |  | MIS_MO | Missouri | 29 | Livingston | 117 | 29117 | 2 | 0 | 2024 | 9999 |  |  | N | Energy Storage | [13 empty] | 0 | 0 | 0 | 0
Utica Renewable Energy Center Hybrid | 63067_G_UREC | 63067 | G | UREC |  | Solar PV |  | MIS_MO | Missouri | 29 | Livingston | 117 | 29117 | 10 | 0 | 2024 | 9999 |  |  | N | Solar | [13 empty] | 0 | 0 | 0 | 0
Drew Solar LLC | 63127_G_DS | 63127 | G | DS |  | Solar PV |  | WECC_IID | California | 6 | Imperial | 25 | 06025 | 100 | 0 | 2022 | 9999 |  |  | N | Solar | [13 empty] | 0 | 0 | 0 | 0
Iris Solar LLC | 63128_G_ISLLC | 63128 | G | ISLLC |  | Solar PV |  | MIS_AMSO | Louisiana | 22 | Washington | 117 | 22117 | 50 | 0 | 2022 | 9999 |  |  | N | Solar | [13 empty] | 0 | 0 | 0 | 0
Elk Creek Solar | 63250_G_ELKCR | 63250 | G | ELKCR |  | Solar PV |  | MIS_IA | Minnesota | 27 | Rock | 133 | 27133 | 80 | 0 | 2023 | 9999 |  |  | N | Solar | [13 empty] | 0 | 0 | 0 | 0
Athos Solar Project | 63300_G_IPAT1 | 63300 | G | IPAT1 |  | Solar PV |  | WECC_SCE | California | 6 | Riverside | 65 | 06065 | 250 | 0 | 2022 | 9999 |  |  | N | Solar | [13 empty] | 0 | 0 | 0 | 0
Lansing Renewables, LLC | 63337_G_6004 | 63337 | G | 6004 |  | Solar PV |  | NY_Z_C&E | New York | 36 | Tompkins | 109 | 36109 | 5 | 0 | 2020 | 9999 |  |  | N | Solar | [13 empty] | 0 | 0 | 0 | 0
Owlville Creek Solar 2, LLC | 63340_G_6609 | 63340 | G | 6609 |  | Solar PV |  | NY_Z_C&E | New York | 36 | Madison | 53 | 36053 | 5 | 0 | 2020 | 9999 |  |  | N | Solar | [13 empty] | 0 | 0 | 0 | 0
Owlville Creek Solar, LLC | 63341_G_6608 | 63341 | G | 6608 |  | Solar PV |  | NY_Z_C&E | New York | 36 | Madison | 53 | 36053 | 5 | 0 | 2020 | 9999 |  |  | N | Solar | [13 empty] | 0 | 0 | 0 | 0
Llagas Energy Storage | 63529_G_LLAGS | 63529 | G | LLAGS |  | Energy Storage |  | WEC_CALN | California | 6 | Santa Clara | 85 | 06085 | 20 | 0 | 2022 | 9999 |  |  | N | Energy Storage | [13 empty] | 0 | 0 | 0 | 0
Woodfields Solar | 63552_G_PGR21 | 63552 | G | PGR21 |  | Solar PV |  | S_VACA | South Carolina | 45 | Greenwood | 47 | 45047 | 2 | 0 | 2021 | 9999 |  |  | N | Solar | [13 empty] | 0 | 0 | 0 | 0
Grifton PV2 | 63568_G_GRFT2 | 63568 | G | GRFT2 |  | Solar PV |  | S_VACA | North Carolina | 37 | Pitt | 147 | 37147 | 56 | 0 | 2025 | 9999 |  |  | N | Solar | [13 empty] | 0 | 0 | 0 | 0
Flodquist Community Solar LLC | 63650_G_TC3 | 63650 | G | TC3 |  | Solar PV |  | MIS_MNWI | Minnesota | 27 | Chisago | 25 | 27025 | 1 | 0 | 2021 | 9999 |  |  | N | Solar | [13 empty] | 0 | 0 | 0 | 0
Golden Hill Wind | 63710_G_GH1 | 63710 | G | GH1 |  | Onshore Wind |  | WECC_PNW | Oregon | 41 | Sherman | 55 | 41055 | 201.3 | 0 | 2022 | 9999 |  |  | N | Wind | [13 empty] | 0 | 0 | 0 | 0
East Nash PV2 | 63789_G_ENSH2 | 63789 | G | ENSH2 |  | Solar PV |  | S_VACA | North Carolina | 37 | Nash | 127 | 37127 | 26 | 0 | 2022 | 9999 |  |  | N | Solar | [13 empty] | 0 | 0 | 0 | 0
Lick Creek Solar, LLC | 63811_G_PGR27 | 63811 | G | PGR27 |  | Solar PV |  | S_VACA | North Carolina | 37 | Stokes | 169 | 37169 | 50 | 0 | 2021 | 9999 |  |  | N | Solar | [13 empty] | 0 | 0 | 0 | 0
Highest Power Solar, LLC | 63812_G_PGR31 | 63812 | G | PGR31 |  | Solar PV |  | S_VACA | North Carolina | 37 | Franklin | 69 | 37069 | 48.7 | 0 | 2021 | 9999 |  |  | N | Solar | [13 empty] | 0 | 0 | 0 | 0
High Point Solar LLC | 63838_G_HPS | 63838 | G | HPS |  | Solar PV |  | PJM_COMD | Illinois | 17 | Stephenson | 177 | 17177 | 100 | 0 | 2022 | 9999 |  |  | N | Solar | [13 empty] | 0 | 0 | 0 | 0
Edmondson Ranch Wind, LLC | 63890_G_ERWE | 63890 | G | ERWE |  | Onshore Wind |  | ERC_WEST | Texas | 48 | Glasscock | 173 | 48173 | 293.3 | 0 | 2022 | 9999 |  |  | N | Wind | [13 empty] | 0 | 0 | 0 | 0
Dodge Flat | 63913_G_DODGE | 63913 | G | DODGE |  | Solar PV |  | WECC_NNV | Nevada | 32 | Washoe | 31 | 32031 | 200 | 0 | 2021 | 9999 |  |  | N | Solar | [13 empty] | 0 | 0 | 0 | 0
Charlie Creek Solar Power Plant | 63982_G_PV1 | 63982 | G | PV1 |  | Solar PV |  | FRCC | Florida | 12 | Hardee | 49 | 12049 | 74.9 | 0 | 2022 | 9999 |  |  | N | Solar | [13 empty] | 0 | 0 | 0 | 0
Caddo Wind | 64047_G_46002 | 64047 | G | 46002 |  | Onshore Wind |  | SPP_WEST | Oklahoma | 40 | Caddo | 15 | 40015 | 303.6 | 0 | 2021 | 9999 |  |  | N | Wind | [13 empty] | 0 | 0 | 0 | 0
Auburn PV - BD Solar Auburn LLC | 64067_G_AUBPV | 64067 | G | AUBPV |  | Solar PV |  | NENG_ME | Maine | 23 | Androscoggin | 1 | 23001 | 5 | 0 | 2022 | 9999 |  |  | N | Solar | [13 empty] | 0 | 0 | 0 | 0
Lewiston Jn PV - BD Solar Lewiston Jn LLC | 64071_G_LJNPV | 64071 | G | LJNPV |  | Solar PV |  | NENG_ME | Maine | 23 | Androscoggin | 1 | 23001 | 5 | 0 | 2022 | 9999 |  |  | N | Solar | [13 empty] | 0 | 0 | 0 | 0
Sunflower County | 64081_G_SUNFL | 64081 | G | SUNFL |  | Solar PV |  | MIS_MS | Mississippi | 28 | Sunflower | 133 | 28133 | 100 | 0 | 2021 | 9999 |  |  | N | Solar | [13 empty] | 0 | 0 | 0 | 0
Maverick Solar 6, LLC | 64105_G_MAV03 | 64105 | G | MAV03 |  | Solar PV |  | WECC_SCE | California | 6 | Riverside | 65 | 06065 | 100 | 0 | 2021 | 9999 |  |  | N | Solar | [13 empty] | 0 | 0 | 0 | 0
Maverick Solar 6, LLC | 64105_G_MAV04 | 64105 | G | MAV04 |  | Energy Storage |  | WECC_SCE | California | 6 | Riverside | 65 | 06065 | 50 | 0 | 2021 | 9999 |  |  | N | Energy Storage | [13 empty] | 0 | 0 | 0 | 0
Maverick Solar 7, LLC | 64106_G_MAV05 | 64106 | G | MAV05 |  | Solar PV |  | WECC_SCE | California | 6 | Riverside | 65 | 06065 | 132 | 0 | 2021 | 9999 |  |  | N | Solar | [13 empty] | 0 | 0 | 0 | 0
Podunque Road | 64125_G_TWNSD | 64125 | G | TWNSD |  | Solar PV |  | NY_Z_B | New York | 36 | Allegany | 3 | 36003 | 5 | 0 | 2021 | 9999 |  |  | N | Solar | [13 empty] | 0 | 0 | 0 | 0
Lily Pond Solar, LLC | 64134_G_ENX09 | 64134 | G | ENX09 |  | Solar PV |  | PJM_Dom | Virginia | 51 | Dinwiddie | 53 | 51053 | 80 | 0 | 2022 | 9999 |  |  | N | Solar | [13 empty] | 0 | 0 | 0 | 0
Fish Springs | 64148_G_FISH | 64148 | G | FISH |  | Solar PV |  | WECC_NNV | Nevada | 32 | Washoe | 31 | 32031 | 100 | 0 | 2021 | 9999 |  |  | N | Solar | [13 empty] | 0 | 0 | 0 | 0
Lancaster Solar GA | 64150_G_LANCR | 64150 | G | LANCR |  | Solar PV |  | S_SOU | Georgia | 13 | Calhoun | 37 | 13037 | 80 | 0 | 2021 | 9999 |  |  | N | Solar | [13 empty] | 0 | 0 | 0 | 0
CED Manchester Wind | 64177_G_MANW | 64177 | G | MANW |  | Onshore Wind |  | MIS_IA | Iowa | 19 | Delaware | 55 | 19055 | 7.9 | 0 | 2021 | 9999 |  |  | N | Wind | [13 empty] | 0 | 0 | 0 | 0
CED Centerville Wind | 64178_G_CENTW | 64178 | G | CENTW |  | Onshore Wind |  | MIS_IA | Iowa | 19 | Appanoose | 7 | 19007 | 7.9 | 0 | 2021 | 9999 |  |  | N | Wind | [13 empty] | 0 | 0 | 0 | 0
Bay Trail Solar Power Plant | 64145_G_PV1 | 64145 | G | PV1 |  | Solar PV |  | FRCC | Florida | 12 | Citrus | 17 | 12017 | 74.9 | 0 | 2022 | 9999 |  |  | N | Solar | [13 empty] | 0 | 0 | 0 | 0
Jayhawk | 59806_G_SOLAR | 59806 | G | SOLAR |  | Solar PV |  | ERC_WEST | Texas | 48 | Mitchell | 335 | 48335 | 101 | 0 | 2023 | 9999 |  |  | N | Solar | [13 empty] | 0 | 0 | 0 | 0
Perquimans Solar LLC | 63955_G_PERQU | 63955 | G | PERQU |  | Solar PV |  | PJM_Dom | North Carolina | 37 | Perquimans | 143 | 37143 | 5 | 0 | 2022 | 9999 |  |  | N | Solar | [13 empty] | 0 | 0 | 0 | 0
Azure Sky Wind Project, LLC Hybrid | 64164_G_ASWWT | 64164 | G | ASWWT |  | Onshore Wind |  | ERC_WEST | Texas | 48 | Throckmorton | 447 | 48447 | 350.2 | 0 | 2022 | 9999 |  |  | N | Wind | [13 empty] | 0 | 0 | 0 | 0
Azure Sky Wind Project, LLC Hybrid | 64164_G_ASWBE | 64164 | G | ASWBE |  | Energy Storage |  | ERC_WEST | Texas | 48 | Throckmorton | 447 | 48447 | 120 | 0 | 2022 | 9999 |  |  | N | Energy Storage | [13 empty] | 0 | 0 | 0 | 0
TREX US Green Holly | 63201_G_705 | 63201 | G | 705 |  | Solar PV |  | SPP_SPS | Texas | 48 | Lynn | 305 | 48305 | 400 | 0 | 2022 | 9999 |  |  | N | Solar | [13 empty] | 0 | 0 | 0 | 0
TREX US Green Holly | 63201_G_705-S | 63201 | G | 705-S |  | Energy Storage |  | SPP_SPS | Texas | 48 | Lynn | 305 | 48305 | 5 | 0 | 2022 | 9999 |  |  | N | Energy Storage | [13 empty] | 0 | 0 | 0 | 0
Fort Bend Solar LLC | 63985_G_FBS | 63985 | G | FBS |  | Solar PV |  | ERC_REST | Texas | 48 | Fort Bend | 157 | 48157 | 240 | 0 | 2023 | 9999 |  |  | N | Solar | [13 empty] | 0 | 0 | 0 | 0
Sandy Creek Solar Power Plant | 64146_G_PV1 | 64146 | G | PV1 |  | Solar PV |  | S_SOU | Florida | 12 | Bay | 5 | 12005 | 42.7 | 0 | 2022 | 9999 |  |  | N | Solar | [13 empty] | 0 | 0 | 0 | 0
1634 Solar | 61935_G_3 | 61935 | G | 3 |  | Solar PV |  | S_VACA | South Carolina | 45 | Darlington | 31 | 45031 | 2 | 0 | 2021 | 9999 |  |  | N | Solar | [13 empty] | 0 | 0 | 0 | 0
Bani Solar | 61938_G_4 | 61938 | G | 4 |  | Solar PV |  | S_VACA | South Carolina | 45 | Florence | 41 | 45041 | 2 | 0 | 2021 | 9999 |  |  | N | Solar | [13 empty] | 0 | 0 | 0 | 0
Ashley Solar (SC) | 62179_G_21 | 62179 | G | 21 |  | Solar PV |  | S_VACA | South Carolina | 45 | Darlington | 31 | 45031 | 2 | 0 | 2022 | 9999 |  |  | N | Solar | [13 empty] | 0 | 0 | 0 | 0
Atlantic Solar | 62180_G_22 | 62180 | G | 22 |  | Solar PV |  | S_VACA | South Carolina | 45 | Dillon | 33 | 45033 | 1 | 0 | 2026 | 9999 |  |  | N | Solar | [13 empty] | 0 | 0 | 0 | 0
B & K Solar | 62181_G_23 | 62181 | G | 23 |  | Solar PV |  | S_VACA | South Carolina | 45 | Darlington | 31 | 45031 | 63 | 0 | 2026 | 9999 |  |  | N | Solar | [13 empty] | 0 | 0 | 0 | 0
Battle Solar | 62182_G_24 | 62182 | G | 24 |  | Solar PV |  | S_VACA | South Carolina | 45 | Horry | 51 | 45051 | 2 | 0 | 2022 | 9999 |  |  | N | Solar | [13 empty] | 0 | 0 | 0 | 0
Big Fork Solar | 62184_G_26 | 62184 | G | 26 |  | Solar PV |  | S_VACA | South Carolina | 45 | Barnwell | 11 | 45011 | 74.9 | 0 | 2026 | 9999 |  |  | N | Solar | [13 empty] | 0 | 0 | 0 | 0
Birch Solar | 62185_G_27 | 62185 | G | 27 |  | Solar PV |  | S_VACA | South Carolina | 45 | Darlington | 31 | 45031 | 2 | 0 | 2022 | 9999 |  |  | N | Solar | [13 empty] | 0 | 0 | 0 | 0
Chapman Solar | 62186_G_28 | 62186 | G | 28 |  | Solar PV |  | S_VACA | South Carolina | 45 | Darlington | 31 | 45031 | 2 | 0 | 2026 | 9999 |  |  | N | Solar | [13 empty] | 0 | 0 | 0 | 0
Clark Solar | 62187_G_29 | 62187 | G | 29 |  | Solar PV |  | S_VACA | South Carolina | 45 | Dillon | 33 | 45033 | 2 | 0 | 2026 | 9999 |  |  | N | Solar | [13 empty] | 0 | 0 | 0 | 0
Colleton Solar | 62188_G_30 | 62188 | G | 30 |  | Solar PV |  | S_VACA | South Carolina | 45 | Colleton | 29 | 45029 | 75 | 0 | 2026 | 9999 |  |  | N | Solar | [13 empty] | 0 | 0 | 0 | 0
Collins Farm Solar | 62189_G_31 | 62189 | G | 31 |  | Solar PV |  | S_VACA | South Carolina | 45 | Bamberg | 9 | 45009 | 5.4 | 0 | 2026 | 9999 |  |  | N | Solar | [13 empty] | 0 | 0 | 0 | 0
Crossroads Solar | 62190_G_32 | 62190 | G | 32 |  | Solar PV |  | S_VACA | South Carolina | 45 | Barnwell | 11 | 45011 | 67.7 | 0 | 2026 | 9999 |  |  | N | Solar | [13 empty] | 0 | 0 | 0 | 0
Denmark Solar | 62211_G_35 | 62211 | G | 35 |  | Solar PV |  | S_VACA | South Carolina | 45 | Bamberg | 9 | 45009 | 6 | 0 | 2020 | 9999 |  |  | N | Solar | [13 empty] | 0 | 0 | 0 | 0
Fishwater Solar | 62213_G_37 | 62213 | G | 37 |  | Solar PV |  | S_VACA | South Carolina | 45 | Darlington | 31 | 45031 | 2 | 0 | 2026 | 9999 |  |  | N | Solar | [13 empty] | 0 | 0 | 0 | 0
Foreman Solar | 62215_G_39 | 62215 | G | 39 |  | Solar PV |  | S_VACA | South Carolina | 45 | Aiken | 3 | 45003 | 6.4 | 0 | 2026 | 9999 |  |  | N | Solar | [13 empty] | 0 | 0 | 0 | 0
GEB Solar | 62217_G_40 | 62217 | G | 40 |  | Solar PV |  | S_VACA | South Carolina | 45 | Darlington | 31 | 45031 | 60 | 0 | 2026 | 9999 |  |  | N | Solar | [13 empty] | 0 | 0 | 0 | 0
Gedosch Solar II | 62218_G_42 | 62218 | G | 42 |  | Solar PV |  | S_VACA | South Carolina | 45 | Greenville | 45 | 45045 | 2 | 0 | 2026 | 9999 |  |  | N | Solar | [13 empty] | 0 | 0 | 0 | 0
Culpepper Solar | 62221_G_33 | 62221 | G | 33 |  | Solar PV |  | S_VACA | South Carolina | 45 | Darlington | 31 | 45031 | 69.5 | 0 | 2026 | 9999 |  |  | N | Solar | [13 empty] | 0 | 0 | 0 | 0
Dadswell Solar | 62222_G_34 | 62222 | G | 34 |  | Solar PV |  | S_VACA | South Carolina | 45 | Darlington | 31 | 45031 | 1 | 0 | 2026 | 9999 |  |  | N | Solar | [13 empty] | 0 | 0 | 0 | 0
Holliday Solar I | 62229_G_43 | 62229 | G | 43 |  | Solar PV |  | S_VACA | South Carolina | 45 | Horry | 51 | 45051 | 75 | 0 | 2026 | 9999 |  |  | N | Solar | [13 empty] | 0 | 0 | 0 | 0
Jackson Solar | 62232_G_46 | 62232 | G | 46 |  | Solar PV |  | S_VACA | South Carolina | 45 | Aiken | 3 | 45003 | 14 | 0 | 2026 | 9999 |  |  | N | Solar | [13 empty] | 0 | 0 | 0 | 0
Jefferson Solar | 62233_G_47 | 62233 | G | 47 |  | Solar PV |  | S_VACA | South Carolina | 45 | Darlington | 31 | 45031 | 8.2 | 0 | 2022 | 9999 |  |  | N | Solar | [13 empty] | 0 | 0 | 0 | 0
Juniper Solar | 62234_G_48 | 62234 | G | 48 |  | Solar PV |  | S_VACA | South Carolina | 45 | Chesterfield | 25 | 45025 | 65.5 | 0 | 2026 | 9999 |  |  | N | Solar | [13 empty] | 0 | 0 | 0 | 0
Lone Star Solar | 62235_G_49 | 62235 | G | 49 |  | Solar PV |  | S_VACA | South Carolina | 45 | Calhoun | 17 | 45017 | 66 | 0 | 2023 | 9999 |  |  | N | Solar | [13 empty] | 0 | 0 | 0 | 0
Luz Solar | 62236_G_50 | 62236 | G | 50 |  | Solar PV |  | S_VACA | South Carolina | 45 | Darlington | 31 | 45031 | 2 | 0 | 2026 | 9999 |  |  | N | Solar | [13 empty] | 0 | 0 | 0 | 0
Marshall Solar | 62238_G_52 | 62238 | G | 52 |  | Solar PV |  | S_VACA | South Carolina | 45 | Darlington | 31 | 45031 | 2 | 0 | 2022 | 9999 |  |  | N | Solar | [13 empty] | 0 | 0 | 0 | 0
Martin East Solar | 62276_G_54 | 62276 | G | 54 |  | Solar PV |  | S_VACA | South Carolina | 45 | Marion | 67 | 45067 | 2 | 0 | 2026 | 9999 |  |  | N | Solar | [13 empty] | 0 | 0 | 0 | 0
Martin West Solar | 62277_G_55 | 62277 | G | 55 |  | Solar PV |  | S_VACA | South Carolina | 45 | Marion | 67 | 45067 | 2 | 0 | 2026 | 9999 |  |  | N | Solar | [13 empty] | 0 | 0 | 0 | 0
McClain Solar | 62278_G_56 | 62278 | G | 56 |  | Solar PV |  | S_VACA | South Carolina | 45 | Orangeburg | 75 | 45075 | 17.3 | 0 | 2026 | 9999 |  |  | N | Solar | [13 empty] | 0 | 0 | 0 | 0
McCormick Solar | 62279_G_57 | 62279 | G | 57 |  | Solar PV |  | S_VACA | South Carolina | 45 | Florence | 41 | 45041 | 2 | 0 | 2026 | 9999 |  |  | N | Solar | [13 empty] | 0 | 0 | 0 | 0
Melsam Solar | 62280_G_58 | 62280 | G | 58 |  | Solar PV |  | S_VACA | South Carolina | 45 | Dillon | 33 | 45033 | 60.5 | 0 | 2026 | 9999 |  |  | N | Solar | [13 empty] | 0 | 0 | 0 | 0
Middleton Solar | 62281_G_59 | 62281 | G | 59 |  | Solar PV |  | S_VACA | South Carolina | 45 | Darlington | 31 | 45031 | 2 | 0 | 2026 | 9999 |  |  | N | Solar | [13 empty] | 0 | 0 | 0 | 0
Pee Dee Solar I | 62282_G_60 | 62282 | G | 60 |  | Solar PV |  | S_VACA | South Carolina | 45 | Dillon | 33 | 45033 | 2 | 0 | 2026 | 9999 |  |  | N | Solar | [13 empty] | 0 | 0 | 0 | 0
Pee Dee Solar II | 62283_G_61 | 62283 | G | 61 |  | Solar PV |  | S_VACA | South Carolina | 45 | Dillon | 33 | 45033 | 2 | 0 | 2026 | 9999 |  |  | N | Solar | [13 empty] | 0 | 0 | 0 | 0
Power Solar | 62284_G_62 | 62284 | G | 62 |  | Solar PV |  | S_VACA | South Carolina | 45 | Barnwell | 11 | 45011 | 3 | 0 | 2026 | 9999 |  |  | N | Solar | [13 empty] | 0 | 0 | 0 | 0
Martin Central Solar | 62285_G_53 | 62285 | G | 53 |  | Solar PV |  | S_VACA | South Carolina | 45 | Marion | 67 | 45067 | 2 | 0 | 2026 | 9999 |  |  | N | Solar | [13 empty] | 0 | 0 | 0 | 0
Pruger Solar I | 62292_G_63 | 62292 | G | 63 |  | Solar PV |  | S_VACA | South Carolina | 45 | Marion | 67 | 45067 | 2 | 0 | 2026 | 9999 |  |  | N | Solar | [13 empty] | 0 | 0 | 0 | 0
Pruger Solar II | 62293_G_64 | 62293 | G | 64 |  | Solar PV |  | S_VACA | South Carolina | 45 | Marion | 67 | 45067 | 2 | 0 | 2026 | 9999 |  |  | N | Solar | [13 empty] | 0 | 0 | 0 | 0
Pruger Solar III | 62294_G_65 | 62294 | G | 65 |  | Solar PV |  | S_VACA | South Carolina | 45 | Marion | 67 | 45067 | 2 | 0 | 2026 | 9999 |  |  | N | Solar | [13 empty] | 0 | 0 | 0 | 0
Rollins Solar | 62295_G_67 | 62295 | G | 67 |  | Solar PV |  | S_VACA | South Carolina | 45 | Darlington | 31 | 45031 | 63 | 0 | 2026 | 9999 |  |  | N | Solar | [13 empty] | 0 | 0 | 0 | 0
Ross Solar | 62296_G_68 | 62296 | G | 68 |  | Solar PV |  | S_VACA | South Carolina | 45 | Darlington | 31 | 45031 | 75 | 0 | 2026 | 9999 |  |  | N | Solar | [13 empty] | 0 | 0 | 0 | 0
Rutledge Solar | 62297_G_69 | 62297 | G | 69 |  | Solar PV |  | S_VACA | South Carolina | 45 | Florence | 41 | 45041 | 2 | 0 | 2026 | 9999 |  |  | N | Solar | [13 empty] | 0 | 0 | 0 | 0
Sandifer Solar | 62298_G_70 | 62298 | G | 70 |  | Solar PV |  | S_VACA | South Carolina | 45 | Dillon | 33 | 45033 | 2 | 0 | 2026 | 9999 |  |  | N | Solar | [13 empty] | 0 | 0 | 0 | 0
Quest Solar | 62299_G_66 | 62299 | G | 66 |  | Solar PV |  | S_VACA | South Carolina | 45 | Allendale | 5 | 45005 | 40 | 0 | 2026 | 9999 |  |  | N | Solar | [13 empty] | 0 | 0 | 0 | 0
Scarlet Solar | 62307_G_71 | 62307 | G | 71 |  | Solar PV |  | S_VACA | South Carolina | 45 | Darlington | 31 | 45031 | 2 | 0 | 2022 | 9999 |  |  | N | Solar | [13 empty] | 0 | 0 | 0 | 0
Shem Solar | 62308_G_72 | 62308 | G | 72 |  | Solar PV |  | S_VACA | South Carolina | 45 | Lancaster | 57 | 45057 | 2 | 0 | 2026 | 9999 |  |  | N | Solar | [13 empty] | 0 | 0 | 0 | 0
Shining Sun Solar | 62309_G_73 | 62309 | G | 73 |  | Solar PV |  | S_VACA | South Carolina | 45 | Orangeburg | 75 | 45075 | 40 | 0 | 2026 | 9999 |  |  | N | Solar | [13 empty] | 0 | 0 | 0 | 0
Shorthorn Solar | 62310_G_74 | 62310 | G | 74 |  | Solar PV |  | S_VACA | South Carolina | 45 | Lee | 61 | 45061 | 60.5 | 0 | 2026 | 9999 |  |  | N | Solar | [13 empty] | 0 | 0 | 0 | 0
Snoopy Solar | 62311_G_75 | 62311 | G | 75 |  | Solar PV |  | S_VACA | South Carolina | 45 | Anderson | 7 | 45007 | 2 | 0 | 2026 | 9999 |  |  | N | Solar | [13 empty] | 0 | 0 | 0 | 0
Southard Solar | 62312_G_76 | 62312 | G | 76 |  | Solar PV |  | S_VACA | South Carolina | 45 | Colleton | 29 | 45029 | 6 | 0 | 2026 | 9999 |  |  | N | Solar | [13 empty] | 0 | 0 | 0 | 0
Stamey Solar | 62313_G_77 | 62313 | G | 77 |  | Solar PV |  | S_VACA | South Carolina | 45 | Darlington | 31 | 45031 | 1 | 0 | 2026 | 9999 |  |  | N | Solar | [13 empty] | 0 | 0 | 0 | 0
Tarpon Solar I | 62314_G_78 | 62314 | G | 78 |  | Solar PV |  | S_VACA | South Carolina | 45 | Anderson | 7 | 45007 | 2 | 0 | 2026 | 9999 |  |  | N | Solar | [13 empty] | 0 | 0 | 0 | 0
Tedder Solar | 62315_G_79 | 62315 | G | 79 |  | Solar PV |  | S_VACA | South Carolina | 45 | Darlington | 31 | 45031 | 2 | 0 | 2022 | 9999 |  |  | N | Solar | [13 empty] | 0 | 0 | 0 | 0
Ten Governors Solar | 62316_G_80 | 62316 | G | 80 |  | Solar PV |  | S_VACA | South Carolina | 45 | Newberry | 71 | 45071 | 28 | 0 | 2026 | 9999 |  |  | N | Solar | [13 empty] | 0 | 0 | 0 | 0
Washington Solar (SC) | 62342_G_87 | 62342 | G | 87 |  | Solar PV |  | S_VACA | South Carolina | 45 | Marion | 67 | 45067 | 2 | 0 | 2022 | 9999 |  |  | N | Solar | [13 empty] | 0 | 0 | 0 | 0
Ulmer Solar | 62343_G_85 | 62343 | G | 85 |  | Solar PV |  | S_VACA | South Carolina | 45 | Orangeburg | 75 | 45075 | 22 | 0 | 2026 | 9999 |  |  | N | Solar | [13 empty] | 0 | 0 | 0 | 0
Washington Solar II (SC) | 62344_G_88 | 62344 | G | 88 |  | Solar PV |  | S_VACA | South Carolina | 45 | Marion | 67 | 45067 | 2 | 0 | 2022 | 9999 |  |  | N | Solar | [13 empty] | 0 | 0 | 0 | 0
Wayfair Solar | 62345_G_89 | 62345 | G | 89 |  | Solar PV |  | S_VACA | South Carolina | 45 | Horry | 51 | 45051 | 2 | 0 | 2022 | 9999 |  |  | N | Solar | [13 empty] | 0 | 0 | 0 | 0
Trask East Solar | 62346_G_83 | 62346 | G | 83 |  | Solar PV |  | S_VACA | South Carolina | 45 | Beaufort | 13 | 45013 | 12 | 0 | 2020 | 9999 |  |  | N | Solar | [13 empty] | 0 | 0 | 0 | 0
Weaver Solar | 62347_G_90 | 62347 | G | 90 |  | Solar PV |  | S_VACA | South Carolina | 45 | Lee | 61 | 45061 | 2 | 0 | 2022 | 9999 |  |  | N | Solar | [13 empty] | 0 | 0 | 0 | 0
Topaz Solar (SC) | 62349_G_82 | 62349 | G | 82 |  | Solar PV |  | S_VACA | South Carolina | 45 | Dillon | 33 | 45033 | 2 | 0 | 2022 | 9999 |  |  | N | Solar | [13 empty] | 0 | 0 | 0 | 0
WSW Solar | 62350_G_86 | 62350 | G | 86 |  | Solar PV |  | S_VACA | South Carolina | 45 | Calhoun | 17 | 45017 | 10.8 | 0 | 2026 | 9999 |  |  | N | Solar | [13 empty] | 0 | 0 | 0 | 0
Wysong Solar | 62351_G_92 | 62351 | G | 92 |  | Solar PV |  | S_VACA | South Carolina | 45 | Dillon | 33 | 45033 | 2.3 | 0 | 2026 | 9999 |  |  | N | Solar | [13 empty] | 0 | 0 | 0 | 0
Thomas Solar | 62352_G_81 | 62352 | G | 81 |  | Solar PV |  | S_VACA | South Carolina | 45 | Lee | 61 | 45061 | 2 | 0 | 2026 | 9999 |  |  | N | Solar | [13 empty] | 0 | 0 | 0 | 0
Yemassee Solar | 62353_G_93 | 62353 | G | 93 |  | Solar PV |  | S_VACA | South Carolina | 45 | Beaufort | 13 | 45013 | 10 | 0 | 2020 | 9999 |  |  | N | Solar | [13 empty] | 0 | 0 | 0 | 0
York Solar | 62354_G_94 | 62354 | G | 94 |  | Solar PV |  | S_VACA | South Carolina | 45 | Laurens | 59 | 45059 | 2 | 0 | 2026 | 9999 |  |  | N | Solar | [13 empty] | 0 | 0 | 0 | 0
Rappahannock Solar, LLC | 62780_G_100 | 62780 | G | 100 |  | Solar PV |  | PJM_Dom | Virginia | 51 | Lancaster | 103 | 51103 | 1.5 | 0 | 2021 | 9999 |  |  | N | Solar | [13 empty] | 0 | 0 | 0 | 0
Helena Wind | 63738_G_HEL | 63738 | G | HEL |  | Onshore Wind |  | ERC_REST | Texas | 48 | Bee | 25 | 48025 | 250 | 0 | 2022 | 9999 |  |  | N | Wind | [13 empty] | 0 | 0 | 0 | 0
Solar Blue | 63848_G_SBLUE | 63848 | G | SBLUE |  | Solar PV |  | WEC_CALN | California | 6 | Kings | 31 | 06031 | 250 | 0 | 2022 | 9999 |  |  | N | Solar | [13 empty] | 0 | 0 | 0 | 0
Bluegrass Solar | 63910_G_BGS | 63910 | G | BGS |  | Solar PV |  | PJM_EMAC | Maryland | 24 | Queen Annes | 35 | 24035 | 80 | 0 | 2022 | 9999 |  |  | N | Solar | [13 empty] | 0 | 0 | 0 | 0
SR North Stonington | 64160_G_STONE | 64160 | G | STONE |  | Solar PV |  | NENG_CT | Connecticut | 9 | New London | 11 | 09011 | 9.9 | 0 | 2022 | 9999 |  |  | N | Solar | [13 empty] | 0 | 0 | 0 | 0
SR Litchfield | 64161_G_LITCH | 64161 | G | LITCH |  | Solar PV |  | NENG_CT | Connecticut | 9 | Litchfield | 5 | 09005 | 19.8 | 0 | 2022 | 9999 |  |  | N | Solar | [13 empty] | 0 | 0 | 0 | 0
TREX US Red Holly | 63202_G_701 | 63202 | G | 701 |  | Solar PV |  | SPP_SPS | Texas | 48 | Lynn | 305 | 48305 | 250 | 0 | 2022 | 9999 |  |  | N | Solar | [13 empty] | 0 | 0 | 0 | 0
Norge Solar Farm | 64086_G_NORG | 64086 | G | NORG |  | Solar PV |  | PJM_Dom | Virginia | 51 | James City | 95 | 51095 | 20 | 0 | 2022 | 9999 |  |  | N | Solar | [13 empty] | 0 | 0 | 0 | 0
Sycamore Solar | 64136_G_SYSO | 64136 | G | SYSO |  | Solar PV |  | PJM_Dom | Virginia | 51 | Pittsylvania | 143 | 51143 | 42 | 0 | 2022 | 9999 |  |  | N | Solar | [13 empty] | 0 | 0 | 0 | 0
Cotton Solar | 59572_G_PV1 | 59572 | G | PV1 |  | Solar PV |  | S_VACA | South Carolina | 45 | Dillon | 33 | 45033 | 16 | 0 | 2022 | 9999 |  |  | N | Solar | [13 empty] | 0 | 0 | 0 | 0
McLean Homestead | 60020_G_PV1 | 60020 | G | PV1 |  | Solar PV |  | S_VACA | North Carolina | 37 | Scotland | 165 | 37165 | 4.9 | 0 | 2022 | 9999 |  |  | N | Solar | [13 empty] | 0 | 0 | 0 | 0
Chestnut | 63849_G_CHNUT | 63849 | G | CHNUT |  | Solar PV |  | WEC_CALN | California | 6 | Kings | 31 | 06031 | 150.6 | 0 | 2022 | 9999 |  |  | N | Solar | [13 empty] | 0 | 0 | 0 | 0
Windhub Solar B, LLC | 59969_G_GEN01 | 59969 | G | GEN01 |  | Solar PV |  | WECC_SCE | California | 6 | Kern | 29 | 06029 | 20 | 0 | 2022 | 9999 |  |  | N | Solar | [13 empty] | 0 | 0 | 0 | 0
Portal Ridge Solar A, LLC | 60309_G_GEN01 | 60309 | G | GEN01 |  | Solar PV |  | WEC_LADW | California | 6 | Los Angeles | 37 | 06037 | 18.5 | 0 | 2022 | 9999 |  |  | N | Solar | [13 empty] | 0 | 0 | 0 | 0
Willow Spring Solar 3, LLC | 60325_G_GEN01 | 60325 | G | GEN01 |  | Solar PV |  | WECC_SCE | California | 6 | Kern | 29 | 06029 | 75 | 0 | 2022 | 9999 |  |  | N | Solar | [13 empty] | 0 | 0 | 0 | 0
Friesian Holdings | 60692_G_PV1 | 60692 | G | PV1 |  | Solar PV |  | S_VACA | North Carolina | 37 | Scotland | 165 | 37165 | 75 | 0 | 2022 | 9999 |  |  | N | Solar | [13 empty] | 0 | 0 | 0 | 0
Burt County Wind | 61511_G_BCNE | 61511 | G | BCNE |  | Onshore Wind |  | SPP_NEBR | Nebraska | 31 | Burt | 21 | 31021 | 75 | 0 | 2022 | 9999 |  |  | N | Wind | [13 empty] | 0 | 0 | 0 | 0
Cascade Energy Storage, LLC | 61801_G_10002 | 61801 | G | 10002 |  | Energy Storage |  | WEC_CALN | California | 6 | San Joaquin | 77 | 06077 | 25 | 0 | 2022 | 9999 |  |  | N | Energy Storage | [13 empty] | 0 | 0 | 0 | 0
Sierra Energy Storage, LLC | 61803_G_10003 | 61803 | G | 10003 |  | Energy Storage |  | WEC_CALN | California | 6 | Tuolumne | 109 | 06109 | 10 | 0 | 2022 | 9999 |  |  | N | Energy Storage | [13 empty] | 0 | 0 | 0 | 0
Gaines Solar | 62216_G_41 | 62216 | G | 41 |  | Solar PV |  | S_VACA | South Carolina | 45 | Lee | 61 | 45061 | 2 | 0 | 2020 | 9999 |  |  | N | Solar | [13 empty] | 0 | 0 | 0 | 0
EDPR CA Solar Park VI LLC (CA) Hybrid | 62892_G_SONR2 | 62892 | G | SONR2 |  | Energy Storage |  | WEC_CALN | California | 6 | Fresno | 19 | 06019 | 40 | 0 | 2022 | 9999 |  |  | N | Energy Storage | [13 empty] | 0 | 0 | 0 | 0
EDPR CA Solar Park VI LLC (CA) Hybrid | 62892_G_SONRI | 62892 | G | SONRI |  | Solar PV |  | WEC_CALN | California | 6 | Fresno | 19 | 06019 | 200 | 0 | 2022 | 9999 |  |  | N | Solar | [13 empty] | 0 | 0 | 0 | 0
AL Solar C LLC | 63513_G_OEALC | 63513 | G | OEALC |  | Solar PV |  | S_SOU | Alabama | 1 | Chambers | 17 | 01017 | 80 | 0 | 2022 | 9999 |  |  | N | Solar | [13 empty] | 0 | 0 | 0 | 0
Allora Solar, LLC | 63808_G_PGR30 | 63808 | G | PGR30 |  | Solar PV |  | S_VACA | South Carolina | 45 | Lexington | 63 | 45063 | 75 | 0 | 2022 | 9999 |  |  | N | Solar | [13 empty] | 0 | 0 | 0 | 0
Willowbrook Solar I, LLC | 63877_G_WBS | 63877 | G | WBS |  | Solar PV |  | PJM_West | Ohio | 39 | Highland | 71 | 39071 | 150 | 0 | 2022 | 9999 |  |  | N | Solar | [13 empty] | 0 | 0 | 0 | 0
Otter Creek Solar | 63909_G_OTTER | 63909 | G | OTTER |  | Solar PV |  | PJM_Dom | Virginia | 51 | Mecklenburg | 117 | 51117 | 60 | 0 | 2022 | 9999 |  |  | N | Solar | [13 empty] | 0 | 0 | 0 | 0
MTSUN | 64032_G_MTSUN | 64032 | G | MTSUN |  | Solar PV |  | WECC_MT | Montana | 30 | Yellowstone | 111 | 30111 | 80 | 0 | 2022 | 9999 |  |  | N | Solar | [13 empty] | 0 | 0 | 0 | 0
Hunters Cove Solar | 64166_G_GEN | 64166 | G | GEN |  | Solar PV |  | S_VACA | North Carolina | 37 | Rutherford | 161 | 37161 | 50 | 0 | 2022 | 9999 |  |  | N | Solar | [13 empty] | 0 | 0 | 0 | 0
Hornet Solar | 64167_G_GEN | 64167 | G | GEN |  | Solar PV |  | S_VACA | North Carolina | 37 | Gaston | 71 | 37071 | 75 | 0 | 2022 | 9999 |  |  | N | Solar | [13 empty] | 0 | 0 | 0 | 0
Bear Branch Solar | 64168_G_GEN | 64168 | G | GEN |  | Solar PV |  | S_VACA | North Carolina | 37 | Stokes | 169 | 37169 | 35 | 0 | 2022 | 9999 |  |  | N | Solar | [13 empty] | 0 | 0 | 0 | 0
Ravenswood | 2500_G_RWES1 | 2500 | G | RWES1 |  | Energy Storage |  | NY_Z_J | New York | 36 | Queens | 81 | 36081 | 129 | 0 | 2023 | 9999 |  |  | N | Energy Storage | [13 empty] | 0 | 0 | 0 | 0
Ravenswood | 2500_G_RWES2 | 2500 | G | RWES2 |  | Energy Storage |  | NY_Z_J | New York | 36 | Queens | 81 | 36081 | 98 | 0 | 2023 | 9999 |  |  | N | Energy Storage | [13 empty] | 0 | 0 | 0 | 0
Ravenswood | 2500_G_RWES3 | 2500 | G | RWES3 |  | Energy Storage |  | NY_Z_J | New York | 36 | Queens | 81 | 36081 | 89 | 0 | 2023 | 9999 |  |  | N | Energy Storage | [13 empty] | 0 | 0 | 0 | 0
Desert Quartzite | 59871_G_GEN01 | 59871 | G | GEN01 |  | Solar PV |  | WECC_SCE | California | 6 | Riverside | 65 | 06065 | 480 | 0 | 2023 | 9999 |  |  | N | Solar | [13 empty] | 0 | 0 | 0 | 0
Yorktown Battery Energy Storage Facility | 63325_G_YORK1 | 63325 | G | YORK1 |  | Energy Storage |  | WEC_LADW | California | 6 | Los Angeles | 37 | 06037 | 3 | 0 | 2023 | 9999 |  |  | N | Energy Storage | [13 empty] | 0 | 0 | 0 | 0
Cadillac Battery Energy Storage Facility | 63326_G_CAD1 | 63326 | G | CAD1 |  | Energy Storage |  | WEC_LADW | California | 6 | Los Angeles | 37 | 06037 | 3.5 | 0 | 2023 | 9999 |  |  | N | Energy Storage | [13 empty] | 0 | 0 | 0 | 0
Hallmark | 63234_G_UNIT1 | 63234 | G | UNIT1 |  | Solar PV |  | ERC_REST | Texas | 48 | Hunt | 231 | 48231 | 42 | 0 | 2023 | 9999 |  |  | N | Solar | [13 empty] | 0 | 0 | 0 | 0
Mechanicsville Solar | 64158_G_MECH | 64158 | G | MECH |  | Solar PV |  | PJM_Dom | Virginia | 51 | Hanover | 85 | 51085 | 25 | 0 | 2020 | 9999 |  |  | N | Solar | [13 empty] | 0 | 0 | 0 | 0
Lotus | 64173_G_1305 | 64173 | G | 1305 |  | Solar PV |  | S_VACA | North Carolina | 37 | Guilford | 81 | 37081 | 4 | 0 | 2014 | 9999 |  |  | N | Solar | [13 empty] | 0 | 0 | 0 | 0
Beth | 64175_G_1302 | 64175 | G | 1302 |  | Solar PV |  | S_VACA | North Carolina | 37 | Guilford | 81 | 37081 | 5 | 0 | 2014 | 9999 |  |  | N | Solar | [13 empty] | 0 | 0 | 0 | 0
Charlie | 64176_G_1304 | 64176 | G | 1304 |  | Solar PV |  | S_VACA | North Carolina | 37 | Guilford | 81 | 37081 | 4 | 0 | 2014 | 9999 |  |  | N | Solar | [13 empty] | 0 | 0 | 0 | 0
Bo Biggs Solar | 64192_G_BB08 | 64192 | G | BB08 |  | Solar PV |  | S_VACA | North Carolina | 37 | Robeson | 155 | 37155 | 4.9 | 0 | 2018 | 9999 |  |  | N | Solar | [13 empty] | 0 | 0 | 0 | 0
Moore Solar | 64193_G_MR01 | 64193 | G | MR01 |  | Solar PV |  | S_VACA | North Carolina | 37 | Rockingham | 157 | 37157 | 5 | 0 | 2018 | 9999 |  |  | N | Solar | [13 empty] | 0 | 0 | 0 | 0
510 Carnegie Center | 64194_G_313 | 64194 | G | 313 |  | Solar PV |  | PJM_EMAC | New Jersey | 34 | Mercer | 21 | 34021 | 1.4 | 0 | 2019 | 9999 |  |  | N | Solar | [13 empty] | 0 | 0 | 0 | 0
701 Carnegie Center | 64195_G_313 | 64195 | G | 313 |  | Solar PV |  | PJM_EMAC | New Jersey | 34 | Mercer | 21 | 34021 | 1.1 | 0 | 2019 | 9999 |  |  | N | Solar | [13 empty] | 0 | 0 | 0 | 0
Horn Rapids Solar, Storage and Training | 64198_G_HRPV | 64198 | G | HRPV |  | Solar PV |  | WECC_PNW | Washington | 53 | Benton | 5 | 53005 | 3.2 | 0 | 2020 | 9999 |  |  | N | Solar | [13 empty] | 0 | 0 | 0 | 0
Jack's Solar Garden | 64200_G_JSG | 64200 | G | JSG |  | Solar PV |  | WECC_CO | Colorado | 8 | Boulder | 13 | 08013 | 1 | 0 | 2020 | 9999 |  |  | N | Solar | [13 empty] | 0 | 0 | 0 | 0
Curry Solar | 64226_G_CURRY | 64226 | G | CURRY |  | Solar PV |  | S_SOU | Georgia | 13 | Tattnall | 267 | 13267 | 1.1 | 0 | 2015 | 9999 |  |  | N | Solar | [13 empty] | 0 | 0 | 0 | 0
Alexis Solar, LLC | 64227_G_12001 | 64227 | G | 12001 |  | Solar PV |  | ERC_REST | Texas | 48 | Brooks | 47 | 48047 | 9.5 | 0 | 2019 | 9999 |  |  | N | Solar | [13 empty] | 0 | 0 | 0 | 0
Hadley 3 Solar (North) | 64231_G_3093 | 64231 | G | 3093 |  | Solar PV |  | NENGREST | Massachusetts | 25 | Hampshire | 15 | 25015 | 3.9 | 0 | 2019 | 9999 |  |  | N | Solar | [13 empty] | 0 | 0 | 0 | 0
Hadley 3 Solar (South) | 64232_G_6554 | 64232 | G | 6554 |  | Solar PV |  | NENGREST | Massachusetts | 25 | Hampshire | 15 | 25015 | 2 | 0 | 2019 | 9999 |  |  | N | Solar | [13 empty] | 0 | 0 | 0 | 0
Hardin Solar Energy LLC | 63029_G_GEN1 | 63029 | G | GEN1 |  | Solar PV |  | PJM_West | Ohio | 39 | Hardin | 65 | 39065 | 150 | 0 | 2021 | 9999 |  |  | N | Solar | [13 empty] | 0 | 0 | 0 | 0
Blooming Grove Wind Energy Center | 63988_G_GEN1 | 63988 | G | GEN1 |  | Onshore Wind |  | PJM_COMD | Illinois | 17 | Livingston | 105 | 17105 | 250 | 0 | 2020 | 9999 |  |  | N | Wind | [13 empty] | 0 | 0 | 0 | 0
SulusSolar29 | 64048_G_SS29 | 64048 | G | SS29 |  | Solar PV |  | WECC_PNW | Oregon | 41 | Clackamas | 5 | 41005 | 2.6 | 0 | 2020 | 9999 |  |  | N | Solar | [13 empty] | 0 | 0 | 0 | 0
2662 Freeport Solar 1 | 64058_G_FREE | 64058 | G | FREE |  | Solar PV |  | PJM_COMD | Illinois | 17 | Stephenson | 177 | 17177 | 2 | 0 | 2020 | 9999 |  |  | N | Solar | [13 empty] | 0 | 0 | 0 | 0
Whiteside Solar 1 | 64059_G_WSIDE | 64059 | G | WSIDE |  | Solar PV |  | PJM_COMD | Illinois | 17 | Whiteside | 195 | 17195 | 2 | 0 | 2020 | 9999 |  |  | N | Solar | [13 empty] | 0 | 0 | 0 | 0
CatanSolar | 64079_G_CS | 64079 | G | CS |  | Solar PV |  | ERC_REST | Texas | 48 | Karnes | 255 | 48255 | 10 | 0 | 2020 | 9999 |  |  | N | Solar | [13 empty] | 0 | 0 | 0 | 0
Tesla Reno GigaFactory | 64098_G_3 | 64098 | G | 3 |  | Solar PV |  | WECC_NNV | Nevada | 32 | Storey | 29 | 32029 | 1 | 0 | 2021 | 9999 |  |  | N | Solar | [13 empty] | 0 | 0 | 0 | 0
Marlow Solar, LLC | 64122_G_MARL | 64122 | G | MARL |  | Solar PV |  | MIS_IL | Illinois | 17 | Jefferson | 81 | 17081 | 2 | 0 | 2020 | 9999 |  |  | N | Solar | [13 empty] | 0 | 0 | 0 | 0
IA - City of Ames - Airport Road | 64179_G_17000 | 64179 | G | 17000 |  | Solar PV |  | MIS_MIDA | Iowa | 19 | Story | 169 | 19169 | 2 | 0 | 2020 | 9999 |  |  | N | Solar | [13 empty] | 0 | 0 | 0 | 0
MD - CS - Potomac Edison Co - GA29 TPE | 64180_G_19002 | 64180 | G | 19002 |  | Solar PV |  | PJM_AP | Maryland | 24 | Garrett | 23 | 24023 | 2 | 0 | 2021 | 9999 |  |  | N | Solar | [13 empty] | 0 | 0 | 0 | 0
Horn Rapids Solar, Storage and Training | 64198_G_HRBE | 64198 | G | HRBE |  | Energy Storage |  | WECC_PNW | Washington | 53 | Benton | 5 | 53005 | 1 | 0 | 2020 | 9999 |  |  | N | Energy Storage | [13 empty] | 0 | 0 | 0 | 0
McDonough Solar 1, LLC | 64201_G_MC1B | 64201 | G | MC1B |  | Solar PV |  | MIS_IL | Illinois | 17 | McDonough | 109 | 17109 | 2 | 0 | 2020 | 9999 |  |  | N | Solar | [13 empty] | 0 | 0 | 0 | 0
McDonough Solar 1, LLC | 64201_G_MCDH | 64201 | G | MCDH |  | Solar PV |  | MIS_IL | Illinois | 17 | McDonough | 109 | 17109 | 2 | 0 | 2020 | 9999 |  |  | N | Solar | [13 empty] | 0 | 0 | 0 | 0
Crane Battery Energy Storage System | 64207_G_ES1 | 64207 | G | ES1 |  | Energy Storage |  | MIS_INKY | Indiana | 18 | Martin | 101 | 18101 | 5 | 0 | 2020 | 9999 |  |  | N | Energy Storage | [13 empty] | 0 | 0 | 0 | 0
Blue Goose Solar | 64228_G_BLGS | 64228 | G | BLGS |  | Solar PV |  | PJM_COMD | Illinois | 17 | Whiteside | 195 | 17195 | 2 | 0 | 2020 | 9999 |  |  | N | Solar | [13 empty] | 0 | 0 | 0 | 0
Iroquois Solar 1B LLC | 64229_G_IROQ | 64229 | G | IROQ |  | Solar PV |  | MIS_IL | Illinois | 17 | Iroquois | 75 | 17075 | 2 | 0 | 2020 | 9999 |  |  | N | Solar | [13 empty] | 0 | 0 | 0 | 0
Hecate Energy Johanna Facility | 62889_G_HJFII | 62889 | G | HJFII |  | Energy Storage |  | WECC_SCE | California | 6 | Orange | 59 | 06059 | 10 | 0 | 2021 | 9999 |  |  | N | Energy Storage | [13 empty] | 0 | 0 | 0 | 0
Saint Solar | 63476_G_SAINT | 63476 | G | SAINT |  | Solar PV |  | WECC_AZ | Arizona | 4 | Pinal | 21 | 04021 | 100 | 0 | 2021 | 9999 |  |  | N | Solar | [13 empty] | 0 | 0 | 0 | 0
Olney Solar II | 64043_G_6778 | 64043 | G | 6778 |  | Solar PV |  | MIS_IL | Illinois | 17 | Richland | 159 | 17159 | 2 | 0 | 2021 | 9999 |  |  | N | Solar | [13 empty] | 0 | 0 | 0 | 0
Hecate Energy West Newberry, LLC | 64061_G_HEWNB | 64061 | G | HEWNB |  | Solar PV |  | S_VACA | South Carolina | 45 | Newberry | 71 | 45071 | 3.5 | 0 | 2021 | 9999 |  |  | N | Solar | [13 empty] | 0 | 0 | 0 | 0
IL - SMHEC - Moraine Valley | 64181_G_18017 | 64181 | G | 18017 |  | Solar PV |  | PJM_COMD | Illinois | 17 | Cook | 31 | 17031 | 1.3 | 0 | 2022 | 9999 |  |  | N | Solar | [13 empty] | 0 | 0 | 0 | 0
ZPD-PT Solar Project 2017-023 LLC Hybrid | 64185_G_DRAES | 64185 | G | DRAES |  | Energy Storage |  | NENGREST | Massachusetts | 25 | Worcester | 27 | 25027 | 1.8 | 0 | 2021 | 9999 |  |  | N | Energy Storage | [13 empty] | 0 | 0 | 0 | 0
ZPD-PT Solar Project 2017-023 LLC Hybrid | 64185_G_DRAPV | 64185 | G | DRAPV |  | Solar PV |  | NENGREST | Massachusetts | 25 | Worcester | 27 | 25027 | 2.8 | 0 | 2021 | 9999 |  |  | N | Solar | [13 empty] | 0 | 0 | 0 | 0
ZPD-PT Solar Project 2017-021 LLC Hybrid | 64187_G_DRAES | 64187 | G | DRAES |  | Energy Storage |  | NENGREST | Massachusetts | 25 | Hampden | 13 | 25013 | 0.7 | 0 | 2021 | 9999 |  |  | N | Energy Storage | [13 empty] | 0 | 0 | 0 | 0
ZPD-PT Solar Project 2017-021 LLC Hybrid | 64187_G_DRAPV | 64187 | G | DRAPV |  | Solar PV |  | NENGREST | Massachusetts | 25 | Hampden | 13 | 25013 | 1 | 0 | 2021 | 9999 |  |  | N | Solar | [13 empty] | 0 | 0 | 0 | 0
Wonderful Orchards - Westside | 64220_G_WOC | 64220 | G | WOC |  | Solar PV |  | WECC_SCE | California | 6 | Kern | 29 | 06029 | 5 | 0 | 2021 | 9999 |  |  | N | Solar | [13 empty] | 0 | 0 | 0 | 0
Wonderful Orchards - Belridge | 64221_G_WOC | 64221 | G | WOC |  | Solar PV |  | WECC_SCE | California | 6 | Kern | 29 | 06029 | 5 | 0 | 2020 | 9999 |  |  | N | Solar | [13 empty] | 0 | 0 | 0 | 0
Prosperity Solar Farm CSG | 64225_G_PROS1 | 64225 | G | PROS1 |  | Solar PV |  | SPP_N | Missouri | 29 | Jasper | 97 | 29097 | 2.3 | 0 | 2021 | 9999 |  |  | N | Solar | [13 empty] | 0 | 0 | 0 | 0
Forrest City- Prison Site | 64261_G_361 | 64261 | G | 361 |  | Solar PV |  | MIS_AR | Arkansas | 5 | St. Francis | 123 | 05123 | 1 | 0 | 2021 | 9999 |  |  | N | Solar | [13 empty] | 0 | 0 | 0 | 0
Forrest City- Eldridge Road | 64262_G_453 | 64262 | G | 453 |  | Solar PV |  | MIS_AR | Arkansas | 5 | St. Francis | 123 | 05123 | 1 | 0 | 2021 | 9999 |  |  | N | Solar | [13 empty] | 0 | 0 | 0 | 0
Hot Springs 2020 | 64263_G_364 | 64263 | G | 364 |  | Solar PV |  | MIS_AR | Arkansas | 5 | Garland | 51 | 05051 | 1 | 0 | 2021 | 9999 |  |  | N | Solar | [13 empty] | 0 | 0 | 0 | 0
Las Virgenes | 64264_G_298 | 64264 | G | 298 |  | Solar PV |  | WEC_LADW | California | 6 | Los Angeles | 37 | 06037 | 3 | 0 | 2020 | 9999 |  |  | N | Solar | [13 empty] | 0 | 0 | 0 | 0
Alamosa Solar South CSG | 64266_G_264 | 64266 | G | 264 |  | Solar PV |  | WECC_CO | Colorado | 8 | Alamosa | 3 | 08003 | 1.6 | 0 | 2021 | 9999 |  |  | N | Solar | [13 empty] | 0 | 0 | 0 | 0
BWC Lake Lashaway, LLC Hybrid | 64182_G_DRAES | 64182 | G | DRAES |  | Energy Storage |  | NENGREST | Massachusetts | 25 | Worcester | 27 | 25027 | 3.7 | 0 | 2021 | 9999 |  |  | N | Energy Storage | [13 empty] | 0 | 0 | 0 | 0
BWC Lake Lashaway, LLC Hybrid | 64182_G_DRAPV | 64182 | G | DRAPV |  | Solar PV |  | NENGREST | Massachusetts | 25 | Worcester | 27 | 25027 | 4.2 | 0 | 2021 | 9999 |  |  | N | Solar | [13 empty] | 0 | 0 | 0 | 0
Roaring Brook, LLC | 61041_G_WT1 | 61041 | G | WT1 |  | Onshore Wind |  | NY_Z_C&E | New York | 36 | Lewis | 49 | 36049 | 79.7 | 0 | 2021 | 9999 |  |  | N | Wind | [13 empty] | 0 | 0 | 0 | 0
T Luhman CSG | 64056_G_TLU01 | 64056 | G | TLU01 |  | Solar PV |  | MIS_MNWI | Minnesota | 27 | Goodhue | 49 | 27049 | 1 | 0 | 2021 | 9999 |  |  | N | Solar | [13 empty] | 0 | 0 | 0 | 0
Blair Solar | 64217_G_BLAIR | 64217 | G | BLAIR |  | Solar PV |  | NENG_CT | Connecticut | 9 | Tolland | 13 | 09013 | 1 | 0 | 2021 | 9999 |  |  | N | Solar | [13 empty] | 0 | 0 | 0 | 0
Madison Solar | 64218_G_MADIS | 64218 | G | MADIS |  | Solar PV |  | NENG_CT | Connecticut | 9 | Tolland | 13 | 09013 | 1 | 0 | 2021 | 9999 |  |  | N | Solar | [13 empty] | 0 | 0 | 0 | 0
Few Solar | 64219_G_FEW | 64219 | G | FEW |  | Solar PV |  | NENG_CT | Connecticut | 9 | Tolland | 13 | 09013 | 1 | 0 | 2021 | 9999 |  |  | N | Solar | [13 empty] | 0 | 0 | 0 | 0
Burt County Solar Hybrid | 64222_G_1 | 64222 | G | 1 |  | Solar PV |  | SPP_NEBR | Nebraska | 31 | Burt | 21 | 31021 | 0.7 | 0 | 2021 | 9999 |  |  | N | Solar | [13 empty] | 0 | 0 | 0 | 0
Burt County Solar Hybrid | 64222_G_2 | 64222 | G | 2 |  | Energy Storage |  | SPP_NEBR | Nebraska | 31 | Burt | 21 | 31021 | 0.7 | 0 | 2021 | 9999 |  |  | N | Energy Storage | [13 empty] | 0 | 0 | 0 | 0
Dodge County Solar Hybrid | 64223_G_1 | 64223 | G | 1 |  | Solar PV |  | SPP_NEBR | Nebraska | 31 | Dodge | 53 | 31053 | 0.7 | 0 | 2021 | 9999 |  |  | N | Solar | [13 empty] | 0 | 0 | 0 | 0
Dodge County Solar Hybrid | 64223_G_2 | 64223 | G | 2 |  | Energy Storage |  | SPP_NEBR | Nebraska | 31 | Dodge | 53 | 31053 | 0.7 | 0 | 2021 | 9999 |  |  | N | Energy Storage | [13 empty] | 0 | 0 | 0 | 0
ZPD-PT Solar Project 2017-044 LLC | 64184_G_DRAPV | 64184 | G | DRAPV |  | Solar PV |  | NENGREST | Massachusetts | 25 | Worcester | 27 | 25027 | 1 | 0 | 2021 | 9999 |  |  | N | Solar | [13 empty] | 0 | 0 | 0 | 0
Peru 2 | 64246_G_PERU2 | 64246 | G | PERU2 |  | Solar PV |  | MIS_INKY | Indiana | 18 | Miami | 103 | 18103 | 9.5 | 0 | 2021 | 9999 |  |  | N | Solar | [13 empty] | 0 | 0 | 0 | 0
Fallbrook Energy Storage | 61365_G_FBES | 61365 | G | FBES |  | Energy Storage |  | WEC_SDGE | California | 6 | San Diego | 73 | 06073 | 40 | 0 | 2022 | 9999 |  |  | N | Energy Storage | [13 empty] | 0 | 0 | 0 | 0
Richmond 5 | 64247_G_RICH5 | 64247 | G | RICH5 |  | Solar PV |  | PJM_West | Indiana | 18 | Wayne | 177 | 18177 | 9 | 0 | 2021 | 9999 |  |  | N | Solar | [13 empty] | 0 | 0 | 0 | 0
McCoy Solar Energy Project Hybrid | 58462_G_MCST1 | 58462 | G | MCST1 |  | Energy Storage |  | WECC_SCE | California | 6 | Riverside | 65 | 06065 | 230 | 0 | 2021 | 9999 |  |  | N | Energy Storage | [13 empty] | 0 | 0 | 0 | 0
Anderson 4 | 64248_G_SAND4 | 64248 | G | SAND4 |  | Solar PV |  | PJM_West | Indiana | 18 | Madison | 95 | 18095 | 7.8 | 0 | 2021 | 9999 |  |  | N | Solar | [13 empty] | 0 | 0 | 0 | 0
ESCA-LL-COLTON, LLC | 64270_G_COLT1 | 64270 | G | COLT1 |  | Solar PV |  | WECC_SCE | California | 6 | San Bernardino | 71 | 06071 | 2.6 | 0 | 2021 | 9999 |  |  | N | Solar | [13 empty] | 0 | 0 | 0 | 0
Diablo Energy Storage | 62175_G_DIBLO | 62175 | G | DIBLO |  | Energy Storage |  | WEC_CALN | California | 6 | Contra Costa | 13 | 06013 | 200 | 0 | 2021 | 9999 |  |  | N | Energy Storage | [13 empty] | 0 | 0 | 0 | 0
Willis Battery Storage | 63238_G_WB1 | 63238 | G | WB1 |  | Energy Storage |  | NY_Z_D | New York | 36 | Franklin | 33 | 36033 | 20 | 0 | 2022 | 9999 |  |  | N | Energy Storage | [13 empty] | 0 | 0 | 0 | 0
Elara Solar | 64204_G_ELARA | 64204 | G | ELARA |  | Solar PV |  | ERC_REST | Texas | 48 | Frio | 163 | 48163 | 130 | 0 | 2021 | 9999 |  |  | N | Solar | [13 empty] | 0 | 0 | 0 | 0
Bighorn Solar 1 | 63770_G_COBH1 | 63770 | G | COBH1 |  | Solar PV |  | WECC_CO | Colorado | 8 | Pueblo | 101 | 08101 | 240 | 0 | 2021 | 9999 |  |  | N | Solar | [13 empty] | 0 | 0 | 0 | 0
Fairview Solar | 64205_G_2003 | 64205 | G | 2003 |  | Solar PV |  | S_VACA | South Carolina | 45 | Spartanburg | 83 | 45083 | 2 | 0 | 2022 | 9999 |  |  | N | Solar | [13 empty] | 0 | 0 | 0 | 0
Auburn Solar Project | 64213_G_AUB | 64213 | G | AUB |  | Solar PV |  | NENGREST | Massachusetts | 25 | Worcester | 27 | 25027 | 4.9 | 0 | 2022 | 9999 |  |  | N | Solar | [13 empty] | 0 | 0 | 0 | 0
Auburn Solar Project | 64213_G_BEAUB | 64213 | G | BEAUB |  | Energy Storage |  | NENGREST | Massachusetts | 25 | Worcester | 27 | 25027 | 3.8 | 0 | 2022 | 9999 |  |  | N | Energy Storage | [13 empty] | 0 | 0 | 0 | 0
Manatee Solar Energy Center | 60014_G_BMS | 60014 | G | BMS |  | Energy Storage |  | FRCC | Florida | 12 | Manatee | 81 | 12081 | 409 | 0 | 2021 | 9999 |  |  | N | Energy Storage | [13 empty] | 0 | 0 | 0 | 0
Mountain View Solar (FL) | 61664_G_GEN1 | 61664 | G | GEN1 |  | Solar PV |  | FRCC | Florida | 12 | Pasco | 101 | 12101 | 52.5 | 0 | 2021 | 9999 |  |  | N | Solar | [13 empty] | 0 | 0 | 0 | 0
NY2 Battery | 63584_G_NY2 | 63584 | G | NY2 |  | Energy Storage |  | NY_Z_G-I | New York | 36 | Orange | 71 | 36071 | 200 | 0 | 2022 | 9999 |  |  | N | Energy Storage | [13 empty] | 0 | 0 | 0 | 0
Iron Star Wind Project | 64003_G_WTG1 | 64003 | G | WTG1 |  | Onshore Wind |  | SPP_N | Kansas | 20 | Ford | 57 | 20057 | 297.6 | 0 | 2021 | 9999 |  |  | N | Wind | [13 empty] | 0 | 0 | 0 | 0
Tesla Reno GigaFactory | 64098_G_4 | 64098 | G | 4 |  | Solar PV |  | WECC_NNV | Nevada | 32 | Storey | 29 | 32029 | 16.2 | 0 | 2021 | 9999 |  |  | N | Solar | [13 empty] | 0 | 0 | 0 | 0
Tesla Reno GigaFactory | 64098_G_5 | 64098 | G | 5 |  | Solar PV |  | WECC_NNV | Nevada | 32 | Storey | 29 | 32029 | 1.1 | 0 | 2021 | 9999 |  |  | N | Solar | [13 empty] | 0 | 0 | 0 | 0
Independence Wind Farm | 64183_G_IWE | 64183 | G | IWE |  | Onshore Wind |  | MIS_IA | Iowa | 19 | Delaware | 55 | 19055 | 53.6 | 0 | 2021 | 9999 |  |  | N | Wind | [13 empty] | 0 | 0 | 0 | 0
Mohawk Solar | 64253_G_S1 | 64253 | G | S1 |  | Solar PV |  | NY_Z_F | New York | 36 | Montgomery | 57 | 36057 | 90.5 | 0 | 2022 | 9999 |  |  | N | Solar | [13 empty] | 0 | 0 | 0 | 0
Cotton Center Solar Hybrid | 57561_G_CC17M | 57561 | G | CC17M |  | Energy Storage |  | WECC_AZ | Arizona | 4 | Maricopa | 13 | 04013 | 17 | 0 | 2022 | 9999 |  |  | N | Energy Storage | [13 empty] | 0 | 0 | 0 | 0
Paloma Solar Hybrid | 57562_G_PA17M | 57562 | G | PA17M |  | Energy Storage |  | WECC_AZ | Arizona | 4 | Maricopa | 13 | 04013 | 17 | 0 | 2022 | 9999 |  |  | N | Energy Storage | [13 empty] | 0 | 0 | 0 | 0
Hyder Solar Hybrid | 57563_G_H116M | 57563 | G | H116M |  | Energy Storage |  | WECC_AZ | Arizona | 4 | Yuma | 27 | 04027 | 16 | 0 | 2022 | 9999 |  |  | N | Energy Storage | [13 empty] | 0 | 0 | 0 | 0
Foothills Solar Plant Hybrid | 57997_G_FH38M | 57997 | G | FH38M |  | Energy Storage |  | WECC_AZ | Arizona | 4 | Yuma | 27 | 04027 | 38 | 0 | 2022 | 9999 |  |  | N | Energy Storage | [13 empty] | 0 | 0 | 0 | 0
Hyder II Hybrid | 58383_G_H214M | 58383 | G | H214M |  | Energy Storage |  | WECC_AZ | Arizona | 4 | Yuma | 27 | 04027 | 14 | 0 | 2022 | 9999 |  |  | N | Energy Storage | [13 empty] | 0 | 0 | 0 | 0
Gila Bend Hybrid | 59020_G_GB36M | 59020 | G | GB36M |  | Energy Storage |  | WECC_AZ | Arizona | 4 | Maricopa | 13 | 04013 | 36 | 0 | 2022 | 9999 |  |  | N | Energy Storage | [13 empty] | 0 | 0 | 0 | 0
Eagle Shadow Mountain Solar Farm | 61852_G_ESMSF | 61852 | G | ESMSF |  | Solar PV |  | WECC_SNV | Nevada | 32 | Clark | 3 | 32003 | 300 | 0 | 2022 | 9999 |  |  | N | Solar | [13 empty] | 0 | 0 | 0 | 0
Searcy Solar Hybrid | 62617_G_SEABT | 62617 | G | SEABT |  | Energy Storage |  | MIS_AR | Arkansas | 5 | White | 145 | 05145 | 10 | 0 | 2021 | 9999 |  |  | N | Energy Storage | [13 empty] | 0 | 0 | 0 | 0
El Sol BESS | 62964_G_EL50M | 62964 | G | EL50M |  | Energy Storage |  | WECC_AZ | Arizona | 4 | Maricopa | 13 | 04013 | 50 | 0 | 2022 | 9999 |  |  | N | Energy Storage | [13 empty] | 0 | 0 | 0 | 0
Desert Star Hybrid | 59444_G_DS10M | 59444 | G | DS10M |  | Energy Storage |  | WECC_AZ | Arizona | 4 | Maricopa | 13 | 04013 | 10 | 0 | 2021 | 9999 |  |  | N | Energy Storage | [13 empty] | 0 | 0 | 0 | 0
Madero Grid | 63757_G_MAD01 | 63757 | G | MAD01 |  | Energy Storage |  | ERC_REST | Texas | 48 | Hidalgo | 215 | 48215 | 100 | 0 | 2022 | 9999 |  |  | N | Energy Storage | [13 empty] | 0 | 0 | 0 | 0
Haymaker Hybrid | 63878_G_HBESS | 63878 | G | HBESS |  | Energy Storage |  | WECC_MT | Montana | 30 | Wheatland | 107 | 30107 | 200 | 0 | 2022 | 9999 |  |  | N | Energy Storage | [13 empty] | 0 | 0 | 0 | 0
TX17 Nickel Prairie Storage | 63880_G_TX17 | 63880 | G | TX17 |  | Energy Storage |  | ERC_REST | Texas | 48 | Brazoria | 39 | 48039 | 100 | 0 | 2022 | 9999 |  |  | N | Energy Storage | [13 empty] | 0 | 0 | 0 | 0
Irish Creek Wind | 64138_G_ICW1 | 64138 | G | ICW1 |  | Onshore Wind |  | SPP_N | Kansas | 20 | Marshall | 117 | 20117 | 300.6 | 0 | 2021 | 9999 |  |  | N | Wind | [13 empty] | 0 | 0 | 0 | 0
Indiana Crossroads Wind Farm LLC | 64230_G_GEN01 | 64230 | G | GEN01 |  | Onshore Wind |  | MIS_INKY | Indiana | 18 | White | 181 | 18181 | 302.4 | 0 | 2021 | 9999 |  |  | N | Wind | [13 empty] | 0 | 0 | 0 | 0
Anderson 3 | 64244_G_SAND3 | 64244 | G | SAND3 |  | Solar PV |  | PJM_West | Indiana | 18 | Madison | 95 | 18095 | 8.7 | 0 | 2021 | 9999 |  |  | N | Solar | [13 empty] | 0 | 0 | 0 | 0
Arlington Energy Center II | 64481_G_AEC1 | 64481 | G | AEC1 |  | Solar PV |  | WECC_SCE | California | 6 | Riverside | 65 | 06065 | 100 | 0 | 2021 | 9999 |  |  | N | Solar | [13 empty] | 0 | 0 | 0 | 0
Anderson 6 | 64249_G_SAND6 | 64249 | G | SAND6 |  | Solar PV |  | PJM_West | Indiana | 18 | Madison | 95 | 18095 | 6.8 | 0 | 2022 | 9999 |  |  | N | Solar | [13 empty] | 0 | 0 | 0 | 0
Big Star Solar, LLC | 64202_G_BGSTB | 64202 | G | BGSTB |  | Energy Storage |  | ERC_REST | Texas | 48 | Bastrop | 21 | 48021 | 80 | 0 | 2022 | 9999 |  |  | N | Energy Storage | [13 empty] | 0 | 0 | 0 | 0
Big Star Solar, LLC | 64202_G_BGSTS | 64202 | G | BGSTS |  | Solar PV |  | ERC_REST | Texas | 48 | Bastrop | 21 | 48021 | 200 | 0 | 2022 | 9999 |  |  | N | Solar | [13 empty] | 0 | 0 | 0 | 0
Peru 3 | 64250_G_PERU3 | 64250 | G | PERU3 |  | Solar PV |  | MIS_INKY | Indiana | 18 | Miami | 103 | 18103 | 2.9 | 0 | 2022 | 9999 |  |  | N | Solar | [13 empty] | 0 | 0 | 0 | 0
Rockmont Solar and Storage Project | 64216_G_309SJ | 64216 | G | 309SJ |  | Energy Storage |  | WECC_NM | New Mexico | 35 | San Juan | 45 | 35045 | 30 | 0 | 2022 | 9999 |  |  | N | Energy Storage | [13 empty] | 0 | 0 | 0 | 0
Richmond 6 | 64252_G_RICH6 | 64252 | G | RICH6 |  | Solar PV |  | PJM_West | Indiana | 18 | Wayne | 177 | 18177 | 5.1 | 0 | 2022 | 9999 |  |  | N | Solar | [13 empty] | 0 | 0 | 0 | 0
Fort Bragg - Camp Mackall PV BESS System | 64050_G_CMABS | 64050 | G | CMABS |  | Energy Storage |  | S_VACA | North Carolina | 37 | Richmond | 153 | 37153 | 2 | 0 | 2022 | 9999 |  |  | N | Energy Storage | [13 empty] | 0 | 0 | 0 | 0
Vonore Battery Energy Storage System | 64255_G_VBESS | 64255 | G | VBESS |  | Energy Storage |  | S_C_TVA | Tennessee | 47 | Monroe | 123 | 47123 | 20 | 0 | 2022 | 9999 |  |  | N | Energy Storage | [13 empty] | 0 | 0 | 0 | 0
Aratina Solar Center 1 Hybrid | 61167_G_91MC8 | 61167 | G | 91MC8 |  | Solar PV |  | WECC_SCE | California | 6 | San Bernardino | 71 | 06071 | 200 | 0 | 2024 | 9999 |  |  | N | Solar | [13 empty] | 0 | 0 | 0 | 0
Aratina Solar Center 1 Hybrid | 61167_G_BESS | 61167 | G | BESS |  | Energy Storage |  | WECC_SCE | California | 6 | San Bernardino | 71 | 06071 | 50 | 0 | 2024 | 9999 |  |  | N | Energy Storage | [13 empty] | 0 | 0 | 0 | 0
7V Solar Ranch | 64239_G_7V1 | 64239 | G | 7V1 |  | Solar PV |  | ERC_REST | Texas | 48 | Fayette | 149 | 48149 | 240 | 0 | 2023 | 9999 |  |  | N | Solar | [13 empty] | 0 | 0 | 0 | 0
Eland Solar & Storage Center, Phase 1 Hybrid | 61168_G_61168 | 61168 | G | 61168 |  | Energy Storage |  | WECC_SCE | California | 6 | Kern | 29 | 06029 | 150 | 0 | 2022 | 9999 |  |  | N | Energy Storage | [13 empty] | 0 | 0 | 0 | 0
Dynegy Oakland Power Plant | 6211_G_GEN4 | 6211 | G | GEN4 |  | Energy Storage |  | WEC_CALN | California | 6 | Alameda | 1 | 06001 | 36.3 | 0 | 2022 | 9999 |  |  | N | Energy Storage | [13 empty] | 0 | 0 | 0 | 0
Arrow Canyon Solar Hybrid | 62248_G_2 | 62248 | G | 2 |  | Energy Storage |  | WECC_SNV | Nevada | 32 | Clark | 3 | 32003 | 75 | 0 | 2022 | 9999 |  |  | N | Energy Storage | [13 empty] | 0 | 0 | 0 | 0
Neptune Energy Center Hybrid | 63731_G_NT125 | 63731 | G | NT125 |  | Energy Storage |  | WECC_CO | Colorado | 8 | Pueblo | 101 | 08101 | 125 | 0 | 2022 | 9999 |  |  | N | Energy Storage | [13 empty] | 0 | 0 | 0 | 0
Thunder Wolf Energy Center Hybrid | 63776_G_TW100 | 63776 | G | TW100 |  | Energy Storage |  | WECC_CO | Colorado | 8 | Pueblo | 101 | 08101 | 100 | 0 | 2022 | 9999 |  |  | N | Energy Storage | [13 empty] | 0 | 0 | 0 | 0
Atlas | 63798_G_ATLB1 | 63798 | G | ATLB1 |  | Energy Storage |  | WECC_AZ | Arizona | 4 | La Paz | 12 | 04012 | 300 | 0 | 2022 | 9999 |  |  | N | Energy Storage | [13 empty] | 0 | 0 | 0 | 0
Fifth Standard Solar PV, LLC | 64197_G_FTHSB | 64197 | G | FTHSB |  | Energy Storage |  | WEC_CALN | California | 6 | Fresno | 19 | 06019 | 117 | 0 | 2022 | 9999 |  |  | N | Energy Storage | [13 empty] | 0 | 0 | 0 | 0
Fifth Standard Solar PV, LLC | 64197_G_FTHSS | 64197 | G | FTHSS |  | Solar PV |  | WEC_CALN | California | 6 | Fresno | 19 | 06019 | 150 | 0 | 2022 | 9999 |  |  | N | Solar | [13 empty] | 0 | 0 | 0 | 0
Cranberry Point Energy Storage | 62844_G_NA | 62844 | G | NA |  | Energy Storage |  | NENGREST | Massachusetts | 25 | Plymouth | 23 | 25023 | 150 | 0 | 2024 | 9999 |  |  | N | Energy Storage | [13 empty] | 0 | 0 | 0 | 0
Red Antelope Solar & Energy Storage Farm | 64208_G_30PNB | 64208 | G | 30PNB |  | Energy Storage |  | WECC_AZ | Arizona | 4 | Coconino | 5 | 04005 | 500 | 0 | 2023 | 9999 |  |  | N | Energy Storage | [13 empty] | 0 | 0 | 0 | 0
Bellefield 2 Solar & Energy Storage Farm | 64209_G_26SBB | 64209 | G | 26SBB |  | Energy Storage |  | WECC_SCE | California | 6 | Kern | 29 | 06029 | 500 | 0 | 2023 | 9999 |  |  | N | Energy Storage | [13 empty] | 0 | 0 | 0 | 0
Bellefield Solar and Energy Storage Farm | 64210_G_50LWB | 64210 | G | 50LWB |  | Energy Storage |  | WECC_SCE | California | 6 | Kern | 29 | 06029 | 500 | 0 | 2023 | 9999 |  |  | N | Energy Storage | [13 empty] | 0 | 0 | 0 | 0
Aratina Solar Center 2 | 64215_G_45MGB | 64215 | G | 45MGB |  | Energy Storage |  | WECC_SCE | California | 6 | Kern | 29 | 06029 | 200 | 0 | 2023 | 9999 |  |  | N | Energy Storage | [13 empty] | 0 | 0 | 0 | 0
Long Ridge Energy Generation | 61322_G_HPPP1 | 61322 | G | HPPP1 |  | Combined Cycle |  | PJM_West | Ohio | 39 | Monroe | 111 | 39111 | 485 | 6370 | 2021 | 9999 |  |  | N | Natural Gas, Distillate Fuel Oil, Hydrogen | [13 empty] | 0.011 | 0.011 | 0.011 | 0.011
Perennial Wind Chaser Station | 59721_G_GT1 | 59721 | G | GT1 |  | Combustion Turbine |  | WECC_PNW | Oregon | 41 | Umatilla | 59 | 41059 | 98.7 | 9905 | 2024 | 9999 |  |  | N | Natural Gas, Distillate Fuel Oil | [13 empty] | 0.011 | 0.011 | 0.011 | 0.011
Perennial Wind Chaser Station | 59721_G_GT2 | 59721 | G | GT2 |  | Combustion Turbine |  | WECC_PNW | Oregon | 41 | Umatilla | 59 | 41059 | 98.7 | 9905 | 2024 | 9999 |  |  | N | Natural Gas, Distillate Fuel Oil | [13 empty] | 0.011 | 0.011 | 0.011 | 0.011
Perennial Wind Chaser Station | 59721_G_GT3 | 59721 | G | GT3 |  | Combustion Turbine |  | WECC_PNW | Oregon | 41 | Umatilla | 59 | 41059 | 98.7 | 9905 | 2024 | 9999 |  |  | N | Natural Gas, Distillate Fuel Oil | [13 empty] | 0.011 | 0.011 | 0.011 | 0.011
Perennial Wind Chaser Station | 59721_G_GT4 | 59721 | G | GT4 |  | Combustion Turbine |  | WECC_PNW | Oregon | 41 | Umatilla | 59 | 41059 | 98.7 | 9905 | 2024 | 9999 |  |  | N | Natural Gas, Distillate Fuel Oil | [13 empty] | 0.011 | 0.011 | 0.011 | 0.011
Painted Hills Wind Park | 50533_G_PHW | 50533 | G | PHW |  | Onshore Wind |  | WECC_SCE | California | 6 | Riverside | 65 | 06065 | 46.8 | 0 | 2021 | 9999 |  |  | N | Wind | [13 empty] | 0 | 0 | 0 | 0
Flatirons Campus (FC) | 57692_G_AESBT | 57692 | G | AESBT |  | Energy Storage |  | WECC_CO | Colorado | 8 | Jefferson | 59 | 08059 | 0.3 | 0 | 2019 | 9999 |  |  | N | Energy Storage | [13 empty] | 0 | 0 | 0 | 0
Flatirons Campus (FC) | 57692_G_AESPV | 57692 | G | AESPV |  | Solar PV |  | WECC_CO | Colorado | 8 | Jefferson | 59 | 08059 | 0.3 | 0 | 2019 | 9999 |  |  | N | Solar | [13 empty] | 0 | 0 | 0 | 0
Flatirons Campus (FC) | 57692_G_FSOLR | 57692 | G | FSOLR |  | Solar PV |  | WECC_CO | Colorado | 8 | Jefferson | 59 | 08059 | 0.4 | 0 | 2019 | 9999 |  |  | N | Solar | [13 empty] | 0 | 0 | 0 | 0
Flatirons Campus (FC) | 57692_G_GAMES | 57692 | G | GAMES |  | Onshore Wind |  | WECC_CO | Colorado | 8 | Jefferson | 59 | 08059 | 2 | 0 | 2011 | 9999 |  |  | N | Wind | [13 empty] | 0 | 0 | 0 | 0
Flatirons Campus (FC) | 57692_G_GEDOE | 57692 | G | GEDOE |  | Onshore Wind |  | WECC_CO | Colorado | 8 | Jefferson | 59 | 08059 | 1.5 | 0 | 2010 | 9999 |  |  | N | Wind | [13 empty] | 0 | 0 | 0 | 0
Flatirons Campus (FC) | 57692_G_NRELB | 57692 | G | NRELB |  | Energy Storage |  | WECC_CO | Colorado | 8 | Jefferson | 59 | 08059 | 1 | 0 | 2019 | 9999 |  |  | N | Energy Storage | [13 empty] | 0 | 0 | 0 | 0
Flatirons Campus (FC) | 57692_G_SIEM | 57692 | G | SIEM |  | Onshore Wind |  | WECC_CO | Colorado | 8 | Jefferson | 59 | 08059 | 2.3 | 0 | 2010 | 9999 |  |  | N | Wind | [13 empty] | 0 | 0 | 0 | 0
Baffin Wind | 57927_G_BA1 | 57927 | G | BA1 |  | Energy Storage |  | ERC_REST | Texas | 48 | Kenedy | 261 | 48261 | 202 | 0 | 2016 | 9999 |  |  | N | Energy Storage | [13 empty] | 0 | 0 | 0 | 0
Marshalltown Generating Station | 58236_G_BESS1 | 58236 | G | BESS1 |  | Energy Storage |  | MIS_IA | Iowa | 19 | Marshall | 127 | 19127 | 0.3 | 0 | 2020 | 9999 |  |  | N | Energy Storage | [13 empty] | 0 | 0 | 0 | 0
Blythe Solar 110, LLC | 60093_G_BES1 | 60093 | G | BES1 |  | Energy Storage |  | WECC_SCE | California | 6 | Riverside | 65 | 06065 | 63 | 0 | 2021 | 9999 |  |  | N | Energy Storage | [13 empty] | 0 | 0 | 0 | 0
SunAnza | 60791_G_ANZA2 | 60791 | G | ANZA2 |  | Solar PV |  | WECC_SCE | California | 6 | Riverside | 65 | 06065 | 1.4 | 0 | 2020 | 9999 |  |  | N | Solar | [13 empty] | 0 | 0 | 0 | 0
Badger Hollow II | 64393_G_GEN2 | 64393 | G | GEN2 |  | Solar PV |  | MIS_WUMS | Wisconsin | 55 | Iowa | 49 | 55049 | 150 | 0 | 2022 | 9999 |  |  | N | Solar | [13 empty] | 0 | 0 | 0 | 0
Camino Solar Hybrid | 63508_G_CSBA1 | 63508 | G | CSBA1 |  | Energy Storage |  | WECC_SCE | California | 6 | Kern | 29 | 06029 | 11 | 0 | 2023 | 9999 |  |  | N | Energy Storage | [13 empty] | 0 | 0 | 0 | 0
Altavista Solar | 64019_G_ATLA | 64019 | G | ATLA |  | Solar PV |  | PJM_West | Virginia | 51 | Campbell | 31 | 51031 | 80 | 0 | 2021 | 9999 |  |  | N | Solar | [13 empty] | 0 | 0 | 0 | 0
West Riverside Energy Center | 64020_G_PV1 | 64020 | G | PV1 |  | Solar PV |  | MIS_WUMS | Wisconsin | 55 | Rock | 105 | 55105 | 4.4 | 0 | 2021 | 9999 |  |  | N | Solar | [13 empty] | 0 | 0 | 0 | 0
Monte Vista Solar 2 CSG, LLC | 64024_G_262 | 64024 | G | 262 |  | Solar PV |  | WECC_CO | Colorado | 8 | Rio Grande | 105 | 08105 | 1.6 | 0 | 2020 | 9999 |  |  | N | Solar | [13 empty] | 0 | 0 | 0 | 0
Orchard Windfarm 2, LLC | 64051_G_OCHW2 | 64051 | G | OCHW2 |  | Onshore Wind |  | WECC_PNW | Oregon | 41 | Morrow | 49 | 41049 | 10 | 0 | 2020 | 9999 |  |  | N | Wind | [13 empty] | 0 | 0 | 0 | 0
Orchard Windfarm 3, LLC | 64052_G_OCHW3 | 64052 | G | OCHW3 |  | Onshore Wind |  | WECC_PNW | Oregon | 41 | Morrow | 49 | 41049 | 10 | 0 | 2020 | 9999 |  |  | N | Wind | [13 empty] | 0 | 0 | 0 | 0
Orchard Windfarm 4, LLC | 64053_G_OCHW4 | 64053 | G | OCHW4 |  | Onshore Wind |  | WECC_PNW | Oregon | 41 | Morrow | 49 | 41049 | 10 | 0 | 2020 | 9999 |  |  | N | Wind | [13 empty] | 0 | 0 | 0 | 0
Tweite Community Solar LLC | 64099_G_TWEIT | 64099 | G | TWEIT |  | Solar PV |  | MIS_MNWI | Minnesota | 27 | olmsted | 109 | 27109 | 1 | 0 | 2020 | 9999 |  |  | N | Solar | [13 empty] | 0 | 0 | 0 | 0
IGS Stockton DG CSG | 64124_G_BREW2 | 64124 | G | BREW2 |  | Solar PV |  | PJM_COMD | Illinois | 17 | Jo Daviess | 85 | 17085 | 1.9 | 0 | 2020 | 9999 |  |  | N | Solar | [13 empty] | 0 | 0 | 0 | 0
Newton Rumford Landfill | 64162_G_7759A | 64162 | G | 7759A |  | Solar PV |  | NENGREST | Massachusetts | 25 | Middlesex | 17 | 25017 | 1.7 | 0 | 2017 | 9999 |  |  | N | Solar | [13 empty] | 0 | 0 | 0 | 0
Big Boy | 64174_G_1303 | 64174 | G | 1303 |  | Solar PV |  | S_VACA | North Carolina | 37 | Guilford | 81 | 37081 | 3 | 0 | 2014 | 9999 |  |  | N | Solar | [13 empty] | 0 | 0 | 0 | 0
Sullivan B Community Solar LLC | 64243_G_SULL | 64243 | G | SULL |  | Solar PV |  | MIS_IL | Illinois | 17 | McDonough | 109 | 17109 | 2 | 0 | 2020 | 9999 |  |  | N | Solar | [13 empty] | 0 | 0 | 0 | 0
Kent School Road Solar 1 | 64254_G_KENT | 64254 | G | KENT |  | Solar PV |  | PJM_COMD | Illinois | 17 | Stephenson | 177 | 17177 | 2 | 0 | 2020 | 9999 |  |  | N | Solar | [13 empty] | 0 | 0 | 0 | 0
Schulte 2 Community Solar | 64257_G_SCHU | 64257 | G | SCHU |  | Solar PV |  | PJM_COMD | Illinois | 17 | Marshall | 123 | 17123 | 2 | 0 | 2020 | 9999 |  |  | N | Solar | [13 empty] | 0 | 0 | 0 | 0
Rock Creek 2 CSG | 64265_G_263 | 64265 | G | 263 |  | Solar PV |  | WECC_CO | Colorado | 8 | Alamosa | 3 | 08003 | 1.6 | 0 | 2020 | 9999 |  |  | N | Solar | [13 empty] | 0 | 0 | 0 | 0
Valencia 2 | 64267_G_265 | 64267 | G | 265 |  | Solar PV |  | WECC_IID | California | 6 | Imperial | 25 | 06025 | 3 | 0 | 2020 | 9999 |  |  | N | Solar | [13 empty] | 0 | 0 | 0 | 0
Kankakee Solar 4 LLC | 64269_G_KANK | 64269 | G | KANK |  | Solar PV |  | PJM_COMD | Illinois | 17 | Kankakee | 91 | 17091 | 2 | 0 | 2020 | 9999 |  |  | N | Solar | [13 empty] | 0 | 0 | 0 | 0
Bulloch Neville Farms | 64275_G_BNF | 64275 | G | BNF |  | Solar PV |  | S_SOU | Georgia | 13 | Bulloch | 31 | 13031 | 2.7 | 0 | 2020 | 9999 |  |  | N | Solar | [13 empty] | 0 | 0 | 0 | 0
Franklin Milliken | 64276_G_FM | 64276 | G | FM |  | Solar PV |  | S_SOU | Georgia | 13 | Franklin | 119 | 13119 | 3 | 0 | 2020 | 9999 |  |  | N | Solar | [13 empty] | 0 | 0 | 0 | 0
Greene Durham | 64277_G_GD | 64277 | G | GD |  | Solar PV |  | S_SOU | Georgia | 13 | Greene | 133 | 13133 | 3 | 0 | 2020 | 9999 |  |  | N | Solar | [13 empty] | 0 | 0 | 0 | 0
Lowndes IDA | 64278_G_LIDA | 64278 | G | LIDA |  | Solar PV |  | S_SOU | Georgia | 13 | Lowndes | 185 | 13185 | 1.5 | 0 | 2020 | 9999 |  |  | N | Solar | [13 empty] | 0 | 0 | 0 | 0
Lowndes Tycor Farms | 64279_G_LTF | 64279 | G | LTF |  | Solar PV |  | S_SOU | Georgia | 13 | Lowndes | 185 | 13185 | 2.3 | 0 | 2020 | 9999 |  |  | N | Solar | [13 empty] | 0 | 0 | 0 | 0
Meriwether Jackson | 64280_G_MJ | 64280 | G | MJ |  | Solar PV |  | S_SOU | Georgia | 13 | Meriwether | 199 | 13199 | 3 | 0 | 2020 | 9999 |  |  | N | Solar | [13 empty] | 0 | 0 | 0 | 0
Murray Treadwell Farms | 64281_G_MTF | 64281 | G | MTF |  | Solar PV |  | S_SOU | Georgia | 13 | Murray | 213 | 13213 | 3 | 0 | 2020 | 9999 |  |  | N | Solar | [13 empty] | 0 | 0 | 0 | 0
Putnam Erickson | 64282_G_PE | 64282 | G | PE |  | Solar PV |  | S_SOU | Georgia | 13 | Putnam | 237 | 13237 | 2.7 | 0 | 2020 | 9999 |  |  | N | Solar | [13 empty] | 0 | 0 | 0 | 0
Terrell Riles Stovall | 64283_G_TRS | 64283 | G | TRS |  | Solar PV |  | S_SOU | Georgia | 13 | Terrell | 273 | 13273 | 1.7 | 0 | 2020 | 9999 |  |  | N | Solar | [13 empty] | 0 | 0 | 0 | 0
Troup RC50 II | 64284_G_TRC50 | 64284 | G | TRC50 |  | Solar PV |  | S_SOU | Georgia | 13 | Troup | 285 | 13285 | 1.5 | 0 | 2020 | 9999 |  |  | N | Solar | [13 empty] | 0 | 0 | 0 | 0
Ware Avra I | 64285_G_WA1 | 64285 | G | WA1 |  | Solar PV |  | S_SOU | Georgia | 13 | Ware | 299 | 13299 | 3 | 0 | 2020 | 9999 |  |  | N | Solar | [13 empty] | 0 | 0 | 0 | 0
Ware Avra II | 64286_G_WA2 | 64286 | G | WA2 |  | Solar PV |  | S_SOU | Georgia | 13 | Ware | 299 | 13299 | 1.9 | 0 | 2020 | 9999 |  |  | N | Solar | [13 empty] | 0 | 0 | 0 | 0
Renewable Energy Center at BJH | 64288_G_RECBJ | 64288 | G | RECBJ |  | Solar PV |  | MIS_MO | Missouri | 29 | St Louis City | 510 | 29510 | 1.6 | 0 | 2019 | 9999 |  |  | N | Solar | [13 empty] | 0 | 0 | 0 | 0
SE Athos II, LLC | 64290_G_IPAT2 | 64290 | G | IPAT2 |  | Solar PV |  | WECC_SCE | California | 6 | Riverside | 65 | 06065 | 200 | 0 | 2021 | 9999 |  |  | N | Solar | [13 empty] | 0 | 0 | 0 | 0
Alvin | 64293_G_ALVIN | 64293 | G | ALVIN |  | Energy Storage |  | ERC_REST | Texas | 48 | Brazoria | 39 | 48039 | 9.9 | 0 | 2020 | 9999 |  |  | N | Energy Storage | [13 empty] | 0 | 0 | 0 | 0
Odessa | 64294_G_ODSA | 64294 | G | ODSA |  | Energy Storage |  | ERC_WEST | Texas | 48 | Ector | 135 | 48135 | 9.9 | 0 | 2020 | 9999 |  |  | N | Energy Storage | [13 empty] | 0 | 0 | 0 | 0
Angleton | 64295_G_ANGLE | 64295 | G | ANGLE |  | Energy Storage |  | ERC_REST | Texas | 48 | Brazoria | 39 | 48039 | 9.9 | 0 | 2020 | 9999 |  |  | N | Energy Storage | [13 empty] | 0 | 0 | 0 | 0
Brazoria | 64296_G_BRAZ | 64296 | G | BRAZ |  | Energy Storage |  | ERC_REST | Texas | 48 | Brazoria | 39 | 48039 | 9.9 | 0 | 2020 | 9999 |  |  | N | Energy Storage | [13 empty] | 0 | 0 | 0 | 0
Heights | 64297_G_H8S | 64297 | G | H8S |  | Energy Storage |  | ERC_REST | Texas | 48 | Galveston | 167 | 48167 | 9.9 | 0 | 2020 | 9999 |  |  | N | Energy Storage | [13 empty] | 0 | 0 | 0 | 0
Magnolia TX | 64298_G_MANGO | 64298 | G | MANGO |  | Energy Storage |  | ERC_REST | Texas | 48 | Galveston | 167 | 48167 | 9.9 | 0 | 2020 | 9999 |  |  | N | Energy Storage | [13 empty] | 0 | 0 | 0 | 0
Roger Williams - Melville at Portsmouth | 64299_G_MEL | 64299 | G | MEL |  | Solar PV |  | NENGREST | Rhode Island | 44 | Newport | 5 | 44005 | 3 | 0 | 2021 | 9999 |  |  | N | Solar | [13 empty] | 0 | 0 | 0 | 0
Fort Drum Energy Center | 64300_G_FORTD | 64300 | G | FORTD |  | Solar PV |  | FRCC | Florida | 12 | Okeechobee | 93 | 12093 | 74.5 | 0 | 2021 | 9999 |  |  | N | Solar | [13 empty] | 0 | 0 | 0 | 0
Willow Solar Energy Center | 64301_G_WILLO | 64301 | G | WILLO |  | Solar PV |  | FRCC | Florida | 12 | Manatee | 81 | 12081 | 74.5 | 0 | 2021 | 9999 |  |  | N | Solar | [13 empty] | 0 | 0 | 0 | 0
Lafayette 2 - McHenry Franks 1 | 64302_G_GEN1 | 64302 | G | GEN1 |  | Solar PV |  | PJM_COMD | Illinois | 17 | McHenry | 111 | 17111 | 2 | 0 | 2020 | 9999 |  |  | N | Solar | [13 empty] | 0 | 0 | 0 | 0
Lafayette 2 - McHenry Franks 2 | 64303_G_GEN1 | 64303 | G | GEN1 |  | Solar PV |  | PJM_COMD | Illinois | 17 | McHenry | 111 | 17111 | 2 | 0 | 2020 | 9999 |  |  | N | Solar | [13 empty] | 0 | 0 | 0 | 0
Lafayette 2 - Kankakee Yonke | 64304_G_GEN1 | 64304 | G | GEN1 |  | Solar PV |  | PJM_COMD | Illinois | 17 | Kankakee | 91 | 17091 | 2 | 0 | 2020 | 9999 |  |  | N | Solar | [13 empty] | 0 | 0 | 0 | 0
TCI France | 64305_G_TCL1 | 64305 | G | TCL1 |  | Solar PV |  | MIS_AMSO | Louisiana | 22 | Orleans | 71 | 22071 | 1.5 | 0 | 2019 | 9999 |  |  | N | Solar | [13 empty] | 0 | 0 | 0 | 0
TCI Alvar | 64306_G_TCI2 | 64306 | G | TCI2 |  | Solar PV |  | MIS_AMSO | Louisiana | 22 | Orleans | 71 | 22071 | 1.9 | 0 | 2019 | 9999 |  |  | N | Solar | [13 empty] | 0 | 0 | 0 | 0
New Orleans Solar Station | 64307_G_NOSS | 64307 | G | NOSS |  | Solar PV |  | MIS_AMSO | Louisiana | 22 | Orleans | 71 | 22071 | 20 | 0 | 2019 | 9999 |  |  | N | Solar | [13 empty] | 0 | 0 | 0 | 0
Dissigno Healdsburg FPV, LLC | 64308_G_HLDBG | 64308 | G | HLDBG |  | Solar PV |  | WEC_CALN | California | 6 | Sonoma | 97 | 06097 | 3 | 0 | 2020 | 9999 |  |  | N | Solar | [13 empty] | 0 | 0 | 0 | 0
Soldier Creek Wind | 64309_G_SCWKS | 64309 | G | SCWKS |  | Onshore Wind |  | SPP_N | Kansas | 20 | Nemaha | 131 | 20131 | 300 | 0 | 2020 | 9999 |  |  | N | Wind | [13 empty] | 0 | 0 | 0 | 0
Corning Riverview (CSG) | 64310_G_CORN | 64310 | G | CORN |  | Solar PV |  | NY_Z_A | New York | 36 | Erie | 29 | 36029 | 5 | 0 | 2020 | 9999 |  |  | N | Solar | [13 empty] | 0 | 0 | 0 | 0
Sun Farm VIII, LLC | 64311_G_SFS08 | 64311 | G | SFS08 |  | Solar PV |  | S_VACA | North Carolina | 37 | Nash | 127 | 37127 | 4 | 0 | 2020 | 9999 |  |  | N | Solar | [13 empty] | 0 | 0 | 0 | 0
Bat Cave | 64312_G_BC | 64312 | G | BC |  | Energy Storage |  | ERC_REST | Texas | 48 | Mason | 319 | 48319 | 100 | 0 | 2021 | 9999 |  |  | N | Energy Storage | [13 empty] | 0 | 0 | 0 | 0
Dickinson | 64314_G_DIKN | 64314 | G | DIKN |  | Energy Storage |  | ERC_REST | Texas | 48 | Galveston | 167 | 48167 | 9.9 | 0 | 2021 | 9999 |  |  | N | Energy Storage | [13 empty] | 0 | 0 | 0 | 0
Loop 463 | 64315_G_LOOP | 64315 | G | LOOP |  | Energy Storage |  | ERC_REST | Texas | 48 | Victoria | 469 | 48469 | 9.9 | 0 | 2021 | 9999 |  |  | N | Energy Storage | [13 empty] | 0 | 0 | 0 | 0
Lopeno | 64316_G_LOPE | 64316 | G | LOPE |  | Energy Storage |  | ERC_REST | Texas | 48 | Zapata | 505 | 48505 | 9.9 | 0 | 2021 | 9999 |  |  | N | Energy Storage | [13 empty] | 0 | 0 | 0 | 0
North Fork TX | 64317_G_NF | 64317 | G | NF |  | Energy Storage |  | ERC_REST | Texas | 48 | Williamson | 491 | 48491 | 100 | 0 | 2021 | 9999 |  |  | N | Energy Storage | [13 empty] | 0 | 0 | 0 | 0
Pueblo BA | 64318_G_PBL1 | 64318 | G | PBL1 |  | Energy Storage |  | ERC_REST | Texas | 48 | Maverick | 323 | 48323 | 9.9 | 0 | 2021 | 9999 |  |  | N | Energy Storage | [13 empty] | 0 | 0 | 0 | 0
Pueblo BA | 64318_G_PBL2 | 64318 | G | PBL2 |  | Energy Storage |  | ERC_REST | Texas | 48 | Maverick | 323 | 48323 | 9.9 | 0 | 2021 | 9999 |  |  | N | Energy Storage | [13 empty] | 0 | 0 | 0 | 0
Ranchtown | 64319_G_RANCH | 64319 | G | RANCH |  | Energy Storage |  | ERC_REST | Texas | 48 | Bexar | 29 | 48029 | 9.9 | 0 | 2021 | 9999 |  |  | N | Energy Storage | [13 empty] | 0 | 0 | 0 | 0
Sierra | 64320_G_SIER | 64320 | G | SIER |  | Energy Storage |  | WEC_CALN | California | 6 | Tuolumne | 109 | 06109 | 10 | 0 | 2022 | 9999 |  |  | N | Energy Storage | [13 empty] | 0 | 0 | 0 | 0
Sweeny | 64321_G_SWNY | 64321 | G | SWNY |  | Energy Storage |  | ERC_REST | Texas | 48 | Brazoria | 39 | 48039 | 9.9 | 0 | 2021 | 9999 |  |  | N | Energy Storage | [13 empty] | 0 | 0 | 0 | 0
Zapata | 64322_G_ZPT1 | 64322 | G | ZPT1 |  | Energy Storage |  | ERC_REST | Texas | 48 | Zapata | 505 | 48505 | 9.9 | 0 | 2021 | 9999 |  |  | N | Energy Storage | [13 empty] | 0 | 0 | 0 | 0
Zapata | 64322_G_ZPT2 | 64322 | G | ZPT2 |  | Energy Storage |  | ERC_REST | Texas | 48 | Zapata | 505 | 48505 | 9.9 | 0 | 2021 | 9999 |  |  | N | Energy Storage | [13 empty] | 0 | 0 | 0 | 0
Coachella Hills Wind | 64323_G_CHW | 64323 | G | CHW |  | Onshore Wind |  | WECC_SCE | California | 6 | Riverside | 65 | 06065 | 61.2 | 0 | 2021 | 9999 |  |  | N | Wind | [13 empty] | 0 | 0 | 0 | 0
Prospero Solar II | 64325_G_PROSP | 64325 | G | PROSP |  | Solar PV |  | ERC_WEST | Texas | 48 | Andrews | 3 | 48003 | 250 | 0 | 2021 | 9999 |  |  | N | Solar | [13 empty] | 0 | 0 | 0 | 0
Summit Winds | 64326_G_DYER | 64326 | G | DYER |  | Onshore Wind |  | WEC_CALN | California | 6 | Alameda | 1 | 06001 | 46.2 | 0 | 2021 | 9999 |  |  | N | Wind | [13 empty] | 0 | 0 | 0 | 0
Summit Winds | 64326_G_FRICK | 64326 | G | FRICK |  | Onshore Wind |  | WEC_CALN | California | 6 | Alameda | 1 | 06001 | 10 | 0 | 2021 | 9999 |  |  | N | Wind | [13 empty] | 0 | 0 | 0 | 0
EDF Ph1 Toms River | 64327_G_GEN1 | 64327 | G | GEN1 |  | Solar PV |  | PJM_EMAC | New Jersey | 34 | Ocean | 29 | 34029 | 21.3 | 0 | 2021 | 9999 |  |  | N | Solar | [13 empty] | 0 | 0 | 0 | 0
AES Griggs Solar, LLC | 64328_G_GRIG | 64328 | G | GRIG |  | Solar PV |  | PJM_COMD | Illinois | 17 | Kankakee | 91 | 17091 | 2 | 0 | 2020 | 9999 |  |  | N | Solar | [13 empty] | 0 | 0 | 0 | 0
IGS East Central, LLC | 64329_G_EAST | 64329 | G | EAST |  | Solar PV |  | PJM_COMD | Illinois | 17 | Will | 197 | 17197 | 2 | 0 | 2020 | 9999 |  |  | N | Solar | [13 empty] | 0 | 0 | 0 | 0
SV CSG Lily Lake 2 LLC | 64330_G_LILY | 64330 | G | LILY |  | Solar PV |  | PJM_COMD | Illinois | 17 | Kane | 89 | 17089 | 2 | 0 | 2020 | 9999 |  |  | N | Solar | [13 empty] | 0 | 0 | 0 | 0
Cedarville Road | 64331_G_LENA | 64331 | G | LENA |  | Solar PV |  | PJM_COMD | Illinois | 17 | Stephenson | 177 | 17177 | 2 | 0 | 2020 | 9999 |  |  | N | Solar | [13 empty] | 0 | 0 | 0 | 0
Two Dot Wind Broadview East LLC | 64332_G_CHL2 | 64332 | G | CHL2 |  | Onshore Wind |  | WECC_MT | Montana | 30 | Yellowstone | 111 | 30111 | 1.6 | 0 | 2018 | 9999 |  |  | N | Wind | [13 empty] | 0 | 0 | 0 | 0
WED Coventry Seven, LLC | 64333_G_WED7 | 64333 | G | WED7 |  | Solar PV |  | NENGREST | Rhode Island | 44 | Kent | 3 | 44003 | 3 | 0 | 2020 | 9999 |  |  | N | Solar | [13 empty] | 0 | 0 | 0 | 0
GD Glocester White Oak I, LLC | 64334_G_GDWH | 64334 | G | GDWH |  | Solar PV |  | NENGREST | Rhode Island | 44 | Providence | 7 | 44007 | 1.8 | 0 | 2020 | 9999 |  |  | N | Solar | [13 empty] | 0 | 0 | 0 | 0
Quitman II Solar | 64335_G_QUIT2 | 64335 | G | QUIT2 |  | Solar PV |  | S_SOU | Georgia | 13 | Brooks | 27 | 13027 | 150 | 0 | 2021 | 9999 |  |  | N | Solar | [13 empty] | 0 | 0 | 0 | 0
Little Blue Wind Project, LLC | 64336_G_WFW | 64336 | G | WFW |  | Onshore Wind |  | SPP_NEBR | Nebraska | 31 | Webster | 181 | 31181 | 250.7 | 0 | 2021 | 9999 |  |  | N | Wind | [13 empty] | 0 | 0 | 0 | 0
Farmington Solar | 64337_G_FNS | 64337 | G | FNS |  | Solar PV |  | NENG_ME | Maine | 23 | Franklin | 7 | 23007 | 77 | 0 | 2021 | 9999 |  |  | N | Solar | [13 empty] | 0 | 0 | 0 | 0
Badger Wind, LLC | 64342_G_5555 | 64342 | G | 5555 |  | Onshore Wind |  | MIS_MAPP | North Dakota | 38 | McIntosh | 51 | 38051 | 252 | 0 | 2022 | 9999 |  |  | N | Wind | [13 empty] | 0 | 0 | 0 | 0
6685 Santa Barbara Ct | 64343_G_SBAR | 64343 | G | SBAR |  | Solar PV |  | PJM_SMAC | Maryland | 24 | Howard | 27 | 24027 | 1 | 0 | 2020 | 9999 |  |  | N | Solar | [13 empty] | 0 | 0 | 0 | 0
Highland Solar North | 64345_G_1112 | 64345 | G | 1112 |  | Solar PV |  | FRCC | Florida | 12 | Highlands | 55 | 12055 | 74.9 | 0 | 2022 | 9999 |  |  | N | Solar | [13 empty] | 0 | 0 | 0 | 0
Highland Solar South | 64346_G_9999 | 64346 | G | 9999 |  | Solar PV |  | FRCC | Florida | 12 | Highlands | 55 | 12055 | 74.9 | 0 | 2022 | 9999 |  |  | N | Solar | [13 empty] | 0 | 0 | 0 | 0
Mockingbird Solar Center | 64347_G_7777 | 64347 | G | 7777 |  | Solar PV |  | ERC_REST | Texas | 48 | Lamar | 277 | 48277 | 400 | 0 | 2023 | 9999 |  |  | N | Solar | [13 empty] | 0 | 0 | 0 | 0
Happy Hollow Solar Center | 64348_G_8888 | 64348 | G | 8888 |  | Solar PV |  | S_SOU | Georgia | 13 | Wilkes | 317 | 13317 | 75 | 0 | 2024 | 9999 |  |  | N | Solar | [13 empty] | 0 | 0 | 0 | 0
Armadillo Solar Center | 64349_G_6666 | 64349 | G | 6666 |  | Solar PV |  | ERC_REST | Texas | 48 | Navarro | 349 | 48349 | 175 | 0 | 2022 | 9999 |  |  | N | Solar | [13 empty] | 0 | 0 | 0 | 0
Mtn Solar 6 LLC | 64352_G_SC | 64352 | G | SC |  | Solar PV |  | WECC_CO | Colorado | 8 | Logan | 75 | 08075 | 2 | 0 | 2021 | 9999 |  |  | N | Solar | [13 empty] | 0 | 0 | 0 | 0
NSE Camber Solar PS11 LLC | 64353_G_SC | 64353 | G | SC |  | Solar PV |  | WECC_CO | Colorado | 8 | Logan | 75 | 08075 | 2 | 0 | 2021 | 9999 |  |  | N | Solar | [13 empty] | 0 | 0 | 0 | 0
NSE Camber BH CSG 2, LLC | 64355_G_SC | 64355 | G | SC |  | Solar PV |  | WECC_CO | Colorado | 8 | Crowley | 25 | 08025 | 2 | 0 | 2021 | 9999 |  |  | N | Solar | [13 empty] | 0 | 0 | 0 | 0
NSE Camber Solar PS13 LLC | 64356_G_SC | 64356 | G | SC |  | Solar PV |  | WECC_CO | Colorado | 8 | Logan | 75 | 08075 | 2 | 0 | 2021 | 9999 |  |  | N | Solar | [13 empty] | 0 | 0 | 0 | 0
NSE Camber Solar PS6 LLC | 64357_G_SC | 64357 | G | SC |  | Solar PV |  | WECC_CO | Colorado | 8 | Weld | 123 | 08123 | 2 | 0 | 2021 | 9999 |  |  | N | Solar | [13 empty] | 0 | 0 | 0 | 0
NSE Camber Solar PS5 LLC | 64358_G_SC | 64358 | G | SC |  | Solar PV |  | WECC_CO | Colorado | 8 | Weld | 123 | 08123 | 2 | 0 | 2021 | 9999 |  |  | N | Solar | [13 empty] | 0 | 0 | 0 | 0
Pivot Solar 12 LLC | 64359_G_SC | 64359 | G | SC |  | Solar PV |  | WECC_CO | Colorado | 8 | Logan | 75 | 08075 | 1 | 0 | 2021 | 9999 |  |  | N | Solar | [13 empty] | 0 | 0 | 0 | 0
American Goldfinch SCS ACY2 NJ, LLC | 64360_G_30001 | 64360 | G | 30001 |  | Solar PV |  | PJM_EMAC | New Jersey | 34 | Burlington | 5 | 34005 | 3.9 | 0 | 2020 | 9999 |  |  | N | Solar | [13 empty] | 0 | 0 | 0 | 0
SCS American Bottoms 009885 Sauget, LLC | 64362_G_30004 | 64362 | G | 30004 |  | Solar PV |  | MIS_IL | Illinois | 17 | St Clair | 163 | 17163 | 1.8 | 0 | 2020 | 9999 |  |  | N | Solar | [13 empty] | 0 | 0 | 0 | 0
ESA Boston Solar, LLC | 64363_G_30008 | 64363 | G | 30008 |  | Solar PV |  | S_VACA | North Carolina | 37 | Person | 145 | 37145 | 5 | 0 | 2020 | 9999 |  |  | N | Solar | [13 empty] | 0 | 0 | 0 | 0
SCS Beltway 011754 Rock Falls, LLC | 64364_G_30005 | 64364 | G | 30005 |  | Solar PV |  | PJM_COMD | Illinois | 17 | Whiteside | 195 | 17195 | 1 | 0 | 2020 | 9999 |  |  | N | Solar | [13 empty] | 0 | 0 | 0 | 0
Western Meadowlark Solar SCS NE 1, LLC | 64365_G_30003 | 64365 | G | 30003 |  | Solar PV |  | SPP_NEBR | Nebraska | 31 | Scottsbluff | 157 | 31157 | 4.4 | 0 | 2020 | 9999 |  |  | N | Solar | [13 empty] | 0 | 0 | 0 | 0
Trojan Solar, LLC | 64366_G_30007 | 64366 | G | 30007 |  | Solar PV |  | S_VACA | North Carolina | 37 | Columbus | 47 | 37047 | 5 | 0 | 2020 | 9999 |  |  | N | Solar | [13 empty] | 0 | 0 | 0 | 0
Zuma Solar, LLC | 64367_G_30006 | 64367 | G | 30006 |  | Solar PV |  | S_VACA | North Carolina | 37 | Caswell | 33 | 37033 | 3 | 0 | 2020 | 9999 |  |  | N | Solar | [13 empty] | 0 | 0 | 0 | 0
E Nash PV3 | 64369_G_ENSH3 | 64369 | G | ENSH3 |  | Solar PV |  | S_VACA | North Carolina | 37 | Nash | 127 | 37127 | 26 | 0 | 2022 | 9999 |  |  | N | Solar | [13 empty] | 0 | 0 | 0 | 0
Arroyo Solar Energy Storage Hybrid | 63172_G_ARESS | 63172 | G | ARESS |  | Energy Storage |  | WECC_NM | New Mexico | 35 | McKinley | 31 | 35031 | 150 | 0 | 2022 | 9999 |  |  | N | Energy Storage | [13 empty] | 0 | 0 | 0 | 0
Greenwich Solar 1, LLC | 63411_G_RTE40 | 63411 | G | RTE40 |  | Solar PV |  | NY_Z_F | New York | 36 | Washington | 115 | 36115 | 5 | 0 | 2020 | 9999 |  |  | N | Solar | [13 empty] | 0 | 0 | 0 | 0
Snowbird Power Plant | 10215_G_1138 | 10215 | G | 1138 |  | Combustion Turbine | IC Engine | WECC_UT | Utah | 49 | Salt Lake | 35 | 49035 | 1.5 | 9905 | 2021 | 9999 |  |  | N | Natural Gas | [13 empty] | 0.011 | 0.011 | 0.011 | 0.011
Snowbird Power Plant | 10215_G_1258 | 10215 | G | 1258 |  | Combustion Turbine | IC Engine | WECC_UT | Utah | 49 | Salt Lake | 35 | 49035 | 2.5 | 9905 | 2021 | 9999 |  |  | N | Natural Gas | [13 empty] | 0.011 | 0.011 | 0.011 | 0.011
Snowbird Power Plant | 10215_G_1260 | 10215 | G | 1260 |  | Combustion Turbine | IC Engine | WECC_UT | Utah | 49 | Salt Lake | 35 | 49035 | 2.5 | 9905 | 2021 | 9999 |  |  | N | Natural Gas | [13 empty] | 0.011 | 0.011 | 0.011 | 0.011
Collins Pine Project | 10661_G_GEN5 | 10661 | G | GEN5 |  | Biomass |  | WEC_CALN | California | 6 | Plumas | 63 | 06063 | 5 | 13500 | 2021 | 9999 |  |  | N | Biomass | [13 empty] | 0.02 | 0.02 | 0.02 | 0.02
Ormesa III | 10763_G_OE301 | 10763 | G | OE301 |  | Geothermal |  | WECC_IID | California | 6 | Imperial | 25 | 06025 | 10.7 | 30000 | 2020 | 9999 |  |  | N | Geothermal | [13 empty] | 0 | 0 | 0 | 0 | 0.4625 | 0.4625 | 0.4625
Cascade | 1129_G_6 | 1129 | G | 6 |  | Combustion Turbine | IC Engine | MIS_IA | Iowa | 19 | Dubuque | 61 | 19061 | 1.9 | 9905 | 2020 | 9999 |  |  | N | Distillate Fuel Oil | [13 empty] | 0.011 | 0.011 | 0.011 | 0.011
Preston (IA) | 1176_G_5 | 1176 | G | 5 |  | Combustion Turbine | IC Engine | MIS_IA | Iowa | 19 | Jackson | 97 | 19097 | 2 | 9905 | 2020 | 9999 |  |  | N | Distillate Fuel Oil | [13 empty] | 0.011 | 0.011 | 0.011 | 0.011
Sumner | 1191_G_G1 | 1191 | G | G1 |  | Combustion Turbine | IC Engine | MIS_MIDA | Iowa | 19 | Bremer | 17 | 19017 | 1.8 | 9905 | 2021 | 9999 |  |  | N | Distillate Fuel Oil | [13 empty] | 0.011 | 0.011 | 0.011 | 0.011
Sumner | 1191_G_G2 | 1191 | G | G2 |  | Combustion Turbine | IC Engine | MIS_MIDA | Iowa | 19 | Bremer | 17 | 19017 | 1.8 | 9905 | 2021 | 9999 |  |  | N | Distillate Fuel Oil | [13 empty] | 0.011 | 0.011 | 0.011 | 0.011
Sumner | 1191_G_G3 | 1191 | G | G3 |  | Combustion Turbine | IC Engine | MIS_MIDA | Iowa | 19 | Bremer | 17 | 19017 | 1.8 | 9905 | 2021 | 9999 |  |  | N | Distillate Fuel Oil | [13 empty] | 0.011 | 0.011 | 0.011 | 0.011
Iola | 1291_G_14 | 1291 | G | 14 |  | Combustion Turbine | IC Engine | SPP_N | Kansas | 20 | Allen | 1 | 20001 | 2 | 9905 | 2020 | 9999 |  |  | N | Distillate Fuel Oil | [13 empty] | 0.011 | 0.011 | 0.011 | 0.011
Iola | 1291_G_15 | 1291 | G | 15 |  | Combustion Turbine | IC Engine | SPP_N | Kansas | 20 | Allen | 1 | 20001 | 2 | 9905 | 2020 | 9999 |  |  | N | Distillate Fuel Oil | [13 empty] | 0.011 | 0.011 | 0.011 | 0.011
Iola | 1291_G_16 | 1291 | G | 16 |  | Combustion Turbine | IC Engine | SPP_N | Kansas | 20 | Allen | 1 | 20001 | 1.8 | 9905 | 2021 | 9999 |  |  | N | Distillate Fuel Oil | [13 empty] | 0.011 | 0.011 | 0.011 | 0.011
Seminole (FL) | 136_G_CT1 | 136 | G | CT1 |  | Combined Cycle |  | FRCC | Florida | 12 | Putnam | 107 | 12107 | 351 | 6370 | 2022 | 9999 |  |  | N | Natural Gas | [13 empty] | 0.011 | 0.011 | 0.011 | 0.011
Seminole (FL) | 136_G_CT2 | 136 | G | CT2 |  | Combined Cycle |  | FRCC | Florida | 12 | Putnam | 107 | 12107 | 351 | 6370 | 2022 | 9999 |  |  | N | Natural Gas | [13 empty] | 0.011 | 0.011 | 0.011 | 0.011
Seminole (FL) | 136_G_ST | 136 | G | ST |  | Combined Cycle |  | FRCC | Florida | 12 | Putnam | 107 | 12107 | 397.4 | 6370 | 2022 | 9999 |  |  | N | Natural Gas | [13 empty] | 0.011 | 0.011 | 0.011 | 0.011
Moose Lake | 1996_G_8NG | 1996 | G | 8NG |  | Combustion Turbine | IC Engine | MIS_MNWI | Minnesota | 27 | Carlton | 17 | 27017 | 2 | 9905 | 2019 | 9999 |  |  | N | Natural Gas | [13 empty] | 0.011 | 0.011 | 0.011 | 0.011
Cambridge CT Hybrid | 2038_G_BA1 | 2038 | G | BA1 |  | Energy Storage |  | MIS_MNWI | Minnesota | 27 | Isanti | 59 | 27059 | 0.8 | 0 | 2024 | 9999 |  |  | N | Energy Storage | [13 empty] | 0 | 0 | 0 | 0
Plant No 1 Freeport | 2678_G_ENG13 | 2678 | G | ENG13 |  | Landfill Gas |  | NY_Z_K | New York | 36 | Nassau | 59 | 36059 | 3 | 8513 | 2022 | 9999 |  |  | N | Landfill Gas | [13 empty] | 0.09 | 0.09 | 0.09 | 0.09
Fitchburg | 3991_G_1 | 3991 | G | 1 |  | Combustion Turbine |  | MIS_WUMS | Wisconsin | 55 | Dane | 25 | 55025 | 16.2 | 9905 | 1973 | 9999 |  |  | N | Natural Gas | [13 empty] | 0.011 | 0.011 | 0.011 | 0.011
Fitchburg | 3991_G_2 | 3991 | G | 2 |  | Combustion Turbine |  | MIS_WUMS | Wisconsin | 55 | Dane | 25 | 55025 | 16.2 | 9905 | 1973 | 9999 |  |  | N | Natural Gas | [13 empty] | 0.011 | 0.011 | 0.011 | 0.011
Sycamore (WI) | 3993_G_1 | 3993 | G | 1 |  | Combustion Turbine |  | MIS_WUMS | Wisconsin | 55 | Dane | 25 | 55025 | 11.7 | 9905 | 1967 | 9999 |  |  | N | Natural Gas | [13 empty] | 0.011 | 0.011 | 0.011 | 0.011
Sycamore (WI) | 3993_G_2 | 3993 | G | 2 |  | Combustion Turbine |  | MIS_WUMS | Wisconsin | 55 | Dane | 25 | 55025 | 17.2 | 9905 | 1971 | 9999 |  |  | N | Natural Gas | [13 empty] | 0.011 | 0.011 | 0.011 | 0.011
Union Carbide Seadrift Cogen | 50150_G_IGT | 50150 | G | IGT |  | Combustion Turbine |  | ERC_REST | Texas | 48 | Calhoun | 57 | 48057 | 12 | 9905 | 1969 | 9999 |  |  | N | Natural Gas | [13 empty] | 0.011 | 0.011 | 0.011 | 0.011
Sky River Wind Energy Center | 50536_G_SRW1 | 50536 | G | SRW1 |  | Onshore Wind |  | WECC_SCE | California | 6 | Kern | 29 | 06029 | 60.2 | 0 | 2021 | 9999 |  |  | N | Wind | [13 empty] | 0 | 0 | 0 | 0
Steamboat Hills LP | 50654_G_OEC51 | 50654 | G | OEC51 |  | Geothermal |  | WECC_NNV | Nevada | 32 | Washoe | 31 | 32031 | 17.1 | 30000 | 2020 | 9999 |  |  | N | Geothermal | [13 empty] | 0 | 0 | 0 | 0 | 0.4563 | 0.4563 | 0.4563
Steamboat Hills LP | 50654_G_OEC52 | 50654 | G | OEC52 |  | Geothermal |  | WECC_NNV | Nevada | 32 | Washoe | 31 | 32031 | 4 | 30000 | 2020 | 9999 |  |  | N | Geothermal | [13 empty] | 0 | 0 | 0 | 0 | 0.4563 | 0.4563 | 0.4563
Pure Hedge LLC | 50736_G_FSS13 | 50736 | G | FSS13 |  | Energy Storage |  | NENG_CT | Connecticut | 9 | Windham | 15 | 09015 | 20 | 0 | 2022 | 9999 |  |  | N | Energy Storage | [13 empty] | 0 | 0 | 0 | 0
Pure Hedge LLC | 50736_G_FSS17 | 50736 | G | FSS17 |  | Solar PV |  | NENG_CT | Connecticut | 9 | Windham | 15 | 09015 | 70 | 0 | 2022 | 9999 |  |  | N | Solar | [13 empty] | 0 | 0 | 0 | 0
Great Lakes Hydro America - ME | 54134_G_BES1 | 54134 | G | BES1 |  | Energy Storage |  | NENG_ME | Maine | 23 | Penobscot | 19 | 23019 | 9.4 | 0 | 2020 | 9999 |  |  | N | Energy Storage | [13 empty] | 0 | 0 | 0 | 0
Great Lakes Hydro America - ME | 54134_G_BES2 | 54134 | G | BES2 |  | Energy Storage |  | NENG_ME | Maine | 23 | Penobscot | 19 | 23019 | 9.4 | 0 | 2020 | 9999 |  |  | N | Energy Storage | [13 empty] | 0 | 0 | 0 | 0
Saint Marys Hospital Power Plant | 54262_G_6B | 54262 | G | 6B |  | Combustion Turbine | IC Engine | MIS_MNWI | Minnesota | 27 | Olmsted | 109 | 27109 | 3.3 | 9905 | 2020 | 9999 |  |  | N | Distillate Fuel Oil | [13 empty] | 0.011 | 0.011 | 0.011 | 0.011
Cadillac Renewable Energy | 54415_G_GEN2 | 54415 | G | GEN2 |  | Biomass |  | MIS_LMI | Michigan | 26 | Wexford | 165 | 26165 | 38 | 13500 | 2020 | 9999 |  |  | N | Biomass | [13 empty] | 0.02 | 0.02 | 0.02 | 0.02
New York University Central Plant | 54808_G_DE1 | 54808 | G | DE1 |  | Combustion Turbine | IC Engine | NY_Z_J | New York | 36 | New York | 61 | 36061 | 2.5 | 9905 | 2022 | 9999 |  |  | N | Distillate Fuel Oil | [13 empty] | 0.011 | 0.011 | 0.011 | 0.011
New York University Central Plant | 54808_G_GR1 | 54808 | G | GR1 |  | Combustion Turbine | IC Engine | NY_Z_J | New York | 36 | New York | 61 | 36061 | 2.6 | 9905 | 2022 | 9999 |  |  | N | Natural Gas | [13 empty] | 0.011 | 0.011 | 0.011 | 0.011
Lowman Energy Center | 56_G_LEC1 | 56 | G | LEC1 |  | Combined Cycle |  | S_SOU | Alabama | 1 | Washington | 129 | 01129 | 385 | 6370 | 2023 | 9999 |  |  | N | Natural Gas | [13 empty] | 0.011 | 0.011 | 0.011 | 0.011
Lowman Energy Center | 56_G_LEC2 | 56 | G | LEC2 |  | Combined Cycle |  | S_SOU | Alabama | 1 | Washington | 129 | 01129 | 245 | 6370 | 2023 | 9999 |  |  | N | Natural Gas | [13 empty] | 0.011 | 0.011 | 0.011 | 0.011
Mas Wayne Co Power, LLC | 57366_G_1C | 57366 | G | 1C |  | Landfill Gas |  | S_VACA | North Carolina | 37 | Wayne | 191 | 37191 | 1.1 | 8513 | 2010 | 9999 |  |  | N | Landfill Gas | [13 empty] | 0.09 | 0.09 | 0.09 | 0.09
Caltech Central | 57460_G_CL00 | 57460 | G | CL00 |  | Fuel Cell |  | WEC_LADW | California | 6 | Los Angeles | 37 | 06037 | 0.1 | 6469 | 2010 | 9999 |  |  | N | Natural Gas | [13 empty] | 0 | 0 | 0 | 0
Caltech Central | 57460_G_CL01 | 57460 | G | CL01 |  | Fuel Cell |  | WEC_LADW | California | 6 | Los Angeles | 37 | 06037 | 0.1 | 6469 | 2010 | 9999 |  |  | N | Natural Gas | [13 empty] | 0 | 0 | 0 | 0
Caltech Central | 57460_G_CL02 | 57460 | G | CL02 |  | Fuel Cell |  | WEC_LADW | California | 6 | Los Angeles | 37 | 06037 | 0.1 | 6469 | 2010 | 9999 |  |  | N | Natural Gas | [13 empty] | 0 | 0 | 0 | 0
Caltech Central | 57460_G_CL03 | 57460 | G | CL03 |  | Fuel Cell |  | WEC_LADW | California | 6 | Los Angeles | 37 | 06037 | 0.1 | 6469 | 2010 | 9999 |  |  | N | Natural Gas | [13 empty] | 0 | 0 | 0 | 0
Caltech Central | 57460_G_CL04 | 57460 | G | CL04 |  | Fuel Cell |  | WEC_LADW | California | 6 | Los Angeles | 37 | 06037 | 0.1 | 6469 | 2010 | 9999 |  |  | N | Natural Gas | [13 empty] | 0 | 0 | 0 | 0
Caltech Central | 57460_G_CL05 | 57460 | G | CL05 |  | Fuel Cell |  | WEC_LADW | California | 6 | Los Angeles | 37 | 06037 | 0.1 | 6469 | 2010 | 9999 |  |  | N | Natural Gas | [13 empty] | 0 | 0 | 0 | 0
Caltech Central | 57460_G_CL06 | 57460 | G | CL06 |  | Fuel Cell |  | WEC_LADW | California | 6 | Los Angeles | 37 | 06037 | 0.1 | 6469 | 2010 | 9999 |  |  | N | Natural Gas | [13 empty] | 0 | 0 | 0 | 0
Caltech Central | 57460_G_CL07 | 57460 | G | CL07 |  | Fuel Cell |  | WEC_LADW | California | 6 | Los Angeles | 37 | 06037 | 0.1 | 6469 | 2010 | 9999 |  |  | N | Natural Gas | [13 empty] | 0 | 0 | 0 | 0
Caltech Central | 57460_G_CL08 | 57460 | G | CL08 |  | Fuel Cell |  | WEC_LADW | California | 6 | Los Angeles | 37 | 06037 | 0.1 | 6469 | 2010 | 9999 |  |  | N | Natural Gas | [13 empty] | 0 | 0 | 0 | 0
Caltech Central | 57460_G_CL09 | 57460 | G | CL09 |  | Fuel Cell |  | WEC_LADW | California | 6 | Los Angeles | 37 | 06037 | 0.1 | 6469 | 2010 | 9999 |  |  | N | Natural Gas | [13 empty] | 0 | 0 | 0 | 0
Caltech Central | 57460_G_CL10 | 57460 | G | CL10 |  | Fuel Cell |  | WEC_LADW | California | 6 | Los Angeles | 37 | 06037 | 0.1 | 6469 | 2010 | 9999 |  |  | N | Natural Gas | [13 empty] | 0 | 0 | 0 | 0
Arlington Valley Solar Energy I | 57679_G_AVSE1 | 57679 | G | AVSE1 |  | Solar PV |  | WECC_AZ | Arizona | 4 | Maricopa | 13 | 04013 | 125 | 0 | 2024 | 9999 |  |  | N | Solar | [13 empty] | 0 | 0 | 0 | 0
Tulsa LFG LLC | 57828_G_GEN4M | 57828 | G | GEN4M |  | Landfill Gas |  | SPP_WEST | Oklahoma | 40 | Osage | 113 | 40113 | 1.4 | 8513 | 2020 | 9999 |  |  | N | Landfill Gas | [13 empty] | 0.09 | 0.09 | 0.09 | 0.09
Lonesome Creek Station | 57943_G_06 | 57943 | G | 06 |  | Combustion Turbine |  | MIS_MAPP | North Dakota | 38 | McKenzie | 53 | 38053 | 40 | 9905 | 2021 | 9999 |  |  | N | Natural Gas | [13 empty] | 0.011 | 0.011 | 0.011 | 0.011
IKEA Savannah 490 | 58011_G_IKEA | 58011 | G | IKEA |  | Solar PV |  | S_SOU | Georgia | 13 | Chatham | 51 | 13051 | 1 | 0 | 2021 | 9999 |  |  | N | Solar | [13 empty] | 0 | 0 | 0 | 0
IKEA College Park 411 | 58015_G_IKEA | 58015 | G | IKEA |  | Solar PV |  | PJM_SMAC | Maryland | 24 | Prince Georges | 33 | 24033 | 1 | 0 | 2021 | 9999 |  |  | N | Solar | [13 empty] | 0 | 0 | 0 | 0
CSUF Trigeneration | 58169_G_PS5 | 58169 | G | PS5 |  | Solar PV |  | WECC_SCE | California | 6 | Orange | 59 | 06059 | 0.4 | 0 | 2020 | 9999 |  |  | N | Solar | [13 empty] | 0 | 0 | 0 | 0
Lincoln Land Wind | 58925_G_SAN1 | 58925 | G | SAN1 |  | Onshore Wind |  | MIS_IL | Illinois | 17 | Sangamon | 167 | 17167 | 302 | 0 | 2021 | 9999 |  |  | N | Wind | [13 empty] | 0 | 0 | 0 | 0
Chokecherry and Sierra Madre Wind | 58987_G_II-A | 58987 | G | II-A |  | Onshore Wind |  | WECC_WY | Wyoming | 56 | Carbon | 7 | 56007 | 750 | 0 | 2026 | 9999 |  |  | N | Wind | [13 empty] | 0 | 0 | 0 | 0
Chokecherry and Sierra Madre Wind | 58987_G_II-B | 58987 | G | II-B |  | Onshore Wind |  | WECC_WY | Wyoming | 56 | Carbon | 7 | 56007 | 750 | 0 | 2026 | 9999 |  |  | N | Wind | [13 empty] | 0 | 0 | 0 | 0
SC 1 Data Center, Phase 2 | 59074_G_GEN8A | 59074 | G | GEN8A |  | Combustion Turbine | IC Engine | WEC_CALN | California | 6 | Santa Clara | 85 | 06085 | 2.2 | 9905 | 2020 | 9999 |  |  | N | Distillate Fuel Oil | [13 empty] | 0.011 | 0.011 | 0.011 | 0.011
RE Mustang LLC | 59150_G_BESS1 | 59150 | G | BESS1 |  | Energy Storage |  | WEC_CALN | California | 6 | Kings | 31 | 06031 | 75 | 0 | 2021 | 9999 |  |  | N | Energy Storage | [13 empty] | 0 | 0 | 0 | 0
Northwest Ohio Wind | 59296_G_NWO-B | 59296 | G | NWO-B |  | Energy Storage |  | PJM_West | Ohio | 39 | Paulding | 125 | 39125 | 0.8 | 0 | 2021 | 9999 |  |  | N | Energy Storage | [13 empty] | 0 | 0 | 0 | 0
Northwest Ohio Wind | 59296_G_NWO-S | 59296 | G | NWO-S |  | Solar PV |  | PJM_West | Ohio | 39 | Paulding | 125 | 39125 | 4 | 0 | 2021 | 9999 |  |  | N | Solar | [13 empty] | 0 | 0 | 0 | 0
RE Tranquillity | 59939_G_BESS1 | 59939 | G | BESS1 |  | Energy Storage |  | WEC_CALN | California | 6 | Fresno | 19 | 06019 | 72 | 0 | 2021 | 9999 |  |  | N | Energy Storage | [13 empty] | 0 | 0 | 0 | 0
Nolin Hills | 60070_G_GEN | 60070 | G | GEN |  | Onshore Wind |  | WECC_PNW | Oregon | 41 | Umatilla | 59 | 41059 | 350 | 0 | 2026 | 9999 |  |  | N | Wind | [13 empty] | 0 | 0 | 0 | 0
Nolin Hills | 60070_G_GEN2 | 60070 | G | GEN2 |  | Solar PV |  | WECC_PNW | Oregon | 41 | Umatilla | 59 | 41059 | 250 | 0 | 2026 | 9999 |  |  | N | Solar | [13 empty] | 0 | 0 | 0 | 0
RE Garland | 60233_G_BESS1 | 60233 | G | BESS1 |  | Energy Storage |  | WECC_SCE | California | 6 | Kern | 29 | 06029 | 45 | 0 | 2021 | 9999 |  |  | N | Energy Storage | [13 empty] | 0 | 0 | 0 | 0
Pine Valley Solar Farm, LLC | 60298_G_PV1 | 60298 | G | PV1 |  | Solar PV |  | S_VACA | North Carolina | 37 | Moore | 125 | 37125 | 5 | 0 | 2022 | 9999 |  |  | N | Solar | [13 empty] | 0 | 0 | 0 | 0
North Slope, LLC | 60420_G_NSPV | 60420 | G | NSPV |  | Onshore Wind |  | NY_Z_D | New York | 36 | Clinton | 19 | 36019 | 200 | 0 | 2026 | 9999 |  |  | N | Wind | [13 empty] | 0 | 0 | 0 | 0
Battle Mountain Solar Project | 61098_G_BMBS | 61098 | G | BMBS |  | Energy Storage |  | WECC_NNV | Nevada | 32 | Humboldt | 13 | 32013 | 25 | 0 | 2021 | 9999 |  |  | N | Energy Storage | [13 empty] | 0 | 0 | 0 | 0
Eland Solar & Storage Center, Phase 2 Hybrid | 61169_G_61169 | 61169 | G | 61169 |  | Energy Storage |  | WECC_SCE | California | 6 | Kern | 29 | 06029 | 150 | 0 | 2024 | 9999 |  |  | N | Energy Storage | [13 empty] | 0 | 0 | 0 | 0
Lauderdale | 613_G_7GT1 | 613 | G | 7GT1 |  | Combined Cycle |  | FRCC | Florida | 12 | Broward | 11 | 12011 | 385.6 | 6370 | 2022 | 9999 |  |  | N | Natural Gas | [13 empty] | 0.011 | 0.011 | 0.011 | 0.011
Lauderdale | 613_G_7GT2 | 613 | G | 7GT2 |  | Combined Cycle |  | FRCC | Florida | 12 | Broward | 11 | 12011 | 385.6 | 6370 | 2022 | 9999 |  |  | N | Natural Gas | [13 empty] | 0.011 | 0.011 | 0.011 | 0.011
Lauderdale | 613_G_ST7 | 613 | G | ST7 |  | Combined Cycle |  | FRCC | Florida | 12 | Broward | 11 | 12011 | 391.8 | 6370 | 2022 | 9999 |  |  | N | Natural Gas | [13 empty] | 0.011 | 0.011 | 0.011 | 0.011
NISA Electric Generation Project | 61331_G_BA1 | 61331 | G | BA1 |  | Energy Storage |  | NY_Z_J | New York | 36 | Kings | 47 | 36047 | 300 | 0 | 2024 | 9999 |  |  | N | Energy Storage | [13 empty] | 0 | 0 | 0 | 0
Plum Creek | 61687_G_PLMCK | 61687 | G | PLMCK |  | Onshore Wind |  | MIS_IA | Minnesota | 27 | Cottonwood | 33 | 27033 | 400 | 0 | 2024 | 9999 |  |  | N | Wind | [13 empty] | 0 | 0 | 0 | 0
LeGore Bridge Solar Center | 61796_G_LGBSC | 61796 | G | LGBSC |  | Solar PV |  | PJM_AP | Maryland | 24 | Frederick | 21 | 24021 | 20 | 0 | 2022 | 9999 |  |  | N | Solar | [13 empty] | 0 | 0 | 0 | 0
Soboba Community Solar Project | 61834_G_SCSP2 | 61834 | G | SCSP2 |  | Solar PV |  | WECC_SCE | California | 6 | Riverside | 65 | 06065 | 0.8 | 0 | 2017 | 9999 |  |  | N | Solar | [13 empty] | 0 | 0 | 0 | 0
Stratford Solar Center, LLC | 61908_G_STRAT | 61908 | G | STRAT |  | Solar PV |  | PJM_Dom | Virginia | 51 | Suffolk City | 800 | 51800 | 15 | 0 | 2022 | 9999 |  |  | N | Solar | [13 empty] | 0 | 0 | 0 | 0
McGinness Hills 3 | 61912_G_G1A | 61912 | G | G1A |  | Geothermal |  | WECC_NNV | Nevada | 32 | Lander | 15 | 32015 | 24.8 | 30000 | 2021 | 9999 |  |  | N | Geothermal | [13 empty] | 0 | 0 | 0 | 0 | 0.4563 | 0.4563 | 0.4563
Victoria Port Power II LLC | 61966_G_VP2-1 | 61966 | G | VP2-1 |  | Combustion Turbine |  | ERC_REST | Texas | 48 | Victoria | 469 | 48469 | 43 | 9905 | 2021 | 9999 |  |  | N | Natural Gas | [13 empty] | 0.011 | 0.011 | 0.011 | 0.011
Victoria Port Power II LLC | 61966_G_VP2-2 | 61966 | G | VP2-2 |  | Combustion Turbine |  | ERC_REST | Texas | 48 | Victoria | 469 | 48469 | 43 | 9905 | 2021 | 9999 |  |  | N | Natural Gas | [13 empty] | 0.011 | 0.011 | 0.011 | 0.011
Antelope Expansion 1B | 62320_G_ANE1B | 62320 | G | ANE1B |  | Solar PV |  | WEC_LADW | California | 6 | Los Angeles | 37 | 06037 | 17 | 0 | 2021 | 9999 |  |  | N | Solar | [13 empty] | 0 | 0 | 0 | 0
Gloversville Landfill Solar | 62357_G_08158 | 62357 | G | 08158 |  | Solar PV |  | NY_Z_F | New York | 36 | Fulton | 35 | 36035 | 6.9 | 0 | 2021 | 9999 |  |  | N | Solar | [13 empty] | 0 | 0 | 0 | 0
Mount Sinai South Nassau Hospital | 62447_G_4 | 62447 | G | 4 |  | Combustion Turbine | IC Engine | NY_Z_K | New York | 36 | Nassau | 59 | 36059 | 1 | 9905 | 2020 | 9999 |  |  | N | Distillate Fuel Oil | [13 empty] | 0.011 | 0.011 | 0.011 | 0.011
Skeleton Creek Energy Center Hybrid | 62494_G_SCBAT | 62494 | G | SCBAT |  | Energy Storage |  | SPP_WEST | Oklahoma | 40 | Garfield | 47 | 40047 | 200 | 0 | 2024 | 9999 |  |  | N | Energy Storage | [13 empty] | 0 | 0 | 0 | 0
G.S.E. One LLC | 62505_G_1 | 62505 | G | 1 |  | Solar PV |  | ERC_REST | Texas | 48 | Fannin | 147 | 48147 | 82.5 | 0 | 2021 | 9999 |  |  | N | Solar | [13 empty] | 0 | 0 | 0 | 0
SJRR Power LLC | 62548_G_SJ-1 | 62548 | G | SJ-1 |  | Combustion Turbine |  | ERC_REST | Texas | 48 | Harris | 201 | 48201 | 43 | 9905 | 2022 | 9999 |  |  | N | Natural Gas | [13 empty] | 0.011 | 0.011 | 0.011 | 0.011
SJRR Power LLC | 62548_G_SJ-2 | 62548 | G | SJ-2 |  | Combustion Turbine |  | ERC_REST | Texas | 48 | Harris | 201 | 48201 | 43 | 9905 | 2022 | 9999 |  |  | N | Natural Gas | [13 empty] | 0.011 | 0.011 | 0.011 | 0.011
Roadrunner, LLC Hybrid | 62561_G_BA | 62561 | G | BA |  | Energy Storage |  | ERC_WEST | Texas | 48 | Upton | 461 | 48461 | 50 | 0 | 2022 | 9999 |  |  | N | Energy Storage | [13 empty] | 0 | 0 | 0 | 0
High Lonesome Wind Power, LLC Hybrid | 62562_G_BA | 62562 | G | BA |  | Energy Storage |  | ERC_WEST | Texas | 48 | Upton | 461 | 48461 | 50 | 0 | 2022 | 9999 |  |  | N | Energy Storage | [13 empty] | 0 | 0 | 0 | 0
Derby Fuel Cell | 62588_G_MM45 | 62588 | G | MM45 |  | Fuel Cell |  | NENG_CT | Connecticut | 9 | New Haven | 9 | 09009 | 2.8 | 6469 | 2022 | 9999 |  |  | N | Natural Gas | [13 empty] | 0 | 0 | 0 | 0
Derby Fuel Cell | 62588_G_MM46 | 62588 | G | MM46 |  | Fuel Cell |  | NENG_CT | Connecticut | 9 | New Haven | 9 | 09009 | 2.8 | 6469 | 2022 | 9999 |  |  | N | Natural Gas | [13 empty] | 0 | 0 | 0 | 0
Derby Fuel Cell | 62588_G_MM47 | 62588 | G | MM47 |  | Fuel Cell |  | NENG_CT | Connecticut | 9 | New Haven | 9 | 09009 | 2.8 | 6469 | 2022 | 9999 |  |  | N | Natural Gas | [13 empty] | 0 | 0 | 0 | 0
Derby Fuel Cell | 62588_G_MM48 | 62588 | G | MM48 |  | Fuel Cell |  | NENG_CT | Connecticut | 9 | New Haven | 9 | 09009 | 2.8 | 6469 | 2022 | 9999 |  |  | N | Natural Gas | [13 empty] | 0 | 0 | 0 | 0
Derby Fuel Cell | 62588_G_MM49 | 62588 | G | MM49 |  | Fuel Cell |  | NENG_CT | Connecticut | 9 | New Haven | 9 | 09009 | 2.8 | 6469 | 2022 | 9999 |  |  | N | Natural Gas | [13 empty] | 0 | 0 | 0 | 0
Searcy Solar Hybrid | 62617_G_SEARC | 62617 | G | SEARC |  | Solar PV |  | MIS_AR | Arkansas | 5 | White | 145 | 05145 | 100 | 0 | 2021 | 9999 |  |  | N | Solar | [13 empty] | 0 | 0 | 0 | 0
Cuyahoga Falls 1 | 62658_G_CF2-1 | 62658 | G | CF2-1 |  | Combustion Turbine | IC Engine | PJM_ATSI | Ohio | 39 | Summit | 153 | 39153 | 1.8 | 9905 | 2020 | 9999 |  |  | N | Distillate Fuel Oil | [13 empty] | 0.011 | 0.011 | 0.011 | 0.011
Cuyahoga Falls 1 | 62658_G_CF2-2 | 62658 | G | CF2-2 |  | Combustion Turbine | IC Engine | PJM_ATSI | Ohio | 39 | Summit | 153 | 39153 | 1.8 | 9905 | 2020 | 9999 |  |  | N | Distillate Fuel Oil | [13 empty] | 0.011 | 0.011 | 0.011 | 0.011
Cuyahoga Falls 1 | 62658_G_CF2-3 | 62658 | G | CF2-3 |  | Combustion Turbine | IC Engine | PJM_ATSI | Ohio | 39 | Summit | 153 | 39153 | 1.8 | 9905 | 2020 | 9999 |  |  | N | Distillate Fuel Oil | [13 empty] | 0.011 | 0.011 | 0.011 | 0.011
Skipjack Solar Center | 62675_G_SKIPJ | 62675 | G | SKIPJ |  | Solar PV |  | PJM_Dom | Virginia | 51 | Charles City | 36 | 51036 | 175 | 0 | 2022 | 9999 |  |  | N | Solar | [13 empty] | 0 | 0 | 0 | 0
Painter Energy Storage | 62729_G_PAIN1 | 62729 | G | PAIN1 |  | Energy Storage |  | WECC_SCE | California | 6 | Santa Barbara | 83 | 06083 | 40 | 0 | 2022 | 9999 |  |  | N | Energy Storage | [13 empty] | 0 | 0 | 0 | 0
Stony Knoll Solar, LLC | 62820_G_GEN1 | 62820 | G | GEN1 |  | Solar PV |  | S_VACA | North Carolina | 37 | Surry | 171 | 37171 | 22.6 | 0 | 2021 | 9999 |  |  | N | Solar | [13 empty] | 0 | 0 | 0 | 0
Broad River Solar, LLC | 62822_G_GEN1 | 62822 | G | GEN1 |  | Solar PV |  | S_VACA | North Carolina | 37 | Cleveland | 45 | 37045 | 50 | 0 | 2021 | 9999 |  |  | N | Solar | [13 empty] | 0 | 0 | 0 | 0
Jackson Generation, LLC | 62926_G_01 | 62926 | G | 01 |  | Combined Cycle |  | PJM_COMD | Illinois | 17 | Will | 197 | 17197 | 600 | 6370 | 2022 | 9999 |  |  | N | Natural Gas | [13 empty] | 0.011 | 0.011 | 0.011 | 0.011
Jackson Generation, LLC | 62926_G_02 | 62926 | G | 02 |  | Combined Cycle |  | PJM_COMD | Illinois | 17 | Will | 197 | 17197 | 600 | 6370 | 2022 | 9999 |  |  | N | Natural Gas | [13 empty] | 0.011 | 0.011 | 0.011 | 0.011
Guernsey Power Station | 62949_G_GPS1 | 62949 | G | GPS1 |  | Combined Cycle |  | PJM_West | Ohio | 39 | Guernsey | 59 | 39059 | 612 | 6370 | 2022 | 9999 |  |  | N | Natural Gas | [13 empty] | 0.011 | 0.011 | 0.011 | 0.011
Guernsey Power Station | 62949_G_GPS2 | 62949 | G | GPS2 |  | Combined Cycle |  | PJM_West | Ohio | 39 | Guernsey | 59 | 39059 | 612 | 6370 | 2022 | 9999 |  |  | N | Natural Gas | [13 empty] | 0.011 | 0.011 | 0.011 | 0.011
Guernsey Power Station | 62949_G_GPS3 | 62949 | G | GPS3 |  | Combined Cycle |  | PJM_West | Ohio | 39 | Guernsey | 59 | 39059 | 612 | 6370 | 2022 | 9999 |  |  | N | Natural Gas | [13 empty] | 0.011 | 0.011 | 0.011 | 0.011
Southern Bighorn Solar Hybrid | 63113_G_BESS | 63113 | G | BESS |  | Energy Storage |  | WECC_SNV | Nevada | 32 | Clark | 3 | 32003 | 135 | 0 | 2024 | 9999 |  |  | N | Energy Storage | [13 empty] | 0 | 0 | 0 | 0
Arroyo Solar Energy Storage Hybrid | 63172_G_ARSOL | 63172 | G | ARSOL |  | Solar PV |  | WECC_NM | New Mexico | 35 | McKinley | 31 | 35031 | 300 | 0 | 2022 | 9999 |  |  | N | Solar | [13 empty] | 0 | 0 | 0 | 0
Middleton Solar Park | 63214_G_MDB02 | 63214 | G | MDB02 |  | Energy Storage |  | NENGREST | Massachusetts | 25 | Essex | 9 | 25009 | 3 | 0 | 2019 | 9999 |  |  | N | Energy Storage | [13 empty] | 0 | 0 | 0 | 0
USS Water Town Solar LLC CSG | 63218_G_WTRTN | 63218 | G | WTRTN |  | Solar PV |  | MIS_MNWI | Minnesota | 27 | Le Sueur | 79 | 27079 | 1 | 0 | 2021 | 9999 |  |  | N | Solar | [13 empty] | 0 | 0 | 0 | 0
USS Water Fowl Solar LLC CSG | 63219_G_WTRFL | 63219 | G | WTRFL |  | Solar PV |  | MIS_MNWI | Minnesota | 27 | McLeod | 85 | 27085 | 1 | 0 | 2022 | 9999 |  |  | N | Solar | [13 empty] | 0 | 0 | 0 | 0
USS Water City Solar LLC CSG | 63220_G_WTRCY | 63220 | G | WTRCY |  | Solar PV |  | MIS_MNWI | Minnesota | 27 | Le Sueur | 79 | 27079 | 1 | 0 | 2021 | 9999 |  |  | N | Solar | [13 empty] | 0 | 0 | 0 | 0
HO Clarke Generating | 63335_G_CTG-7 | 63335 | G | CTG-7 |  | Combustion Turbine |  | ERC_REST | Texas | 48 | Harris | 201 | 48201 | 44.5 | 9905 | 2021 | 9999 |  |  | N | Natural Gas | [13 empty] | 0.011 | 0.011 | 0.011 | 0.011
HO Clarke Generating | 63335_G_CTG-8 | 63335 | G | CTG-8 |  | Combustion Turbine |  | ERC_REST | Texas | 48 | Harris | 201 | 48201 | 44.5 | 9905 | 2021 | 9999 |  |  | N | Natural Gas | [13 empty] | 0.011 | 0.011 | 0.011 | 0.011
Lansing Renewables, LLC | 63337_G_14320 | 63337 | G | 14320 |  | Energy Storage |  | NY_Z_C&E | New York | 36 | Tompkins | 109 | 36109 | 3 | 0 | 2021 | 9999 |  |  | N | Energy Storage | [13 empty] | 0 | 0 | 0 | 0
Hales Mills Solar, LLC | 63339_G_09751 | 63339 | G | 09751 |  | Energy Storage |  | NY_Z_F | New York | 36 | Fulton | 35 | 36035 | 3 | 0 | 2021 | 9999 |  |  | N | Energy Storage | [13 empty] | 0 | 0 | 0 | 0
Owlville Creek Solar 2, LLC | 63340_G_20660 | 63340 | G | 20660 |  | Energy Storage |  | NY_Z_C&E | New York | 36 | Madison | 53 | 36053 | 3 | 0 | 2021 | 9999 |  |  | N | Energy Storage | [13 empty] | 0 | 0 | 0 | 0
Owlville Creek Solar, LLC | 63341_G_20660 | 63341 | G | 20660 |  | Energy Storage |  | NY_Z_C&E | New York | 36 | Madison | 53 | 36053 | 3 | 0 | 2021 | 9999 |  |  | N | Energy Storage | [13 empty] | 0 | 0 | 0 | 0
1001 Ebenezer Church Solar | 63444_G_1001 | 63444 | G | 1001 |  | Solar PV |  | S_VACA | North Carolina | 37 | Surry | 171 | 37171 | 5 | 0 | 2021 | 9999 |  |  | N | Solar | [13 empty] | 0 | 0 | 0 | 0
1009 Yadkin Solar | 63445_G_1009 | 63445 | G | 1009 |  | Solar PV |  | S_VACA | North Carolina | 37 | Yadkin | 197 | 37197 | 4.9 | 0 | 2021 | 9999 |  |  | N | Solar | [13 empty] | 0 | 0 | 0 | 0
1073 Onslow Solar | 63446_G_1073 | 63446 | G | 1073 |  | Solar PV |  | S_VACA | North Carolina | 37 | Onslow | 133 | 37133 | 4.7 | 0 | 2021 | 9999 |  |  | N | Solar | [13 empty] | 0 | 0 | 0 | 0
1008 Matthews Solar | 63447_G_1008 | 63447 | G | 1008 |  | Solar PV |  | S_VACA | North Carolina | 37 | Surry | 171 | 37171 | 4.9 | 0 | 2021 | 9999 |  |  | N | Solar | [13 empty] | 0 | 0 | 0 | 0
1045 Tomlin Mill Solar | 63448_G_1045 | 63448 | G | 1045 |  | Solar PV |  | S_VACA | North Carolina | 37 | Iredell | 97 | 37097 | 4.9 | 0 | 2021 | 9999 |  |  | N | Solar | [13 empty] | 0 | 0 | 0 | 0
Bakeoven Solar | 63507_G_BOS1 | 63507 | G | BOS1 |  | Solar PV |  | WECC_PNW | Oregon | 41 | Wasco | 65 | 41065 | 60 | 0 | 2022 | 9999 |  |  | N | Solar | [13 empty] | 0 | 0 | 0 | 0
Lund Hill Solar | 63509_G_LHS1 | 63509 | G | LHS1 |  | Solar PV |  | WECC_PNW | Washington | 53 | Klickitat | 39 | 53039 | 150 | 0 | 2022 | 9999 |  |  | N | Solar | [13 empty] | 0 | 0 | 0 | 0
SWM Fuel Cell | 63661_G_SWM-1 | 63661 | G | SWM-1 |  | Fuel Cell |  | NY_Z_K | New York | 36 | Suffolk | 103 | 36103 | 2.8 | 6469 | 2021 | 9999 |  |  | N | Natural Gas | [13 empty] | 0 | 0 | 0 | 0
SWM Fuel Cell | 63661_G_SWM-2 | 63661 | G | SWM-2 |  | Fuel Cell |  | NY_Z_K | New York | 36 | Suffolk | 103 | 36103 | 2.8 | 6469 | 2021 | 9999 |  |  | N | Natural Gas | [13 empty] | 0 | 0 | 0 | 0
SWM Fuel Cell | 63661_G_SWM-3 | 63661 | G | SWM-3 |  | Fuel Cell |  | NY_Z_K | New York | 36 | Suffolk | 103 | 36103 | 2.8 | 6469 | 2021 | 9999 |  |  | N | Natural Gas | [13 empty] | 0 | 0 | 0 | 0
Westmoreland County Solar Project | 63696_G_WEST | 63696 | G | WEST |  | Solar PV |  | PJM_Dom | Virginia | 51 | Westmoreland | 193 | 51193 | 19.9 | 0 | 2021 | 9999 |  |  | N | Solar | [13 empty] | 0 | 0 | 0 | 0
Slate Hybrid | 63727_G_SL3EC | 63727 | G | SL3EC |  | Solar PV |  | WEC_CALN | California | 6 | Kings | 31 | 06031 | 67.5 | 0 | 2021 | 9999 |  |  | N | Solar | [13 empty] | 0 | 0 | 0 | 0
Slate Hybrid | 63727_G_SLB3C | 63727 | G | SLB3C |  | Energy Storage |  | WEC_CALN | California | 6 | Kings | 31 | 06031 | 33.8 | 0 | 2021 | 9999 |  |  | N | Energy Storage | [13 empty] | 0 | 0 | 0 | 0
Slate Hybrid | 63727_G_SLBPW | 63727 | G | SLBPW |  | Energy Storage |  | WEC_CALN | California | 6 | Kings | 31 | 06031 | 10 | 0 | 2022 | 9999 |  |  | N | Energy Storage | [13 empty] | 0 | 0 | 0 | 0
Slate Hybrid | 63727_G_SLBSV | 63727 | G | SLBSV |  | Energy Storage |  | WEC_CALN | California | 6 | Kings | 31 | 06031 | 46.5 | 0 | 2021 | 9999 |  |  | N | Energy Storage | [13 empty] | 0 | 0 | 0 | 0
Slate Hybrid | 63727_G_SLPWR | 63727 | G | SLPWR |  | Solar PV |  | WEC_CALN | California | 6 | Kings | 31 | 06031 | 26 | 0 | 2022 | 9999 |  |  | N | Solar | [13 empty] | 0 | 0 | 0 | 0
Slate Hybrid | 63727_G_SLSTN | 63727 | G | SLSTN |  | Solar PV |  | WEC_CALN | California | 6 | Kings | 31 | 06031 | 63 | 0 | 2022 | 9999 |  |  | N | Solar | [13 empty] | 0 | 0 | 0 | 0
Slate Hybrid | 63727_G_SLSVC | 63727 | G | SLSVC |  | Solar PV |  | WEC_CALN | California | 6 | Kings | 31 | 06031 | 93 | 0 | 2021 | 9999 |  |  | N | Solar | [13 empty] | 0 | 0 | 0 | 0
Black Bear Solar 1 | 63765_G_ALBB1 | 63765 | G | ALBB1 |  | Solar PV |  | S_SOU | Alabama | 1 | Montgomery | 101 | 01101 | 100 | 0 | 2022 | 9999 |  |  | N | Solar | [13 empty] | 0 | 0 | 0 | 0
Happy Solar 1 | 63766_G_ARHA1 | 63766 | G | ARHA1 |  | Solar PV |  | MIS_AR | Arkansas | 5 | White | 145 | 05145 | 95 | 0 | 2022 | 9999 |  |  | N | Solar | [13 empty] | 0 | 0 | 0 | 0
Elk Hill Solar 1 | 63773_G_PAEH1 | 63773 | G | PAEH1 |  | Solar PV |  | PJM_AP | Pennsylvania | 42 | Franklin | 55 | 42055 | 20 | 0 | 2021 | 9999 |  |  | N | Solar | [13 empty] | 0 | 0 | 0 | 0
Shady Hills Combined Cycle Facility | 63802_G_G001 | 63802 | G | G001 |  | Combined Cycle |  | FRCC | Florida | 12 | Pasco | 101 | 12101 | 546 | 6370 | 2024 | 9999 |  |  | N | Natural Gas | [13 empty] | 0.011 | 0.011 | 0.011 | 0.011
Sparta Solar | 63840_G_1111 | 63840 | G | 1111 |  | Solar PV |  | ERC_REST | Texas | 48 | Bee | 25 | 48025 | 250 | 0 | 2022 | 9999 |  |  | N | Solar | [13 empty] | 0 | 0 | 0 | 0
Cherry | 63850_G_CHERY | 63850 | G | CHERY |  | Solar PV |  | WEC_CALN | California | 6 | Kings | 31 | 06031 | 249.7 | 0 | 2024 | 9999 |  |  | N | Solar | [13 empty] | 0 | 0 | 0 | 0
Grape | 63851_G_GRAPE | 63851 | G | GRAPE |  | Solar PV |  | WEC_CALN | California | 6 | Kings | 31 | 06031 | 246.4 | 0 | 2024 | 9999 |  |  | N | Solar | [13 empty] | 0 | 0 | 0 | 0
Camp San Luis Obispo | 63870_G_CPSLO | 63870 | G | CPSLO |  | Solar PV |  | WEC_CALN | California | 6 | San Luis Obispo | 79 | 06079 | 1.2 | 0 | 2021 | 9999 |  |  | N | Solar | [13 empty] | 0 | 0 | 0 | 0
Kern Valley SP | 63875_G_KRNVL | 63875 | G | KRNVL |  | Solar PV |  | WECC_SCE | California | 6 | Kern | 29 | 06029 | 3 | 0 | 2021 | 9999 |  |  | N | Solar | [13 empty] | 0 | 0 | 0 | 0
Mule Creek State Prison | 63876_G_MLCRK | 63876 | G | MLCRK |  | Solar PV |  | WEC_CALN | California | 6 | Amador | 5 | 06005 | 2.1 | 0 | 2021 | 9999 |  |  | N | Solar | [13 empty] | 0 | 0 | 0 | 0
Panther Creek Wind Project | 63907_G_WTGE | 63907 | G | WTGE |  | Onshore Wind |  | MIS_IL | Illinois | 17 | Pike | 149 | 17149 | 44.5 | 0 | 2024 | 9999 |  |  | N | Wind | [13 empty] | 0 | 0 | 0 | 0
Smith Island | 6391_G_4 | 6391 | G | 4 |  | Combustion Turbine | IC Engine | PJM_EMAC | Maryland | 24 | Somerset | 39 | 24039 | 1 | 9905 | 2021 | 9999 |  |  | N | Distillate Fuel Oil | [13 empty] | 0.011 | 0.011 | 0.011 | 0.011
Dodge Flat | 63913_G_DODGB | 63913 | G | DODGB |  | Energy Storage |  | WECC_NNV | Nevada | 32 | Washoe | 31 | 32031 | 50 | 0 | 2021 | 9999 |  |  | N | Energy Storage | [13 empty] | 0 | 0 | 0 | 0
CPV Three Rivers Energy Center | 63931_G_GEN1 | 63931 | G | GEN1 |  | Combined Cycle |  | PJM_COMD | Illinois | 17 | Grundy | 63 | 17063 | 607 | 6370 | 2023 | 9999 |  |  | N | Natural Gas | [13 empty] | 0.011 | 0.011 | 0.011 | 0.011
CPV Three Rivers Energy Center | 63931_G_GEN2 | 63931 | G | GEN2 |  | Combined Cycle |  | PJM_COMD | Illinois | 17 | Grundy | 63 | 17063 | 607 | 6370 | 2023 | 9999 |  |  | N | Natural Gas | [13 empty] | 0.011 | 0.011 | 0.011 | 0.011
Dry Lake Solar Energy Center | 63933_G_DLES1 | 63933 | G | DLES1 |  | Energy Storage |  | WECC_SNV | Nevada | 32 | Clark | 3 | 32003 | 100 | 0 | 2024 | 9999 |  |  | N | Energy Storage | [13 empty] | 0 | 0 | 0 | 0
Dry Lake Solar Energy Center | 63933_G_DLPV1 | 63933 | G | DLPV1 |  | Solar PV |  | WECC_SNV | Nevada | 32 | Clark | 3 | 32003 | 150 | 0 | 2024 | 9999 |  |  | N | Solar | [13 empty] | 0 | 0 | 0 | 0
Two Rivers Wind Facility | 63972_G_TR1 | 63972 | G | TR1 |  | Onshore Wind |  | WECC_WY | Wyoming | 56 | Carbon | 7 | 56007 | 280 | 0 | 2024 | 9999 |  |  | N | Wind | [13 empty] | 0 | 0 | 0 | 0
Red Cloud Wind LLC | 63981_G_1 | 63981 | G | 1 |  | Onshore Wind |  | WECC_NM | New Mexico | 35 | Lincoln | 27 | 35027 | 350 | 0 | 2021 | 9999 |  |  | N | Wind | [13 empty] | 0 | 0 | 0 | 0
Rocket Solar, LLC | 63983_G_RS | 63983 | G | RS |  | Solar PV |  | WECC_UT | Utah | 49 | Box Elder | 3 | 49003 | 80 | 0 | 2022 | 9999 |  |  | N | Solar | [13 empty] | 0 | 0 | 0 | 0
Horseshoe Solar, LLC | 63984_G_HSS | 63984 | G | HSS |  | Solar PV |  | WECC_UT | Utah | 49 | Tooele | 45 | 49045 | 75 | 0 | 2022 | 9999 |  |  | N | Solar | [13 empty] | 0 | 0 | 0 | 0
Toyota Long Beach Trigen | 64005_G_MMR-1 | 64005 | G | MMR-1 |  | Fuel Cell |  | WEC_LADW | California | 6 | Los Angeles | 37 | 06037 | 2.2 | 6469 | 2022 | 9999 |  |  | N | Natural Gas | [13 empty] | 0 | 0 | 0 | 0
SB Water Reclamation Fuel Cell | 64027_G_MB19 | 64027 | G | MB19 |  | Fuel Cell |  | WECC_SCE | California | 6 | San Bernardino | 71 | 06071 | 1.4 | 6469 | 2021 | 9999 |  |  | N | Natural Gas | [13 empty] | 0 | 0 | 0 | 0
Clines Corners Wind Farm LLC | 64054_G_1 | 64054 | G | 1 |  | Onshore Wind |  | WECC_NM | New Mexico | 35 | Torrance | 57 | 35057 | 325 | 0 | 2021 | 9999 |  |  | N | Wind | [13 empty] | 0 | 0 | 0 | 0
Duran Mesa LLC | 64065_G_1 | 64065 | G | 1 |  | Onshore Wind |  | WECC_NM | New Mexico | 35 | Lincoln | 27 | 35027 | 105 | 0 | 2021 | 9999 |  |  | N | Wind | [13 empty] | 0 | 0 | 0 | 0
Tecolote Wind LLC | 64066_G_1 | 64066 | G | 1 |  | Onshore Wind |  | WECC_NM | New Mexico | 35 | Lincoln | 27 | 35027 | 272 | 0 | 2021 | 9999 |  |  | N | Wind | [13 empty] | 0 | 0 | 0 | 0
Taygete II Energy Project | 64075_G_TAYG2 | 64075 | G | TAYG2 |  | Solar PV |  | ERC_WEST | Texas | 48 | Pecos | 371 | 48371 | 203.8 | 0 | 2022 | 9999 |  |  | N | Solar | [13 empty] | 0 | 0 | 0 | 0
Route 66 Energy Center, LLC | 64076_G_RTE66 | 64076 | G | RTE66 |  | Solar PV |  | WECC_NM | New Mexico | 35 | Cibola | 6 | 35006 | 49.5 | 0 | 2022 | 9999 |  |  | N | Solar | [13 empty] | 0 | 0 | 0 | 0
Alta Farms II Wind Project, LLC | 64088_G_WT2 | 64088 | G | WT2 |  | Onshore Wind |  | MIS_IL | Illinois | 17 | DeWitt | 39 | 17039 | 200.5 | 0 | 2022 | 9999 |  |  | N | Wind | [13 empty] | 0 | 0 | 0 | 0
NYS Rte 12 Community Solar | 64090_G_NYR12 | 64090 | G | NYR12 |  | Solar PV |  | NY_Z_C&E | New York | 36 | Jefferson | 45 | 36045 | 5 | 0 | 2019 | 9999 |  |  | N | Solar | [13 empty] | 0 | 0 | 0 | 0
Forest Grove - Dodd | 64131_G_ESS1 | 64131 | G | ESS1 |  | Energy Storage |  | ERC_REST | Texas | 48 | Henderson | 213 | 48213 | 100 | 0 | 2024 | 9999 |  |  | N | Energy Storage | [13 empty] | 0 | 0 | 0 | 0
Old 300 Solar Center, LLC | 64133_G_2222 | 64133 | G | 2222 |  | Solar PV |  | ERC_REST | Texas | 48 | Fort Bend | 157 | 48157 | 430 | 0 | 2022 | 9999 |  |  | N | Solar | [13 empty] | 0 | 0 | 0 | 0
Haystack Wind Project, LLC | 64139_G_4444 | 64139 | G | 4444 |  | Onshore Wind |  | SPP_NEBR | Nebraska | 31 | Wayne | 179 | 31179 | 298 | 0 | 2021 | 9999 |  |  | N | Wind | [13 empty] | 0 | 0 | 0 | 0
LabCorp Engine | 64142_G_LCG | 64142 | G | LCG |  | Combustion Turbine | IC Engine | PJM_EMAC | New Jersey | 34 | Somerset | 35 | 34035 | 3.2 | 9905 | 2019 | 9999 |  |  | N | Natural Gas | [13 empty] | 0.011 | 0.011 | 0.011 | 0.011
Bloom-Altice Fuel Cell | 64143_G_BLA | 64143 | G | BLA |  | Fuel Cell |  | NY_Z_K | New York | 36 | Nassau | 59 | 36059 | 2 | 6469 | 2020 | 9999 |  |  | N | Natural Gas | [13 empty] | 0 | 0 | 0 | 0
Fish Springs | 64148_G_FISHB | 64148 | G | FISHB |  | Energy Storage |  | WECC_NNV | Nevada | 32 | Washoe | 31 | 32031 | 25 | 0 | 2021 | 9999 |  |  | N | Energy Storage | [13 empty] | 0 | 0 | 0 | 0
SR Perry | 64151_G_PERRY | 64151 | G | PERRY |  | Solar PV |  | S_SOU | Georgia | 13 | Houston | 153 | 13153 | 68 | 0 | 2021 | 9999 |  |  | N | Solar | [13 empty] | 0 | 0 | 0 | 0
SR Rattlesnake | 64152_G_SNAKE | 64152 | G | SNAKE |  | Solar PV |  | WECC_CO | Colorado | 8 | Weld | 123 | 08123 | 6 | 0 | 2020 | 9999 |  |  | N | Solar | [13 empty] | 0 | 0 | 0 | 0
Clyde Peaking Engine | 64157_G_CPG | 64157 | G | CPG |  | Combustion Turbine | IC Engine | PJM_ATSI | Ohio | 39 | Sandusky | 143 | 39143 | 9.4 | 9905 | 2020 | 9999 |  |  | N | Natural Gas | [13 empty] | 0.011 | 0.011 | 0.011 | 0.011
Priddy Wind Project | 64165_G_WTG1 | 64165 | G | WTG1 |  | Onshore Wind |  | ERC_REST | Texas | 48 | Mills | 333 | 48333 | 302.4 | 0 | 2021 | 9999 |  |  | N | Wind | [13 empty] | 0 | 0 | 0 | 0
Graphite Solar I | 64186_G_394 | 64186 | G | 394 |  | Solar PV |  | WECC_UT | Utah | 49 | Carbon | 7 | 49007 | 81.9 | 0 | 2022 | 9999 |  |  | N | Solar | [13 empty] | 0 | 0 | 0 | 0
SR Lumpkin | 64191_G_LUMP | 64191 | G | LUMP |  | Solar PV |  | S_SOU | Georgia | 13 | Stewart | 259 | 13259 | 100 | 0 | 2021 | 9999 |  |  | N | Solar | [13 empty] | 0 | 0 | 0 | 0
Assembly Solar III | 64196_G_AS3 | 64196 | G | AS3 |  | Solar PV |  | MIS_LMI | Michigan | 26 | Shiawassee | 155 | 26155 | 79 | 0 | 2021 | 9999 |  |  | N | Solar | [13 empty] | 0 | 0 | 0 | 0
Baxley | 64211_G_BAXLY | 64211 | G | BAXLY |  | Solar PV |  | S_SOU | Georgia | 13 | Appling | 1 | 13001 | 25 | 0 | 2020 | 9999 |  |  | N | Solar | [13 empty] | 0 | 0 | 0 | 0
Pike Solar Hybrid | 64212_G_PSBES | 64212 | G | PSBES |  | Energy Storage |  | WECC_CO | Colorado | 8 | El Paso | 41 | 08041 | 25 | 0 | 2024 | 9999 |  |  | N | Energy Storage | [13 empty] | 0 | 0 | 0 | 0
Dressor Plains Solar, LLC | 64224_G_DPS | 64224 | G | DPS |  | Solar PV |  | MIS_IL | Illinois | 17 | Fayette | 51 | 17051 | 99 | 0 | 2021 | 9999 |  |  | N | Solar | [13 empty] | 0 | 0 | 0 | 0
Hadley 3 Solar (North) | 64231_G_09170 | 64231 | G | 09170 |  | Energy Storage |  | NENGREST | Massachusetts | 25 | Hampshire | 15 | 25015 | 1 | 0 | 2022 | 9999 |  |  | N | Energy Storage | [13 empty] | 0 | 0 | 0 | 0
Swiftsure | 64235_G_SWFTS | 64235 | G | SWFTS |  | Energy Storage |  | NY_Z_J | New York | 36 | Richmond | 85 | 36085 | 650 | 0 | 2024 | 9999 |  |  | N | Energy Storage | [13 empty] | 0 | 0 | 0 | 0
Clermont | 64236_G_CLRMT | 64236 | G | CLRMT |  | Energy Storage |  | NY_Z_K | New York | 36 | Nassau | 59 | 36059 | 100 | 0 | 2024 | 9999 |  |  | N | Energy Storage | [13 empty] | 0 | 0 | 0 | 0
Solar Lee, LLC | 64237_G_002 | 64237 | G | 002 |  | Solar PV |  | S_VACA | North Carolina | 37 | Wayne | 191 | 37191 | 6.7 | 0 | 2021 | 9999 |  |  | N | Solar | [13 empty] | 0 | 0 | 0 | 0
Acme Solar, LLC | 64238_G_018 | 64238 | G | 018 |  | Solar PV |  | S_VACA | North Carolina | 37 | Columbus | 47 | 37047 | 6.6 | 0 | 2021 | 9999 |  |  | N | Solar | [13 empty] | 0 | 0 | 0 | 0
Maryland Food Center Authority AD | 64241_G_CHP1 | 64241 | G | CHP1 |  | Combustion Turbine |  | PJM_SMAC | Maryland | 24 | Howard | 27 | 24027 | 1.1 | 9905 | 2022 | 9999 |  |  | N | Natural Gas | [13 empty] | 0.011 | 0.011 | 0.011 | 0.011
Anderson 5 | 64245_G_SAND5 | 64245 | G | SAND5 |  | Solar PV |  | PJM_West | Indiana | 18 | Madison | 95 | 18095 | 3 | 0 | 2021 | 9999 |  |  | N | Solar | [13 empty] | 0 | 0 | 0 | 0
1051 Lucky Solar, LLC | 64271_G_018 | 64271 | G | 018 |  | Solar PV |  | S_VACA | North Carolina | 37 | Yadkin | 197 | 37197 | 4.8 | 0 | 2021 | 9999 |  |  | N | Solar | [13 empty] | 0 | 0 | 0 | 0
Sweet Tea Solar, LLC | 64273_G_018 | 64273 | G | 018 |  | Solar PV |  | S_VACA | North Carolina | 37 | Craven | 49 | 37049 | 4.5 | 0 | 2021 | 9999 |  |  | N | Solar | [13 empty] | 0 | 0 | 0 | 0
Lincoln Medical and Mental Health Center | 64291_G_A1 | 64291 | G | A1 |  | Combustion Turbine | IC Engine | NY_Z_J | New York | 36 | Bronx | 5 | 36005 | 2 | 9905 | 2007 | 9999 |  |  | N | Distillate Fuel Oil | [13 empty] | 0.011 | 0.011 | 0.011 | 0.011
Lincoln Medical and Mental Health Center | 64291_G_A2 | 64291 | G | A2 |  | Combustion Turbine | IC Engine | NY_Z_J | New York | 36 | Bronx | 5 | 36005 | 1 | 9905 | 1970 | 9999 |  |  | N | Distillate Fuel Oil | [13 empty] | 0.011 | 0.011 | 0.011 | 0.011
Lincoln Medical and Mental Health Center | 64291_G_A3 | 64291 | G | A3 |  | Combustion Turbine | IC Engine | NY_Z_J | New York | 36 | Bronx | 5 | 36005 | 1 | 9905 | 1970 | 9999 |  |  | N | Distillate Fuel Oil | [13 empty] | 0.011 | 0.011 | 0.011 | 0.011
Lincoln Medical and Mental Health Center | 64291_G_B1 | 64291 | G | B1 |  | Energy Storage |  | NY_Z_J | New York | 36 | Bronx | 5 | 36005 | 1 | 0 | 1970 | 9999 |  |  | N | Energy Storage | [13 empty] | 0 | 0 | 0 | 0
Lincoln Medical and Mental Health Center | 64291_G_B2 | 64291 | G | B2 |  | Energy Storage |  | NY_Z_J | New York | 36 | Bronx | 5 | 36005 | 1 | 0 | 1970 | 9999 |  |  | N | Energy Storage | [13 empty] | 0 | 0 | 0 | 0
Lincoln Medical and Mental Health Center | 64291_G_B3 | 64291 | G | B3 |  | Energy Storage |  | NY_Z_J | New York | 36 | Bronx | 5 | 36005 | 1 | 0 | 1998 | 9999 |  |  | N | Energy Storage | [13 empty] | 0 | 0 | 0 | 0
Horizon Hill Wind Project | 64339_G_HHILL | 64339 | G | HHILL |  | Onshore Wind |  | SPP_WEST | Oklahoma | 40 | Logan | 83 | 40083 | 200 | 0 | 2024 | 9999 |  |  | N | Wind | [13 empty] | 0 | 0 | 0 | 0
White Rock West Wind Project | 64340_G_WRW | 64340 | G | WRW |  | Onshore Wind |  | SPP_WEST | Oklahoma | 40 | Caddo | 15 | 40015 | 100 | 0 | 2024 | 9999 |  |  | N | Wind | [13 empty] | 0 | 0 | 0 | 0
White Rock East Wind Project | 64341_G_WRE | 64341 | G | WRE |  | Onshore Wind |  | SPP_WEST | Oklahoma | 40 | Caddo | 15 | 40015 | 200 | 0 | 2024 | 9999 |  |  | N | Wind | [13 empty] | 0 | 0 | 0 | 0
Emerick Wind | 64344_G_9999 | 64344 | G | 9999 |  | Onshore Wind |  | SPP_NEBR | Nebraska | 31 | Madison | 119 | 31119 | 300 | 0 | 2024 | 9999 |  |  | N | Wind | [13 empty] | 0 | 0 | 0 | 0
Orbit Bloom Fuel Cell | 64350_G_OBFC | 64350 | G | OBFC |  | Fuel Cell |  | NY_Z_K | New York | 36 | Suffolk | 103 | 36103 | 6 | 6469 | 2020 | 9999 |  |  | N | Natural Gas | [13 empty] | 0 | 0 | 0 | 0
Mooseheart School - (IL) | 64368_G_18001 | 64368 | G | 18001 |  | Solar PV |  | PJM_COMD | Illinois | 17 | Kane | 89 | 17089 | 2 | 0 | 2020 | 9999 |  |  | N | Solar | [13 empty] | 0 | 0 | 0 | 0
Plainfield Solar 1 | 64370_G_PLFD1 | 64370 | G | PLFD1 |  | Solar PV |  | NENG_CT | Connecticut | 9 | Windham | 15 | 09015 | 1 | 0 | 2020 | 9999 |  |  | N | Solar | [13 empty] | 0 | 0 | 0 | 0
Cortlandville I Solar CSG | 64371_G_CORT1 | 64371 | G | CORT1 |  | Solar PV |  | NY_Z_C&E | New York | 36 | Cortland | 23 | 36023 | 5 | 0 | 2021 | 9999 |  |  | N | Solar | [13 empty] | 0 | 0 | 0 | 0
Sangerfield Solar CSG | 64372_G_SNGFD | 64372 | G | SNGFD |  | Solar PV |  | NY_Z_C&E | New York | 36 | Oneida | 65 | 36065 | 5 | 0 | 2021 | 9999 |  |  | N | Solar | [13 empty] | 0 | 0 | 0 | 0
Clay Solar CSG | 64373_G_CLAY1 | 64373 | G | CLAY1 |  | Solar PV |  | NY_Z_C&E | New York | 36 | Onondaga | 67 | 36067 | 5 | 0 | 2021 | 9999 |  |  | N | Solar | [13 empty] | 0 | 0 | 0 | 0
Norwich Solar and Energy Storage CSG | 64374_G_NRWCB | 64374 | G | NRWCB |  | Energy Storage |  | NY_Z_C&E | New York | 36 | Chenango | 17 | 36017 | 5 | 0 | 2021 | 9999 |  |  | N | Energy Storage | [13 empty] | 0 | 0 | 0 | 0
Norwich Solar and Energy Storage CSG | 64374_G_NRWCH | 64374 | G | NRWCH |  | Solar PV |  | NY_Z_C&E | New York | 36 | Chenango | 17 | 36017 | 5 | 0 | 2021 | 9999 |  |  | N | Solar | [13 empty] | 0 | 0 | 0 | 0
Decorah Battery | 64375_G_BESS1 | 64375 | G | BESS1 |  | Energy Storage |  | MIS_IA | Iowa | 19 | Winneshiek | 191 | 19191 | 2.5 | 0 | 2021 | 9999 |  |  | N | Energy Storage | [13 empty] | 0 | 0 | 0 | 0
Tranquillity ID | 64376_G_TRANQ | 64376 | G | TRANQ |  | Solar PV |  | WEC_CALN | California | 6 | Fresno | 19 | 06019 | 1.3 | 0 | 2018 | 9999 |  |  | N | Solar | [13 empty] | 0 | 0 | 0 | 0
Milligan 1 Wind Farm | 64377_G_SG275 | 64377 | G | SG275 |  | Onshore Wind |  | SPP_NEBR | Nebraska | 31 | Saline | 151 | 31151 | 99 | 0 | 2020 | 9999 |  |  | N | Wind | [13 empty] | 0 | 0 | 0 | 0
Milligan 1 Wind Farm | 64377_G_SG4.5 | 64377 | G | SG4.5 |  | Onshore Wind |  | SPP_NEBR | Nebraska | 31 | Saline | 151 | 31151 | 135 | 0 | 2021 | 9999 |  |  | N | Wind | [13 empty] | 0 | 0 | 0 | 0
Milligan 1 Wind Farm | 64377_G_V110 | 64377 | G | V110 |  | Onshore Wind |  | SPP_NEBR | Nebraska | 31 | Saline | 151 | 31151 | 66 | 0 | 2020 | 9999 |  |  | N | Wind | [13 empty] | 0 | 0 | 0 | 0
Signature Breads Chelsea | 64378_G_EG1 | 64378 | G | EG1 |  | Combustion Turbine | IC Engine | NENGREST | Massachusetts | 25 | Suffolk | 25 | 25025 | 1.5 | 9905 | 2019 | 9999 |  |  | N | Distillate Fuel Oil | [13 empty] | 0.011 | 0.011 | 0.011 | 0.011
Ridgecrest | 64379_G_467 | 64379 | G | 467 |  | Solar PV |  | PJM_SMAC | District of Columbia | 11 | District of Columbia | 1 | 11001 | 1.7 | 0 | 2021 | 9999 |  |  | N | Solar | [13 empty] | 0 | 0 | 0 | 0
Cascades | 64380_G_464 | 64380 | G | 464 |  | Solar PV |  | PJM_EMAC | New Jersey | 34 | Middlesex | 23 | 34023 | 2 | 0 | 2021 | 9999 |  |  | N | Solar | [13 empty] | 0 | 0 | 0 | 0
Glacier Sands Wind Power, LLC | 64381_G_GS001 | 64381 | G | GS001 |  | Onshore Wind |  | MIS_IL | Illinois | 17 | Mason | 125 | 17125 | 185 | 0 | 2021 | 9999 |  |  | N | Wind | [13 empty] | 0 | 0 | 0 | 0
IXYS - Beverly | 64382_G_EG1 | 64382 | G | EG1 |  | Combustion Turbine | IC Engine | NENGREST | Massachusetts | 25 | Essex | 9 | 25009 | 0.6 | 9905 | 1997 | 9999 |  |  | N | Distillate Fuel Oil | [13 empty] | 0.011 | 0.011 | 0.011 | 0.011
IXYS - Beverly | 64382_G_NG1 | 64382 | G | NG1 |  | Combustion Turbine | IC Engine | NENGREST | Massachusetts | 25 | Essex | 9 | 25009 | 0.7 | 9905 | 2019 | 9999 |  |  | N | Natural Gas | [13 empty] | 0.011 | 0.011 | 0.011 | 0.011
IXYS - Beverly | 64382_G_NG2 | 64382 | G | NG2 |  | Combustion Turbine | IC Engine | NENGREST | Massachusetts | 25 | Essex | 9 | 25009 | 0.7 | 9905 | 2019 | 9999 |  |  | N | Natural Gas | [13 empty] | 0.011 | 0.011 | 0.011 | 0.011
IXYS - Beverly | 64382_G_NG3 | 64382 | G | NG3 |  | Combustion Turbine | IC Engine | NENGREST | Massachusetts | 25 | Essex | 9 | 25009 | 0.7 | 9905 | 2019 | 9999 |  |  | N | Natural Gas | [13 empty] | 0.011 | 0.011 | 0.011 | 0.011
Braes Bayou Plant | 64383_G_CTG-1 | 64383 | G | CTG-1 |  | Combustion Turbine |  | ERC_REST | Texas | 48 | Fort Bend | 157 | 48157 | 44.5 | 9905 | 2022 | 9999 |  |  | N | Natural Gas | [13 empty] | 0.011 | 0.011 | 0.011 | 0.011
Braes Bayou Plant | 64383_G_CTG-2 | 64383 | G | CTG-2 |  | Combustion Turbine |  | ERC_REST | Texas | 48 | Fort Bend | 157 | 48157 | 44.5 | 9905 | 2022 | 9999 |  |  | N | Natural Gas | [13 empty] | 0.011 | 0.011 | 0.011 | 0.011
Braes Bayou Plant | 64383_G_CTG-3 | 64383 | G | CTG-3 |  | Combustion Turbine |  | ERC_REST | Texas | 48 | Fort Bend | 157 | 48157 | 44.5 | 9905 | 2022 | 9999 |  |  | N | Natural Gas | [13 empty] | 0.011 | 0.011 | 0.011 | 0.011
Braes Bayou Plant | 64383_G_CTG-4 | 64383 | G | CTG-4 |  | Combustion Turbine |  | ERC_REST | Texas | 48 | Fort Bend | 157 | 48157 | 44.5 | 9905 | 2022 | 9999 |  |  | N | Natural Gas | [13 empty] | 0.011 | 0.011 | 0.011 | 0.011
Braes Bayou Plant | 64383_G_CTG-5 | 64383 | G | CTG-5 |  | Combustion Turbine |  | ERC_REST | Texas | 48 | Fort Bend | 157 | 48157 | 44.5 | 9905 | 2022 | 9999 |  |  | N | Natural Gas | [13 empty] | 0.011 | 0.011 | 0.011 | 0.011
Braes Bayou Plant | 64383_G_CTG-6 | 64383 | G | CTG-6 |  | Combustion Turbine |  | ERC_REST | Texas | 48 | Fort Bend | 157 | 48157 | 44.5 | 9905 | 2022 | 9999 |  |  | N | Natural Gas | [13 empty] | 0.011 | 0.011 | 0.011 | 0.011
Amazon TUS2 | 64384_G_ATUS2 | 64384 | G | ATUS2 |  | Solar PV |  | WECC_AZ | Arizona | 4 | Pima | 19 | 04019 | 2.6 | 0 | 2021 | 9999 |  |  | N | Solar | [13 empty] | 0 | 0 | 0 | 0
Gliden (Op Zone) | 64385_G_304 | 64385 | G | 304 |  | Solar PV |  | PJM_Dom | North Carolina | 37 | Chowan | 41 | 37041 | 5 | 0 | 2020 | 9999 |  |  | N | Solar | [13 empty] | 0 | 0 | 0 | 0
Gilcrest V CSG | 64386_G_GLCRV | 64386 | G | GLCRV |  | Solar PV |  | WECC_CO | Colorado | 8 | Weld | 123 | 08123 | 4.8 | 0 | 2021 | 9999 |  |  | N | Solar | [13 empty] | 0 | 0 | 0 | 0
Quinebaug Solar | 64387_G_QBS | 64387 | G | QBS |  | Solar PV |  | NENG_CT | Connecticut | 9 | Windham | 15 | 09015 | 49.4 | 0 | 2021 | 9999 |  |  | N | Solar | [13 empty] | 0 | 0 | 0 | 0
TruStile Doors - Denver | 64388_G_TRUCO | 64388 | G | TRUCO |  | Solar PV |  | WECC_CO | Colorado | 8 | Adams | 1 | 08001 | 1.2 | 0 | 2021 | 9999 |  |  | N | Solar | [13 empty] | 0 | 0 | 0 | 0
Niagara Bottling - Seguin | 64389_G_NIAGS | 64389 | G | NIAGS |  | Solar PV |  | ERC_REST | Texas | 48 | Guadalupe | 187 | 48187 | 4.9 | 0 | 2021 | 9999 |  |  | N | Solar | [13 empty] | 0 | 0 | 0 | 0
Firestone Walker Brewery - Phase 1 | 64391_G_FWBP1 | 64391 | G | FWBP1 |  | Solar PV |  | WEC_CALN | California | 6 | San Luis Obispo | 79 | 06079 | 1.6 | 0 | 2020 | 9999 |  |  | N | Solar | [13 empty] | 0 | 0 | 0 | 0
Branch Solar Farm | 64392_G_CVS1 | 64392 | G | CVS1 |  | Solar PV |  | SPP_WEST | Arkansas | 5 | Franklin | 47 | 05047 | 5 | 0 | 2021 | 9999 |  |  | N | Solar | [13 empty] | 0 | 0 | 0 | 0
ZPD-PT Solar Project 2017-006 LLC Hybrid | 64395_G_DRAES | 64395 | G | DRAES |  | Energy Storage |  | NENGREST | Massachusetts | 25 | Worcester | 27 | 25027 | 2 | 0 | 2021 | 9999 |  |  | N | Energy Storage | [13 empty] | 0 | 0 | 0 | 0
ZPD-PT Solar Project 2017-006 LLC Hybrid | 64395_G_DRAPV | 64395 | G | DRAPV |  | Solar PV |  | NENGREST | Massachusetts | 25 | Worcester | 27 | 25027 | 4 | 0 | 2021 | 9999 |  |  | N | Solar | [13 empty] | 0 | 0 | 0 | 0
EMWD - Perris Valley RWRF | 64396_G_EMSJN | 64396 | G | EMSJN |  | Solar PV |  | WECC_SCE | California | 6 | Riverside | 65 | 06065 | 3.4 | 0 | 2021 | 9999 |  |  | N | Solar | [13 empty] | 0 | 0 | 0 | 0
EMWD - San Jacinto RWRF NEM | 64397_G_EMSJN | 64397 | G | EMSJN |  | Solar PV |  | WECC_SCE | California | 6 | Riverside | 65 | 06065 | 1.3 | 0 | 2021 | 9999 |  |  | N | Solar | [13 empty] | 0 | 0 | 0 | 0
EMWD - Sun City RWRF | 64398_G_EMSUN | 64398 | G | EMSUN |  | Solar PV |  | WECC_SCE | California | 6 | Riverside | 65 | 06065 | 1.6 | 0 | 2021 | 9999 |  |  | N | Solar | [13 empty] | 0 | 0 | 0 | 0
EMWD - San Jacinto RES BCT | 64399_G_EMRES | 64399 | G | EMRES |  | Solar PV |  | WECC_SCE | California | 6 | Riverside | 65 | 06065 | 4.2 | 0 | 2021 | 9999 |  |  | N | Solar | [13 empty] | 0 | 0 | 0 | 0
CSU San Jose State University | 64401_G_CSUSJ | 64401 | G | CSUSJ |  | Solar PV |  | WEC_CALN | California | 6 | Santa Clara | 85 | 06085 | 1.7 | 0 | 2021 | 9999 |  |  | N | Solar | [13 empty] | 0 | 0 | 0 | 0
El Dorado County | 64402_G_ELDCO | 64402 | G | ELDCO |  | Solar PV |  | WEC_CALN | California | 6 | El Dorado | 17 | 06017 | 1.5 | 0 | 2021 | 9999 |  |  | N | Solar | [13 empty] | 0 | 0 | 0 | 0
California State Univ at Channel Islands | 64403_G_CSUCI | 64403 | G | CSUCI |  | Solar PV |  | WECC_SCE | California | 6 | Ventura | 111 | 06111 | 3.7 | 0 | 2021 | 9999 |  |  | N | Solar | [13 empty] | 0 | 0 | 0 | 0
Mesa Carport PV | 64404_G_CPTPV | 64404 | G | CPTPV |  | Solar PV |  | WECC_AZ | Arizona | 4 | Maricopa | 13 | 04013 | 3.6 | 0 | 2020 | 9999 |  |  | N | Solar | [13 empty] | 0 | 0 | 0 | 0
Mesa Carport PV | 64404_G_GFTPV | 64404 | G | GFTPV |  | Solar PV |  | WECC_AZ | Arizona | 4 | Maricopa | 13 | 04013 | 1 | 0 | 2020 | 9999 |  |  | N | Solar | [13 empty] | 0 | 0 | 0 | 0
EMWD - Moreno Valley RWRF | 64406_G_EMMOR | 64406 | G | EMMOR |  | Solar PV |  | WECC_SCE | California | 6 | Riverside | 65 | 06065 | 2.4 | 0 | 2021 | 9999 |  |  | N | Solar | [13 empty] | 0 | 0 | 0 | 0
Flat Ridge 3 | 64407_G_FRW3 | 64407 | G | FRW3 |  | Onshore Wind |  | SPP_N | Kansas | 20 | Kingman | 95 | 20095 | 128 | 0 | 2021 | 9999 |  |  | N | Wind | [13 empty] | 0 | 0 | 0 | 0
Georges River Energy | 64408_G_WEG | 64408 | G | WEG |  | Biomass |  | NENG_ME | Maine | 23 | Waldo | 27 | 23027 | 8.5 | 13500 | 2020 | 9999 |  |  | N | Biomass | [13 empty] | 0.02 | 0.02 | 0.02 | 0.02
Anderson (SC) | 64409_G_ANDER | 64409 | G | ANDER |  | Solar PV |  | S_VACA | South Carolina | 45 | Anderson | 7 | 45007 | 2 | 0 | 2021 | 9999 |  |  | N | Solar | [13 empty] | 0 | 0 | 0 | 0
Briarwood | 64410_G_BRIAR | 64410 | G | BRIAR |  | Solar PV |  | S_VACA | South Carolina | 45 | Greenwood | 47 | 45047 | 2 | 0 | 2020 | 9999 |  |  | N | Solar | [13 empty] | 0 | 0 | 0 | 0
Delanco | 64411_G_DELAN | 64411 | G | DELAN |  | Solar PV |  | PJM_EMAC | New Jersey | 34 | Burlington | 5 | 34005 | 2.4 | 0 | 2021 | 9999 |  |  | N | Solar | [13 empty] | 0 | 0 | 0 | 0
Gold Mine | 64412_G_GMINE | 64412 | G | GMINE |  | Solar PV |  | S_VACA | South Carolina | 45 | Greenwood | 47 | 45047 | 1.5 | 0 | 2020 | 9999 |  |  | N | Solar | [13 empty] | 0 | 0 | 0 | 0
Schull CSG | 64413_G_SCHUL | 64413 | G | SCHUL |  | Solar PV |  | MIS_MNWI | Minnesota | 27 | Blue Earth | 13 | 27013 | 0.4 | 0 | 2021 | 9999 |  |  | N | Solar | [13 empty] | 0 | 0 | 0 | 0
Pontiac | 64414_G_PONTC | 64414 | G | PONTC |  | Solar PV |  | PJM_COMD | Illinois | 17 | Livingston | 105 | 17105 | 2 | 0 | 2021 | 9999 |  |  | N | Solar | [13 empty] | 0 | 0 | 0 | 0
Rockford CSG | 64415_G_ROCKF | 64415 | G | ROCKF |  | Solar PV |  | PJM_COMD | Illinois | 17 | Winnebago | 201 | 17201 | 2 | 0 | 2021 | 9999 |  |  | N | Solar | [13 empty] | 0 | 0 | 0 | 0
Sandoval | 64416_G_SANDL | 64416 | G | SANDL |  | Solar PV |  | MIS_IL | Illinois | 17 | Clinton | 27 | 17027 | 2 | 0 | 2021 | 9999 |  |  | N | Solar | [13 empty] | 0 | 0 | 0 | 0
Wilbraham | 64417_G_WILBR | 64417 | G | WILBR |  | Solar PV |  | NENGREST | Massachusetts | 25 | Hampden | 13 | 25013 | 4 | 0 | 2020 | 9999 |  |  | N | Solar | [13 empty] | 0 | 0 | 0 | 0
Big Bear | 64418_G_BB000 | 64418 | G | BB000 |  | Solar PV |  | WEC_LADW | California | 6 | Los Angeles | 37 | 06037 | 5.5 | 0 | 2020 | 9999 |  |  | N | Solar | [13 empty] | 0 | 0 | 0 | 0
Elm Street | 64419_G_ELM | 64419 | G | ELM |  | Solar PV |  | NENGREST | Massachusetts | 25 | Bristol | 5 | 25005 | 2.8 | 0 | 2020 | 9999 |  |  | N | Solar | [13 empty] | 0 | 0 | 0 | 0
Scribner Diesel Generation Facility | 64420_G_1 | 64420 | G | 1 |  | Combustion Turbine | IC Engine | SPP_NEBR | Nebraska | 31 | Dodge | 53 | 31053 | 2 | 9905 | 2020 | 9999 |  |  | N | Distillate Fuel Oil | [13 empty] | 0.011 | 0.011 | 0.011 | 0.011
Scribner Diesel Generation Facility | 64420_G_2 | 64420 | G | 2 |  | Combustion Turbine | IC Engine | SPP_NEBR | Nebraska | 31 | Dodge | 53 | 31053 | 2 | 9905 | 2020 | 9999 |  |  | N | Distillate Fuel Oil | [13 empty] | 0.011 | 0.011 | 0.011 | 0.011
Sunvestment Energy Group NY 63 LLC | 64421_G_DEWIT | 64421 | G | DEWIT |  | Solar PV |  | NY_Z_C&E | New York | 36 | Onondaga | 67 | 36067 | 2 | 0 | 2020 | 9999 |  |  | N | Solar | [13 empty] | 0 | 0 | 0 | 0
GSPP Onyx New Brunswick LLC | 64422_G_NBOE1 | 64422 | G | NBOE1 |  | Solar PV |  | PJM_EMAC | New Jersey | 34 | Middlesex | 23 | 34023 | 0.3 | 0 | 2019 | 9999 |  |  | N | Solar | [13 empty] | 0 | 0 | 0 | 0
GSPP Onyx New Brunswick LLC | 64422_G_NBOE2 | 64422 | G | NBOE2 |  | Solar PV |  | PJM_EMAC | New Jersey | 34 | Middlesex | 23 | 34023 | 0.4 | 0 | 2019 | 9999 |  |  | N | Solar | [13 empty] | 0 | 0 | 0 | 0
GSPP Onyx New Brunswick LLC | 64422_G_NBOE3 | 64422 | G | NBOE3 |  | Solar PV |  | PJM_EMAC | New Jersey | 34 | Middlesex | 23 | 34023 | 0.3 | 0 | 2019 | 9999 |  |  | N | Solar | [13 empty] | 0 | 0 | 0 | 0
GSPP Onyx New Brunswick LLC | 64422_G_NBOE4 | 64422 | G | NBOE4 |  | Solar PV |  | PJM_EMAC | New Jersey | 34 | Middlesex | 23 | 34023 | 0.1 | 0 | 2019 | 9999 |  |  | N | Solar | [13 empty] | 0 | 0 | 0 | 0
TX7 Flat Top | 64423_G_TX7 | 64423 | G | TX7 |  | Energy Storage |  | ERC_WEST | Texas | 48 | Reeves | 389 | 48389 | 9.9 | 0 | 2020 | 9999 |  |  | N | Energy Storage | [13 empty] | 0 | 0 | 0 | 0
TX8 Worsham | 64424_G_TX8 | 64424 | G | TX8 |  | Energy Storage |  | ERC_WEST | Texas | 48 | Pecos | 371 | 48371 | 9.9 | 0 | 2020 | 9999 |  |  | N | Energy Storage | [13 empty] | 0 | 0 | 0 | 0
TX2 Port Lavaca | 64425_G_TX2 | 64425 | G | TX2 |  | Energy Storage |  | ERC_REST | Texas | 48 | Calhoun | 57 | 48057 | 9.9 | 0 | 2020 | 9999 |  |  | N | Energy Storage | [13 empty] | 0 | 0 | 0 | 0
Wilmot Energy Center LLC | 64426_G_WIL | 64426 | G | WIL |  | Solar PV |  | WECC_AZ | Arizona | 4 | Pima | 19 | 04019 | 130 | 0 | 2021 | 9999 |  |  | N | Solar | [13 empty] | 0 | 0 | 0 | 0
Wilmot Energy Center LLC | 64426_G_WILBA | 64426 | G | WILBA |  | Energy Storage |  | WECC_AZ | Arizona | 4 | Pima | 19 | 04019 | 30 | 0 | 2021 | 9999 |  |  | N | Energy Storage | [13 empty] | 0 | 0 | 0 | 0
JVR Energy Park LLC | 64428_G_JVR1A | 64428 | G | JVR1A |  | Solar PV |  | WEC_SDGE | California | 6 | San Diego | 73 | 06073 | 90 | 0 | 2022 | 9999 |  |  | N | Solar | [13 empty] | 0 | 0 | 0 | 0
JVR Energy Park LLC | 64428_G_JVR1B | 64428 | G | JVR1B |  | Energy Storage |  | WEC_SDGE | California | 6 | San Diego | 73 | 06073 | 70 | 0 | 2022 | 9999 |  |  | N | Energy Storage | [13 empty] | 0 | 0 | 0 | 0
Amazon - Stockton - Roof (SCK1) - (CA) | 64429_G_19001 | 64429 | G | 19001 |  | Solar PV |  | WEC_CALN | California | 6 | San Joaquin | 77 | 06077 | 2.6 | 0 | 2022 | 9999 |  |  | N | Solar | [13 empty] | 0 | 0 | 0 | 0
American Beech Solar LLC | 64430_G_KOV4A | 64430 | G | KOV4A |  | Solar PV |  | PJM_Dom | North Carolina | 37 | Halifax | 83 | 37083 | 110 | 0 | 2024 | 9999 |  |  | N | Solar | [13 empty] | 0 | 0 | 0 | 0
Point Beach Solar | 64431_G_PBS | 64431 | G | PBS |  | Solar PV |  | MIS_WUMS | Wisconsin | 55 | Manitowoc | 71 | 55071 | 100 | 0 | 2021 | 9999 |  |  | N | Solar | [13 empty] | 0 | 0 | 0 | 0
Breckenridge Solar | 64432_G_BBA | 64432 | G | BBA |  | Energy Storage |  | NENGREST | Massachusetts | 25 | Hampden | 13 | 25013 | 2.2 | 0 | 2020 | 9999 |  |  | N | Energy Storage | [13 empty] | 0 | 0 | 0 | 0
Breckenridge Solar | 64432_G_BKS | 64432 | G | BKS |  | Solar PV |  | NENGREST | Massachusetts | 25 | Hampden | 13 | 25013 | 5 | 0 | 2020 | 9999 |  |  | N | Solar | [13 empty] | 0 | 0 | 0 | 0
Black Rock Wind | 64433_G_BRW | 64433 | G | BRW |  | Onshore Wind |  | PJM_AP | West Virginia | 54 | Mineral | 57 | 54057 | 115 | 0 | 2021 | 9999 |  |  | N | Wind | [13 empty] | 0 | 0 | 0 | 0
Rounseville Solar | 64434_G_ROU | 64434 | G | ROU |  | Solar PV |  | NENGREST | Massachusetts | 25 | Plymouth | 23 | 25023 | 2.7 | 0 | 2020 | 9999 |  |  | N | Solar | [13 empty] | 0 | 0 | 0 | 0
Town of Ware - Canadian Tree | 64435_G_TOW | 64435 | G | TOW |  | Solar PV |  | NENGREST | Massachusetts | 25 | Hampshire | 15 | 25015 | 1.4 | 0 | 2021 | 9999 |  |  | N | Solar | [13 empty] | 0 | 0 | 0 | 0
Wilmarth Solar | 64436_G_WIL | 64436 | G | WIL |  | Solar PV |  | NENGREST | Massachusetts | 25 | Norfolk | 21 | 25021 | 5 | 0 | 2020 | 9999 |  |  | N | Solar | [13 empty] | 0 | 0 | 0 | 0
Wilmarth Solar | 64436_G_WILB | 64436 | G | WILB |  | Energy Storage |  | NENGREST | Massachusetts | 25 | Norfolk | 21 | 25021 | 2.3 | 0 | 2020 | 9999 |  |  | N | Energy Storage | [13 empty] | 0 | 0 | 0 | 0
Dresser Hill CSG | 64437_G_DRH | 64437 | G | DRH |  | Solar PV |  | NENGREST | Massachusetts | 25 | Worcester | 27 | 25027 | 3.7 | 0 | 2021 | 9999 |  |  | N | Solar | [13 empty] | 0 | 0 | 0 | 0
Vallecitos Water District | 64438_G_VALLE | 64438 | G | VALLE |  | Solar PV |  | WEC_SDGE | California | 6 | San Diego | 73 | 06073 | 1.4 | 0 | 2021 | 9999 |  |  | N | Solar | [13 empty] | 0 | 0 | 0 | 0
Pine Road Solar, LLC CSG | 64439_G_PINE | 64439 | G | PINE |  | Solar PV |  | PJM_COMD | Illinois | 17 | DeKalb | 37 | 17037 | 2 | 0 | 2021 | 9999 |  |  | N | Solar | [13 empty] | 0 | 0 | 0 | 0
White Plains Hospital Medical Center | 64440_G_EGEN3 | 64440 | G | EGEN3 |  | Combustion Turbine | IC Engine | NY_Z_G-I | New York | 36 | Westchester | 119 | 36119 | 1.2 | 9905 | 2017 | 9999 |  |  | N | Distillate Fuel Oil | [13 empty] | 0.011 | 0.011 | 0.011 | 0.011
White Plains Hospital Medical Center | 64440_G_ENGN1 | 64440 | G | ENGN1 |  | Combustion Turbine | IC Engine | NY_Z_G-I | New York | 36 | Westchester | 119 | 36119 | 0.3 | 9905 | 2002 | 9999 |  |  | N | Distillate Fuel Oil | [13 empty] | 0.011 | 0.011 | 0.011 | 0.011
White Plains Hospital Medical Center | 64440_G_ENGN2 | 64440 | G | ENGN2 |  | Combustion Turbine | IC Engine | NY_Z_G-I | New York | 36 | Westchester | 119 | 36119 | 0.5 | 9905 | 2010 | 9999 |  |  | N | Distillate Fuel Oil | [13 empty] | 0.011 | 0.011 | 0.011 | 0.011
White Plains Hospital Medical Center | 64440_G_ENGN4 | 64440 | G | ENGN4 |  | Combustion Turbine | IC Engine | NY_Z_G-I | New York | 36 | Westchester | 119 | 36119 | 0.8 | 9905 | 1996 | 9999 |  |  | N | Distillate Fuel Oil | [13 empty] | 0.011 | 0.011 | 0.011 | 0.011
White Plains Hospital Medical Center | 64440_G_ENGN5 | 64440 | G | ENGN5 |  | Combustion Turbine | IC Engine | NY_Z_G-I | New York | 36 | Westchester | 119 | 36119 | 0.4 | 9905 | 2015 | 9999 |  |  | N | Distillate Fuel Oil | [13 empty] | 0.011 | 0.011 | 0.011 | 0.011
Valencia 3 | 64441_G_266 | 64441 | G | 266 |  | Solar PV |  | WECC_IID | California | 6 | Imperial | 25 | 06025 | 3 | 0 | 2021 | 9999 |  |  | N | Solar | [13 empty] | 0 | 0 | 0 | 0
Mt Pleasant Community Center | 64442_G_MPES | 64442 | G | MPES |  | Energy Storage |  | NY_Z_G-I | New York | 36 | Westchester | 119 | 36119 | 0.7 | 0 | 2021 | 9999 |  |  | N | Energy Storage | [13 empty] | 0 | 0 | 0 | 0
Mt Pleasant Community Center | 64442_G_MPPV | 64442 | G | MPPV |  | Solar PV |  | NY_Z_G-I | New York | 36 | Westchester | 119 | 36119 | 0.5 | 0 | 2021 | 9999 |  |  | N | Solar | [13 empty] | 0 | 0 | 0 | 0
City of Paris Solar | 64444_G_PARIS | 64444 | G | PARIS |  | Solar PV |  | SPP_WEST | Arkansas | 5 | Logan | 83 | 05083 | 1.5 | 0 | 2020 | 9999 |  |  | N | Solar | [13 empty] | 0 | 0 | 0 | 0
County of Dutchess, NY (Airport) | 64445_G_PV1 | 64445 | G | PV1 |  | Solar PV |  | NY_Z_G-I | New York | 36 | Dutchess | 27 | 36027 | 1.8 | 0 | 2020 | 9999 |  |  | N | Solar | [13 empty] | 0 | 0 | 0 | 0
Arlington Microgrid | 64446_G_AMGB | 64446 | G | AMGB |  | Energy Storage |  | WECC_PNW | Washington | 53 | Snohomish | 61 | 53061 | 1 | 0 | 2021 | 9999 |  |  | N | Energy Storage | [13 empty] | 0 | 0 | 0 | 0
Arlington Microgrid | 64446_G_AMGPV | 64446 | G | AMGPV |  | Solar PV |  | WECC_PNW | Washington | 53 | Snohomish | 61 | 53061 | 0.5 | 0 | 2019 | 9999 |  |  | N | Solar | [13 empty] | 0 | 0 | 0 | 0
Brazoria West | 64447_G_GEN1 | 64447 | G | GEN1 |  | Solar PV |  | ERC_REST | Texas | 48 | Brazoria | 39 | 48039 | 200 | 0 | 2022 | 9999 |  |  | N | Solar | [13 empty] | 0 | 0 | 0 | 0
Grissom Solar, LLC | 64450_G_GSF01 | 64450 | G | GSF01 |  | Solar PV |  | PJM_Dom | North Carolina | 37 | Halifax | 83 | 37083 | 5 | 0 | 2021 | 9999 |  |  | N | Solar | [13 empty] | 0 | 0 | 0 | 0
Grissom Solar, LLC | 64450_G_GSF02 | 64450 | G | GSF02 |  | Energy Storage |  | PJM_Dom | North Carolina | 37 | Halifax | 83 | 37083 | 10 | 0 | 2021 | 9999 |  |  | N | Energy Storage | [13 empty] | 0 | 0 | 0 | 0
Rosemond Solar Community Solar | 64451_G_1583 | 64451 | G | 1583 |  | Solar PV |  | NY_Z_G-I | New York | 36 | Sullivan | 105 | 36105 | 2 | 0 | 2021 | 9999 |  |  | N | Solar | [13 empty] | 0 | 0 | 0 | 0
Volney II | 64453_G_VOLES | 64453 | G | VOLES |  | Energy Storage |  | NY_Z_C&E | New York | 36 | Oswego | 75 | 36075 | 1.5 | 0 | 2021 | 9999 |  |  | N | Energy Storage | [13 empty] | 0 | 0 | 0 | 0
Volney II | 64453_G_VOLNE | 64453 | G | VOLNE |  | Solar PV |  | NY_Z_C&E | New York | 36 | Oswego | 75 | 36075 | 1.5 | 0 | 2021 | 9999 |  |  | N | Solar | [13 empty] | 0 | 0 | 0 | 0
Merrimack Solar Farm, LLC | 64454_G_PV1 | 64454 | G | PV1 |  | Solar PV |  | NENGREST | New Hampshire | 33 | Hillsborough | 11 | 33011 | 2.4 | 0 | 2019 | 9999 |  |  | N | Solar | [13 empty] | 0 | 0 | 0 | 0
13 Mile Solar, LLC | 64456_G_FAC13 | 64456 | G | FAC13 |  | Solar PV |  | MIS_LMI | Michigan | 26 | Calhoun | 25 | 26025 | 2 | 0 | 2020 | 9999 |  |  | N | Solar | [13 empty] | 0 | 0 | 0 | 0
Captain Solar, LLC | 64457_G_FACCA | 64457 | G | FACCA |  | Solar PV |  | MIS_LMI | Michigan | 26 | Genesee | 49 | 26049 | 2 | 0 | 2020 | 9999 |  |  | N | Solar | [13 empty] | 0 | 0 | 0 | 0
Coldwater Solar, LLC | 64458_G_FAACW | 64458 | G | FAACW |  | Solar PV |  | MIS_LMI | Michigan | 26 | Genesee | 49 | 26049 | 2 | 0 | 2020 | 9999 |  |  | N | Solar | [13 empty] | 0 | 0 | 0 | 0
Geddes 1 Solar, LLC | 64459_G_FACG1 | 64459 | G | FACG1 |  | Solar PV |  | MIS_LMI | Michigan | 26 | Saginaw | 145 | 26145 | 2 | 0 | 2020 | 9999 |  |  | N | Solar | [13 empty] | 0 | 0 | 0 | 0
Jack Francis Solar, LLC | 64460_G_FACJF | 64460 | G | FACJF |  | Solar PV |  | MIS_LMI | Michigan | 26 | Genesee | 49 | 26049 | 2 | 0 | 2020 | 9999 |  |  | N | Solar | [13 empty] | 0 | 0 | 0 | 0
May Shannon Solar, LLC | 64461_G_FACMS | 64461 | G | FACMS |  | Solar PV |  | MIS_LMI | Michigan | 26 | Genesee | 49 | 26049 | 2 | 0 | 2020 | 9999 |  |  | N | Solar | [13 empty] | 0 | 0 | 0 | 0
Stoneheart Solar, LLC | 64462_G_FACSH | 64462 | G | FACSH |  | Solar PV |  | MIS_LMI | Michigan | 26 | Saginaw | 145 | 26145 | 2 | 0 | 2020 | 9999 |  |  | N | Solar | [13 empty] | 0 | 0 | 0 | 0
Workman Road Solar Farm, LLC | 64463_G_FACWR | 64463 | G | FACWR |  | Solar PV |  | MIS_LMI | Michigan | 26 | Missaukee | 113 | 26113 | 2 | 0 | 2020 | 9999 |  |  | N | Solar | [13 empty] | 0 | 0 | 0 | 0
Clendenin A Community Solar, LLC CSG | 64464_G_CLEN | 64464 | G | CLEN |  | Solar PV |  | MIS_IL | Illinois | 17 | Williamson | 199 | 17199 | 2 | 0 | 2021 | 9999 |  |  | N | Solar | [13 empty] | 0 | 0 | 0 | 0
Kern A Community Solar, LLC CSG | 64465_G_KERN | 64465 | G | KERN |  | Solar PV |  | MIS_IL | Illinois | 17 | Franklin | 55 | 17055 | 2 | 0 | 2021 | 9999 |  |  | N | Solar | [13 empty] | 0 | 0 | 0 | 0
Lukuc B Community Solar LLC CSG | 64466_G_LUKC | 64466 | G | LUKC |  | Solar PV |  | MIS_IL | Illinois | 17 | Williamson | 199 | 17199 | 2 | 0 | 2021 | 9999 |  |  | N | Solar | [13 empty] | 0 | 0 | 0 | 0
CSG Mt. Morris 2, LLC | 64467_G_MTMO | 64467 | G | MTMO |  | Solar PV |  | PJM_COMD | Illinois | 17 | Ogle | 141 | 17141 | 2 | 0 | 2021 | 9999 |  |  | N | Solar | [13 empty] | 0 | 0 | 0 | 0
Tower Road Solar, LLC CSG | 64468_G_BOIG | 64468 | G | BOIG |  | Solar PV |  | PJM_COMD | Illinois | 17 | Dekalb | 37 | 17037 | 2 | 0 | 2021 | 9999 |  |  | N | Solar | [13 empty] | 0 | 0 | 0 | 0
OE_ALD | 64469_G_OEALD | 64469 | G | OEALD |  | Solar PV |  | S_SOU | Alabama | 1 | Covington | 39 | 01039 | 80 | 0 | 2022 | 9999 |  |  | N | Solar | [13 empty] | 0 | 0 | 0 | 0
Interchange Solar, LLC | 64470_G_FACIC | 64470 | G | FACIC |  | Solar PV |  | MIS_LMI | Michigan | 26 | Genesee | 49 | 26049 | 2 | 0 | 2020 | 9999 |  |  | N | Solar | [13 empty] | 0 | 0 | 0 | 0
Byron Highway Solar | 64471_G_BYHWY | 64471 | G | BYHWY |  | Solar PV |  | WEC_CALN | California | 6 | Contra Costa | 13 | 06013 | 5 | 0 | 2021 | 9999 |  |  | N | Solar | [13 empty] | 0 | 0 | 0 | 0
Berry Road Solar | 64472_G_BERRY | 64472 | G | BERRY |  | Solar PV |  | S_VACA | South Carolina | 45 | Greenville | 45 | 45045 | 2 | 0 | 2021 | 9999 |  |  | N | Solar | [13 empty] | 0 | 0 | 0 | 0
Norman Solar | 64473_G_NORMN | 64473 | G | NORMN |  | Solar PV |  | SPP_WEST | Oklahoma | 40 | Cleveland | 27 | 40027 | 5 | 0 | 2021 | 9999 |  |  | N | Solar | [13 empty] | 0 | 0 | 0 | 0
Swansboro Solar, LLC | 64476_G_1102 | 64476 | G | 1102 |  | Solar PV |  | S_VACA | North Carolina | 37 | Onslow | 133 | 37133 | 4.9 | 0 | 2021 | 9999 |  |  | N | Solar | [13 empty] | 0 | 0 | 0 | 0
Suncaster, LLC | 64477_G_1 | 64477 | G | 1 |  | Solar PV |  | S_VACA | North Carolina | 37 | Wayne | 191 | 37191 | 2.4 | 0 | 2021 | 9999 |  |  | N | Solar | [13 empty] | 0 | 0 | 0 | 0
1034 Catherine Lake Solar, LLC | 64478_G_1034 | 64478 | G | 1034 |  | Solar PV |  | S_VACA | North Carolina | 37 | Onslow | 133 | 37133 | 4.9 | 0 | 2021 | 9999 |  |  | N | Solar | [13 empty] | 0 | 0 | 0 | 0
Novel Handeland Solar LLC | 64479_G_HNDLD | 64479 | G | HNDLD |  | Solar PV |  | MIS_MNWI | Minnesota | 27 | Yellow Medicine | 173 | 27173 | 1 | 0 | 2022 | 9999 |  |  | N | Solar | [13 empty] | 0 | 0 | 0 | 0
Rice Two Solar CSG | 64480_G_TC3 | 64480 | G | TC3 |  | Solar PV |  | MIS_MNWI | Minnesota | 27 | Rice | 131 | 27131 | 0.8 | 0 | 2021 | 9999 |  |  | N | Solar | [13 empty] | 0 | 0 | 0 | 0
Arlington Energy Center II | 64481_G_AEC2 | 64481 | G | AEC2 |  | Solar PV |  | WECC_SCE | California | 6 | Riverside | 65 | 06065 | 133 | 0 | 2022 | 9999 |  |  | N | Solar | [13 empty] | 0 | 0 | 0 | 0
Arlington Energy Center II | 64481_G_AEC2B | 64481 | G | AEC2B |  | Energy Storage |  | WECC_SCE | California | 6 | Riverside | 65 | 06065 | 132 | 0 | 2022 | 9999 |  |  | N | Energy Storage | [13 empty] | 0 | 0 | 0 | 0
Novel Stavem Solar LLC CSG | 64482_G_STAVM | 64482 | G | STAVM |  | Solar PV |  | MIS_MNWI | Minnesota | 27 | Pope | 121 | 27121 | 1 | 0 | 2021 | 9999 |  |  | N | Solar | [13 empty] | 0 | 0 | 0 | 0
Novel Sunnyfield Farms Solar LLC CSG | 64483_G_SNYFD | 64483 | G | SNYFD |  | Solar PV |  | MIS_MNWI | Minnesota | 27 | Wabasha | 157 | 27157 | 1 | 0 | 2022 | 9999 |  |  | N | Solar | [13 empty] | 0 | 0 | 0 | 0
Novel Schroeder Solar LLC CSG | 64484_G_SCRDR | 64484 | G | SCRDR |  | Solar PV |  | MIS_MNWI | Minnesota | 27 | Renville | 129 | 27129 | 1 | 0 | 2022 | 9999 |  |  | N | Solar | [13 empty] | 0 | 0 | 0 | 0
Novel Caroline Solar, LLC CSG | 64485_G_CRLNE | 64485 | G | CRLNE |  | Solar PV |  | MIS_MNWI | Minnesota | 27 | Chisago | 25 | 27025 | 1 | 0 | 2022 | 9999 |  |  | N | Solar | [13 empty] | 0 | 0 | 0 | 0
Novel David Solar LLC CSG | 64486_G_DAVID | 64486 | G | DAVID |  | Solar PV |  | MIS_MNWI | Minnesota | 27 | Waseca | 161 | 27161 | 1 | 0 | 2022 | 9999 |  |  | N | Solar | [13 empty] | 0 | 0 | 0 | 0
Novel Huneke Solar LLC CSG | 64487_G_HNKE | 64487 | G | HNKE |  | Solar PV |  | MIS_MNWI | Minnesota | 27 | Goodhue | 49 | 27049 | 1 | 0 | 2021 | 9999 |  |  | N | Solar | [13 empty] | 0 | 0 | 0 | 0
Novel Denzer Solar LLC CSG | 64488_G_DNZR | 64488 | G | DNZR |  | Solar PV |  | MIS_MNWI | Minnesota | 27 | Winona | 169 | 27169 | 1 | 0 | 2022 | 9999 |  |  | N | Solar | [13 empty] | 0 | 0 | 0 | 0
Resurgence Solar | 64489_G_GEN1 | 64489 | G | GEN1 |  | Solar PV |  | WECC_SCE | California | 6 | San Bernardino | 71 | 06071 | 138 | 0 | 2022 | 9999 |  |  | N | Solar | [13 empty] | 0 | 0 | 0 | 0
Resurgence Solar | 64489_G_GEN2 | 64489 | G | GEN2 |  | Energy Storage |  | WECC_SCE | California | 6 | San Bernardino | 71 | 06071 | 115 | 0 | 2022 | 9999 |  |  | N | Energy Storage | [13 empty] | 0 | 0 | 0 | 0
Hendershot Solar, LLC | 64496_G_FACHE | 64496 | G | FACHE |  | Solar PV |  | MIS_LMI | Michigan | 26 | Lenawee | 91 | 26091 | 2 | 0 | 2021 | 9999 |  |  | N | Solar | [13 empty] | 0 | 0 | 0 | 0
Hazel Solar, LLC | 64497_G_FACHA | 64497 | G | FACHA |  | Solar PV |  | MIS_LMI | Michigan | 26 | Montcalm | 117 | 26117 | 2 | 0 | 2021 | 9999 |  |  | N | Solar | [13 empty] | 0 | 0 | 0 | 0
Geddes 2 Solar, LLC | 64498_G_FACG2 | 64498 | G | FACG2 |  | Solar PV |  | MIS_LMI | Michigan | 26 | Saginaw | 145 | 26145 | 2 | 0 | 2021 | 9999 |  |  | N | Solar | [13 empty] | 0 | 0 | 0 | 0
Bullhead Solar, LLC | 64499_G_FACBH | 64499 | G | FACBH |  | Solar PV |  | MIS_LMI | Michigan | 26 | Hillsdale | 59 | 26059 | 2 | 0 | 2021 | 9999 |  |  | N | Solar | [13 empty] | 0 | 0 | 0 | 0
Angola Solar, LLC | 64500_G_FACAN | 64500 | G | FACAN |  | Solar PV |  | MIS_LMI | Michigan | 26 | Branch | 23 | 26023 | 2 | 0 | 2021 | 9999 |  |  | N | Solar | [13 empty] | 0 | 0 | 0 | 0
7448 Candlewood Road | 64502_G_1 | 64502 | G | 1 |  | Solar PV |  | PJM_SMAC | Maryland | 24 | Anne Arundel | 3 | 24003 | 1.5 | 0 | 2020 | 9999 |  |  | N | Solar | [13 empty] | 0 | 0 | 0 | 0
Palmer Community Solar LLC CSG | 64503_G_PALM | 64503 | G | PALM |  | Solar PV |  | MIS_MNWI | Minnesota | 27 | Chisago | 25 | 27025 | 1 | 0 | 2021 | 9999 |  |  | N | Solar | [13 empty] | 0 | 0 | 0 | 0
Medin 2 Community Solar LLC CSG | 64504_G_MED2 | 64504 | G | MED2 |  | Solar PV |  | MIS_MNWI | Minnesota | 27 | Chisago | 25 | 27025 | 1 | 0 | 2021 | 9999 |  |  | N | Solar | [13 empty] | 0 | 0 | 0 | 0
Flathead Landfill to Gas Energy Facility | 64505_G_LFGE1 | 64505 | G | LFGE1 |  | Landfill Gas |  | WECC_MT | Montana | 30 | Flathead | 29 | 30029 | 1.6 | 8513 | 2009 | 9999 |  |  | N | Landfill Gas | [13 empty] | 0.09 | 0.09 | 0.09 | 0.09
Cokato CSG | 64506_G_COK | 64506 | G | COK |  | Solar PV |  | MIS_MNWI | Minnesota | 27 | Wright | 171 | 27171 | 4 | 0 | 2021 | 9999 |  |  | N | Solar | [13 empty] | 0 | 0 | 0 | 0
OETN1 | 64507_G_OEALD | 64507 | G | OEALD |  | Solar PV |  | S_C_TVA | Tennessee | 47 | Obion | 131 | 47131 | 100 | 0 | 2022 | 9999 |  |  | N | Solar | [13 empty] | 0 | 0 | 0 | 0
Hall Solar Energy Storage | 64508_G_BAT1 | 64508 | G | BAT1 |  | Energy Storage |  | S_VACA | North Carolina | 37 | Duplin | 61 | 37061 | 2.5 | 0 | 2021 | 9999 |  |  | N | Energy Storage | [13 empty] | 0 | 0 | 0 | 0
Hall Solar Energy Storage | 64508_G_SOL1 | 64508 | G | SOL1 |  | Solar PV |  | S_VACA | North Carolina | 37 | Duplin | 61 | 37061 | 2 | 0 | 2021 | 9999 |  |  | N | Solar | [13 empty] | 0 | 0 | 0 | 0
South River H4 Solar Energy Storage | 64509_G_BAT1 | 64509 | G | BAT1 |  | Energy Storage |  | S_VACA | North Carolina | 37 | Sampson | 163 | 37163 | 0.6 | 0 | 2022 | 9999 |  |  | N | Energy Storage | [13 empty] | 0 | 0 | 0 | 0
South River H4 Solar Energy Storage | 64509_G_SOL1 | 64509 | G | SOL1 |  | Solar PV |  | S_VACA | North Carolina | 37 | Sampson | 163 | 37163 | 0.5 | 0 | 2022 | 9999 |  |  | N | Solar | [13 empty] | 0 | 0 | 0 | 0
Arba Solar Energy Storage | 64510_G_BAT1 | 64510 | G | BAT1 |  | Energy Storage |  | S_VACA | North Carolina | 37 | Greene | 79 | 37079 | 5.1 | 0 | 2022 | 9999 |  |  | N | Energy Storage | [13 empty] | 0 | 0 | 0 | 0
Arba Solar Energy Storage | 64510_G_SOL1 | 64510 | G | SOL1 |  | Solar PV |  | S_VACA | North Carolina | 37 | Greene | 79 | 37079 | 5 | 0 | 2022 | 9999 |  |  | N | Solar | [13 empty] | 0 | 0 | 0 | 0
Rose Acre Solar Energy Storage | 64511_G_BAT1 | 64511 | G | BAT1 |  | Energy Storage |  | S_VACA | North Carolina | 37 | Hyde | 95 | 37095 | 2.5 | 0 | 2021 | 9999 |  |  | N | Energy Storage | [13 empty] | 0 | 0 | 0 | 0
Rose Acre Solar Energy Storage | 64511_G_SOL1 | 64511 | G | SOL1 |  | Solar PV |  | S_VACA | North Carolina | 37 | Hyde | 95 | 37095 | 2 | 0 | 2021 | 9999 |  |  | N | Solar | [13 empty] | 0 | 0 | 0 | 0
Hamlet Solar Energy Storage | 64512_G_BAT1 | 64512 | G | BAT1 |  | Energy Storage |  | S_VACA | North Carolina | 37 | Richmond | 153 | 37153 | 0.5 | 0 | 2022 | 9999 |  |  | N | Energy Storage | [13 empty] | 0 | 0 | 0 | 0
Hamlet Solar Energy Storage | 64512_G_SOL1 | 64512 | G | SOL1 |  | Solar PV |  | S_VACA | North Carolina | 37 | Richmond | 153 | 37153 | 0.5 | 0 | 2022 | 9999 |  |  | N | Solar | [13 empty] | 0 | 0 | 0 | 0
Wake RJ3 Solar Energy Storage | 64513_G_BAT1 | 64513 | G | BAT1 |  | Energy Storage |  | S_VACA | North Carolina | 37 | Wake | 183 | 37183 | 0.6 | 0 | 2022 | 9999 |  |  | N | Energy Storage | [13 empty] | 0 | 0 | 0 | 0
Wake RJ3 Solar Energy Storage | 64513_G_SOL1 | 64513 | G | SOL1 |  | Solar PV |  | S_VACA | North Carolina | 37 | Wake | 183 | 37183 | 0.5 | 0 | 2022 | 9999 |  |  | N | Solar | [13 empty] | 0 | 0 | 0 | 0
Ludie Brown Solar Energy Storage | 64514_G_BAT1 | 64514 | G | BAT1 |  | Energy Storage |  | S_VACA | North Carolina | 37 | Duplin | 61 | 37061 | 2.5 | 0 | 2021 | 9999 |  |  | N | Energy Storage | [13 empty] | 0 | 0 | 0 | 0
Ludie Brown Solar Energy Storage | 64514_G_SOL1 | 64514 | G | SOL1 |  | Solar PV |  | S_VACA | North Carolina | 37 | Duplin | 61 | 37061 | 2 | 0 | 2021 | 9999 |  |  | N | Solar | [13 empty] | 0 | 0 | 0 | 0
Stamford Health | 64515_G_1 | 64515 | G | 1 |  | Combustion Turbine | IC Engine | NENG_CT | Connecticut | 9 | Fairfield | 1 | 09001 | 0.4 | 9905 | 2001 | 9999 |  |  | N | Distillate Fuel Oil | [13 empty] | 0.011 | 0.011 | 0.011 | 0.011
Stamford Health | 64515_G_13 | 64515 | G | 13 |  | Combustion Turbine | IC Engine | NENG_CT | Connecticut | 9 | Fairfield | 1 | 09001 | 0.5 | 9905 | 2007 | 9999 |  |  | N | Distillate Fuel Oil | [13 empty] | 0.011 | 0.011 | 0.011 | 0.011
Stamford Health | 64515_G_14 | 64515 | G | 14 |  | Combustion Turbine | IC Engine | NENG_CT | Connecticut | 9 | Fairfield | 1 | 09001 | 0.5 | 9905 | 1984 | 9999 |  |  | N | Distillate Fuel Oil | [13 empty] | 0.011 | 0.011 | 0.011 | 0.011
Stamford Health | 64515_G_15 | 64515 | G | 15 |  | Combustion Turbine | IC Engine | NENG_CT | Connecticut | 9 | Fairfield | 1 | 09001 | 2.5 | 9905 | 2014 | 9999 |  |  | N | Distillate Fuel Oil | [13 empty] | 0.011 | 0.011 | 0.011 | 0.011
Stamford Health | 64515_G_16 | 64515 | G | 16 |  | Combustion Turbine | IC Engine | NENG_CT | Connecticut | 9 | Fairfield | 1 | 09001 | 2.5 | 9905 | 2014 | 9999 |  |  | N | Distillate Fuel Oil | [13 empty] | 0.011 | 0.011 | 0.011 | 0.011
Stamford Health | 64515_G_4 | 64515 | G | 4 |  | Combustion Turbine | IC Engine | NENG_CT | Connecticut | 9 | Fairfield | 1 | 09001 | 0.8 | 9905 | 2001 | 9999 |  |  | N | Distillate Fuel Oil | [13 empty] | 0.011 | 0.011 | 0.011 | 0.011
Stamford Health | 64515_G_5 | 64515 | G | 5 |  | Combustion Turbine | IC Engine | NENG_CT | Connecticut | 9 | Fairfield | 1 | 09001 | 0.8 | 9905 | 2001 | 9999 |  |  | N | Distillate Fuel Oil | [13 empty] | 0.011 | 0.011 | 0.011 | 0.011
Stamford Health | 64515_G_7 | 64515 | G | 7 |  | Combustion Turbine | IC Engine | NENG_CT | Connecticut | 9 | Fairfield | 1 | 09001 | 0.5 | 9905 | 1984 | 9999 |  |  | N | Distillate Fuel Oil | [13 empty] | 0.011 | 0.011 | 0.011 | 0.011
Lowe Solar Energy Storage | 64516_G_BAT1 | 64516 | G | BAT1 |  | Energy Storage |  | S_VACA | North Carolina | 37 | Randolph | 151 | 37151 | 2.5 | 0 | 2021 | 9999 |  |  | N | Energy Storage | [13 empty] | 0 | 0 | 0 | 0
Lowe Solar Energy Storage | 64516_G_SOL1 | 64516 | G | SOL1 |  | Solar PV |  | S_VACA | North Carolina | 37 | Randolph | 151 | 37151 | 2 | 0 | 2021 | 9999 |  |  | N | Solar | [13 empty] | 0 | 0 | 0 | 0
Department of Justice | 64517_G_DOJ | 64517 | G | DOJ |  | Solar PV |  | WEC_BANC | California | 6 | Sacramento | 67 | 06067 | 2.4 | 0 | 2020 | 9999 |  |  | N | Solar | [13 empty] | 0 | 0 | 0 | 0
CA Institute for Women | 64518_G_CIW | 64518 | G | CIW |  | Solar PV |  | WECC_SCE | California | 6 | San Bernardino | 71 | 06071 | 1 | 0 | 2020 | 9999 |  |  | N | Solar | [13 empty] | 0 | 0 | 0 | 0
Centinela State Prison | 64519_G_CENSP | 64519 | G | CENSP |  | Solar PV |  | WECC_IID | California | 6 | Imperial | 25 | 06025 | 6 | 0 | 2019 | 9999 |  |  | N | Solar | [13 empty] | 0 | 0 | 0 | 0
Spencer Meadow Solar Energy Storage | 64520_G_BAT1 | 64520 | G | BAT1 |  | Energy Storage |  | S_VACA | North Carolina | 37 | Randolph | 151 | 37151 | 2.5 | 0 | 2021 | 9999 |  |  | N | Energy Storage | [13 empty] | 0 | 0 | 0 | 0
Spencer Meadow Solar Energy Storage | 64520_G_SOL1 | 64520 | G | SOL1 |  | Solar PV |  | S_VACA | North Carolina | 37 | Randolph | 151 | 37151 | 2 | 0 | 2021 | 9999 |  |  | N | Solar | [13 empty] | 0 | 0 | 0 | 0
Calipatria State Prison | 64521_G_CALSP | 64521 | G | CALSP |  | Solar PV |  | WECC_IID | California | 6 | Imperial | 25 | 06025 | 6 | 0 | 2019 | 9999 |  |  | N | Solar | [13 empty] | 0 | 0 | 0 | 0
Old Cedar Solar Energy Storage | 64522_G_BAT1 | 64522 | G | BAT1 |  | Energy Storage |  | S_VACA | North Carolina | 37 | Randolph | 151 | 37151 | 1.3 | 0 | 2021 | 9999 |  |  | N | Energy Storage | [13 empty] | 0 | 0 | 0 | 0
Old Cedar Solar Energy Storage | 64522_G_SOL1 | 64522 | G | SOL1 |  | Solar PV |  | S_VACA | North Carolina | 37 | Randolph | 151 | 37151 | 1 | 0 | 2021 | 9999 |  |  | N | Solar | [13 empty] | 0 | 0 | 0 | 0
Atascadero State Hospital | 64523_G_ATASC | 64523 | G | ATASC |  | Solar PV |  | WEC_CALN | California | 6 | San Luis Obispo | 79 | 06079 | 1.1 | 0 | 2020 | 9999 |  |  | N | Solar | [13 empty] | 0 | 0 | 0 | 0
SoCore Clovis 1 | 64524_G_79100 | 64524 | G | 79100 |  | Solar PV |  | SPP_SPS | New Mexico | 35 | Curry | 9 | 35009 | 2 | 0 | 2021 | 9999 |  |  | N | Solar | [13 empty] | 0 | 0 | 0 | 0
Troupsburg | 64525_G_TB1 | 64525 | G | TB1 |  | Solar PV |  | NY_Z_C&E | New York | 36 | Steuben | 101 | 36101 | 7 | 0 | 2020 | 9999 |  |  | N | Solar | [13 empty] | 0 | 0 | 0 | 0
Raboth - Marion Drive | 64526_G_RABTH | 64526 | G | RABTH |  | Solar PV |  | NENGREST | Massachusetts | 25 | Plymouth | 23 | 25023 | 3.5 | 0 | 2021 | 9999 |  |  | N | Solar | [13 empty] | 0 | 0 | 0 | 0
Flatwood Farm | 64527_G_16507 | 64527 | G | 16507 |  | Solar PV |  | S_VACA | North Carolina | 37 | Chatham | 37 | 37037 | 5 | 0 | 2018 | 9999 |  |  | N | Solar | [13 empty] | 0 | 0 | 0 | 0
Gambit Energy Storage - Angleton Storage | 64528_G_1 | 64528 | G | 1 |  | Energy Storage |  | ERC_REST | Texas | 48 | Brazoria | 39 | 48039 | 100 | 0 | 2021 | 9999 |  |  | N | Energy Storage | [13 empty] | 0 | 0 | 0 | 0
OE_MS5 | 64529_G_MS5_S | 64529 | G | MS5_S |  | Energy Storage |  | S_C_TVA | Mississippi | 28 | Lowndes | 87 | 28087 | 50 | 0 | 2022 | 9999 |  |  | N | Energy Storage | [13 empty] | 0 | 0 | 0 | 0
OE_MS5 | 64529_G_OEMS5 | 64529 | G | OEMS5 |  | Solar PV |  | S_C_TVA | Mississippi | 28 | Lowndes | 87 | 28087 | 200 | 0 | 2022 | 9999 |  |  | N | Solar | [13 empty] | 0 | 0 | 0 | 0
Noosa Energy Storage LLC | 64531_G_KOV4A | 64531 | G | KOV4A |  | Energy Storage |  | WEC_CALN | California | 6 | San Joaquin | 77 | 06077 | 99 | 0 | 2024 | 9999 |  |  | N | Energy Storage | [13 empty] | 0 | 0 | 0 | 0
Norton | 64532_G_NORTN | 64532 | G | NORTN |  | Solar PV |  | NENGREST | Massachusetts | 25 | Bristol | 5 | 25005 | 1.4 | 0 | 2021 | 9999 |  |  | N | Solar | [13 empty] | 0 | 0 | 0 | 0
Fort Green Solar Power Plant | 64533_G_PV1 | 64533 | G | PV1 |  | Solar PV |  | FRCC | Florida | 12 | Hardee | 49 | 12049 | 74.9 | 0 | 2022 | 9999 |  |  | N | Solar | [13 empty] | 0 | 0 | 0 | 0
Darien Solar | 64534_G_1 | 64534 | G | 1 |  | Solar PV |  | MIS_WUMS | Wisconsin | 55 | Rock | 105 | 55105 | 250 | 0 | 2024 | 9999 |  |  | N | Solar | [13 empty] | 0 | 0 | 0 | 0
Darien Solar | 64534_G_2 | 64534 | G | 2 |  | Energy Storage |  | MIS_WUMS | Wisconsin | 55 | Rock | 105 | 55105 | 75 | 0 | 2024 | 9999 |  |  | N | Energy Storage | [13 empty] | 0 | 0 | 0 | 0
Camden Solar LLC | 64535_G_KOV4A | 64535 | G | KOV4A |  | Solar PV |  | PJM_Dom | North Carolina | 37 | Camden | 29 | 37029 | 20 | 0 | 2021 | 9999 |  |  | N | Solar | [13 empty] | 0 | 0 | 0 | 0
Prairie Solar LLC | 64536_G_KOV4A | 64536 | G | KOV4A |  | Solar PV |  | MIS_IL | Illinois | 17 | Champaign | 19 | 17019 | 150 | 0 | 2024 | 9999 |  |  | N | Solar | [13 empty] | 0 | 0 | 0 | 0
Tyre Bridge Solar LLC | 64537_G_KOV4A | 64537 | G | KOV4A |  | Solar PV |  | S_SOU | Georgia | 13 | Pierce | 229 | 13229 | 118 | 0 | 2024 | 9999 |  |  | N | Solar | [13 empty] | 0 | 0 | 0 | 0
Corazon Energy LLC | 64538_G_KOV4A | 64538 | G | KOV4A |  | Solar PV |  | ERC_REST | Texas | 48 | Webb | 479 | 48479 | 200 | 0 | 2022 | 9999 |  |  | N | Solar | [13 empty] | 0 | 0 | 0 | 0
Brushy Creek Solar LLC | 64539_G_KOV4A | 64539 | G | KOV4A |  | Solar PV |  | ERC_WEST | Texas | 48 | Tom Green | 451 | 48451 | 177 | 0 | 2024 | 9999 |  |  | N | Solar | [13 empty] | 0 | 0 | 0 | 0
Knickerbocker Solar LLC | 64540_G_KOV4A | 64540 | G | KOV4A |  | Solar PV |  | ERC_WEST | Texas | 48 | Tom Green | 451 | 48451 | 200 | 0 | 2024 | 9999 |  |  | N | Solar | [13 empty] | 0 | 0 | 0 | 0
Ranchland Wind Project II | 64544_G_WT2 | 64544 | G | WT2 |  | Onshore Wind |  | ERC_WEST | Texas | 48 | Callahan | 59 | 48059 | 148 | 0 | 2022 | 9999 |  |  | N | Wind | [13 empty] | 0 | 0 | 0 | 0
Ranchland Wind Storage | 64545_G_BA | 64545 | G | BA |  | Energy Storage |  | ERC_WEST | Texas | 48 | Callahan | 59 | 48059 | 73 | 0 | 2022 | 9999 |  |  | N | Energy Storage | [13 empty] | 0 | 0 | 0 | 0
Wynwood Energy Storage | 64546_G_1 | 64546 | G | 1 |  | Energy Storage |  | FRCC | Florida | 12 | Miami Dade | 86 | 12086 | 10 | 0 | 2019 | 9999 |  |  | N | Energy Storage | [13 empty] | 0 | 0 | 0 | 0
Smithfield Solar Farm, LLC | 64549_G_PV1 | 64549 | G | PV1 |  | Solar PV |  | NENGREST | Rhode Island | 44 | Providence | 7 | 44007 | 2.4 | 0 | 2020 | 9999 |  |  | N | Solar | [13 empty] | 0 | 0 | 0 | 0
Ranchland Wind Project I | 64551_G_WT2 | 64551 | G | WT2 |  | Onshore Wind |  | ERC_WEST | Texas | 48 | Callahan | 59 | 48059 | 114.9 | 0 | 2021 | 9999 |  |  | N | Wind | [13 empty] | 0 | 0 | 0 | 0
Downtown Generation Plant | 64552_G_1 | 64552 | G | 1 |  | Combustion Turbine | IC Engine | MIS_MIDA | Iowa | 19 | Adair | 1 | 19001 | 2.5 | 9905 | 2020 | 9999 |  |  | N | Distillate Fuel Oil | [13 empty] | 0.011 | 0.011 | 0.011 | 0.011
Downtown Generation Plant | 64552_G_2 | 64552 | G | 2 |  | Combustion Turbine | IC Engine | MIS_MIDA | Iowa | 19 | Adair | 1 | 19001 | 2.5 | 9905 | 2020 | 9999 |  |  | N | Distillate Fuel Oil | [13 empty] | 0.011 | 0.011 | 0.011 | 0.011
Riverstart Solar Park LLC | 64553_G_GEN01 | 64553 | G | GEN01 |  | Solar PV |  | PJM_West | Indiana | 18 | Randolph | 135 | 18135 | 200 | 0 | 2021 | 9999 |  |  | N | Solar | [13 empty] | 0 | 0 | 0 | 0
Bright Field Solar LLC | 64554_G_BF | 64554 | G | BF |  | Solar PV |  | NY_Z_B | New York | 36 | Allegany | 3 | 36003 | 4 | 0 | 2021 | 9999 |  |  | N | Solar | [13 empty] | 0 | 0 | 0 | 0
Bright Oak Solar LLC | 64555_G_BO | 64555 | G | BO |  | Solar PV |  | NY_Z_B | New York | 36 | Genesee | 37 | 36037 | 4 | 0 | 2021 | 9999 |  |  | N | Solar | [13 empty] | 0 | 0 | 0 | 0
Bright Hill Solar LLC | 64556_G_BH | 64556 | G | BH |  | Solar PV |  | NY_Z_B | New York | 36 | Livingston | 51 | 36051 | 5 | 0 | 2021 | 9999 |  |  | N | Solar | [13 empty] | 0 | 0 | 0 | 0
River Valley LLC (NY) | 64557_G_RV | 64557 | G | RV |  | Solar PV |  | NY_Z_A | New York | 36 | Cattaraugus | 9 | 36009 | 5 | 0 | 2021 | 9999 |  |  | N | Solar | [13 empty] | 0 | 0 | 0 | 0
Chuckwalla Solar, LLC | 64558_G_CHW1 | 64558 | G | CHW1 |  | Energy Storage |  | WECC_SNV | Nevada | 32 | Clark | 3 | 32003 | 180 | 0 | 2024 | 9999 |  |  | N | Energy Storage | [13 empty] | 0 | 0 | 0 | 0
Wallingford Solar | 64559_G_WS | 64559 | G | WS |  | Solar PV |  | NENG_CT | Connecticut | 9 | New Haven | 9 | 09009 | 16.1 | 0 | 2021 | 9999 |  |  | N | Solar | [13 empty] | 0 | 0 | 0 | 0
Tioga Solar South | 64560_G_TSS | 64560 | G | TSS |  | Solar PV |  | NY_Z_C&E | New York | 36 | Tioga | 107 | 36107 | 5 | 0 | 2021 | 9999 |  |  | N | Solar | [13 empty] | 0 | 0 | 0 | 0
Tioga Solar North | 64561_G_TSN | 64561 | G | TSN |  | Solar PV |  | NY_Z_C&E | New York | 36 | Tioga | 107 | 36107 | 5 | 0 | 2021 | 9999 |  |  | N | Solar | [13 empty] | 0 | 0 | 0 | 0
Washingtonville | 64562_G_WAS | 64562 | G | WAS |  | Solar PV |  | NY_Z_G-I | New York | 36 | Orange | 71 | 36071 | 2 | 0 | 2021 | 9999 |  |  | N | Solar | [13 empty] | 0 | 0 | 0 | 0
Novel Stein Solar LLC CSG | 64563_G_STEIN | 64563 | G | STEIN |  | Solar PV |  | MIS_MNWI | Minnesota | 27 | Chisago | 25 | 27025 | 1 | 0 | 2021 | 9999 |  |  | N | Solar | [13 empty] | 0 | 0 | 0 | 0
Arlington Energy Center III | 64564_G_AEC3 | 64564 | G | AEC3 |  | Solar PV |  | WECC_SCE | California | 6 | Riverside | 65 | 06065 | 131 | 0 | 2022 | 9999 |  |  | N | Solar | [13 empty] | 0 | 0 | 0 | 0
Arlington Energy Center III | 64564_G_AEC3B | 64564 | G | AEC3B |  | Energy Storage |  | WECC_SCE | California | 6 | Riverside | 65 | 06065 | 47 | 0 | 2022 | 9999 |  |  | N | Energy Storage | [13 empty] | 0 | 0 | 0 | 0
Apalachicola | 64565_G_GPAPA | 64565 | G | GPAPA |  | Solar PV |  | S_SOU | Georgia | 13 | Richmond | 245 | 13245 | 2.5 | 0 | 2019 | 9999 |  |  | N | Solar | [13 empty] | 0 | 0 | 0 | 0
Central Line Solar, LLC | 64566_G_CNTRL | 64566 | G | CNTRL |  | Solar PV |  | WECC_AZ | Arizona | 4 | Pinal | 21 | 04021 | 100 | 0 | 2021 | 9999 |  |  | N | Solar | [13 empty] | 0 | 0 | 0 | 0
Cement City Solar, LLC | 64567_G_CMCTY | 64567 | G | CMCTY |  | Solar PV |  | MIS_LMI | Michigan | 26 | Lenawee | 91 | 26091 | 20 | 0 | 2022 | 9999 |  |  | N | Solar | [13 empty] | 0 | 0 | 0 | 0
Arnold Cochran | 64569_G_GPACO | 64569 | G | GPACO |  | Solar PV |  | S_SOU | Georgia | 13 | Bleckley | 23 | 13023 | 1.7 | 0 | 2020 | 9999 |  |  | N | Solar | [13 empty] | 0 | 0 | 0 | 0
Columbia Substation | 64570_G_GPCOL | 64570 | G | GPCOL |  | Solar PV |  | S_VACA | Georgia | 13 | Columbia | 73 | 13073 | 2 | 0 | 2020 | 9999 |  |  | N | Solar | [13 empty] | 0 | 0 | 0 | 0
Coody Cochran | 64571_G_GPCOD | 64571 | G | GPCOD |  | Solar PV |  | S_SOU | Georgia | 13 | Bleckley | 23 | 13023 | 2.6 | 0 | 2019 | 9999 |  |  | N | Solar | [13 empty] | 0 | 0 | 0 | 0
Dudley | 64572_G_1 | 64572 | G | 1 |  | Solar PV |  | NENGREST | Massachusetts | 25 | Worcester | 27 | 25027 | 3 | 0 | 2018 | 9999 |  |  | N | Solar | [13 empty] | 0 | 0 | 0 | 0
Joe Jenny | 64573_G_1 | 64573 | G | 1 |  | Solar PV |  | NENGREST | Massachusetts | 25 | Worcester | 27 | 25027 | 1 | 0 | 2018 | 9999 |  |  | N | Solar | [13 empty] | 0 | 0 | 0 | 0
Westport Community Solar Garden | 64574_G_1 | 64574 | G | 1 |  | Solar PV |  | NENGREST | Massachusetts | 25 | Bristol | 5 | 25005 | 2 | 0 | 2017 | 9999 |  |  | N | Solar | [13 empty] | 0 | 0 | 0 | 0
Mendon | 64575_G_1 | 64575 | G | 1 |  | Solar PV |  | NENGREST | Massachusetts | 25 | Worcester | 27 | 25027 | 2.6 | 0 | 2017 | 9999 |  |  | N | Solar | [13 empty] | 0 | 0 | 0 | 0
Minisink CSG | 64577_G_MIN | 64577 | G | MIN |  | Solar PV |  | NY_Z_G-I | New York | 36 | Orange | 71 | 36071 | 1 | 0 | 2021 | 9999 |  |  | N | Solar | [13 empty] | 0 | 0 | 0 | 0
Slate Hill | 64578_G_SLT | 64578 | G | SLT |  | Solar PV |  | NY_Z_G-I | New York | 36 | Orange | 71 | 36071 | 2 | 0 | 2021 | 9999 |  |  | N | Solar | [13 empty] | 0 | 0 | 0 | 0
Broadway 2 - UC Riverside | 64579_G_GEN1 | 64579 | G | GEN1 |  | Solar PV |  | WECC_SCE | California | 6 | Riverside | 65 | 06065 | 3 | 0 | 2014 | 9999 |  |  | N | Solar | [13 empty] | 0 | 0 | 0 | 0
Broadway 2 - Tucson Phase II | 64580_G_GEN | 64580 | G | GEN |  | Solar PV |  | WECC_AZ | Arizona | 4 | Pima | 19 | 04019 | 3 | 0 | 2013 | 9999 |  |  | N | Solar | [13 empty] | 0 | 0 | 0 | 0
Pullman Solar, LLC | 64581_G_PULMN | 64581 | G | PULMN |  | Solar PV |  | MIS_LMI | Michigan | 26 | Allegan | 5 | 26005 | 20 | 0 | 2022 | 9999 |  |  | N | Solar | [13 empty] | 0 | 0 | 0 | 0
Shawnee - GA | 64582_G_GPSHA | 64582 | G | GPSHA |  | Solar PV |  | S_SOU | Georgia | 13 | Burke | 33 | 13033 | 2 | 0 | 2020 | 9999 |  |  | N | Solar | [13 empty] | 0 | 0 | 0 | 0
Westberry Jesup | 64583_G_GPWJE | 64583 | G | GPWJE |  | Solar PV |  | S_SOU | Georgia | 13 | Wayne | 305 | 13305 | 2.6 | 0 | 2020 | 9999 |  |  | N | Solar | [13 empty] | 0 | 0 | 0 | 0
Fountain Folkston | 64584_G_GPFTF | 64584 | G | GPFTF |  | Solar PV |  | S_SOU | Georgia | 13 | Charlton | 49 | 13049 | 2.1 | 0 | 2019 | 9999 |  |  | N | Solar | [13 empty] | 0 | 0 | 0 | 0
Harris Shiloh | 64585_G_GPHAR | 64585 | G | GPHAR |  | Solar PV |  | S_SOU | Georgia | 13 | Harris | 145 | 13145 | 2.1 | 0 | 2020 | 9999 |  |  | N | Solar | [13 empty] | 0 | 0 | 0 | 0
Polk Cedartown | 64586_G_GPPOL | 64586 | G | GPPOL |  | Solar PV |  | S_SOU | Georgia | 13 | Polk | 233 | 13233 | 2.2 | 0 | 2019 | 9999 |  |  | N | Solar | [13 empty] | 0 | 0 | 0 | 0
Dover | 64587_G_1 | 64587 | G | 1 |  | Solar PV |  | NENGREST | Massachusetts | 25 | Norfolk | 21 | 25021 | 1 | 0 | 2017 | 9999 |  |  | N | Solar | [13 empty] | 0 | 0 | 0 | 0
Adirondack A+B Community Solar Garden | 64588_G_1 | 64588 | G | 1 |  | Solar PV |  | NENGREST | Massachusetts | 25 | Bristol | 5 | 25005 | 5 | 0 | 2018 | 9999 |  |  | N | Solar | [13 empty] | 0 | 0 | 0 | 0
Westport B Community Solar Garden | 64589_G_1 | 64589 | G | 1 |  | Solar PV |  | NENGREST | Massachusetts | 25 | Bristol | 5 | 25005 | 4.5 | 0 | 2018 | 9999 |  |  | N | Solar | [13 empty] | 0 | 0 | 0 | 0
O'Brien Solar Fields | 64590_G_OBSFN | 64590 | G | OBSFN |  | Solar PV |  | MIS_WUMS | Wisconsin | 55 | Dane | 25 | 55025 | 7.5 | 0 | 2021 | 9999 |  |  | N | Solar | [13 empty] | 0 | 0 | 0 | 0
O'Brien Solar Fields | 64590_G_OBSFS | 64590 | G | OBSFS |  | Solar PV |  | MIS_WUMS | Wisconsin | 55 | Dane | 25 | 55025 | 7.5 | 0 | 2021 | 9999 |  |  | N | Solar | [13 empty] | 0 | 0 | 0 | 0
O'Brien Solar Fields | 64590_G_OBSFW | 64590 | G | OBSFW |  | Solar PV |  | MIS_WUMS | Wisconsin | 55 | Dane | 25 | 55025 | 5 | 0 | 2021 | 9999 |  |  | N | Solar | [13 empty] | 0 | 0 | 0 | 0
El Algodon Alto Wind Farm, LLC | 64591_G_EEA | 64591 | G | EEA |  | Onshore Wind |  | ERC_REST | Texas | 48 | San Patricio | 409 | 48409 | 200.2 | 0 | 2022 | 9999 |  |  | N | Wind | [13 empty] | 0 | 0 | 0 | 0
Bellisario Solar 1 | 64593_G_B1 | 64593 | G | B1 |  | Solar PV |  | NY_Z_C&E | New York | 36 | Cortland | 23 | 36023 | 5 | 0 | 2021 | 9999 |  |  | N | Solar | [13 empty] | 0 | 0 | 0 | 0
Bellisario Solar 2 | 64594_G_B1 | 64594 | G | B1 |  | Solar PV |  | NY_Z_C&E | New York | 36 | Cortland | 23 | 36023 | 5 | 0 | 2021 | 9999 |  |  | N | Solar | [13 empty] | 0 | 0 | 0 | 0
Bellisario Solar 3 | 64595_G_B1 | 64595 | G | B1 |  | Solar PV |  | NY_Z_C&E | New York | 36 | Cortland | 23 | 36023 | 5 | 0 | 2021 | 9999 |  |  | N | Solar | [13 empty] | 0 | 0 | 0 | 0
Prologis L.P | 64600_G_PLDPL | 64600 | G | PLDPL |  | Solar PV |  | WEC_CALN | California | 6 | San Joaquin | 77 | 06077 | 3 | 0 | 2018 | 9999 |  |  | N | Solar | [13 empty] | 0 | 0 | 0 | 0
County of San Diego COC Hybrid | 64601_G_ESS | 64601 | G | ESS |  | Energy Storage |  | WEC_SDGE | California | 6 | San Diego | 73 | 06073 | 0.5 | 0 | 2020 | 9999 |  |  | N | Energy Storage | [13 empty] | 0 | 0 | 0 | 0
County of San Diego COC Hybrid | 64601_G_PV | 64601 | G | PV |  | Solar PV |  | WEC_SDGE | California | 6 | San Diego | 73 | 06073 | 1.7 | 0 | 2020 | 9999 |  |  | N | Solar | [13 empty] | 0 | 0 | 0 | 0
Kirby Road Solar, LLC | 64602_G_KBR | 64602 | G | KBR |  | Solar PV |  | PJM_SMAC | Maryland | 24 | Prince Georges | 33 | 24033 | 1.3 | 0 | 2021 | 9999 |  |  | N | Solar | [13 empty] | 0 | 0 | 0 | 0
TPE King Solar Holdings1, LLC | 64603_G_KING1 | 64603 | G | KING1 |  | Solar PV |  | NENGREST | Rhode Island | 44 | Providence | 7 | 44007 | 12.7 | 0 | 2021 | 9999 |  |  | N | Solar | [13 empty] | 0 | 0 | 0 | 0
MNCPPC Randall Farm | 64604_G_X0009 | 64604 | G | X0009 |  | Solar PV |  | PJM_SMAC | Maryland | 24 | Prince Georges | 33 | 24033 | 1.4 | 0 | 2020 | 9999 |  |  | N | Solar | [13 empty] | 0 | 0 | 0 | 0
TPE Hopkins Solar Holdings1, LLC | 64605_G_64605 | 64605 | G | 64605 |  | Solar PV |  | NENGREST | Rhode Island | 44 | Kent | 3 | 44003 | 4.8 | 0 | 2020 | 9999 |  |  | N | Solar | [13 empty] | 0 | 0 | 0 | 0
Burns Solar One LLC | 64606_G_64606 | 64606 | G | 64606 |  | Solar PV |  | PJM_SMAC | Maryland | 24 | Baltimore | 5 | 24005 | 2 | 0 | 2020 | 9999 |  |  | N | Solar | [13 empty] | 0 | 0 | 0 | 0
Hostetter Solar One, LLC | 64608_G_64608 | 64608 | G | 64608 |  | Solar PV |  | PJM_AP | Maryland | 24 | Washington | 43 | 24043 | 2 | 0 | 2020 | 9999 |  |  | N | Solar | [13 empty] | 0 | 0 | 0 | 0
Amazon MDW6 Solar Project | 64610_G_MDW6 | 64610 | G | MDW6 |  | Solar PV |  | PJM_COMD | Illinois | 17 | Will | 197 | 17197 | 1.9 | 0 | 2020 | 9999 |  |  | N | Solar | [13 empty] | 0 | 0 | 0 | 0
SEPV Sierra | 64611_G_1 | 64611 | G | 1 |  | Energy Storage |  | WEC_LADW | California | 6 | Los Angeles | 37 | 06037 | 6 | 0 | 2020 | 9999 |  |  | N | Energy Storage | [13 empty] | 0 | 0 | 0 | 0
SEPV Sierra | 64611_G_2 | 64611 | G | 2 |  | Solar PV |  | WEC_LADW | California | 6 | Los Angeles | 37 | 06037 | 2.3 | 0 | 2020 | 9999 |  |  | N | Solar | [13 empty] | 0 | 0 | 0 | 0
Kearny North Energy Storage | 64612_G_KNES | 64612 | G | KNES |  | Energy Storage |  | WEC_SDGE | California | 6 | San Diego | 73 | 06073 | 10 | 0 | 2021 | 9999 |  |  | N | Energy Storage | [13 empty] | 0 | 0 | 0 | 0
Kearny South Energy Storage | 64614_G_KSES | 64614 | G | KSES |  | Energy Storage |  | WEC_SDGE | California | 6 | San Diego | 73 | 06073 | 10 | 0 | 2021 | 9999 |  |  | N | Energy Storage | [13 empty] | 0 | 0 | 0 | 0
Sanford ESS, LLC | 64615_G_1 | 64615 | G | 1 |  | Energy Storage |  | NENG_ME | Maine | 23 | York | 31 | 23031 | 5 | 0 | 2023 | 9999 |  |  | N | Energy Storage | [13 empty] | 0 | 0 | 0 | 0
South Portland ESS, LLC | 64616_G_1 | 64616 | G | 1 |  | Energy Storage |  | NENG_ME | Maine | 23 | Cumberland | 5 | 23005 | 10 | 0 | 2023 | 9999 |  |  | N | Energy Storage | [13 empty] | 0 | 0 | 0 | 0
Kearsarge William Way | 64617_G_BWBAT | 64617 | G | BWBAT |  | Energy Storage |  | NENGREST | Massachusetts | 25 | Norfolk | 21 | 25021 | 2.6 | 0 | 2021 | 9999 |  |  | N | Energy Storage | [13 empty] | 0 | 0 | 0 | 0
Kearsarge William Way | 64617_G_BWW | 64617 | G | BWW |  | Solar PV |  | NENGREST | Massachusetts | 25 | Norfolk | 21 | 25021 | 4.4 | 0 | 2021 | 9999 |  |  | N | Solar | [13 empty] | 0 | 0 | 0 | 0
Kearsarge Haverhill | 64618_G_HABAT | 64618 | G | HABAT |  | Energy Storage |  | NENGREST | Massachusetts | 25 | Essex | 9 | 25009 | 2 | 0 | 2021 | 9999 |  |  | N | Energy Storage | [13 empty] | 0 | 0 | 0 | 0
Kearsarge Haverhill | 64618_G_HAV | 64618 | G | HAV |  | Solar PV |  | NENGREST | Massachusetts | 25 | Essex | 9 | 25009 | 2.8 | 0 | 2021 | 9999 |  |  | N | Solar | [13 empty] | 0 | 0 | 0 | 0
Kearsarge Upper Union | 64619_G_FUU | 64619 | G | FUU |  | Solar PV |  | NENGREST | Massachusetts | 25 | Norfolk | 21 | 25021 | 1 | 0 | 2022 | 9999 |  |  | N | Solar | [13 empty] | 0 | 0 | 0 | 0
Kearsarge Upper Union | 64619_G_UUBAT | 64619 | G | UUBAT |  | Energy Storage |  | NENGREST | Massachusetts | 25 | Norfolk | 21 | 25021 | 0.8 | 0 | 2022 | 9999 |  |  | N | Energy Storage | [13 empty] | 0 | 0 | 0 | 0
Kearsarge Montague BD | 64620_G_MBBAT | 64620 | G | MBBAT |  | Energy Storage |  | NENGREST | Massachusetts | 25 | Franklin | 11 | 25011 | 1.3 | 0 | 2021 | 9999 |  |  | N | Energy Storage | [13 empty] | 0 | 0 | 0 | 0
Kearsarge Montague BD | 64620_G_MBD | 64620 | G | MBD |  | Solar PV |  | NENGREST | Massachusetts | 25 | Franklin | 11 | 25011 | 2.5 | 0 | 2021 | 9999 |  |  | N | Solar | [13 empty] | 0 | 0 | 0 | 0
Freeborn Wind Farm | 64623_G_FBW01 | 64623 | G | FBW01 |  | Onshore Wind |  | MIS_MNWI | Minnesota | 27 | Freeborn | 47 | 27047 | 200 | 0 | 2021 | 9999 |  |  | N | Wind | [13 empty] | 0 | 0 | 0 | 0
Hudson - High Desert Hybrid | 64624_G_BESS1 | 64624 | G | BESS1 |  | Energy Storage |  | WECC_SCE | California | 6 | San Bernardino | 71 | 06071 | 50 | 0 | 2021 | 9999 |  |  | N | Energy Storage | [13 empty] | 0 | 0 | 0 | 0
Hudson - High Desert Hybrid | 64624_G_GEN1 | 64624 | G | GEN1 |  | Solar PV |  | WECC_SCE | California | 6 | San Bernardino | 71 | 06071 | 100 | 0 | 2021 | 9999 |  |  | N | Solar | [13 empty] | 0 | 0 | 0 | 0
Olin Creek Farm Solar | 64626_G_OLINC | 64626 | G | OLINC |  | Solar PV |  | S_VACA | North Carolina | 37 | Iredell | 97 | 37097 | 35 | 0 | 2022 | 9999 |  |  | N | Solar | [13 empty] | 0 | 0 | 0 | 0
Blodgett Solar CSG | 64627_G_BLD | 64627 | G | BLD |  | Solar PV |  | NENGREST | Massachusetts | 25 | Middlesex | 17 | 25017 | 5 | 0 | 2021 | 9999 |  |  | N | Solar | [13 empty] | 0 | 0 | 0 | 0
Blodgett Solar CSG | 64627_G_BLO | 64627 | G | BLO |  | Energy Storage |  | NENGREST | Massachusetts | 25 | Middlesex | 17 | 25017 | 5 | 0 | 2021 | 9999 |  |  | N | Energy Storage | [13 empty] | 0 | 0 | 0 | 0
Slidematic at Rockford | 64628_G_SLIDE | 64628 | G | SLIDE |  | Solar PV |  | PJM_COMD | Illinois | 17 | Winnebago | 201 | 17201 | 1.8 | 0 | 2021 | 9999 |  |  | N | Solar | [13 empty] | 0 | 0 | 0 | 0
JM Huber at Quincy | 64629_G_JMH | 64629 | G | JMH |  | Solar PV |  | MIS_IL | Illinois | 17 | Adams | 1 | 17001 | 1.5 | 0 | 2021 | 9999 |  |  | N | Solar | [13 empty] | 0 | 0 | 0 | 0
Rabbitbrush Solar, LLC | 64630_G_GEN01 | 64630 | G | GEN01 |  | Solar PV |  | WECC_SCE | California | 6 | Kern | 29 | 06029 | 100 | 0 | 2022 | 9999 |  |  | N | Solar | [13 empty] | 0 | 0 | 0 | 0
Jamison Solar (FL) | 64631_G_1 | 64631 | G | 1 |  | Solar PV |  | FRCC | Florida | 12 | Polk | 105 | 12105 | 74.8 | 0 | 2021 | 9999 |  |  | N | Solar | [13 empty] | 0 | 0 | 0 | 0
Sienna Solar Farm | 64632_G_99MTB | 64632 | G | 99MTB |  | Energy Storage |  | WECC_SCE | California | 6 | San Bernardino | 71 | 06071 | 200 | 0 | 2024 | 9999 |  |  | N | Energy Storage | [13 empty] | 0 | 0 | 0 | 0
Rexford Solar Farm | 64633_G_20SDB | 64633 | G | 20SDB |  | Energy Storage |  | WECC_SCE | California | 6 | Tulare | 107 | 06107 | 300 | 0 | 2023 | 9999 |  |  | N | Energy Storage | [13 empty] | 0 | 0 | 0 | 0
Kingsley Solar Farm | 64634_G_90FIB | 64634 | G | 90FIB |  | Energy Storage |  | WECC_IID | California | 6 | Imperial | 25 | 06025 | 360 | 0 | 2024 | 9999 |  |  | N | Energy Storage | [13 empty] | 0 | 0 | 0 | 0
Big Plain Solar, LLC | 64635_G_GEN01 | 64635 | G | GEN01 |  | Solar PV |  | PJM_ATSI | Ohio | 39 | Madison | 97 | 39097 | 196 | 0 | 2024 | 9999 |  |  | N | Solar | [13 empty] | 0 | 0 | 0 | 0
Big Rock Solar Farm | 64636_G_92JTB | 64636 | G | 92JTB |  | Energy Storage |  | WECC_IID | California | 6 | Imperial | 25 | 06025 | 200 | 0 | 2022 | 9999 |  |  | N | Energy Storage | [13 empty] | 0 | 0 | 0 | 0
Big River Solar | 64637_G_BRS | 64637 | G | BRS |  | Solar PV |  | MIS_IL | Illinois | 17 | White | 193 | 17193 | 149 | 0 | 2022 | 9999 |  |  | N | Solar | [13 empty] | 0 | 0 | 0 | 0
Borderlands Wind, LLC | 64638_G_WBB | 64638 | G | WBB |  | Onshore Wind |  | WECC_NM | New Mexico | 35 | Catron | 3 | 35003 | 100 | 0 | 2021 | 9999 |  |  | N | Wind | [13 empty] | 0 | 0 | 0 | 0
TG East | 64639_G_ESCA | 64639 | G | ESCA |  | Onshore Wind |  | ERC_WEST | Texas | 48 | Knox | 275 | 48275 | 336 | 0 | 2022 | 9999 |  |  | N | Wind | [13 empty] | 0 | 0 | 0 | 0
Hot Springs Energy Storage & Microgrid | 64640_G_ES1 | 64640 | G | ES1 |  | Energy Storage |  | S_VACA | North Carolina | 37 | Madison | 115 | 37115 | 4.4 | 0 | 2021 | 9999 |  |  | N | Energy Storage | [13 empty] | 0 | 0 | 0 | 0
Hot Springs Energy Storage & Microgrid | 64640_G_PV1 | 64640 | G | PV1 |  | Solar PV |  | S_VACA | North Carolina | 37 | Madison | 115 | 37115 | 2.7 | 0 | 2021 | 9999 |  |  | N | Solar | [13 empty] | 0 | 0 | 0 | 0
Big Bend II Solar | 64641_G_2 | 64641 | G | 2 |  | Solar PV |  | FRCC | Florida | 12 | Hillsborough | 57 | 12057 | 25 | 0 | 2021 | 9999 |  |  | N | Solar | [13 empty] | 0 | 0 | 0 | 0
P52ES 1755 Henryton Rd Phase 1 LLC CSG | 64642_G_HCSG | 64642 | G | HCSG |  | Solar PV |  | PJM_SMAC | Maryland | 24 | Howard | 27 | 24027 | 1.9 | 0 | 2021 | 9999 |  |  | N | Solar | [13 empty] | 0 | 0 | 0 | 0
P52ES 1755 Henryton Rd Phase 2 LLC | 64643_G_HVNM | 64643 | G | HVNM |  | Solar PV |  | PJM_SMAC | Maryland | 24 | Howard | 27 | 24027 | 1.9 | 0 | 2021 | 9999 |  |  | N | Solar | [13 empty] | 0 | 0 | 0 | 0
P52ES Raphel Rd Community Solar LLC | 64644_G_WM | 64644 | G | WM |  | Solar PV |  | PJM_SMAC | Maryland | 24 | Baltimore | 5 | 24005 | 1.5 | 0 | 2020 | 9999 |  |  | N | Solar | [13 empty] | 0 | 0 | 0 | 0
Mason Solar One LLC | 64645_G_MAS | 64645 | G | MAS |  | Solar PV |  | PJM_EMAC | Maryland | 24 | Cecil | 15 | 24015 | 1 | 0 | 2020 | 9999 |  |  | N | Solar | [13 empty] | 0 | 0 | 0 | 0
Pittman Solar One LLC | 64646_G_PITT | 64646 | G | PITT |  | Solar PV |  | PJM_AP | Maryland | 24 | Washington | 43 | 24043 | 2 | 0 | 2020 | 9999 |  |  | N | Solar | [13 empty] | 0 | 0 | 0 | 0
Bulldog Solar One, LLC | 64647_G_QAB | 64647 | G | QAB |  | Solar PV |  | PJM_SMAC | Maryland | 24 | Prince Georges | 33 | 24033 | 2 | 0 | 2020 | 9999 |  |  | N | Solar | [13 empty] | 0 | 0 | 0 | 0
Pivot Solar 4 LLC | 64648_G_SC | 64648 | G | SC |  | Solar PV |  | WECC_CO | Colorado | 8 | Weld | 123 | 08123 | 2 | 0 | 2021 | 9999 |  |  | N | Solar | [13 empty] | 0 | 0 | 0 | 0
Pivot Solar 1 LLC | 64649_G_SC | 64649 | G | SC |  | Solar PV |  | WECC_CO | Colorado | 8 | Garfield | 45 | 08045 | 1 | 0 | 2021 | 9999 |  |  | N | Solar | [13 empty] | 0 | 0 | 0 | 0
Pivot Solar 14 LLC | 64650_G_SC | 64650 | G | SC |  | Solar PV |  | WECC_CO | Colorado | 8 | Morgan | 87 | 08087 | 2 | 0 | 2021 | 9999 |  |  | N | Solar | [13 empty] | 0 | 0 | 0 | 0
Pivot Solar 2 LLC | 64651_G_SC | 64651 | G | SC |  | Solar PV |  | WECC_CO | Colorado | 8 | Morgan | 87 | 08087 | 2 | 0 | 2021 | 9999 |  |  | N | Solar | [13 empty] | 0 | 0 | 0 | 0
Pivot Solar 15 LLC | 64652_G_SC | 64652 | G | SC |  | Solar PV |  | WECC_CO | Colorado | 8 | Morgan | 87 | 08087 | 1 | 0 | 2021 | 9999 |  |  | N | Solar | [13 empty] | 0 | 0 | 0 | 0
Pivot Solar 7 LLC | 64653_G_SC | 64653 | G | SC |  | Solar PV |  | WECC_CO | Colorado | 8 | Garfield | 45 | 08045 | 2 | 0 | 2021 | 9999 |  |  | N | Solar | [13 empty] | 0 | 0 | 0 | 0
Pivot Solar 3 LLC | 64654_G_SC | 64654 | G | SC |  | Solar PV |  | WECC_CO | Colorado | 8 | Garfield | 45 | 08045 | 2 | 0 | 2021 | 9999 |  |  | N | Solar | [13 empty] | 0 | 0 | 0 | 0
Pivot Solar 8 LLC | 64655_G_SC | 64655 | G | SC |  | Solar PV |  | WECC_CO | Colorado | 8 | Weld | 123 | 08123 | 2 | 0 | 2021 | 9999 |  |  | N | Solar | [13 empty] | 0 | 0 | 0 | 0
Magnolia Solar | 64657_G_1 | 64657 | G | 1 |  | Solar PV |  | FRCC | Florida | 12 | Polk | 105 | 12105 | 74.5 | 0 | 2021 | 9999 |  |  | N | Solar | [13 empty] | 0 | 0 | 0 | 0
Heartland Divide II | 64661_G_HDII | 64661 | G | HDII |  | Onshore Wind |  | MIS_MIDA | Iowa | 19 | Audubon | 9 | 19009 | 200 | 0 | 2021 | 9999 |  |  | N | Wind | [13 empty] | 0 | 0 | 0 | 0
Sac County Wind, LLC | 64662_G_SAC | 64662 | G | SAC |  | Onshore Wind |  | MIS_MIDA | Iowa | 19 | Sac | 161 | 19161 | 80 | 0 | 2021 | 9999 |  |  | N | Wind | [13 empty] | 0 | 0 | 0 | 0
Clark Road Solar 1, LLC | 64664_G_10604 | 64664 | G | 10604 |  | Solar PV |  | NENGREST | Massachusetts | 25 | Worcester | 27 | 25027 | 5 | 0 | 2020 | 9999 |  |  | N | Solar | [13 empty] | 0 | 0 | 0 | 0
Great Prairie Wind | 64665_G_GR01 | 64665 | G | GR01 |  | Onshore Wind |  | SPP_SPS | Texas | 48 | Hansford | 195 | 48195 | 358 | 0 | 2022 | 9999 |  |  | N | Wind | [13 empty] | 0 | 0 | 0 | 0
Great Prairie Wind 2 | 64666_G_GP03 | 64666 | G | GP03 |  | Onshore Wind |  | SPP_SPS | Texas | 48 | Hansford | 195 | 48195 | 210 | 0 | 2022 | 9999 |  |  | N | Wind | [13 empty] | 0 | 0 | 0 | 0
Great Prairie Wind 3 | 64667_G_GP03 | 64667 | G | GP03 |  | Onshore Wind |  | SPP_SPS | Texas | 48 | Hansford | 195 | 48195 | 299 | 0 | 2022 | 9999 |  |  | N | Wind | [13 empty] | 0 | 0 | 0 | 0
Bolthouse Solar LLC | 64668_G_KOV4A | 64668 | G | KOV4A |  | Solar PV |  | WECC_SCE | California | 6 | Kern | 29 | 06029 | 3 | 0 | 2024 | 9999 |  |  | N | Solar | [13 empty] | 0 | 0 | 0 | 0
Notch Peak Solar LLC | 64669_G_KOV4A | 64669 | G | KOV4A |  | Solar PV |  | WECC_UT | Utah | 49 | Millard | 27 | 49027 | 324 | 0 | 2025 | 9999 |  |  | N | Solar | [13 empty] | 0 | 0 | 0 | 0
Big Creek Solar LLC | 64670_G_KOV4A | 64670 | G | KOV4A |  | Solar PV |  | MIS_AR | Arkansas | 5 | Lee | 77 | 05077 | 400 | 0 | 2024 | 9999 |  |  | N | Solar | [13 empty] | 0 | 0 | 0 | 0
Black Rock Solar LLC | 64671_G_KOV4A | 64671 | G | KOV4A |  | Solar PV |  | WECC_PNW | Washington | 53 | Yakima | 77 | 53077 | 100 | 0 | 2024 | 9999 |  |  | N | Solar | [13 empty] | 0 | 0 | 0 | 0
Blue Jay Solar I, LLC | 64672_G_BLUEJ | 64672 | G | BLUEJ |  | Solar PV |  | ERC_REST | Texas | 48 | Grimes | 185 | 48185 | 210 | 0 | 2021 | 9999 |  |  | N | Solar | [13 empty] | 0 | 0 | 0 | 0
Blue Jay Solar I, LLC | 64672_G_BLUJS | 64672 | G | BLUJS |  | Energy Storage |  | ERC_REST | Texas | 48 | Grimes | 185 | 48185 | 210 | 0 | 2021 | 9999 |  |  | N | Energy Storage | [13 empty] | 0 | 0 | 0 | 0
Acton | 64673_G_ACT | 64673 | G | ACT |  | Solar PV |  | NENG_ME | Maine | 23 | York | 31 | 23031 | 3.5 | 0 | 2021 | 9999 |  |  | N | Solar | [13 empty] | 0 | 0 | 0 | 0
Van Buren | 64674_G_VAN | 64674 | G | VAN |  | Solar PV |  | S_VACA | North Carolina | 37 | Sampson | 163 | 37163 | 2 | 0 | 2021 | 9999 |  |  | N | Solar | [13 empty] | 0 | 0 | 0 | 0
Naples | 64675_G_NAP | 64675 | G | NAP |  | Solar PV |  | NENG_ME | Maine | 23 | Cumberland | 5 | 23005 | 2 | 0 | 2021 | 9999 |  |  | N | Solar | [13 empty] | 0 | 0 | 0 | 0
Lake Herman | 64676_G_359 | 64676 | G | 359 |  | Solar PV |  | WEC_CALN | California | 6 | Solano | 95 | 06095 | 5 | 0 | 2021 | 9999 |  |  | N | Solar | [13 empty] | 0 | 0 | 0 | 0
Ryland Road Solar | 64677_G_RYLND | 64677 | G | RYLND |  | Solar PV |  | PJM_Dom | North Carolina | 37 | Chowan | 41 | 37041 | 5 | 0 | 2021 | 9999 |  |  | N | Solar | [13 empty] | 0 | 0 | 0 | 0
Windsor Hwy 17 Solar | 64678_G_WDH17 | 64678 | G | WDH17 |  | Solar PV |  | PJM_Dom | North Carolina | 37 | Bertie | 15 | 37015 | 5 | 0 | 2021 | 9999 |  |  | N | Solar | [13 empty] | 0 | 0 | 0 | 0
Hamlin Solar 1, LLC | 64679_G_HS1 | 64679 | G | HS1 |  | Solar PV |  | NY_Z_B | New York | 36 | Monroe | 55 | 36055 | 5 | 0 | 2020 | 9999 |  |  | N | Solar | [13 empty] | 0 | 0 | 0 | 0
Clifton Park Solar 1, LLC | 64680_G_CP1 | 64680 | G | CP1 |  | Solar PV |  | NY_Z_F | New York | 36 | Saratoga | 91 | 36091 | 5 | 0 | 2020 | 9999 |  |  | N | Solar | [13 empty] | 0 | 0 | 0 | 0
Clifton Park Solar 2, LLC | 64681_G_CP2 | 64681 | G | CP2 |  | Solar PV |  | NY_Z_F | New York | 36 | Saratoga | 91 | 36091 | 2 | 0 | 2020 | 9999 |  |  | N | Solar | [13 empty] | 0 | 0 | 0 | 0
Adams | 64682_G_ADA | 64682 | G | ADA |  | Solar PV |  | S_VACA | South Carolina | 45 | Anderson | 7 | 45007 | 2 | 0 | 2021 | 9999 |  |  | N | Solar | [13 empty] | 0 | 0 | 0 | 0
Oak Trail Solar, LLC | 64683_G_GEN01 | 64683 | G | GEN01 |  | Solar PV |  | PJM_Dom | North Carolina | 37 | Currituck | 53 | 37053 | 100 | 0 | 2022 | 9999 |  |  | N | Solar | [13 empty] | 0 | 0 | 0 | 0
Orangeville Storage | 64686_G_65002 | 64686 | G | 65002 |  | Energy Storage |  | NY_Z_A | New York | 36 | Wyoming | 121 | 36121 | 24.7 | 0 | 2021 | 9999 |  |  | N | Energy Storage | [13 empty] | 0 | 0 | 0 | 0
Van der Hoek Solar Array/ Dairy | 64687_G_VDH | 64687 | G | VDH |  | Solar PV |  | WEC_CALN | California | 6 | Fresno | 19 | 06019 | 1 | 0 | 2017 | 9999 |  |  | N | Solar | [13 empty] | 0 | 0 | 0 | 0
Plymouth Wind | 64688_G_65003 | 64688 | G | 65003 |  | Onshore Wind |  | MIS_MIDA | Iowa | 19 | Plymouth | 149 | 19149 | 202.7 | 0 | 2021 | 9999 |  |  | N | Wind | [13 empty] | 0 | 0 | 0 | 0
MD - PR97 | 64689_G_90029 | 64689 | G | 90029 |  | Solar PV |  | PJM_SMAC | Maryland | 24 | Prince Georges | 33 | 24033 | 2 | 0 | 2022 | 9999 |  |  | N | Solar | [13 empty] | 0 | 0 | 0 | 0
Todd Solar | 64690_G_65004 | 64690 | G | 65004 |  | Solar PV |  | PJM_EMAC | Maryland | 24 | Dorchester | 19 | 24019 | 20 | 0 | 2021 | 9999 |  |  | N | Solar | [13 empty] | 0 | 0 | 0 | 0
Fredonia Solar LLC | 64692_G_533 | 64692 | G | 533 |  | Solar PV |  | NY_Z_A | New York | 36 | Chautauqua | 13 | 36013 | 1.1 | 0 | 2021 | 9999 |  |  | N | Solar | [13 empty] | 0 | 0 | 0 | 0
Dos Palos | 64693_G_299 | 64693 | G | 299 |  | Solar PV |  | WEC_CALN | California | 6 | Merced | 47 | 06047 | 1 | 0 | 2021 | 9999 |  |  | N | Solar | [13 empty] | 0 | 0 | 0 | 0
Angel Fire Energy Facility | 64695_G_BESS | 64695 | G | BESS |  | Energy Storage |  | WECC_NM | New Mexico | 35 | Colfax | 7 | 35007 | 3 | 0 | 2022 | 9999 |  |  | N | Energy Storage | [13 empty] | 0 | 0 | 0 | 0
Angel Fire Energy Facility | 64695_G_TMEF1 | 64695 | G | TMEF1 |  | Solar PV |  | WECC_NM | New Mexico | 35 | Colfax | 7 | 35007 | 9.8 | 0 | 2022 | 9999 |  |  | N | Solar | [13 empty] | 0 | 0 | 0 | 0
Dunstable Solar 1, LLC | 64696_G_DUNST | 64696 | G | DUNST |  | Solar PV |  | NENGREST | Massachusetts | 25 | Middlesex | 17 | 25017 | 4.5 | 0 | 2021 | 9999 |  |  | N | Solar | [13 empty] | 0 | 0 | 0 | 0
Swan Garden | 64697_G_CGS | 64697 | G | CGS |  | Solar PV |  | MIS_MNWI | Minnesota | 27 | Pope | 121 | 27121 | 1 | 0 | 2021 | 9999 |  |  | N | Solar | [13 empty] | 0 | 0 | 0 | 0
Blue Prairie Solar, LLC | 64698_G_508 | 64698 | G | 508 |  | Solar PV |  | MIS_WUMS | Wisconsin | 55 | Jackson | 53 | 55053 | 2.5 | 0 | 2021 | 9999 |  |  | N | Solar | [13 empty] | 0 | 0 | 0 | 0
El Dorado Solar, LLC | 64700_G_390 | 64700 | G | 390 |  | Solar PV |  | WEC_CALN | California | 6 | El Dorado | 17 | 06017 | 1.5 | 0 | 2021 | 9999 |  |  | N | Solar | [13 empty] | 0 | 0 | 0 | 0
LeConte Energy Storage | 64701_G_LCES | 64701 | G | LCES |  | Energy Storage |  | WECC_IID | California | 6 | Imperial | 25 | 06025 | 125 | 0 | 2022 | 9999 |  |  | N | Energy Storage | [13 empty] | 0 | 0 | 0 | 0
Stanly Solar, LLC | 64702_G_PGR32 | 64702 | G | PGR32 |  | Solar PV |  | S_VACA | North Carolina | 37 | Stanly | 167 | 37167 | 50 | 0 | 2021 | 9999 |  |  | N | Solar | [13 empty] | 0 | 0 | 0 | 0
Gorham ME 1 | 64703_G_GOR1 | 64703 | G | GOR1 |  | Solar PV |  | NENG_ME | Maine | 23 | Cumberland | 5 | 23005 | 4.8 | 0 | 2022 | 9999 |  |  | N | Solar | [13 empty] | 0 | 0 | 0 | 0
Lincoln ME 1 | 64704_G_LIN1 | 64704 | G | LIN1 |  | Solar PV |  | NENG_ME | Maine | 23 | Penobscot | 19 | 23019 | 4.9 | 0 | 2022 | 9999 |  |  | N | Solar | [13 empty] | 0 | 0 | 0 | 0
Fairhaven MA 2 | 64705_G_FHAF | 64705 | G | FHAF |  | Solar PV |  | NENGREST | Massachusetts | 25 | Bristol | 5 | 25005 | 2.9 | 0 | 2021 | 9999 |  |  | N | Solar | [13 empty] | 0 | 0 | 0 | 0
Acushnet MA 1 | 64706_G_ACNT1 | 64706 | G | ACNT1 |  | Solar PV |  | NENGREST | Massachusetts | 25 | Bristol | 5 | 25005 | 1 | 0 | 2022 | 9999 |  |  | N | Solar | [13 empty] | 0 | 0 | 0 | 0
Acushnet MA 2 | 64707_G_ACNT2 | 64707 | G | ACNT2 |  | Solar PV |  | NENGREST | Massachusetts | 25 | Bristol | 5 | 25005 | 1 | 0 | 2022 | 9999 |  |  | N | Solar | [13 empty] | 0 | 0 | 0 | 0
Connexus Solar Baldwin 1BDN | 64708_G_C1BDN | 64708 | G | C1BDN |  | Solar PV |  | MIS_MNWI | Minnesota | 27 | Isanti | 59 | 27059 | 3.3 | 0 | 2021 | 9999 |  |  | N | Solar | [13 empty] | 0 | 0 | 0 | 0
CL-Viaduct LLC | 64709_G_GSF01 | 64709 | G | GSF01 |  | Solar PV |  | PJM_PENE | Pennsylvania | 42 | Clearfield | 33 | 42033 | 20 | 0 | 2022 | 9999 |  |  | N | Solar | [13 empty] | 0 | 0 | 0 | 0
White Mesa Wind | 64710_G_WM001 | 64710 | G | WM001 |  | Onshore Wind |  | ERC_WEST | Texas | 48 | Crockett | 105 | 48105 | 500.6 | 0 | 2021 | 9999 |  |  | N | Wind | [13 empty] | 0 | 0 | 0 | 0
UN-School House LLC | 64711_G_GSF01 | 64711 | G | GSF01 |  | Solar PV |  | PJM_PENE | Pennsylvania | 42 | Clearfield | 33 | 42033 | 20 | 0 | 2022 | 9999 |  |  | N | Solar | [13 empty] | 0 | 0 | 0 | 0
Sanborn BESS 1 | 64712_G_ESSB1 | 64712 | G | ESSB1 |  | Energy Storage |  | WECC_SCE | California | 6 | Kern | 29 | 06029 | 100 | 0 | 2021 | 9999 |  |  | N | Energy Storage | [13 empty] | 0 | 0 | 0 | 0
Sanborn BESS 2 | 64713_G_ESSB2 | 64713 | G | ESSB2 |  | Energy Storage |  | WECC_SCE | California | 6 | Kern | 29 | 06029 | 100 | 0 | 2021 | 9999 |  |  | N | Energy Storage | [13 empty] | 0 | 0 | 0 | 0
Rice Lake Solar Array | 64714_G_RLK01 | 64714 | G | RLK01 |  | Solar PV |  | MIS_MNWI | Wisconsin | 55 | Barron | 5 | 55005 | 3.8 | 0 | 2019 | 9999 |  |  | N | Solar | [13 empty] | 0 | 0 | 0 | 0
Dusenberry | 64715_G_DSNBR | 64715 | G | DSNBR |  | Solar PV |  | NY_Z_F | New York | 36 | Rensselaer | 83 | 36083 | 5 | 0 | 2021 | 9999 |  |  | N | Solar | [13 empty] | 0 | 0 | 0 | 0
Knapp East | 64716_G_KNPPE | 64716 | G | KNPPE |  | Solar PV |  | NY_Z_B | New York | 36 | Genesee | 37 | 36037 | 5 | 0 | 2021 | 9999 |  |  | N | Solar | [13 empty] | 0 | 0 | 0 | 0
Main Rd | 64717_G_MAINR | 64717 | G | MAINR |  | Solar PV |  | NY_Z_A | New York | 36 | Erie | 29 | 36029 | 5 | 0 | 2021 | 9999 |  |  | N | Solar | [13 empty] | 0 | 0 | 0 | 0
Redman North | 64718_G_RDMNN | 64718 | G | RDMNN |  | Solar PV |  | NY_Z_B | New York | 36 | Monroe | 55 | 36055 | 1.5 | 0 | 2021 | 9999 |  |  | N | Solar | [13 empty] | 0 | 0 | 0 | 0
Glenmere Lake | 64719_G_BESS | 64719 | G | BESS |  | Energy Storage |  | NY_Z_G-I | New York | 36 | Orange | 71 | 36071 | 2 | 0 | 2021 | 9999 |  |  | N | Energy Storage | [13 empty] | 0 | 0 | 0 | 0
Glenmere Lake | 64719_G_GLNMR | 64719 | G | GLNMR |  | Solar PV |  | NY_Z_G-I | New York | 36 | Orange | 71 | 36071 | 2 | 0 | 2021 | 9999 |  |  | N | Solar | [13 empty] | 0 | 0 | 0 | 0
Knapp West | 64720_G_KNPPW | 64720 | G | KNPPW |  | Solar PV |  | NY_Z_B | New York | 36 | Genesee | 37 | 36037 | 5 | 0 | 2021 | 9999 |  |  | N | Solar | [13 empty] | 0 | 0 | 0 | 0
Rowe | 64721_G_RWEAV | 64721 | G | RWEAV |  | Solar PV |  | NY_Z_A | New York | 36 | Cattaraugus | 9 | 36009 | 5 | 0 | 2021 | 9999 |  |  | N | Solar | [13 empty] | 0 | 0 | 0 | 0
Redman South | 64722_G_RDMNS | 64722 | G | RDMNS |  | Solar PV |  | NY_Z_B | New York | 36 | Monroe | 55 | 36055 | 5 | 0 | 2021 | 9999 |  |  | N | Solar | [13 empty] | 0 | 0 | 0 | 0
Alton Road Solar | 64723_G_50835 | 64723 | G | 50835 |  | Solar PV |  | NENGREST | Rhode Island | 44 | Washington | 9 | 44009 | 13.9 | 0 | 2019 | 9999 |  |  | N | Solar | [13 empty] | 0 | 0 | 0 | 0
Townline | 64724_G_TWNLN | 64724 | G | TWNLN |  | Solar PV |  | NY_Z_B | New York | 36 | Genesee | 37 | 36037 | 5 | 0 | 2021 | 9999 |  |  | N | Solar | [13 empty] | 0 | 0 | 0 | 0
Williams Rd | 64725_G_WLMRD | 64725 | G | WLMRD |  | Solar PV |  | NY_Z_A | New York | 36 | Niagara | 63 | 36063 | 4 | 0 | 2021 | 9999 |  |  | N | Solar | [13 empty] | 0 | 0 | 0 | 0
West Haydenville PJ | 64726_G_BESS | 64726 | G | BESS |  | Energy Storage |  | NENGREST | Massachusetts | 25 | Hampshire | 15 | 25015 | 3.6 | 0 | 2022 | 9999 |  |  | N | Energy Storage | [13 empty] | 0 | 0 | 0 | 0
West Haydenville PJ | 64726_G_WHAYD | 64726 | G | WHAYD |  | Solar PV |  | NENGREST | Massachusetts | 25 | Hampshire | 15 | 25015 | 5 | 0 | 2022 | 9999 |  |  | N | Solar | [13 empty] | 0 | 0 | 0 | 0
Brookwood Drive | 64727_G_BESS | 64727 | G | BESS |  | Energy Storage |  | NENGREST | Massachusetts | 25 | Bristol | 5 | 25005 | 3 | 0 | 2022 | 9999 |  |  | N | Energy Storage | [13 empty] | 0 | 0 | 0 | 0
Brookwood Drive | 64727_G_BRKWD | 64727 | G | BRKWD |  | Solar PV |  | NENGREST | Massachusetts | 25 | Bristol | 5 | 25005 | 5 | 0 | 2022 | 9999 |  |  | N | Solar | [13 empty] | 0 | 0 | 0 | 0
Novel Froehle Solar LLC | 64728_G_FROLE | 64728 | G | FROLE |  | Solar PV |  | MIS_MNWI | Minnesota | 27 | Stearns | 145 | 27145 | 1 | 0 | 2022 | 9999 |  |  | N | Solar | [13 empty] | 0 | 0 | 0 | 0
Novel Milbradt Solar LLC | 64729_G_MLBRT | 64729 | G | MLBRT |  | Solar PV |  | MIS_MNWI | Minnesota | 27 | Redwood | 127 | 27127 | 1 | 0 | 2022 | 9999 |  |  | N | Solar | [13 empty] | 0 | 0 | 0 | 0
IL17021 Brush Creek I | 64730_G_BCK17 | 64730 | G | BCK17 |  | Solar PV |  | PJM_COMD | Illinois | 17 | Stephenson | 177 | 17177 | 2 | 0 | 2022 | 9999 |  |  | N | Solar | [13 empty] | 0 | 0 | 0 | 0
Maple | 64731_G_M2 | 64731 | G | M2 |  | Energy Storage |  | NENGREST | Massachusetts | 25 | Norfolk | 21 | 25021 | 2.3 | 0 | 2021 | 9999 |  |  | N | Energy Storage | [13 empty] | 0 | 0 | 0 | 0
Maple | 64731_G_MAPLE | 64731 | G | MAPLE |  | Solar PV |  | NENGREST | Massachusetts | 25 | Norfolk | 21 | 25021 | 4 | 0 | 2021 | 9999 |  |  | N | Solar | [13 empty] | 0 | 0 | 0 | 0
Segunda II | 64732_G_SEGU2 | 64732 | G | SEGU2 |  | Solar PV |  | PJM_COMD | Illinois | 17 | LaSalle | 99 | 17099 | 2 | 0 | 2021 | 9999 |  |  | N | Solar | [13 empty] | 0 | 0 | 0 | 0
Woodlawn II | 64733_G_WOOD2 | 64733 | G | WOOD2 |  | Solar PV |  | PJM_COMD | Illinois | 17 | Will | 197 | 17197 | 2 | 0 | 2021 | 9999 |  |  | N | Solar | [13 empty] | 0 | 0 | 0 | 0
Dodds | 64734_G_DOODS | 64734 | G | DOODS |  | Solar PV |  | PJM_COMD | Illinois | 17 | Stephenson | 177 | 17177 | 2 | 0 | 2021 | 9999 |  |  | N | Solar | [13 empty] | 0 | 0 | 0 | 0
Olmstead II CSG | 64735_G_OLMS2 | 64735 | G | OLMS2 |  | Solar PV |  | PJM_COMD | Illinois | 17 | Stephenson | 177 | 17177 | 2 | 0 | 2021 | 9999 |  |  | N | Solar | [13 empty] | 0 | 0 | 0 | 0
Wolfcastle CSG | 64736_G_WOLFC | 64736 | G | WOLFC |  | Solar PV |  | PJM_COMD | Illinois | 17 | DeKalb | 37 | 17037 | 2 | 0 | 2021 | 9999 |  |  | N | Solar | [13 empty] | 0 | 0 | 0 | 0
Holliday Creek Solar | 64738_G_HCS | 64738 | G | HCS |  | Solar PV |  | MIS_IA | Iowa | 19 | Webster | 187 | 19187 | 100 | 0 | 2022 | 9999 |  |  | N | Solar | [13 empty] | 0 | 0 | 0 | 0
Elektron Solar, LLC | 64739_G_ELKS | 64739 | G | ELKS |  | Solar PV |  | WECC_UT | Utah | 49 | Tooele | 45 | 49045 | 80 | 0 | 2022 | 9999 |  |  | N | Solar | [13 empty] | 0 | 0 | 0 | 0
Castle Solar, LLC | 64740_G_CS | 64740 | G | CS |  | Solar PV |  | WECC_UT | Utah | 49 | Emery | 15 | 49015 | 40 | 0 | 2022 | 9999 |  |  | N | Solar | [13 empty] | 0 | 0 | 0 | 0
Morgan Solar 1 CSG | 64741_G_MORG1 | 64741 | G | MORG1 |  | Solar PV |  | MIS_IL | Illinois | 17 | Morgan | 137 | 17137 | 2 | 0 | 2021 | 9999 |  |  | N | Solar | [13 empty] | 0 | 0 | 0 | 0
Morgan Solar 1b CSG | 64742_G_MOR1B | 64742 | G | MOR1B |  | Solar PV |  | MIS_IL | Illinois | 17 | Morgan | 137 | 17137 | 2 | 0 | 2021 | 9999 |  |  | N | Solar | [13 empty] | 0 | 0 | 0 | 0
Tierra Buena Energy Storage | 64743_G_TB1 | 64743 | G | TB1 |  | Energy Storage |  | WEC_CALN | California | 6 | Sutter | 101 | 06101 | 2.5 | 0 | 2022 | 9999 |  |  | N | Energy Storage | [13 empty] | 0 | 0 | 0 | 0
Tierra Buena Energy Storage | 64743_G_TB2 | 64743 | G | TB2 |  | Energy Storage |  | WEC_CALN | California | 6 | Sutter | 101 | 06101 | 2.5 | 0 | 2022 | 9999 |  |  | N | Energy Storage | [13 empty] | 0 | 0 | 0 | 0
Goldman Sachs Carports Solar | 64746_G_GSCS | 64746 | G | GSCS |  | Solar PV |  | NY_Z_F | New York | 36 | Albany | 1 | 36001 | 1 | 0 | 2020 | 9999 |  |  | N | Solar | [13 empty] | 0 | 0 | 0 | 0
Fuel Cell 18A Sneden Avenue | 64748_G_CR18A | 64748 | G | CR18A |  | Fuel Cell |  | NY_Z_J | New York | 36 | New York | 61 | 36061 | 3.5 | 6469 | 2020 | 9999 |  |  | N | Natural Gas | [13 empty] | 0 | 0 | 0 | 0
Fuel Cell 18B Sneden Avenue | 64749_G_CR18B | 64749 | G | CR18B |  | Fuel Cell |  | NY_Z_J | New York | 36 | New York | 61 | 36061 | 4 | 6469 | 2020 | 9999 |  |  | N | Natural Gas | [13 empty] | 0 | 0 | 0 | 0
Glass Sands Wind Facility | 64750_G_1 | 64750 | G | 1 |  | Onshore Wind |  | SPP_WEST | Oklahoma | 40 | Murray | 99 | 40099 | 117 | 0 | 2021 | 9999 |  |  | N | Wind | [13 empty] | 0 | 0 | 0 | 0
Amazon PSP1 | 64751_G_267 | 64751 | G | 267 |  | Solar PV |  | WECC_SCE | California | 6 | Riverside | 65 | 06065 | 3.8 | 0 | 2021 | 9999 |  |  | N | Solar | [13 empty] | 0 | 0 | 0 | 0
John Hopkins Middle School Microgrid | 64752_G_ES1 | 64752 | G | ES1 |  | Energy Storage |  | FRCC | Florida | 12 | Pinellas | 103 | 12103 | 2.5 | 0 | 2022 | 9999 |  |  | N | Energy Storage | [13 empty] | 0 | 0 | 0 | 0
John Hopkins Middle School Microgrid | 64752_G_PV1 | 64752 | G | PV1 |  | Solar PV |  | FRCC | Florida | 12 | Pinellas | 103 | 12103 | 1 | 0 | 2022 | 9999 |  |  | N | Solar | [13 empty] | 0 | 0 | 0 | 0
FDX010.0 FedEx Fuel Cell | 64753_G_FDX10 | 64753 | G | FDX10 |  | Fuel Cell |  | NENG_CT | Connecticut | 9 | Middlesex | 7 | 09007 | 1 | 6469 | 2018 | 9999 |  |  | N | Natural Gas | [13 empty] | 0 | 0 | 0 | 0
Arbor Hill Solar | 64755_G_AHS | 64755 | G | AHS |  | Solar PV |  | MIS_MIDA | Iowa | 19 | Adair | 1 | 19001 | 24 | 0 | 2021 | 9999 |  |  | N | Solar | [13 empty] | 0 | 0 | 0 | 0
EQX005.0 Toyama Fuel Cell | 64756_G_EQX05 | 64756 | G | EQX05 |  | Fuel Cell |  | WEC_CALN | California | 6 | Santa Clara | 85 | 06085 | 1.1 | 6469 | 2019 | 9999 |  |  | N | Natural Gas | [13 empty] | 0 | 0 | 0 | 0
Blue Springs | 64757_G_1 | 64757 | G | 1 |  | Solar PV |  | S_SOU | Florida | 12 | Jackson | 63 | 12063 | 74.5 | 0 | 2021 | 9999 |  |  | N | Solar | [13 empty] | 0 | 0 | 0 | 0
Manorville II | 64758_G_MAN | 64758 | G | MAN |  | Solar PV |  | NY_Z_K | New York | 36 | Suffolk | 103 | 36103 | 0.6 | 0 | 2024 | 9999 |  |  | N | Solar | [13 empty] | 0 | 0 | 0 | 0
Manorville II | 64758_G_MANB | 64758 | G | MANB |  | Energy Storage |  | NY_Z_K | New York | 36 | Suffolk | 103 | 36103 | 0.8 | 0 | 2024 | 9999 |  |  | N | Energy Storage | [13 empty] | 0 | 0 | 0 | 0
Old Middleboro Road Solar | 64759_G_OLD | 64759 | G | OLD |  | Solar PV |  | NENGREST | Massachusetts | 25 | Plymouth | 23 | 25023 | 5 | 0 | 2022 | 9999 |  |  | N | Solar | [13 empty] | 0 | 0 | 0 | 0
Old Middleboro Road Solar | 64759_G_OLDBA | 64759 | G | OLDBA |  | Energy Storage |  | NENGREST | Massachusetts | 25 | Plymouth | 23 | 25023 | 4.5 | 0 | 2022 | 9999 |  |  | N | Energy Storage | [13 empty] | 0 | 0 | 0 | 0
Ocean State BTM | 64760_G_MESS | 64760 | G | MESS |  | Energy Storage |  | NENGREST | Rhode Island | 44 | Providence | 7 | 44007 | 3 | 0 | 2022 | 9999 |  |  | N | Energy Storage | [13 empty] | 0 | 0 | 0 | 0
Patchogue ESS | 64761_G_PAT | 64761 | G | PAT |  | Energy Storage |  | NY_Z_K | New York | 36 | Suffolk | 103 | 36103 | 2 | 0 | 2024 | 9999 |  |  | N | Energy Storage | [13 empty] | 0 | 0 | 0 | 0
Rumford ESS | 64763_G_RUM | 64763 | G | RUM |  | Energy Storage |  | NENG_ME | Maine | 23 | Oxford | 17 | 23017 | 4.9 | 0 | 2021 | 9999 |  |  | N | Energy Storage | [13 empty] | 0 | 0 | 0 | 0
Madison BTM | 64764_G_MBTM | 64764 | G | MBTM |  | Energy Storage |  | NENG_ME | Maine | 23 | Somerset | 25 | 23025 | 1.5 | 0 | 2020 | 9999 |  |  | N | Energy Storage | [13 empty] | 0 | 0 | 0 | 0
Madison ESS | 64765_G_MESS | 64765 | G | MESS |  | Energy Storage |  | NENG_ME | Maine | 23 | Somerset | 25 | 23025 | 4.9 | 0 | 2019 | 9999 |  |  | N | Energy Storage | [13 empty] | 0 | 0 | 0 | 0
Redwood Coast Airport Microgrid | 64766_G_RCAM1 | 64766 | G | RCAM1 |  | Solar PV |  | WEC_CALN | California | 6 | Humboldt | 23 | 06023 | 1.8 | 0 | 2021 | 9999 |  |  | N | Solar | [13 empty] | 0 | 0 | 0 | 0
Redwood Coast Airport Microgrid | 64766_G_RCAM2 | 64766 | G | RCAM2 |  | Energy Storage |  | WEC_CALN | California | 6 | Humboldt | 23 | 06023 | 1.8 | 0 | 2021 | 9999 |  |  | N | Energy Storage | [13 empty] | 0 | 0 | 0 | 0
WAL202 | 64770_G_GEN1 | 64770 | G | GEN1 |  | Combustion Turbine | IC Engine | ERC_REST | Texas | 48 | Collin | 85 | 48085 | 1.3 | 9905 | 2020 | 9999 |  |  | N | Distillate Fuel Oil | [13 empty] | 0.011 | 0.011 | 0.011 | 0.011
WAL266 | 64771_G_GEN1 | 64771 | G | GEN1 |  | Combustion Turbine | IC Engine | ERC_REST | Texas | 48 | Tarrant | 439 | 48439 | 0.4 | 9905 | 2021 | 9999 |  |  | N | Natural Gas | [13 empty] | 0.011 | 0.011 | 0.011 | 0.011
WAL266 | 64771_G_GEN2 | 64771 | G | GEN2 |  | Combustion Turbine | IC Engine | ERC_REST | Texas | 48 | Tarrant | 439 | 48439 | 0.4 | 9905 | 2021 | 9999 |  |  | N | Natural Gas | [13 empty] | 0.011 | 0.011 | 0.011 | 0.011
WAL266 | 64771_G_GEN3 | 64771 | G | GEN3 |  | Combustion Turbine | IC Engine | ERC_REST | Texas | 48 | Tarrant | 439 | 48439 | 0.4 | 9905 | 2021 | 9999 |  |  | N | Natural Gas | [13 empty] | 0.011 | 0.011 | 0.011 | 0.011
WAL284 | 64772_G_GEN1 | 64772 | G | GEN1 |  | Combustion Turbine | IC Engine | ERC_REST | Texas | 48 | Tarrant | 439 | 48439 | 0.4 | 9905 | 2021 | 9999 |  |  | N | Natural Gas | [13 empty] | 0.011 | 0.011 | 0.011 | 0.011
WAL284 | 64772_G_GEN2 | 64772 | G | GEN2 |  | Combustion Turbine | IC Engine | ERC_REST | Texas | 48 | Tarrant | 439 | 48439 | 0.4 | 9905 | 2021 | 9999 |  |  | N | Natural Gas | [13 empty] | 0.011 | 0.011 | 0.011 | 0.011
WAL284 | 64772_G_GEN3 | 64772 | G | GEN3 |  | Combustion Turbine | IC Engine | ERC_REST | Texas | 48 | Tarrant | 439 | 48439 | 0.4 | 9905 | 2021 | 9999 |  |  | N | Natural Gas | [13 empty] | 0.011 | 0.011 | 0.011 | 0.011
WAL407 | 64773_G_GEN1 | 64773 | G | GEN1 |  | Combustion Turbine | IC Engine | ERC_REST | Texas | 48 | Bell | 27 | 48027 | 0.4 | 9905 | 2021 | 9999 |  |  | N | Natural Gas | [13 empty] | 0.011 | 0.011 | 0.011 | 0.011
WAL407 | 64773_G_GEN2 | 64773 | G | GEN2 |  | Combustion Turbine | IC Engine | ERC_REST | Texas | 48 | Bell | 27 | 48027 | 0.4 | 9905 | 2021 | 9999 |  |  | N | Natural Gas | [13 empty] | 0.011 | 0.011 | 0.011 | 0.011
WAL407 | 64773_G_GEN3 | 64773 | G | GEN3 |  | Combustion Turbine | IC Engine | ERC_REST | Texas | 48 | Bell | 27 | 48027 | 0.4 | 9905 | 2021 | 9999 |  |  | N | Natural Gas | [13 empty] | 0.011 | 0.011 | 0.011 | 0.011
WAL447 | 64775_G_GEN1 | 64775 | G | GEN1 |  | Combustion Turbine | IC Engine | ERC_REST | Texas | 48 | Val Verde | 465 | 48465 | 0.4 | 9905 | 2021 | 9999 |  |  | N | Natural Gas | [13 empty] | 0.011 | 0.011 | 0.011 | 0.011
WAL447 | 64775_G_GEN2 | 64775 | G | GEN2 |  | Combustion Turbine | IC Engine | ERC_REST | Texas | 48 | Val Verde | 465 | 48465 | 0.4 | 9905 | 2021 | 9999 |  |  | N | Natural Gas | [13 empty] | 0.011 | 0.011 | 0.011 | 0.011
WAL447 | 64775_G_GEN3 | 64775 | G | GEN3 |  | Combustion Turbine | IC Engine | ERC_REST | Texas | 48 | Val Verde | 465 | 48465 | 0.4 | 9905 | 2021 | 9999 |  |  | N | Natural Gas | [13 empty] | 0.011 | 0.011 | 0.011 | 0.011
Hermsdorf Solar | 64780_G_1 | 64780 | G | 1 |  | Solar PV |  | MIS_WUMS | Wisconsin | 55 | Dane | 25 | 55025 | 8 | 0 | 2022 | 9999 |  |  | N | Solar | [13 empty] | 0 | 0 | 0 | 0
Kearsarge Westerly | 64781_G_WES | 64781 | G | WES |  | Solar PV |  | NENGREST | Rhode Island | 44 | Washington | 9 | 44009 | 4 | 0 | 2020 | 9999 |  |  | N | Solar | [13 empty] | 0 | 0 | 0 | 0
Kearsarge Fogland | 64782_G_TIV | 64782 | G | TIV |  | Solar PV |  | NENGREST | Rhode Island | 44 | Newport | 5 | 44005 | 2.4 | 0 | 2020 | 9999 |  |  | N | Solar | [13 empty] | 0 | 0 | 0 | 0
Kearsarge East Providence | 64783_G_EPRO | 64783 | G | EPRO |  | Solar PV |  | NENGREST | Rhode Island | 44 | Providence | 7 | 44007 | 2 | 0 | 2020 | 9999 |  |  | N | Solar | [13 empty] | 0 | 0 | 0 | 0
Long John CSG | 64784_G_LJOHN | 64784 | G | LJOHN |  | Solar PV |  | PJM_COMD | Illinois | 17 | DeKalb | 37 | 17037 | 2 | 0 | 2021 | 9999 |  |  | N | Solar | [13 empty] | 0 | 0 | 0 | 0
Woodlawn CSG | 64785_G_WOOD | 64785 | G | WOOD |  | Solar PV |  | PJM_COMD | Illinois | 17 | Will | 197 | 17197 | 2 | 0 | 2021 | 9999 |  |  | N | Solar | [13 empty] | 0 | 0 | 0 | 0
Hurricane Creek CSG | 64786_G_HRCRK | 64786 | G | HRCRK |  | Solar PV |  | MIS_IL | Illinois | 17 | Williamson | 199 | 17199 | 2 | 0 | 2021 | 9999 |  |  | N | Solar | [13 empty] | 0 | 0 | 0 | 0
Viking Solar CSG | 64787_G_VIKNG | 64787 | G | VIKNG |  | Solar PV |  | MIS_IL | Illinois | 17 | Macoupin | 117 | 17117 | 2 | 0 | 2021 | 9999 |  |  | N | Solar | [13 empty] | 0 | 0 | 0 | 0
OER Checkerspot | 64790_G_CHECK | 64790 | G | CHECK |  | Solar PV |  | PJM_SMAC | Maryland | 24 | Anne Arundel | 3 | 24003 | 1.5 | 0 | 2021 | 9999 |  |  | N | Solar | [13 empty] | 0 | 0 | 0 | 0
WAL462 | 64791_G_GEN1 | 64791 | G | GEN1 |  | Combustion Turbine | IC Engine | ERC_REST | Texas | 48 | Brazoria | 39 | 48039 | 1.3 | 9905 | 2019 | 9999 |  |  | N | Natural Gas | [13 empty] | 0.011 | 0.011 | 0.011 | 0.011
WAL522 | 64793_G_GEN1 | 64793 | G | GEN1 |  | Combustion Turbine | IC Engine | ERC_REST | Texas | 48 | Harris | 201 | 48201 | 0.4 | 9905 | 2020 | 9999 |  |  | N | Natural Gas | [13 empty] | 0.011 | 0.011 | 0.011 | 0.011
WAL522 | 64793_G_GEN2 | 64793 | G | GEN2 |  | Combustion Turbine | IC Engine | ERC_REST | Texas | 48 | Harris | 201 | 48201 | 0.4 | 9905 | 2020 | 9999 |  |  | N | Natural Gas | [13 empty] | 0.011 | 0.011 | 0.011 | 0.011
WAL522 | 64793_G_GEN3 | 64793 | G | GEN3 |  | Combustion Turbine | IC Engine | ERC_REST | Texas | 48 | Harris | 201 | 48201 | 0.4 | 9905 | 2020 | 9999 |  |  | N | Natural Gas | [13 empty] | 0.011 | 0.011 | 0.011 | 0.011
WAL529 | 64794_G_GEN1 | 64794 | G | GEN1 |  | Combustion Turbine | IC Engine | ERC_REST | Texas | 48 | Galveston | 167 | 48167 | 1.3 | 9905 | 2019 | 9999 |  |  | N | Natural Gas | [13 empty] | 0.011 | 0.011 | 0.011 | 0.011
WAL536 | 64795_G_GEN1 | 64795 | G | GEN1 |  | Combustion Turbine | IC Engine | ERC_WEST | Texas | 48 | Jones | 253 | 48253 | 0.4 | 9905 | 2021 | 9999 |  |  | N | Natural Gas | [13 empty] | 0.011 | 0.011 | 0.011 | 0.011
WAL536 | 64795_G_GEN2 | 64795 | G | GEN2 |  | Combustion Turbine | IC Engine | ERC_WEST | Texas | 48 | Jones | 253 | 48253 | 0.4 | 9905 | 2021 | 9999 |  |  | N | Natural Gas | [13 empty] | 0.011 | 0.011 | 0.011 | 0.011
WAL536 | 64795_G_GEN3 | 64795 | G | GEN3 |  | Combustion Turbine | IC Engine | ERC_WEST | Texas | 48 | Jones | 253 | 48253 | 0.4 | 9905 | 2021 | 9999 |  |  | N | Natural Gas | [13 empty] | 0.011 | 0.011 | 0.011 | 0.011
WAL537 | 64796_G_GEN1 | 64796 | G | GEN1 |  | Combustion Turbine | IC Engine | ERC_WEST | Texas | 48 | Ector | 135 | 48135 | 0.4 | 9905 | 2021 | 9999 |  |  | N | Natural Gas | [13 empty] | 0.011 | 0.011 | 0.011 | 0.011
WAL537 | 64796_G_GEN2 | 64796 | G | GEN2 |  | Combustion Turbine | IC Engine | ERC_WEST | Texas | 48 | Ector | 135 | 48135 | 0.4 | 9905 | 2021 | 9999 |  |  | N | Natural Gas | [13 empty] | 0.011 | 0.011 | 0.011 | 0.011
WAL537 | 64796_G_GEN3 | 64796 | G | GEN3 |  | Combustion Turbine | IC Engine | ERC_WEST | Texas | 48 | Ector | 135 | 48135 | 0.4 | 9905 | 2021 | 9999 |  |  | N | Natural Gas | [13 empty] | 0.011 | 0.011 | 0.011 | 0.011
WAL546 | 64797_G_GEN1 | 64797 | G | GEN1 |  | Combustion Turbine | IC Engine | ERC_REST | Texas | 48 | Fort Bend | 157 | 48157 | 0.4 | 9905 | 2020 | 9999 |  |  | N | Natural Gas | [13 empty] | 0.011 | 0.011 | 0.011 | 0.011
WAL546 | 64797_G_GEN2 | 64797 | G | GEN2 |  | Combustion Turbine | IC Engine | ERC_REST | Texas | 48 | Fort Bend | 157 | 48157 | 0.4 | 9905 | 2020 | 9999 |  |  | N | Natural Gas | [13 empty] | 0.011 | 0.011 | 0.011 | 0.011
WAL546 | 64797_G_GEN3 | 64797 | G | GEN3 |  | Combustion Turbine | IC Engine | ERC_REST | Texas | 48 | Fort Bend | 157 | 48157 | 0.4 | 9905 | 2020 | 9999 |  |  | N | Natural Gas | [13 empty] | 0.011 | 0.011 | 0.011 | 0.011
WAL565 | 64798_G_GEN1 | 64798 | G | GEN1 |  | Combustion Turbine | IC Engine | ERC_REST | Texas | 48 | Navarro | 349 | 48349 | 0.4 | 9905 | 2022 | 9999 |  |  | N | Natural Gas | [13 empty] | 0.011 | 0.011 | 0.011 | 0.011
WAL565 | 64798_G_GEN2 | 64798 | G | GEN2 |  | Combustion Turbine | IC Engine | ERC_REST | Texas | 48 | Navarro | 349 | 48349 | 0.4 | 9905 | 2022 | 9999 |  |  | N | Natural Gas | [13 empty] | 0.011 | 0.011 | 0.011 | 0.011
WAL565 | 64798_G_GEN3 | 64798 | G | GEN3 |  | Combustion Turbine | IC Engine | ERC_REST | Texas | 48 | Navarro | 349 | 48349 | 0.4 | 9905 | 2022 | 9999 |  |  | N | Natural Gas | [13 empty] | 0.011 | 0.011 | 0.011 | 0.011
WAL602 | 64799_G_GEN1 | 64799 | G | GEN1 |  | Combustion Turbine | IC Engine | MIS_WOTA | Texas | 48 | Montgomery | 339 | 48339 | 0.4 | 9905 | 2020 | 9999 |  |  | N | Natural Gas | [13 empty] | 0.011 | 0.011 | 0.011 | 0.011
WAL602 | 64799_G_GEN2 | 64799 | G | GEN2 |  | Combustion Turbine | IC Engine | MIS_WOTA | Texas | 48 | Montgomery | 339 | 48339 | 0.4 | 9905 | 2020 | 9999 |  |  | N | Natural Gas | [13 empty] | 0.011 | 0.011 | 0.011 | 0.011
WAL602 | 64799_G_GEN3 | 64799 | G | GEN3 |  | Combustion Turbine | IC Engine | MIS_WOTA | Texas | 48 | Montgomery | 339 | 48339 | 0.4 | 9905 | 2020 | 9999 |  |  | N | Natural Gas | [13 empty] | 0.011 | 0.011 | 0.011 | 0.011
WAL744 | 64800_G_GEN1 | 64800 | G | GEN1 |  | Combustion Turbine | IC Engine | ERC_REST | Texas | 48 | Harris | 201 | 48201 | 0.4 | 9905 | 2020 | 9999 |  |  | N | Natural Gas | [13 empty] | 0.011 | 0.011 | 0.011 | 0.011
WAL744 | 64800_G_GEN2 | 64800 | G | GEN2 |  | Combustion Turbine | IC Engine | ERC_REST | Texas | 48 | Harris | 201 | 48201 | 0.4 | 9905 | 2020 | 9999 |  |  | N | Natural Gas | [13 empty] | 0.011 | 0.011 | 0.011 | 0.011
WAL744 | 64800_G_GEN3 | 64800 | G | GEN3 |  | Combustion Turbine | IC Engine | ERC_REST | Texas | 48 | Harris | 201 | 48201 | 0.4 | 9905 | 2020 | 9999 |  |  | N | Natural Gas | [13 empty] | 0.011 | 0.011 | 0.011 | 0.011
WAL752 | 64801_G_GEN1 | 64801 | G | GEN1 |  | Combustion Turbine | IC Engine | ERC_REST | Texas | 48 | Harris | 201 | 48201 | 0.4 | 9905 | 2020 | 9999 |  |  | N | Natural Gas | [13 empty] | 0.011 | 0.011 | 0.011 | 0.011
WAL752 | 64801_G_GEN2 | 64801 | G | GEN2 |  | Combustion Turbine | IC Engine | ERC_REST | Texas | 48 | Harris | 201 | 48201 | 0.4 | 9905 | 2020 | 9999 |  |  | N | Natural Gas | [13 empty] | 0.011 | 0.011 | 0.011 | 0.011
WAL752 | 64801_G_GEN3 | 64801 | G | GEN3 |  | Combustion Turbine | IC Engine | ERC_REST | Texas | 48 | Harris | 201 | 48201 | 0.4 | 9905 | 2020 | 9999 |  |  | N | Natural Gas | [13 empty] | 0.011 | 0.011 | 0.011 | 0.011
WAL768 | 64802_G_GEN1 | 64802 | G | GEN1 |  | Combustion Turbine | IC Engine | ERC_REST | Texas | 48 | Harris | 201 | 48201 | 0.4 | 9905 | 2019 | 9999 |  |  | N | Natural Gas | [13 empty] | 0.011 | 0.011 | 0.011 | 0.011
WAL768 | 64802_G_GEN2 | 64802 | G | GEN2 |  | Combustion Turbine | IC Engine | ERC_REST | Texas | 48 | Harris | 201 | 48201 | 0.4 | 9905 | 2019 | 9999 |  |  | N | Natural Gas | [13 empty] | 0.011 | 0.011 | 0.011 | 0.011
WAL768 | 64802_G_GEN3 | 64802 | G | GEN3 |  | Combustion Turbine | IC Engine | ERC_REST | Texas | 48 | Harris | 201 | 48201 | 0.4 | 9905 | 2019 | 9999 |  |  | N | Natural Gas | [13 empty] | 0.011 | 0.011 | 0.011 | 0.011
WAL772 | 64803_G_GEN1 | 64803 | G | GEN1 |  | Combustion Turbine | IC Engine | ERC_REST | Texas | 48 | Harris | 201 | 48201 | 0.4 | 9905 | 2021 | 9999 |  |  | N | Natural Gas | [13 empty] | 0.011 | 0.011 | 0.011 | 0.011
WAL772 | 64803_G_GEN2 | 64803 | G | GEN2 |  | Combustion Turbine | IC Engine | ERC_REST | Texas | 48 | Harris | 201 | 48201 | 0.4 | 9905 | 2021 | 9999 |  |  | N | Natural Gas | [13 empty] | 0.011 | 0.011 | 0.011 | 0.011
WAL772 | 64803_G_GEN3 | 64803 | G | GEN3 |  | Combustion Turbine | IC Engine | ERC_REST | Texas | 48 | Harris | 201 | 48201 | 0.4 | 9905 | 2021 | 9999 |  |  | N | Natural Gas | [13 empty] | 0.011 | 0.011 | 0.011 | 0.011
WAL791 | 64804_G_GEN1 | 64804 | G | GEN1 |  | Combustion Turbine | IC Engine | ERC_REST | Texas | 48 | Jim Wells | 249 | 48249 | 0.4 | 9905 | 2021 | 9999 |  |  | N | Natural Gas | [13 empty] | 0.011 | 0.011 | 0.011 | 0.011
WAL791 | 64804_G_GEN2 | 64804 | G | GEN2 |  | Combustion Turbine | IC Engine | ERC_REST | Texas | 48 | Jim Wells | 249 | 48249 | 0.4 | 9905 | 2021 | 9999 |  |  | N | Natural Gas | [13 empty] | 0.011 | 0.011 | 0.011 | 0.011
WAL791 | 64804_G_GEN3 | 64804 | G | GEN3 |  | Combustion Turbine | IC Engine | ERC_REST | Texas | 48 | Jim Wells | 249 | 48249 | 0.4 | 9905 | 2021 | 9999 |  |  | N | Natural Gas | [13 empty] | 0.011 | 0.011 | 0.011 | 0.011
WAL849 | 64805_G_GEN1 | 64805 | G | GEN1 |  | Combustion Turbine | IC Engine | ERC_REST | Texas | 48 | Harris | 201 | 48201 | 0.4 | 9905 | 2020 | 9999 |  |  | N | Natural Gas | [13 empty] | 0.011 | 0.011 | 0.011 | 0.011
WAL849 | 64805_G_GEN2 | 64805 | G | GEN2 |  | Combustion Turbine | IC Engine | ERC_REST | Texas | 48 | Harris | 201 | 48201 | 0.4 | 9905 | 2020 | 9999 |  |  | N | Natural Gas | [13 empty] | 0.011 | 0.011 | 0.011 | 0.011
WAL849 | 64805_G_GEN3 | 64805 | G | GEN3 |  | Combustion Turbine | IC Engine | ERC_REST | Texas | 48 | Harris | 201 | 48201 | 0.4 | 9905 | 2020 | 9999 |  |  | N | Natural Gas | [13 empty] | 0.011 | 0.011 | 0.011 | 0.011
WAL872 | 64806_G_GEN1 | 64806 | G | GEN1 |  | Combustion Turbine | IC Engine | ERC_REST | Texas | 48 | Brazoria | 39 | 48039 | 0.4 | 9905 | 2020 | 9999 |  |  | N | Natural Gas | [13 empty] | 0.011 | 0.011 | 0.011 | 0.011
WAL872 | 64806_G_GEN2 | 64806 | G | GEN2 |  | Combustion Turbine | IC Engine | ERC_REST | Texas | 48 | Brazoria | 39 | 48039 | 0.4 | 9905 | 2020 | 9999 |  |  | N | Natural Gas | [13 empty] | 0.011 | 0.011 | 0.011 | 0.011
WAL872 | 64806_G_GEN3 | 64806 | G | GEN3 |  | Combustion Turbine | IC Engine | ERC_REST | Texas | 48 | Brazoria | 39 | 48039 | 0.4 | 9905 | 2020 | 9999 |  |  | N | Natural Gas | [13 empty] | 0.011 | 0.011 | 0.011 | 0.011
WAL896 | 64807_G_GEN1 | 64807 | G | GEN1 |  | Combustion Turbine | IC Engine | ERC_REST | Texas | 48 | Dallas | 113 | 48113 | 0.4 | 9905 | 2021 | 9999 |  |  | N | Natural Gas | [13 empty] | 0.011 | 0.011 | 0.011 | 0.011
WAL896 | 64807_G_GEN2 | 64807 | G | GEN2 |  | Combustion Turbine | IC Engine | ERC_REST | Texas | 48 | Dallas | 113 | 48113 | 0.4 | 9905 | 2021 | 9999 |  |  | N | Natural Gas | [13 empty] | 0.011 | 0.011 | 0.011 | 0.011
WAL896 | 64807_G_GEN3 | 64807 | G | GEN3 |  | Combustion Turbine | IC Engine | ERC_REST | Texas | 48 | Dallas | 113 | 48113 | 0.4 | 9905 | 2021 | 9999 |  |  | N | Natural Gas | [13 empty] | 0.011 | 0.011 | 0.011 | 0.011
WAL940 | 64809_G_GEN1 | 64809 | G | GEN1 |  | Combustion Turbine | IC Engine | ERC_REST | Texas | 48 | Tarrant | 439 | 48439 | 0.4 | 9905 | 2020 | 9999 |  |  | N | Natural Gas | [13 empty] | 0.011 | 0.011 | 0.011 | 0.011
WAL940 | 64809_G_GEN2 | 64809 | G | GEN2 |  | Combustion Turbine | IC Engine | ERC_REST | Texas | 48 | Tarrant | 439 | 48439 | 0.4 | 9905 | 2020 | 9999 |  |  | N | Natural Gas | [13 empty] | 0.011 | 0.011 | 0.011 | 0.011
WAL940 | 64809_G_GEN3 | 64809 | G | GEN3 |  | Combustion Turbine | IC Engine | ERC_REST | Texas | 48 | Tarrant | 439 | 48439 | 0.4 | 9905 | 2020 | 9999 |  |  | N | Natural Gas | [13 empty] | 0.011 | 0.011 | 0.011 | 0.011
WAL947 | 64810_G_GEN1 | 64810 | G | GEN1 |  | Combustion Turbine | IC Engine | ERC_REST | Texas | 48 | Grayson | 181 | 48181 | 0.4 | 9905 | 2020 | 9999 |  |  | N | Natural Gas | [13 empty] | 0.011 | 0.011 | 0.011 | 0.011
WAL947 | 64810_G_GEN2 | 64810 | G | GEN2 |  | Combustion Turbine | IC Engine | ERC_REST | Texas | 48 | Grayson | 181 | 48181 | 0.4 | 9905 | 2020 | 9999 |  |  | N | Natural Gas | [13 empty] | 0.011 | 0.011 | 0.011 | 0.011
WAL947 | 64810_G_GEN3 | 64810 | G | GEN3 |  | Combustion Turbine | IC Engine | ERC_REST | Texas | 48 | Grayson | 181 | 48181 | 0.4 | 9905 | 2020 | 9999 |  |  | N | Natural Gas | [13 empty] | 0.011 | 0.011 | 0.011 | 0.011
Upton County BESS | 64811_G_UPT1 | 64811 | G | UPT1 |  | Energy Storage |  | ERC_WEST | Texas | 48 | Upton | 461 | 48461 | 3.1 | 0 | 2021 | 9999 |  |  | N | Energy Storage | [13 empty] | 0 | 0 | 0 | 0
Upton County BESS | 64811_G_UPT2 | 64811 | G | UPT2 |  | Energy Storage |  | ERC_WEST | Texas | 48 | Upton | 461 | 48461 | 3.1 | 0 | 2021 | 9999 |  |  | N | Energy Storage | [13 empty] | 0 | 0 | 0 | 0
Upton County BESS | 64811_G_UPT3 | 64811 | G | UPT3 |  | Energy Storage |  | ERC_WEST | Texas | 48 | Upton | 461 | 48461 | 3.1 | 0 | 2021 | 9999 |  |  | N | Energy Storage | [13 empty] | 0 | 0 | 0 | 0
Upton County BESS | 64811_G_UPT4 | 64811 | G | UPT4 |  | Energy Storage |  | ERC_WEST | Texas | 48 | Upton | 461 | 48461 | 3.1 | 0 | 2021 | 9999 |  |  | N | Energy Storage | [13 empty] | 0 | 0 | 0 | 0
Upton County BESS | 64811_G_UPT5 | 64811 | G | UPT5 |  | Energy Storage |  | ERC_WEST | Texas | 48 | Upton | 461 | 48461 | 3.1 | 0 | 2021 | 9999 |  |  | N | Energy Storage | [13 empty] | 0 | 0 | 0 | 0
Upton County BESS | 64811_G_UPT6 | 64811 | G | UPT6 |  | Energy Storage |  | ERC_WEST | Texas | 48 | Upton | 461 | 48461 | 3.1 | 0 | 2021 | 9999 |  |  | N | Energy Storage | [13 empty] | 0 | 0 | 0 | 0
Upton County BESS | 64811_G_UPT7 | 64811 | G | UPT7 |  | Energy Storage |  | ERC_WEST | Texas | 48 | Upton | 461 | 48461 | 3.1 | 0 | 2021 | 9999 |  |  | N | Energy Storage | [13 empty] | 0 | 0 | 0 | 0
Upton County BESS | 64811_G_UPT8 | 64811 | G | UPT8 |  | Energy Storage |  | ERC_WEST | Texas | 48 | Upton | 461 | 48461 | 3.1 | 0 | 2021 | 9999 |  |  | N | Energy Storage | [13 empty] | 0 | 0 | 0 | 0
WAL972 | 64812_G_GEN1 | 64812 | G | GEN1 |  | Combustion Turbine | IC Engine | ERC_REST | Texas | 48 | Tarrant | 439 | 48439 | 0.4 | 9905 | 2020 | 9999 |  |  | N | Natural Gas | [13 empty] | 0.011 | 0.011 | 0.011 | 0.011
WAL972 | 64812_G_GEN2 | 64812 | G | GEN2 |  | Combustion Turbine | IC Engine | ERC_REST | Texas | 48 | Tarrant | 439 | 48439 | 0.4 | 9905 | 2020 | 9999 |  |  | N | Natural Gas | [13 empty] | 0.011 | 0.011 | 0.011 | 0.011
WAL972 | 64812_G_GEN3 | 64812 | G | GEN3 |  | Combustion Turbine | IC Engine | ERC_REST | Texas | 48 | Tarrant | 439 | 48439 | 0.4 | 9905 | 2020 | 9999 |  |  | N | Natural Gas | [13 empty] | 0.011 | 0.011 | 0.011 | 0.011
WAL1040 | 64813_G_GEN1 | 64813 | G | GEN1 |  | Combustion Turbine | IC Engine | ERC_REST | Texas | 48 | Harris | 201 | 48201 | 0.4 | 9905 | 2019 | 9999 |  |  | N | Natural Gas | [13 empty] | 0.011 | 0.011 | 0.011 | 0.011
WAL1040 | 64813_G_GEN2 | 64813 | G | GEN2 |  | Combustion Turbine | IC Engine | ERC_REST | Texas | 48 | Harris | 201 | 48201 | 0.4 | 9905 | 2019 | 9999 |  |  | N | Natural Gas | [13 empty] | 0.011 | 0.011 | 0.011 | 0.011
WAL1040 | 64813_G_GEN3 | 64813 | G | GEN3 |  | Combustion Turbine | IC Engine | ERC_REST | Texas | 48 | Harris | 201 | 48201 | 0.4 | 9905 | 2019 | 9999 |  |  | N | Natural Gas | [13 empty] | 0.011 | 0.011 | 0.011 | 0.011
WAL1103 | 64815_G_GEN1 | 64815 | G | GEN1 |  | Combustion Turbine | IC Engine | ERC_REST | Texas | 48 | Harris | 201 | 48201 | 0.4 | 9905 | 2019 | 9999 |  |  | N | Natural Gas | [13 empty] | 0.011 | 0.011 | 0.011 | 0.011
WAL1103 | 64815_G_GEN2 | 64815 | G | GEN2 |  | Combustion Turbine | IC Engine | ERC_REST | Texas | 48 | Harris | 201 | 48201 | 0.4 | 9905 | 2019 | 9999 |  |  | N | Natural Gas | [13 empty] | 0.011 | 0.011 | 0.011 | 0.011
WAL1103 | 64815_G_GEN3 | 64815 | G | GEN3 |  | Combustion Turbine | IC Engine | ERC_REST | Texas | 48 | Harris | 201 | 48201 | 0.4 | 9905 | 2019 | 9999 |  |  | N | Natural Gas | [13 empty] | 0.011 | 0.011 | 0.011 | 0.011
WAL1232 | 64816_G_GEN1 | 64816 | G | GEN1 |  | Combustion Turbine | IC Engine | ERC_REST | Texas | 48 | Bell | 27 | 48027 | 0.4 | 9905 | 2020 | 9999 |  |  | N | Natural Gas | [13 empty] | 0.011 | 0.011 | 0.011 | 0.011
WAL1232 | 64816_G_GEN2 | 64816 | G | GEN2 |  | Combustion Turbine | IC Engine | ERC_REST | Texas | 48 | Bell | 27 | 48027 | 0.4 | 9905 | 2020 | 9999 |  |  | N | Natural Gas | [13 empty] | 0.011 | 0.011 | 0.011 | 0.011
WAL1232 | 64816_G_GEN3 | 64816 | G | GEN3 |  | Combustion Turbine | IC Engine | ERC_REST | Texas | 48 | Bell | 27 | 48027 | 0.4 | 9905 | 2020 | 9999 |  |  | N | Natural Gas | [13 empty] | 0.011 | 0.011 | 0.011 | 0.011
Energix Leatherwood, LLC | 64817_G_ENX10 | 64817 | G | ENX10 |  | Solar PV |  | PJM_West | Virginia | 51 | Henry | 89 | 51089 | 20 | 0 | 2021 | 9999 |  |  | N | Solar | [13 empty] | 0 | 0 | 0 | 0
Broadway Road Solar, LLC | 64820_G_OS | 64820 | G | OS |  | Solar PV |  | S_VACA | North Carolina | 37 | Lee | 105 | 37105 | 2 | 0 | 2021 | 9999 |  |  | N | Solar | [13 empty] | 0 | 0 | 0 | 0
Wyse Fork Solar Farm, LLC | 64822_G_OS | 64822 | G | OS |  | Solar PV |  | S_VACA | North Carolina | 37 | Jones | 103 | 37103 | 2 | 0 | 2021 | 9999 |  |  | N | Solar | [13 empty] | 0 | 0 | 0 | 0
Brightwood Solar, LLC | 64830_G_OS | 64830 | G | OS |  | Solar PV |  | WECC_PNW | Oregon | 41 | Clackamas | 5 | 41005 | 10 | 0 | 2021 | 9999 |  |  | N | Solar | [13 empty] | 0 | 0 | 0 | 0
Oak Leaf Solar XVIII LLC | 64831_G_DIA7 | 64831 | G | DIA7 |  | Solar PV |  | WECC_CO | Colorado | 8 | Denver | 31 | 08031 | 9 | 0 | 2022 | 9999 |  |  | N | Solar | [13 empty] | 0 | 0 | 0 | 0
Yellowbud Solar, LLC | 64832_G_YELLO | 64832 | G | YELLO |  | Solar PV |  | PJM_West | Ohio | 39 | Ross | 141 | 39141 | 274 | 0 | 2022 | 9999 |  |  | N | Solar | [13 empty] | 0 | 0 | 0 | 0
Silver Queen Wind Farm | 64835_G_NA | 64835 | G | NA |  | Onshore Wind |  | MIS_MIDA | Iowa | 19 | Crawford | 47 | 19047 | 300 | 0 | 2024 | 9999 |  |  | N | Wind | [13 empty] | 0 | 0 | 0 | 0
Catalina Express | 64836_G_CATAL | 64836 | G | CATAL |  | Solar PV |  | WEC_LADW | California | 6 | Los Angeles | 37 | 06037 | 1 | 0 | 2020 | 9999 |  |  | N | Solar | [13 empty] | 0 | 0 | 0 | 0
Marina South | 64837_G_MARIN | 64837 | G | MARIN |  | Solar PV |  | WEC_LADW | California | 6 | Los Angeles | 37 | 06037 | 1 | 0 | 2020 | 9999 |  |  | N | Solar | [13 empty] | 0 | 0 | 0 | 0
SR Washington I, LLC | 64843_G_SRWA1 | 64843 | G | SRWA1 |  | Solar PV |  | S_C_TVA | Tennessee | 47 | Loudon | 105 | 47105 | 9 | 0 | 2021 | 9999 |  |  | N | Solar | [13 empty] | 0 | 0 | 0 | 0
Three Rivers Solar LLC | 64844_G_TRB | 64844 | G | TRB |  | Energy Storage |  | NENGREST | Massachusetts | 25 | Hampden | 13 | 25013 | 1.4 | 0 | 2022 | 9999 |  |  | N | Energy Storage | [13 empty] | 0 | 0 | 0 | 0
Three Rivers Solar LLC | 64844_G_TRS | 64844 | G | TRS |  | Solar PV |  | NENGREST | Massachusetts | 25 | Hampden | 13 | 25013 | 4 | 0 | 2022 | 9999 |  |  | N | Solar | [13 empty] | 0 | 0 | 0 | 0
Aragonne Mesa Wind Project | 64845_G_AREXP | 64845 | G | AREXP |  | Onshore Wind |  | WECC_NM | New Mexico | 35 | Guadalupe | 19 | 35019 | 145 | 0 | 2021 | 9999 |  |  | N | Wind | [13 empty] | 0 | 0 | 0 | 0
Rail Tie Wind | 64847_G_CRTW1 | 64847 | G | CRTW1 |  | Onshore Wind |  | WECC_WY | Wyoming | 56 | Albany | 1 | 56001 | 504 | 0 | 2024 | 9999 |  |  | N | Wind | [13 empty] | 0 | 0 | 0 | 0
Bedington Energy Facility, LLC | 64848_G_BEF1 | 64848 | G | BEF1 |  | Solar PV |  | PJM_AP | West Virginia | 54 | Berkeley | 3 | 54003 | 50 | 0 | 2024 | 9999 |  |  | N | Solar | [13 empty] | 0 | 0 | 0 | 0
Daggett 2 | 64851_G_DAGGB | 64851 | G | DAGGB |  | Energy Storage |  | WECC_SCE | California | 6 | San Bernardino | 71 | 06071 | 131 | 0 | 2023 | 9999 |  |  | N | Energy Storage | [13 empty] | 0 | 0 | 0 | 0
Daggett 3 | 64852_G_DAGGB | 64852 | G | DAGGB |  | Energy Storage |  | WECC_SCE | California | 6 | San Bernardino | 71 | 06071 | 144 | 0 | 2022 | 9999 |  |  | N | Energy Storage | [13 empty] | 0 | 0 | 0 | 0
Daggett 3 | 64852_G_DAGGP | 64852 | G | DAGGP |  | Solar PV |  | WECC_SCE | California | 6 | San Bernardino | 71 | 06071 | 300 | 0 | 2022 | 9999 |  |  | N | Solar | [13 empty] | 0 | 0 | 0 | 0
New Market Solar | 64853_G_NMS1 | 64853 | G | NMS1 |  | Solar PV |  | PJM_West | Ohio | 39 | Highland | 71 | 39071 | 65 | 0 | 2022 | 9999 |  |  | N | Solar | [13 empty] | 0 | 0 | 0 | 0
New Market Solar | 64853_G_NMS2 | 64853 | G | NMS2 |  | Solar PV |  | PJM_West | Ohio | 39 | Highland | 71 | 39071 | 35 | 0 | 2021 | 9999 |  |  | N | Solar | [13 empty] | 0 | 0 | 0 | 0
Calhoun Solar | 64856_G_65009 | 64856 | G | 65009 |  | Solar PV |  | MIS_LMI | Michigan | 26 | Calhoun | 25 | 26025 | 200 | 0 | 2022 | 9999 |  |  | N | Solar | [13 empty] | 0 | 0 | 0 | 0
IP Radian, LLC | 64859_G_IPRAD | 64859 | G | IPRAD |  | Solar PV |  | ERC_REST | Texas | 48 | Brown | 49 | 48049 | 300 | 0 | 2022 | 9999 |  |  | N | Solar | [13 empty] | 0 | 0 | 0 | 0
Deer Creek 2 | 64861_G_392 | 64861 | G | 392 |  | Solar PV |  | WEC_CALN | California | 6 | El Dorado | 17 | 06017 | 1.3 | 0 | 2021 | 9999 |  |  | N | Solar | [13 empty] | 0 | 0 | 0 | 0
Strobus | 64862_G_515 | 64862 | G | 515 |  | Solar PV |  | MIS_WUMS | Wisconsin | 55 | Jackson | 53 | 55053 | 1.5 | 0 | 2021 | 9999 |  |  | N | Solar | [13 empty] | 0 | 0 | 0 | 0
Chaparral Springs | 64864_G_CHAPS | 64864 | G | CHAPS |  | Solar PV |  | WECC_SCE | California | 6 | Kern | 29 | 06029 | 250 | 0 | 2022 | 9999 |  |  | N | Solar | [13 empty] | 0 | 0 | 0 | 0
Novel Blilie Solar LLC | 64865_G_BLILE | 64865 | G | BLILE |  | Solar PV |  | MIS_MNWI | Minnesota | 27 | Wilkin | 167 | 27167 | 1 | 0 | 2022 | 9999 |  |  | N | Solar | [13 empty] | 0 | 0 | 0 | 0
USS Wildcat Solar LLC | 64866_G_USSWC | 64866 | G | USSWC |  | Solar PV |  | MIS_MNWI | Minnesota | 27 | Goodhue | 49 | 27049 | 1 | 0 | 2022 | 9999 |  |  | N | Solar | [13 empty] | 0 | 0 | 0 | 0
Slayton Settlement Road Solar | 64867_G_SLYTA | 64867 | G | SLYTA |  | Solar PV |  | NY_Z_A | New York | 36 | Erie | 29 | 36029 | 5 | 0 | 2022 | 9999 |  |  | N | Solar | [13 empty] | 0 | 0 | 0 | 0
Slayton Settlement Road Solar | 64867_G_SLYTB | 64867 | G | SLYTB |  | Solar PV |  | NY_Z_A | New York | 36 | Erie | 29 | 36029 | 2 | 0 | 2022 | 9999 |  |  | N | Solar | [13 empty] | 0 | 0 | 0 | 0
Helen CSG 1 LLC | 64869_G_HLCSG | 64869 | G | HLCSG |  | Solar PV |  | MIS_MNWI | Minnesota | 27 | McLeod | 85 | 27085 | 1 | 0 | 2021 | 9999 |  |  | N | Solar | [13 empty] | 0 | 0 | 0 | 0
USS Quail Solar LLC | 64870_G_USSQL | 64870 | G | USSQL |  | Solar PV |  | MIS_MNWI | Minnesota | 27 | Wright | 171 | 27171 | 1 | 0 | 2021 | 9999 |  |  | N | Solar | [13 empty] | 0 | 0 | 0 | 0
USS Danube Solar LLC | 64871_G_USSDA | 64871 | G | USSDA |  | Solar PV |  | MIS_MNWI | Minnesota | 27 | Renville | 129 | 27129 | 1 | 0 | 2021 | 9999 |  |  | N | Solar | [13 empty] | 0 | 0 | 0 | 0
Panorama Wind, LLC | 64872_G_PANWD | 64872 | G | PANWD |  | Onshore Wind |  | WECC_CO | Colorado | 8 | Weld | 123 | 08123 | 145 | 0 | 2022 | 9999 |  |  | N | Wind | [13 empty] | 0 | 0 | 0 | 0
276 Federal Rd | 64875_G_276FB | 64875 | G | 276FB |  | Energy Storage |  | NENGREST | Massachusetts | 25 | Plymouth | 23 | 25023 | 3.3 | 0 | 2021 | 9999 |  |  | N | Energy Storage | [13 empty] | 0 | 0 | 0 | 0
276 Federal Rd | 64875_G_276FP | 64875 | G | 276FP |  | Solar PV |  | NENGREST | Massachusetts | 25 | Plymouth | 23 | 25023 | 5 | 0 | 2021 | 9999 |  |  | N | Solar | [13 empty] | 0 | 0 | 0 | 0
0 Hammond St CSG | 64876_G_0HAMP | 64876 | G | 0HAMP |  | Solar PV |  | NENGREST | Massachusetts | 25 | Plymouth | 23 | 25023 | 5 | 0 | 2021 | 9999 |  |  | N | Solar | [13 empty] | 0 | 0 | 0 | 0
0 Hammond St CSG | 64876_G_OHAMB | 64876 | G | OHAMB |  | Energy Storage |  | NENGREST | Massachusetts | 25 | Plymouth | 23 | 25023 | 5 | 0 | 2021 | 9999 |  |  | N | Energy Storage | [13 empty] | 0 | 0 | 0 | 0
Edwards Sanborn E3 | 64877_G_BESS | 64877 | G | BESS |  | Energy Storage |  | WECC_SCE | California | 6 | Kern | 29 | 06029 | 12 | 0 | 2021 | 9999 |  |  | N | Energy Storage | [13 empty] | 0 | 0 | 0 | 0
Edwards Sanborn E3 | 64877_G_PV | 64877 | G | PV |  | Solar PV |  | WECC_SCE | California | 6 | Kern | 29 | 06029 | 24 | 0 | 2021 | 9999 |  |  | N | Solar | [13 empty] | 0 | 0 | 0 | 0
Edwards Sanborn E1A | 64878_G_BESS | 64878 | G | BESS |  | Energy Storage |  | WECC_SCE | California | 6 | Kern | 29 | 06029 | 72.9 | 0 | 2022 | 9999 |  |  | N | Energy Storage | [13 empty] | 0 | 0 | 0 | 0
Edwards Sanborn E1A | 64878_G_PV | 64878 | G | PV |  | Solar PV |  | WECC_SCE | California | 6 | Kern | 29 | 06029 | 130 | 0 | 2022 | 9999 |  |  | N | Solar | [13 empty] | 0 | 0 | 0 | 0
Edwards Sanborn E2 | 64879_G_BESS | 64879 | G | BESS |  | Energy Storage |  | WECC_SCE | California | 6 | Kern | 29 | 06029 | 66 | 0 | 2021 | 9999 |  |  | N | Energy Storage | [13 empty] | 0 | 0 | 0 | 0
Edwards Sanborn E2 | 64879_G_PV | 64879 | G | PV |  | Solar PV |  | WECC_SCE | California | 6 | Kern | 29 | 06029 | 118 | 0 | 2021 | 9999 |  |  | N | Solar | [13 empty] | 0 | 0 | 0 | 0
Berlin | 6565_G_8A | 6565 | G | 8A |  | Combustion Turbine | IC Engine | PJM_EMAC | Maryland | 24 | Worcester | 47 | 24047 | 2 | 9905 | 2020 | 9999 |  |  | N | Natural Gas | [13 empty] | 0.011 | 0.011 | 0.011 | 0.011
Nine Springs | 9674_G_GT1 | 9674 | G | GT1 |  | Combustion Turbine |  | MIS_WUMS | Wisconsin | 55 | Dane | 25 | 55025 | 12.9 | 9905 | 1964 | 9999 |  |  | N | Natural Gas | [13 empty] | 0.011 | 0.011 | 0.011 | 0.011
Greenleaf 1 | 10350_G_CTGA | 10350 | G | CTGA |  | Combustion Turbine |  | WEC_CALN | California | 6 | Sutter | 101 | 06101 | 30 | 9905 | 2021 | 9999 |  |  | N | Natural Gas | [13 empty] | 0.011 | 0.011 | 0.011 | 0.011
Greenleaf 1 | 10350_G_CTGB | 10350 | G | CTGB |  | Combustion Turbine |  | WEC_CALN | California | 6 | Sutter | 101 | 06101 | 30 | 9905 | 2021 | 9999 |  |  | N | Natural Gas | [13 empty] | 0.011 | 0.011 | 0.011 | 0.011
Agua Fria | 141_G_AFSB1 | 141 | G | AFSB1 |  | Energy Storage |  | WECC_AZ | Arizona | 4 | Maricopa | 13 | 04013 | 25 | 0 | 2021 | 9999 |  |  | N | Energy Storage | [13 empty] | 0 | 0 | 0 | 0
Dynegy Moss Landing Power Plant Hybrid | 260_G_BAT2 | 260 | G | BAT2 |  | Energy Storage |  | WEC_CALN | California | 6 | Monterey | 53 | 06053 | 100 | 0 | 2021 | 9999 |  |  | N | Energy Storage | [13 empty] | 0 | 0 | 0 | 0
Cameron Wind 1 LLC | 59118_G_SABAL | 59118 | G | SABAL |  | Energy Storage |  | ERC_REST | Texas | 48 | Cameron | 61 | 48061 | 24 | 0 | 2022 | 9999 |  |  | N | Energy Storage | [13 empty] | 0 | 0 | 0 | 0
RE Tranquillity | 59939_G_BESS2 | 59939 | G | BESS2 |  | Energy Storage |  | WEC_CALN | California | 6 | Fresno | 19 | 06019 | 35 | 0 | 2022 | 9999 |  |  | N | Energy Storage | [13 empty] | 0 | 0 | 0 | 0
RE Garland | 60233_G_BESS2 | 60233 | G | BESS2 |  | Energy Storage |  | WECC_SCE | California | 6 | Kern | 29 | 06029 | 43 | 0 | 2021 | 9999 |  |  | N | Energy Storage | [13 empty] | 0 | 0 | 0 | 0
Lake Placid Solar Power Plant | 62541_G_ES1 | 62541 | G | ES1 |  | Energy Storage |  | FRCC | Florida | 12 | Highlands | 55 | 12055 | 17.3 | 0 | 2021 | 9999 |  |  | N | Energy Storage | [13 empty] | 0 | 0 | 0 | 0
Sadler Solar | 62814_G_SADL | 62814 | G | SADL |  | Solar PV |  | PJM_Dom | Virginia | 51 | Greensville | 81 | 51081 | 100 | 0 | 2021 | 9999 |  |  | N | Solar | [13 empty] | 0 | 0 | 0 | 0
USS Hancock Solar LLC CSG | 63167_G_TEST1 | 63167 | G | TEST1 |  | Solar PV |  | MIS_MNWI | Minnesota | 27 | Carver | 19 | 27019 | 2 | 0 | 2022 | 9999 |  |  | N | Solar | [13 empty] | 0 | 0 | 0 | 0
Rabbitbrush Solar, LLC | 64630_G_RBBAT | 64630 | G | RBBAT |  | Energy Storage |  | WECC_SCE | California | 6 | Kern | 29 | 06029 | 20 | 0 | 2022 | 9999 |  |  | N | Energy Storage | [13 empty] | 0 | 0 | 0 | 0
WAL194 | 64769_G_GEN1 | 64769 | G | GEN1 |  | Combustion Turbine | IC Engine | ERC_REST | Texas | 48 | Harris | 201 | 48201 | 0.4 | 9905 | 2021 | 9999 |  |  | N | Natural Gas | [13 empty] | 0.011 | 0.011 | 0.011 | 0.011
WAL194 | 64769_G_GEN2 | 64769 | G | GEN2 |  | Combustion Turbine | IC Engine | ERC_REST | Texas | 48 | Harris | 201 | 48201 | 0.4 | 9905 | 2021 | 9999 |  |  | N | Natural Gas | [13 empty] | 0.011 | 0.011 | 0.011 | 0.011
WAL194 | 64769_G_GEN3 | 64769 | G | GEN3 |  | Combustion Turbine | IC Engine | ERC_REST | Texas | 48 | Harris | 201 | 48201 | 0.4 | 9905 | 2021 | 9999 |  |  | N | Natural Gas | [13 empty] | 0.011 | 0.011 | 0.011 | 0.011
WAL414 | 64774_G_GEN1 | 64774 | G | GEN1 |  | Combustion Turbine | IC Engine | ERC_WEST | Texas | 48 | Wichita | 485 | 48485 | 0.4 | 9905 | 2021 | 9999 |  |  | N | Natural Gas | [13 empty] | 0.011 | 0.011 | 0.011 | 0.011
WAL414 | 64774_G_GEN2 | 64774 | G | GEN2 |  | Combustion Turbine | IC Engine | ERC_WEST | Texas | 48 | Wichita | 485 | 48485 | 0.4 | 9905 | 2021 | 9999 |  |  | N | Natural Gas | [13 empty] | 0.011 | 0.011 | 0.011 | 0.011
WAL414 | 64774_G_GEN3 | 64774 | G | GEN3 |  | Combustion Turbine | IC Engine | ERC_WEST | Texas | 48 | Wichita | 485 | 48485 | 0.4 | 9905 | 2021 | 9999 |  |  | N | Natural Gas | [13 empty] | 0.011 | 0.011 | 0.011 | 0.011
WAL452 | 64776_G_GEN1 | 64776 | G | GEN1 |  | Combustion Turbine | IC Engine | ERC_REST | Texas | 48 | Hidalgo | 215 | 48215 | 0.4 | 9905 | 2021 | 9999 |  |  | N | Natural Gas | [13 empty] | 0.011 | 0.011 | 0.011 | 0.011
WAL452 | 64776_G_GEN2 | 64776 | G | GEN2 |  | Combustion Turbine | IC Engine | ERC_REST | Texas | 48 | Hidalgo | 215 | 48215 | 0.4 | 9905 | 2021 | 9999 |  |  | N | Natural Gas | [13 empty] | 0.011 | 0.011 | 0.011 | 0.011
WAL452 | 64776_G_GEN3 | 64776 | G | GEN3 |  | Combustion Turbine | IC Engine | ERC_REST | Texas | 48 | Hidalgo | 215 | 48215 | 0.4 | 9905 | 2021 | 9999 |  |  | N | Natural Gas | [13 empty] | 0.011 | 0.011 | 0.011 | 0.011
WAL456 | 64777_G_GEN1 | 64777 | G | GEN1 |  | Combustion Turbine | IC Engine | ERC_REST | Texas | 48 | Cameron | 61 | 48061 | 0.4 | 9905 | 2021 | 9999 |  |  | N | Natural Gas | [13 empty] | 0.011 | 0.011 | 0.011 | 0.011
WAL456 | 64777_G_GEN2 | 64777 | G | GEN2 |  | Combustion Turbine | IC Engine | ERC_REST | Texas | 48 | Cameron | 61 | 48061 | 0.4 | 9905 | 2021 | 9999 |  |  | N | Natural Gas | [13 empty] | 0.011 | 0.011 | 0.011 | 0.011
WAL456 | 64777_G_GEN3 | 64777 | G | GEN3 |  | Combustion Turbine | IC Engine | ERC_REST | Texas | 48 | Cameron | 61 | 48061 | 0.4 | 9905 | 2021 | 9999 |  |  | N | Natural Gas | [13 empty] | 0.011 | 0.011 | 0.011 | 0.011
WAL461 | 64778_G_GEN1 | 64778 | G | GEN1 |  | Combustion Turbine | IC Engine | ERC_REST | Texas | 48 | Maverick | 323 | 48323 | 0.4 | 9905 | 2021 | 9999 |  |  | N | Natural Gas | [13 empty] | 0.011 | 0.011 | 0.011 | 0.011
WAL461 | 64778_G_GEN2 | 64778 | G | GEN2 |  | Combustion Turbine | IC Engine | ERC_REST | Texas | 48 | Maverick | 323 | 48323 | 0.4 | 9905 | 2021 | 9999 |  |  | N | Natural Gas | [13 empty] | 0.011 | 0.011 | 0.011 | 0.011
WAL461 | 64778_G_GEN3 | 64778 | G | GEN3 |  | Combustion Turbine | IC Engine | ERC_REST | Texas | 48 | Maverick | 323 | 48323 | 0.4 | 9905 | 2021 | 9999 |  |  | N | Natural Gas | [13 empty] | 0.011 | 0.011 | 0.011 | 0.011
IGS Frankfort 2 CSG | 64779_G_FRAN2 | 64779 | G | FRAN2 |  | Solar PV |  | PJM_COMD | Illinois | 17 | Cook | 31 | 17031 | 2 | 0 | 2021 | 9999 |  |  | N | Solar | [13 empty] | 0 | 0 | 0 | 0
Freehold | 64788_G_FRHOL | 64788 | G | FRHOL |  | Solar PV |  | NY_Z_F | New York | 36 | Greene | 39 | 36039 | 2 | 0 | 2021 | 9999 |  |  | N | Solar | [13 empty] | 0 | 0 | 0 | 0
Moraine CSG | 64789_G_MORAI | 64789 | G | MORAI |  | Solar PV |  | PJM_COMD | Illinois | 17 | McLean | 113 | 17113 | 2 | 0 | 2021 | 9999 |  |  | N | Solar | [13 empty] | 0 | 0 | 0 | 0
WAL897 | 64808_G_GEN1 | 64808 | G | GEN1 |  | Combustion Turbine | IC Engine | ERC_WEST | Texas | 48 | Pecos | 371 | 48371 | 1.3 | 9905 | 2021 | 9999 |  |  | N | Natural Gas | [13 empty] | 0.011 | 0.011 | 0.011 | 0.011
WAL1062 | 64814_G_GEN1 | 64814 | G | GEN1 |  | Combustion Turbine | IC Engine | ERC_REST | Texas | 48 | Harris | 201 | 48201 | 0.4 | 9905 | 2021 | 9999 |  |  | N | Natural Gas | [13 empty] | 0.011 | 0.011 | 0.011 | 0.011
WAL1062 | 64814_G_GEN2 | 64814 | G | GEN2 |  | Combustion Turbine | IC Engine | ERC_REST | Texas | 48 | Harris | 201 | 48201 | 0.4 | 9905 | 2021 | 9999 |  |  | N | Natural Gas | [13 empty] | 0.011 | 0.011 | 0.011 | 0.011
WAL1062 | 64814_G_GEN3 | 64814 | G | GEN3 |  | Combustion Turbine | IC Engine | ERC_REST | Texas | 48 | Harris | 201 | 48201 | 0.4 | 9905 | 2021 | 9999 |  |  | N | Natural Gas | [13 empty] | 0.011 | 0.011 | 0.011 | 0.011
Connexus Solar Stanford 1STF | 64818_G_C1STF | 64818 | G | C1STF |  | Solar PV |  | MIS_MNWI | Minnesota | 27 | Anoka | 3 | 27003 | 7.3 | 0 | 2021 | 9999 |  |  | N | Solar | [13 empty] | 0 | 0 | 0 | 0
AEC- Santa Rosa Solar | 64819_G_AECSR | 64819 | G | AECSR |  | Solar PV |  | WECC_SCE | California | 6 | Riverside | 65 | 06065 | 0.9 | 0 | 2021 | 9999 |  |  | N | Solar | [13 empty] | 0 | 0 | 0 | 0
FELPS 1 - Calaveras | 64821_G_FLPS1 | 64821 | G | FLPS1 |  | Solar PV |  | ERC_REST | Texas | 48 | Harris | 201 | 48201 | 1 | 0 | 2021 | 9999 |  |  | N | Solar | [13 empty] | 0 | 0 | 0 | 0
FELPS 2 - Calaveras | 64823_G_FLPS2 | 64823 | G | FLPS2 |  | Solar PV |  | ERC_REST | Texas | 48 | Wilson | 493 | 48493 | 1 | 0 | 2021 | 9999 |  |  | N | Solar | [13 empty] | 0 | 0 | 0 | 0
FELPS 3 - Floresville South | 64824_G_FLPS3 | 64824 | G | FLPS3 |  | Solar PV |  | ERC_REST | Texas | 48 | Wilson | 493 | 48493 | 1 | 0 | 2021 | 9999 |  |  | N | Solar | [13 empty] | 0 | 0 | 0 | 0
FELPS 4 - Floresville South | 64825_G_FLPS4 | 64825 | G | FLPS4 |  | Solar PV |  | ERC_REST | Texas | 48 | Wilson | 493 | 48493 | 1 | 0 | 2021 | 9999 |  |  | N | Solar | [13 empty] | 0 | 0 | 0 | 0
FELPS 5- Floresville South | 64826_G_FLPS5 | 64826 | G | FLPS5 |  | Solar PV |  | ERC_REST | Texas | 48 | Wilson | 493 | 48493 | 1 | 0 | 2021 | 9999 |  |  | N | Solar | [13 empty] | 0 | 0 | 0 | 0
FELPS 6- Floresville West | 64827_G_FLPS6 | 64827 | G | FLPS6 |  | Solar PV |  | ERC_REST | Texas | 48 | Wilson | 493 | 48493 | 1 | 0 | 2021 | 9999 |  |  | N | Solar | [13 empty] | 0 | 0 | 0 | 0
FELPS 7- Floresville West | 64828_G_FLPS7 | 64828 | G | FLPS7 |  | Solar PV |  | ERC_REST | Texas | 48 | Wilson | 493 | 48493 | 1 | 0 | 2021 | 9999 |  |  | N | Solar | [13 empty] | 0 | 0 | 0 | 0
WAL1272 | 64829_G_GEN1 | 64829 | G | GEN1 |  | Combustion Turbine | IC Engine | ERC_WEST | Texas | 48 | Scurry | 415 | 48415 | 0.4 | 9905 | 2021 | 9999 |  |  | N | Natural Gas | [13 empty] | 0.011 | 0.011 | 0.011 | 0.011
WAL1272 | 64829_G_GEN2 | 64829 | G | GEN2 |  | Combustion Turbine | IC Engine | ERC_WEST | Texas | 48 | Scurry | 415 | 48415 | 0.4 | 9905 | 2021 | 9999 |  |  | N | Natural Gas | [13 empty] | 0.011 | 0.011 | 0.011 | 0.011
WAL1272 | 64829_G_GEN3 | 64829 | G | GEN3 |  | Combustion Turbine | IC Engine | ERC_WEST | Texas | 48 | Scurry | 415 | 48415 | 0.4 | 9905 | 2021 | 9999 |  |  | N | Natural Gas | [13 empty] | 0.011 | 0.011 | 0.011 | 0.011
Prairie | 64846_G_PR000 | 64846 | G | PR000 |  | Solar PV |  | WEC_LADW | California | 6 | Los Angeles | 37 | 06037 | 1.8 | 0 | 2021 | 9999 |  |  | N | Solar | [13 empty] | 0 | 0 | 0 | 0
Tate & Lyle Lafayette South Plant | 64854_G_GTG01 | 64854 | G | GTG01 |  | Combustion Turbine |  | MIS_INKY | Indiana | 18 | Tippecanoe | 157 | 18157 | 28.6 | 9905 | 2021 | 9999 |  |  | N | Natural Gas | [13 empty] | 0.011 | 0.011 | 0.011 | 0.011
Tate & Lyle Lafayette South Plant | 64854_G_GTG02 | 64854 | G | GTG02 |  | Combustion Turbine |  | MIS_INKY | Indiana | 18 | Tippecanoe | 157 | 18157 | 28.6 | 9905 | 2021 | 9999 |  |  | N | Natural Gas | [13 empty] | 0.011 | 0.011 | 0.011 | 0.011
Chaparral Springs | 64864_G_CHAPB | 64864 | G | CHAPB |  | Energy Storage |  | WECC_SCE | California | 6 | Kern | 29 | 06029 | 50 | 0 | 2022 | 9999 |  |  | N | Energy Storage | [13 empty] | 0 | 0 | 0 | 0
Keeversville Solar CSG | 64868_G_KEEV | 64868 | G | KEEV |  | Solar PV |  | PJM_COMD | Illinois | 17 | Will | 197 | 17197 | 2 | 0 | 2021 | 9999 |  |  | N | Solar | [13 empty] | 0 | 0 | 0 | 0
Pittsburgh Airport Gas Plant | 64873_G_GEN1 | 64873 | G | GEN1 |  | Combustion Turbine | IC Engine | PJM_AP | Pennsylvania | 42 | Allegheny | 3 | 42003 | 4.4 | 9905 | 2021 | 9999 |  |  | N | Natural Gas | [13 empty] | 0.011 | 0.011 | 0.011 | 0.011
Pittsburgh Airport Gas Plant | 64873_G_GEN2 | 64873 | G | GEN2 |  | Combustion Turbine | IC Engine | PJM_AP | Pennsylvania | 42 | Allegheny | 3 | 42003 | 4.4 | 9905 | 2021 | 9999 |  |  | N | Natural Gas | [13 empty] | 0.011 | 0.011 | 0.011 | 0.011
Pittsburgh Airport Gas Plant | 64873_G_GEN3 | 64873 | G | GEN3 |  | Combustion Turbine | IC Engine | PJM_AP | Pennsylvania | 42 | Allegheny | 3 | 42003 | 4.4 | 9905 | 2021 | 9999 |  |  | N | Natural Gas | [13 empty] | 0.011 | 0.011 | 0.011 | 0.011
Pittsburgh Airport Gas Plant | 64873_G_GEN4 | 64873 | G | GEN4 |  | Combustion Turbine | IC Engine | PJM_AP | Pennsylvania | 42 | Allegheny | 3 | 42003 | 4.4 | 9905 | 2021 | 9999 |  |  | N | Natural Gas | [13 empty] | 0.011 | 0.011 | 0.011 | 0.011
Pittsburgh Airport Gas Plant | 64873_G_GEN5 | 64873 | G | GEN5 |  | Combustion Turbine | IC Engine | PJM_AP | Pennsylvania | 42 | Allegheny | 3 | 42003 | 4.4 | 9905 | 2021 | 9999 |  |  | N | Natural Gas | [13 empty] | 0.011 | 0.011 | 0.011 | 0.011
PG Solar 1 | 64874_G_SGEN1 | 64874 | G | SGEN1 |  | Solar PV |  | PJM_AP | Pennsylvania | 42 | Allegheny | 3 | 42003 | 3 | 0 | 2021 | 9999 |  |  | N | Solar | [13 empty] | 0 | 0 | 0 | 0
Venture 1 - 1A CSG | 64880_G_75020 | 64880 | G | 75020 |  | Solar PV |  | WECC_CO | Colorado | 8 | Adams | 1 | 08001 | 1.5 | 0 | 2021 | 9999 |  |  | N | Solar | [13 empty] | 0 | 0 | 0 | 0
NMSU Solar and Storage | 64881_G_NMSUB | 64881 | G | NMSUB |  | Energy Storage |  | WECC_NM | New Mexico | 35 | Dona Ana | 13 | 35013 | 1 | 0 | 2021 | 9999 |  |  | N | Energy Storage | [13 empty] | 0 | 0 | 0 | 0
NMSU Solar and Storage | 64881_G_NMSUF | 64881 | G | NMSUF |  | Solar PV |  | WECC_NM | New Mexico | 35 | Dona Ana | 13 | 35013 | 3 | 0 | 2021 | 9999 |  |  | N | Solar | [13 empty] | 0 | 0 | 0 | 0
Woodfin Solar | 64882_G_PV1 | 64882 | G | PV1 |  | Solar PV |  | S_VACA | North Carolina | 37 | Buncombe | 21 | 37021 | 5 | 0 | 2022 | 9999 |  |  | N | Solar | [13 empty] | 0 | 0 | 0 | 0
WAL1455 | 64883_G_GEN1 | 64883 | G | GEN1 |  | Combustion Turbine | IC Engine | ERC_REST | Texas | 48 | Tarrant | 439 | 48439 | 0.4 | 9905 | 2021 | 9999 |  |  | N | Natural Gas | [13 empty] | 0.011 | 0.011 | 0.011 | 0.011
WAL1455 | 64883_G_GEN2 | 64883 | G | GEN2 |  | Combustion Turbine | IC Engine | ERC_REST | Texas | 48 | Tarrant | 439 | 48439 | 0.4 | 9905 | 2021 | 9999 |  |  | N | Natural Gas | [13 empty] | 0.011 | 0.011 | 0.011 | 0.011
WAL1455 | 64883_G_GEN3 | 64883 | G | GEN3 |  | Combustion Turbine | IC Engine | ERC_REST | Texas | 48 | Tarrant | 439 | 48439 | 0.4 | 9905 | 2021 | 9999 |  |  | N | Natural Gas | [13 empty] | 0.011 | 0.011 | 0.011 | 0.011
WAL1801 | 64884_G_GEN1 | 64884 | G | GEN1 |  | Combustion Turbine | IC Engine | ERC_REST | Texas | 48 | Tarrant | 439 | 48439 | 0.4 | 9905 | 2022 | 9999 |  |  | N | Natural Gas | [13 empty] | 0.011 | 0.011 | 0.011 | 0.011
WAL1801 | 64884_G_GEN2 | 64884 | G | GEN2 |  | Combustion Turbine | IC Engine | ERC_REST | Texas | 48 | Tarrant | 439 | 48439 | 0.4 | 9905 | 2022 | 9999 |  |  | N | Natural Gas | [13 empty] | 0.011 | 0.011 | 0.011 | 0.011
WAL1801 | 64884_G_GEN3 | 64884 | G | GEN3 |  | Combustion Turbine | IC Engine | ERC_REST | Texas | 48 | Tarrant | 439 | 48439 | 0.4 | 9905 | 2022 | 9999 |  |  | N | Natural Gas | [13 empty] | 0.011 | 0.011 | 0.011 | 0.011
WAL2257 | 64885_G_GEN1 | 64885 | G | GEN1 |  | Combustion Turbine | IC Engine | ERC_REST | Texas | 48 | Harris | 201 | 48201 | 0.4 | 9905 | 2021 | 9999 |  |  | N | Natural Gas | [13 empty] | 0.011 | 0.011 | 0.011 | 0.011
WAL2257 | 64885_G_GEN2 | 64885 | G | GEN2 |  | Combustion Turbine | IC Engine | ERC_REST | Texas | 48 | Harris | 201 | 48201 | 0.4 | 9905 | 2021 | 9999 |  |  | N | Natural Gas | [13 empty] | 0.011 | 0.011 | 0.011 | 0.011
WAL2257 | 64885_G_GEN3 | 64885 | G | GEN3 |  | Combustion Turbine | IC Engine | ERC_REST | Texas | 48 | Harris | 201 | 48201 | 0.4 | 9905 | 2021 | 9999 |  |  | N | Natural Gas | [13 empty] | 0.011 | 0.011 | 0.011 | 0.011
WAL2439 | 64886_G_GEN1 | 64886 | G | GEN1 |  | Combustion Turbine | IC Engine | ERC_REST | Texas | 48 | Chambers | 71 | 48071 | 0.4 | 9905 | 2021 | 9999 |  |  | N | Natural Gas | [13 empty] | 0.011 | 0.011 | 0.011 | 0.011
WAL2439 | 64886_G_GEN2 | 64886 | G | GEN2 |  | Combustion Turbine | IC Engine | ERC_REST | Texas | 48 | Chambers | 71 | 48071 | 0.4 | 9905 | 2021 | 9999 |  |  | N | Natural Gas | [13 empty] | 0.011 | 0.011 | 0.011 | 0.011
WAL2439 | 64886_G_GEN3 | 64886 | G | GEN3 |  | Combustion Turbine | IC Engine | ERC_REST | Texas | 48 | Chambers | 71 | 48071 | 0.4 | 9905 | 2021 | 9999 |  |  | N | Natural Gas | [13 empty] | 0.011 | 0.011 | 0.011 | 0.011
WAL2667 | 64887_G_GEN1 | 64887 | G | GEN1 |  | Combustion Turbine | IC Engine | ERC_REST | Texas | 48 | Dallas | 113 | 48113 | 0.4 | 9905 | 2021 | 9999 |  |  | N | Natural Gas | [13 empty] | 0.011 | 0.011 | 0.011 | 0.011
WAL2667 | 64887_G_GEN2 | 64887 | G | GEN2 |  | Combustion Turbine | IC Engine | ERC_REST | Texas | 48 | Dallas | 113 | 48113 | 0.4 | 9905 | 2021 | 9999 |  |  | N | Natural Gas | [13 empty] | 0.011 | 0.011 | 0.011 | 0.011
WAL2667 | 64887_G_GEN3 | 64887 | G | GEN3 |  | Combustion Turbine | IC Engine | ERC_REST | Texas | 48 | Dallas | 113 | 48113 | 0.4 | 9905 | 2021 | 9999 |  |  | N | Natural Gas | [13 empty] | 0.011 | 0.011 | 0.011 | 0.011
WAL2724 | 64888_G_GEN1 | 64888 | G | GEN1 |  | Combustion Turbine | IC Engine | ERC_REST | Texas | 48 | Harris | 201 | 48201 | 0.4 | 9905 | 2020 | 9999 |  |  | N | Natural Gas | [13 empty] | 0.011 | 0.011 | 0.011 | 0.011
WAL2724 | 64888_G_GEN2 | 64888 | G | GEN2 |  | Combustion Turbine | IC Engine | ERC_REST | Texas | 48 | Harris | 201 | 48201 | 0.4 | 9905 | 2020 | 9999 |  |  | N | Natural Gas | [13 empty] | 0.011 | 0.011 | 0.011 | 0.011
WAL2724 | 64888_G_GEN3 | 64888 | G | GEN3 |  | Combustion Turbine | IC Engine | ERC_REST | Texas | 48 | Harris | 201 | 48201 | 0.4 | 9905 | 2020 | 9999 |  |  | N | Natural Gas | [13 empty] | 0.011 | 0.011 | 0.011 | 0.011
WAL2883 | 64889_G_GEN1 | 64889 | G | GEN1 |  | Combustion Turbine | IC Engine | ERC_REST | Texas | 48 | Collin | 85 | 48085 | 0.4 | 9905 | 2021 | 9999 |  |  | N | Natural Gas | [13 empty] | 0.011 | 0.011 | 0.011 | 0.011
WAL2883 | 64889_G_GEN2 | 64889 | G | GEN2 |  | Combustion Turbine | IC Engine | ERC_REST | Texas | 48 | Collin | 85 | 48085 | 0.4 | 9905 | 2021 | 9999 |  |  | N | Natural Gas | [13 empty] | 0.011 | 0.011 | 0.011 | 0.011
WAL2883 | 64889_G_GEN3 | 64889 | G | GEN3 |  | Combustion Turbine | IC Engine | ERC_REST | Texas | 48 | Collin | 85 | 48085 | 0.4 | 9905 | 2021 | 9999 |  |  | N | Natural Gas | [13 empty] | 0.011 | 0.011 | 0.011 | 0.011
WAL2980 | 64890_G_GEN1 | 64890 | G | GEN1 |  | Combustion Turbine | IC Engine | ERC_REST | Texas | 48 | Tarrant | 439 | 48439 | 0.4 | 9905 | 2021 | 9999 |  |  | N | Natural Gas | [13 empty] | 0.011 | 0.011 | 0.011 | 0.011
WAL2980 | 64890_G_GEN2 | 64890 | G | GEN2 |  | Combustion Turbine | IC Engine | ERC_REST | Texas | 48 | Tarrant | 439 | 48439 | 0.4 | 9905 | 2021 | 9999 |  |  | N | Natural Gas | [13 empty] | 0.011 | 0.011 | 0.011 | 0.011
WAL2980 | 64890_G_GEN3 | 64890 | G | GEN3 |  | Combustion Turbine | IC Engine | ERC_REST | Texas | 48 | Tarrant | 439 | 48439 | 0.4 | 9905 | 2021 | 9999 |  |  | N | Natural Gas | [13 empty] | 0.011 | 0.011 | 0.011 | 0.011
WAL2993 | 64891_G_GEN1 | 64891 | G | GEN1 |  | Combustion Turbine | IC Engine | ERC_REST | Texas | 48 | Fort Bend | 157 | 48157 | 0.4 | 9905 | 2021 | 9999 |  |  | N | Natural Gas | [13 empty] | 0.011 | 0.011 | 0.011 | 0.011
WAL2993 | 64891_G_GEN2 | 64891 | G | GEN2 |  | Combustion Turbine | IC Engine | ERC_REST | Texas | 48 | Fort Bend | 157 | 48157 | 0.4 | 9905 | 2021 | 9999 |  |  | N | Natural Gas | [13 empty] | 0.011 | 0.011 | 0.011 | 0.011
TPE Erath Solar, LLC | 64892_G_ERATH | 64892 | G | ERATH |  | Solar PV |  | ERC_REST | Texas | 48 | Erath | 143 | 48143 | 9.9 | 0 | 2021 | 9999 |  |  | N | Solar | [13 empty] | 0 | 0 | 0 | 0
WAL3224 | 64893_G_GEN1 | 64893 | G | GEN1 |  | Combustion Turbine | IC Engine | ERC_REST | Texas | 48 | Dallas | 113 | 48113 | 0.4 | 9905 | 2022 | 9999 |  |  | N | Natural Gas | [13 empty] | 0.011 | 0.011 | 0.011 | 0.011
WAL3224 | 64893_G_GEN2 | 64893 | G | GEN2 |  | Combustion Turbine | IC Engine | ERC_REST | Texas | 48 | Dallas | 113 | 48113 | 0.4 | 9905 | 2022 | 9999 |  |  | N | Natural Gas | [13 empty] | 0.011 | 0.011 | 0.011 | 0.011
WAL3224 | 64893_G_GEN3 | 64893 | G | GEN3 |  | Combustion Turbine | IC Engine | ERC_REST | Texas | 48 | Dallas | 113 | 48113 | 0.4 | 9905 | 2022 | 9999 |  |  | N | Natural Gas | [13 empty] | 0.011 | 0.011 | 0.011 | 0.011
WAL3226 | 64895_G_GEN1 | 64895 | G | GEN1 |  | Combustion Turbine | IC Engine | ERC_REST | Texas | 48 | Fort Bend | 157 | 48157 | 0.4 | 9905 | 2019 | 9999 |  |  | N | Natural Gas | [13 empty] | 0.011 | 0.011 | 0.011 | 0.011
WAL3226 | 64895_G_GEN2 | 64895 | G | GEN2 |  | Combustion Turbine | IC Engine | ERC_REST | Texas | 48 | Fort Bend | 157 | 48157 | 0.4 | 9905 | 2019 | 9999 |  |  | N | Natural Gas | [13 empty] | 0.011 | 0.011 | 0.011 | 0.011
WAL3226 | 64895_G_GEN3 | 64895 | G | GEN3 |  | Combustion Turbine | IC Engine | ERC_REST | Texas | 48 | Fort Bend | 157 | 48157 | 0.4 | 9905 | 2019 | 9999 |  |  | N | Natural Gas | [13 empty] | 0.011 | 0.011 | 0.011 | 0.011
WAL3284 | 64896_G_GEN1 | 64896 | G | GEN1 |  | Combustion Turbine | IC Engine | ERC_REST | Texas | 48 | Tarrant | 439 | 48439 | 0.4 | 9905 | 2021 | 9999 |  |  | N | Natural Gas | [13 empty] | 0.011 | 0.011 | 0.011 | 0.011
WAL3284 | 64896_G_GEN2 | 64896 | G | GEN2 |  | Combustion Turbine | IC Engine | ERC_REST | Texas | 48 | Tarrant | 439 | 48439 | 0.4 | 9905 | 2021 | 9999 |  |  | N | Natural Gas | [13 empty] | 0.011 | 0.011 | 0.011 | 0.011
WAL3284 | 64896_G_GEN3 | 64896 | G | GEN3 |  | Combustion Turbine | IC Engine | ERC_REST | Texas | 48 | Tarrant | 439 | 48439 | 0.4 | 9905 | 2021 | 9999 |  |  | N | Natural Gas | [13 empty] | 0.011 | 0.011 | 0.011 | 0.011
WAL3285 | 64897_G_GEN1 | 64897 | G | GEN1 |  | Combustion Turbine | IC Engine | ERC_REST | Texas | 48 | Dallas | 113 | 48113 | 0.4 | 9905 | 2021 | 9999 |  |  | N | Natural Gas | [13 empty] | 0.011 | 0.011 | 0.011 | 0.011
WAL3285 | 64897_G_GEN2 | 64897 | G | GEN2 |  | Combustion Turbine | IC Engine | ERC_REST | Texas | 48 | Dallas | 113 | 48113 | 0.4 | 9905 | 2021 | 9999 |  |  | N | Natural Gas | [13 empty] | 0.011 | 0.011 | 0.011 | 0.011
WAL3285 | 64897_G_GEN3 | 64897 | G | GEN3 |  | Combustion Turbine | IC Engine | ERC_REST | Texas | 48 | Dallas | 113 | 48113 | 0.4 | 9905 | 2021 | 9999 |  |  | N | Natural Gas | [13 empty] | 0.011 | 0.011 | 0.011 | 0.011
WAL3297 | 64898_G_GEN1 | 64898 | G | GEN1 |  | Combustion Turbine | IC Engine | ERC_REST | Texas | 48 | Harris | 201 | 48201 | 0.4 | 9905 | 2020 | 9999 |  |  | N | Natural Gas | [13 empty] | 0.011 | 0.011 | 0.011 | 0.011
WAL3297 | 64898_G_GEN2 | 64898 | G | GEN2 |  | Combustion Turbine | IC Engine | ERC_REST | Texas | 48 | Harris | 201 | 48201 | 0.4 | 9905 | 2020 | 9999 |  |  | N | Natural Gas | [13 empty] | 0.011 | 0.011 | 0.011 | 0.011
WAL3297 | 64898_G_GEN3 | 64898 | G | GEN3 |  | Combustion Turbine | IC Engine | ERC_REST | Texas | 48 | Harris | 201 | 48201 | 0.4 | 9905 | 2020 | 9999 |  |  | N | Natural Gas | [13 empty] | 0.011 | 0.011 | 0.011 | 0.011
WAL3298 | 64899_G_GEN1 | 64899 | G | GEN1 |  | Combustion Turbine | IC Engine | ERC_REST | Texas | 48 | Galveston | 167 | 48167 | 0.4 | 9905 | 2020 | 9999 |  |  | N | Natural Gas | [13 empty] | 0.011 | 0.011 | 0.011 | 0.011
WAL3298 | 64899_G_GEN2 | 64899 | G | GEN2 |  | Combustion Turbine | IC Engine | ERC_REST | Texas | 48 | Galveston | 167 | 48167 | 0.4 | 9905 | 2020 | 9999 |  |  | N | Natural Gas | [13 empty] | 0.011 | 0.011 | 0.011 | 0.011
WAL3298 | 64899_G_GEN3 | 64899 | G | GEN3 |  | Combustion Turbine | IC Engine | ERC_REST | Texas | 48 | Galveston | 167 | 48167 | 0.4 | 9905 | 2020 | 9999 |  |  | N | Natural Gas | [13 empty] | 0.011 | 0.011 | 0.011 | 0.011
WAL3302 | 64900_G_GEN1 | 64900 | G | GEN1 |  | Combustion Turbine | IC Engine | ERC_REST | Texas | 48 | Harris | 201 | 48201 | 0.4 | 9905 | 2021 | 9999 |  |  | N | Natural Gas | [13 empty] | 0.011 | 0.011 | 0.011 | 0.011
WAL3302 | 64900_G_GEN2 | 64900 | G | GEN2 |  | Combustion Turbine | IC Engine | ERC_REST | Texas | 48 | Harris | 201 | 48201 | 0.4 | 9905 | 2021 | 9999 |  |  | N | Natural Gas | [13 empty] | 0.011 | 0.011 | 0.011 | 0.011
WAL3302 | 64900_G_GEN3 | 64900 | G | GEN3 |  | Combustion Turbine | IC Engine | ERC_REST | Texas | 48 | Harris | 201 | 48201 | 0.4 | 9905 | 2021 | 9999 |  |  | N | Natural Gas | [13 empty] | 0.011 | 0.011 | 0.011 | 0.011
WAL3320 | 64901_G_GEN1 | 64901 | G | GEN1 |  | Combustion Turbine | IC Engine | ERC_REST | Texas | 48 | Hidalgo | 215 | 48215 | 0.4 | 9905 | 2021 | 9999 |  |  | N | Natural Gas | [13 empty] | 0.011 | 0.011 | 0.011 | 0.011
WAL3320 | 64901_G_GEN2 | 64901 | G | GEN2 |  | Combustion Turbine | IC Engine | ERC_REST | Texas | 48 | Hidalgo | 215 | 48215 | 0.4 | 9905 | 2021 | 9999 |  |  | N | Natural Gas | [13 empty] | 0.011 | 0.011 | 0.011 | 0.011
WAL3320 | 64901_G_GEN3 | 64901 | G | GEN3 |  | Combustion Turbine | IC Engine | ERC_REST | Texas | 48 | Hidalgo | 215 | 48215 | 0.4 | 9905 | 2021 | 9999 |  |  | N | Natural Gas | [13 empty] | 0.011 | 0.011 | 0.011 | 0.011
WAL3390 | 64902_G_GEN1 | 64902 | G | GEN1 |  | Combustion Turbine | IC Engine | MIS_WOTA | Texas | 48 | Montgomery | 339 | 48339 | 0.4 | 9905 | 2020 | 9999 |  |  | N | Natural Gas | [13 empty] | 0.011 | 0.011 | 0.011 | 0.011
WAL3390 | 64902_G_GEN2 | 64902 | G | GEN2 |  | Combustion Turbine | IC Engine | MIS_WOTA | Texas | 48 | Montgomery | 339 | 48339 | 0.4 | 9905 | 2020 | 9999 |  |  | N | Natural Gas | [13 empty] | 0.011 | 0.011 | 0.011 | 0.011
WAL3390 | 64902_G_GEN3 | 64902 | G | GEN3 |  | Combustion Turbine | IC Engine | MIS_WOTA | Texas | 48 | Montgomery | 339 | 48339 | 0.4 | 9905 | 2020 | 9999 |  |  | N | Natural Gas | [13 empty] | 0.011 | 0.011 | 0.011 | 0.011
Cuba 2.5ac, LLC | 64903_G_SOLAR | 64903 | G | SOLAR |  | Solar PV |  | WECC_NM | New Mexico | 35 | Sandoval | 43 | 35043 | 2.5 | 0 | 2021 | 9999 |  |  | N | Solar | [13 empty] | 0 | 0 | 0 | 0
Elliot Solar LLC | 64904_G_1 | 64904 | G | 1 |  | Solar PV |  | MIS_INKY | Indiana | 18 | Gibson | 51 | 18051 | 200 | 0 | 2023 | 9999 |  |  | N | Solar | [13 empty] | 0 | 0 | 0 | 0
Mt. Morris Solar CSG | 64905_G_MTMIL | 64905 | G | MTMIL |  | Solar PV |  | PJM_COMD | Illinois | 17 | Ogle | 141 | 17141 | 2 | 0 | 2020 | 9999 |  |  | N | Solar | [13 empty] | 0 | 0 | 0 | 0
Hazel | 64906_G_512 | 64906 | G | 512 |  | Solar PV |  | MIS_MNWI | Minnesota | 27 | Fillmore | 45 | 27045 | 3 | 0 | 2022 | 9999 |  |  | N | Solar | [13 empty] | 0 | 0 | 0 | 0
Fountain | 64907_G_511 | 64907 | G | 511 |  | Solar PV |  | MIS_MNWI | Minnesota | 27 | Fillmore | 45 | 27045 | 3 | 0 | 2022 | 9999 |  |  | N | Solar | [13 empty] | 0 | 0 | 0 | 0
Scarlet Solar (CA) | 64908_G_GEN02 | 64908 | G | GEN02 |  | Energy Storage |  | WEC_CALN | California | 6 | Fresno | 19 | 06019 | 40 | 0 | 2022 | 9999 |  |  | N | Energy Storage | [13 empty] | 0 | 0 | 0 | 0
Luciana | 64909_G_TSC | 64909 | G | TSC |  | Solar PV |  | WECC_SCE | California | 6 | Tulare | 107 | 06107 | 55.8 | 0 | 2022 | 9999 |  |  | N | Solar | [13 empty] | 0 | 0 | 0 | 0
Brighter Future Solar | 64910_G_BFSNC | 64910 | G | BFSNC |  | Solar PV |  | S_VACA | North Carolina | 37 | Caldwell | 27 | 37027 | 11 | 0 | 2021 | 9999 |  |  | N | Solar | [13 empty] | 0 | 0 | 0 | 0
South Ripley Solar | 64911_G_CSRB1 | 64911 | G | CSRB1 |  | Energy Storage |  | NY_Z_A | New York | 36 | Chautauqua | 13 | 36013 | 20 | 0 | 2024 | 9999 |  |  | N | Energy Storage | [13 empty] | 0 | 0 | 0 | 0
South Ripley Solar | 64911_G_CSRS1 | 64911 | G | CSRS1 |  | Solar PV |  | NY_Z_A | New York | 36 | Chautauqua | 13 | 36013 | 270 | 0 | 2024 | 9999 |  |  | N | Solar | [13 empty] | 0 | 0 | 0 | 0
Sandy Creek Solar | 64913_G_GEN1 | 64913 | G | GEN1 |  | Solar PV |  | NY_Z_C&E | New York | 36 | Jefferson | 45 | 36045 | 20 | 0 | 2024 | 9999 |  |  | N | Solar | [13 empty] | 0 | 0 | 0 | 0
Trona Solar III | 64914_G_71466 | 64914 | G | 71466 |  | Solar PV |  | WECC_SCE | California | 6 | Inyo | 27 | 06027 | 2 | 0 | 2022 | 9999 |  |  | N | Solar | [13 empty] | 0 | 0 | 0 | 0
Flower Valley I | 64915_G_FLRV1 | 64915 | G | FLRV1 |  | Energy Storage |  | ERC_WEST | Texas | 48 | Reeves | 389 | 48389 | 9.9 | 0 | 2021 | 9999 |  |  | N | Energy Storage | [13 empty] | 0 | 0 | 0 | 0
Swoose I | 64916_G_SWOO1 | 64916 | G | SWOO1 |  | Energy Storage |  | ERC_WEST | Texas | 48 | Ward | 475 | 48475 | 9.9 | 0 | 2021 | 9999 |  |  | N | Energy Storage | [13 empty] | 0 | 0 | 0 | 0
Triple Butte I | 64917_G_TRBT1 | 64917 | G | TRBT1 |  | Energy Storage |  | ERC_WEST | Texas | 48 | Pecos | 371 | 48371 | 7.5 | 0 | 2021 | 9999 |  |  | N | Energy Storage | [13 empty] | 0 | 0 | 0 | 0
NorthropGrummanSolar(Rolling Meadows,IL) | 64918_G_NGCIL | 64918 | G | NGCIL |  | Solar PV |  | PJM_COMD | Illinois | 17 | Cook | 31 | 17031 | 1.1 | 0 | 2020 | 9999 |  |  | N | Solar | [13 empty] | 0 | 0 | 0 | 0
FedEx Chicago Solar Facility | 64919_G_FDXIL | 64919 | G | FDXIL |  | Solar PV |  | PJM_COMD | Illinois | 17 | Cook | 31 | 17031 | 1.5 | 0 | 2020 | 9999 |  |  | N | Solar | [13 empty] | 0 | 0 | 0 | 0
GE-Hitachi Solar - Morris, IL | 64920_G_GEHIL | 64920 | G | GEHIL |  | Solar PV |  | PJM_COMD | Illinois | 17 | Grundy | 63 | 17063 | 0.9 | 0 | 2020 | 9999 |  |  | N | Solar | [13 empty] | 0 | 0 | 0 | 0
Santa Ana Storage 2 | 64921_G_SAP2 | 64921 | G | SAP2 |  | Energy Storage |  | WECC_SCE | California | 6 | Orange | 59 | 06059 | 20 | 0 | 2022 | 9999 |  |  | N | Energy Storage | [13 empty] | 0 | 0 | 0 | 0
WAL3406 | 64922_G_GEN1 | 64922 | G | GEN1 |  | Combustion Turbine | IC Engine | ERC_REST | Texas | 48 | Dallas | 113 | 48113 | 0.4 | 9905 | 2022 | 9999 |  |  | N | Natural Gas | [13 empty] | 0.011 | 0.011 | 0.011 | 0.011
WAL3406 | 64922_G_GEN2 | 64922 | G | GEN2 |  | Combustion Turbine | IC Engine | ERC_REST | Texas | 48 | Dallas | 113 | 48113 | 0.4 | 9905 | 2022 | 9999 |  |  | N | Natural Gas | [13 empty] | 0.011 | 0.011 | 0.011 | 0.011
WAL3406 | 64922_G_GEN3 | 64922 | G | GEN3 |  | Combustion Turbine | IC Engine | ERC_REST | Texas | 48 | Dallas | 113 | 48113 | 0.4 | 9905 | 2022 | 9999 |  |  | N | Natural Gas | [13 empty] | 0.011 | 0.011 | 0.011 | 0.011
WAL3425 | 64923_G_GEN1 | 64923 | G | GEN1 |  | Combustion Turbine | IC Engine | ERC_REST | Texas | 48 | Harris | 201 | 48201 | 0.4 | 9905 | 2021 | 9999 |  |  | N | Natural Gas | [13 empty] | 0.011 | 0.011 | 0.011 | 0.011
WAL3425 | 64923_G_GEN2 | 64923 | G | GEN2 |  | Combustion Turbine | IC Engine | ERC_REST | Texas | 48 | Harris | 201 | 48201 | 0.4 | 9905 | 2021 | 9999 |  |  | N | Natural Gas | [13 empty] | 0.011 | 0.011 | 0.011 | 0.011
WAL3425 | 64923_G_GEN3 | 64923 | G | GEN3 |  | Combustion Turbine | IC Engine | ERC_REST | Texas | 48 | Harris | 201 | 48201 | 0.4 | 9905 | 2021 | 9999 |  |  | N | Natural Gas | [13 empty] | 0.011 | 0.011 | 0.011 | 0.011
WAL3432 | 64924_G_GEN1 | 64924 | G | GEN1 |  | Combustion Turbine | IC Engine | ERC_REST | Texas | 48 | Dallas | 113 | 48113 | 0.4 | 9905 | 2021 | 9999 |  |  | N | Natural Gas | [13 empty] | 0.011 | 0.011 | 0.011 | 0.011
WAL3432 | 64924_G_GEN2 | 64924 | G | GEN2 |  | Combustion Turbine | IC Engine | ERC_REST | Texas | 48 | Dallas | 113 | 48113 | 0.4 | 9905 | 2021 | 9999 |  |  | N | Natural Gas | [13 empty] | 0.011 | 0.011 | 0.011 | 0.011
WAL3432 | 64924_G_GEN3 | 64924 | G | GEN3 |  | Combustion Turbine | IC Engine | ERC_REST | Texas | 48 | Dallas | 113 | 48113 | 0.4 | 9905 | 2021 | 9999 |  |  | N | Natural Gas | [13 empty] | 0.011 | 0.011 | 0.011 | 0.011
WAL3500 | 64925_G_GEN1 | 64925 | G | GEN1 |  | Combustion Turbine | IC Engine | ERC_REST | Texas | 48 | Harris | 201 | 48201 | 0.4 | 9905 | 2021 | 9999 |  |  | N | Natural Gas | [13 empty] | 0.011 | 0.011 | 0.011 | 0.011
WAL3500 | 64925_G_GEN2 | 64925 | G | GEN2 |  | Combustion Turbine | IC Engine | ERC_REST | Texas | 48 | Harris | 201 | 48201 | 0.4 | 9905 | 2021 | 9999 |  |  | N | Natural Gas | [13 empty] | 0.011 | 0.011 | 0.011 | 0.011
WAL3500 | 64925_G_GEN3 | 64925 | G | GEN3 |  | Combustion Turbine | IC Engine | ERC_REST | Texas | 48 | Harris | 201 | 48201 | 0.4 | 9905 | 2021 | 9999 |  |  | N | Natural Gas | [13 empty] | 0.011 | 0.011 | 0.011 | 0.011
WAL3510 | 64926_G_GEN1 | 64926 | G | GEN1 |  | Combustion Turbine | IC Engine | ERC_REST | Texas | 48 | Brazoria | 39 | 48039 | 1.3 | 9905 | 2019 | 9999 |  |  | N | Natural Gas | [13 empty] | 0.011 | 0.011 | 0.011 | 0.011
Aktina Solar | 64927_G_AKS01 | 64927 | G | AKS01 |  | Solar PV |  | ERC_REST | Texas | 48 | Wharton | 481 | 48481 | 500 | 0 | 2022 | 9999 |  |  | N | Solar | [13 empty] | 0 | 0 | 0 | 0
Edwards Sanborn S3 | 64928_G_BESS | 64928 | G | BESS |  | Energy Storage |  | WECC_SCE | California | 6 | Kern | 29 | 06029 | 9 | 0 | 2022 | 9999 |  |  | N | Energy Storage | [13 empty] | 0 | 0 | 0 | 0
Edwards Sanborn S3 | 64928_G_PV | 64928 | G | PV |  | Solar PV |  | WECC_SCE | California | 6 | Kern | 29 | 06029 | 33 | 0 | 2022 | 9999 |  |  | N | Solar | [13 empty] | 0 | 0 | 0 | 0
Edwards Sanborn S1 | 64929_G_BESS | 64929 | G | BESS |  | Energy Storage |  | WECC_SCE | California | 6 | Kern | 29 | 06029 | 11 | 0 | 2022 | 9999 |  |  | N | Energy Storage | [13 empty] | 0 | 0 | 0 | 0
Edwards Sanborn S1 | 64929_G_PV | 64929 | G | PV |  | Solar PV |  | WECC_SCE | California | 6 | Kern | 29 | 06029 | 40 | 0 | 2022 | 9999 |  |  | N | Solar | [13 empty] | 0 | 0 | 0 | 0
Stockton (MN) | 64930_G_514 | 64930 | G | 514 |  | Solar PV |  | MIS_MNWI | Minnesota | 27 | Winona | 169 | 27169 | 2 | 0 | 2022 | 9999 |  |  | N | Solar | [13 empty] | 0 | 0 | 0 | 0
Capital Hill Solar LLC | 64931_G_531 | 64931 | G | 531 |  | Solar PV |  | NY_Z_F | New York | 36 | Albany | 1 | 36001 | 1.5 | 0 | 2022 | 9999 |  |  | N | Solar | [13 empty] | 0 | 0 | 0 | 0
Rushford Village | 64932_G_513 | 64932 | G | 513 |  | Solar PV |  | MIS_MNWI | Minnesota | 27 | Fillmore | 45 | 27045 | 1 | 0 | 2022 | 9999 |  |  | N | Solar | [13 empty] | 0 | 0 | 0 | 0
WAL3518 | 64933_G_GEN1 | 64933 | G | GEN1 |  | Combustion Turbine | IC Engine | ERC_REST | Texas | 48 | Webb | 479 | 48479 | 0.4 | 9905 | 2021 | 9999 |  |  | N | Natural Gas | [13 empty] | 0.011 | 0.011 | 0.011 | 0.011
WAL3518 | 64933_G_GEN2 | 64933 | G | GEN2 |  | Combustion Turbine | IC Engine | ERC_REST | Texas | 48 | Webb | 479 | 48479 | 0.4 | 9905 | 2021 | 9999 |  |  | N | Natural Gas | [13 empty] | 0.011 | 0.011 | 0.011 | 0.011
WAL3518 | 64933_G_GEN3 | 64933 | G | GEN3 |  | Combustion Turbine | IC Engine | ERC_REST | Texas | 48 | Webb | 479 | 48479 | 0.4 | 9905 | 2021 | 9999 |  |  | N | Natural Gas | [13 empty] | 0.011 | 0.011 | 0.011 | 0.011
WAL3572 | 64934_G_GEN1 | 64934 | G | GEN1 |  | Combustion Turbine | IC Engine | ERC_REST | Texas | 48 | Brazoria | 39 | 48039 | 1.3 | 9905 | 2019 | 9999 |  |  | N | Natural Gas | [13 empty] | 0.011 | 0.011 | 0.011 | 0.011
WAL3584 | 64935_G_GEN1 | 64935 | G | GEN1 |  | Combustion Turbine | IC Engine | ERC_REST | Texas | 48 | Harris | 201 | 48201 | 0.4 | 9905 | 2021 | 9999 |  |  | N | Natural Gas | [13 empty] | 0.011 | 0.011 | 0.011 | 0.011
WAL3584 | 64935_G_GEN2 | 64935 | G | GEN2 |  | Combustion Turbine | IC Engine | ERC_REST | Texas | 48 | Harris | 201 | 48201 | 0.4 | 9905 | 2021 | 9999 |  |  | N | Natural Gas | [13 empty] | 0.011 | 0.011 | 0.011 | 0.011
WAL3584 | 64935_G_GEN3 | 64935 | G | GEN3 |  | Combustion Turbine | IC Engine | ERC_REST | Texas | 48 | Harris | 201 | 48201 | 0.4 | 9905 | 2021 | 9999 |  |  | N | Natural Gas | [13 empty] | 0.011 | 0.011 | 0.011 | 0.011
WAL3631 | 64936_G_GEN1 | 64936 | G | GEN1 |  | Combustion Turbine | IC Engine | ERC_REST | Texas | 48 | Tarrant | 439 | 48439 | 0.4 | 9905 | 2020 | 9999 |  |  | N | Natural Gas | [13 empty] | 0.011 | 0.011 | 0.011 | 0.011
WAL3631 | 64936_G_GEN2 | 64936 | G | GEN2 |  | Combustion Turbine | IC Engine | ERC_REST | Texas | 48 | Tarrant | 439 | 48439 | 0.4 | 9905 | 2020 | 9999 |  |  | N | Natural Gas | [13 empty] | 0.011 | 0.011 | 0.011 | 0.011
WAL3631 | 64936_G_GEN3 | 64936 | G | GEN3 |  | Combustion Turbine | IC Engine | ERC_REST | Texas | 48 | Tarrant | 439 | 48439 | 0.4 | 9905 | 2020 | 9999 |  |  | N | Natural Gas | [13 empty] | 0.011 | 0.011 | 0.011 | 0.011
WAL3773 | 64937_G_GEN1 | 64937 | G | GEN1 |  | Combustion Turbine | IC Engine | ERC_REST | Texas | 48 | Tarrant | 439 | 48439 | 0.4 | 9905 | 2020 | 9999 |  |  | N | Natural Gas | [13 empty] | 0.011 | 0.011 | 0.011 | 0.011
WAL3773 | 64937_G_GEN2 | 64937 | G | GEN2 |  | Combustion Turbine | IC Engine | ERC_REST | Texas | 48 | Tarrant | 439 | 48439 | 0.4 | 9905 | 2020 | 9999 |  |  | N | Natural Gas | [13 empty] | 0.011 | 0.011 | 0.011 | 0.011
WAL3773 | 64937_G_GEN3 | 64937 | G | GEN3 |  | Combustion Turbine | IC Engine | ERC_REST | Texas | 48 | Tarrant | 439 | 48439 | 0.4 | 9905 | 2020 | 9999 |  |  | N | Natural Gas | [13 empty] | 0.011 | 0.011 | 0.011 | 0.011
WAL3777 | 64938_G_GEN1 | 64938 | G | GEN1 |  | Combustion Turbine | IC Engine | ERC_REST | Texas | 48 | Denton | 121 | 48121 | 1.3 | 9905 | 2020 | 9999 |  |  | N | Distillate Fuel Oil | [13 empty] | 0.011 | 0.011 | 0.011 | 0.011
WAL3827 | 64939_G_GEN1 | 64939 | G | GEN1 |  | Combustion Turbine | IC Engine | ERC_REST | Texas | 48 | Fort Bend | 157 | 48157 | 0.4 | 9905 | 2020 | 9999 |  |  | N | Natural Gas | [13 empty] | 0.011 | 0.011 | 0.011 | 0.011
WAL3827 | 64939_G_GEN2 | 64939 | G | GEN2 |  | Combustion Turbine | IC Engine | ERC_REST | Texas | 48 | Fort Bend | 157 | 48157 | 0.4 | 9905 | 2020 | 9999 |  |  | N | Natural Gas | [13 empty] | 0.011 | 0.011 | 0.011 | 0.011
WAL3827 | 64939_G_GEN3 | 64939 | G | GEN3 |  | Combustion Turbine | IC Engine | ERC_REST | Texas | 48 | Fort Bend | 157 | 48157 | 0.4 | 9905 | 2020 | 9999 |  |  | N | Natural Gas | [13 empty] | 0.011 | 0.011 | 0.011 | 0.011
WAL3886 | 64940_G_GEN1 | 64940 | G | GEN1 |  | Combustion Turbine | IC Engine | ERC_REST | Texas | 48 | Hidalgo | 215 | 48215 | 0.4 | 9905 | 2021 | 9999 |  |  | N | Natural Gas | [13 empty] | 0.011 | 0.011 | 0.011 | 0.011
WAL3886 | 64940_G_GEN2 | 64940 | G | GEN2 |  | Combustion Turbine | IC Engine | ERC_REST | Texas | 48 | Hidalgo | 215 | 48215 | 0.4 | 9905 | 2021 | 9999 |  |  | N | Natural Gas | [13 empty] | 0.011 | 0.011 | 0.011 | 0.011
WAL3886 | 64940_G_GEN3 | 64940 | G | GEN3 |  | Combustion Turbine | IC Engine | ERC_REST | Texas | 48 | Hidalgo | 215 | 48215 | 0.4 | 9905 | 2021 | 9999 |  |  | N | Natural Gas | [13 empty] | 0.011 | 0.011 | 0.011 | 0.011
WAL4279 | 64941_G_GEN1 | 64941 | G | GEN1 |  | Combustion Turbine | IC Engine | ERC_REST | Texas | 48 | Ellis | 139 | 48139 | 0.4 | 9905 | 2022 | 9999 |  |  | N | Natural Gas | [13 empty] | 0.011 | 0.011 | 0.011 | 0.011
WAL4279 | 64941_G_GEN2 | 64941 | G | GEN2 |  | Combustion Turbine | IC Engine | ERC_REST | Texas | 48 | Ellis | 139 | 48139 | 0.4 | 9905 | 2022 | 9999 |  |  | N | Natural Gas | [13 empty] | 0.011 | 0.011 | 0.011 | 0.011
WAL4279 | 64941_G_GEN3 | 64941 | G | GEN3 |  | Combustion Turbine | IC Engine | ERC_REST | Texas | 48 | Ellis | 139 | 48139 | 0.4 | 9905 | 2022 | 9999 |  |  | N | Natural Gas | [13 empty] | 0.011 | 0.011 | 0.011 | 0.011
WAL4298 | 64942_G_GEN1 | 64942 | G | GEN1 |  | Combustion Turbine | IC Engine | ERC_REST | Texas | 48 | Harris | 201 | 48201 | 0.4 | 9905 | 2021 | 9999 |  |  | N | Natural Gas | [13 empty] | 0.011 | 0.011 | 0.011 | 0.011
WAL4298 | 64942_G_GEN2 | 64942 | G | GEN2 |  | Combustion Turbine | IC Engine | ERC_REST | Texas | 48 | Harris | 201 | 48201 | 0.4 | 9905 | 2021 | 9999 |  |  | N | Natural Gas | [13 empty] | 0.011 | 0.011 | 0.011 | 0.011
WAL4298 | 64942_G_GEN3 | 64942 | G | GEN3 |  | Combustion Turbine | IC Engine | ERC_REST | Texas | 48 | Harris | 201 | 48201 | 0.4 | 9905 | 2021 | 9999 |  |  | N | Natural Gas | [13 empty] | 0.011 | 0.011 | 0.011 | 0.011
WAL4509 | 64943_G_GEN1 | 64943 | G | GEN1 |  | Combustion Turbine | IC Engine | ERC_REST | Texas | 48 | Tarrant | 439 | 48439 | 0.4 | 9905 | 2020 | 9999 |  |  | N | Natural Gas | [13 empty] | 0.011 | 0.011 | 0.011 | 0.011
WAL4509 | 64943_G_GEN2 | 64943 | G | GEN2 |  | Combustion Turbine | IC Engine | ERC_REST | Texas | 48 | Tarrant | 439 | 48439 | 0.4 | 9905 | 2020 | 9999 |  |  | N | Natural Gas | [13 empty] | 0.011 | 0.011 | 0.011 | 0.011
WAL4509 | 64943_G_GEN3 | 64943 | G | GEN3 |  | Combustion Turbine | IC Engine | ERC_REST | Texas | 48 | Tarrant | 439 | 48439 | 0.4 | 9905 | 2020 | 9999 |  |  | N | Natural Gas | [13 empty] | 0.011 | 0.011 | 0.011 | 0.011
WAL4512 | 64944_G_GEN1 | 64944 | G | GEN1 |  | Combustion Turbine | IC Engine | ERC_REST | Texas | 48 | Harris | 201 | 48201 | 0.4 | 9905 | 2020 | 9999 |  |  | N | Natural Gas | [13 empty] | 0.011 | 0.011 | 0.011 | 0.011
WAL4512 | 64944_G_GEN2 | 64944 | G | GEN2 |  | Combustion Turbine | IC Engine | ERC_REST | Texas | 48 | Harris | 201 | 48201 | 0.4 | 9905 | 2020 | 9999 |  |  | N | Natural Gas | [13 empty] | 0.011 | 0.011 | 0.011 | 0.011
WAL4512 | 64944_G_GEN3 | 64944 | G | GEN3 |  | Combustion Turbine | IC Engine | ERC_REST | Texas | 48 | Harris | 201 | 48201 | 0.4 | 9905 | 2020 | 9999 |  |  | N | Natural Gas | [13 empty] | 0.011 | 0.011 | 0.011 | 0.011
WAL4526 | 64945_G_GEN1 | 64945 | G | GEN1 |  | Combustion Turbine | IC Engine | ERC_REST | Texas | 48 | Harris | 201 | 48201 | 0.4 | 9905 | 2021 | 9999 |  |  | N | Natural Gas | [13 empty] | 0.011 | 0.011 | 0.011 | 0.011
WAL4526 | 64945_G_GEN2 | 64945 | G | GEN2 |  | Combustion Turbine | IC Engine | ERC_REST | Texas | 48 | Harris | 201 | 48201 | 0.4 | 9905 | 2021 | 9999 |  |  | N | Natural Gas | [13 empty] | 0.011 | 0.011 | 0.011 | 0.011
WAL4526 | 64945_G_GEN3 | 64945 | G | GEN3 |  | Combustion Turbine | IC Engine | ERC_REST | Texas | 48 | Harris | 201 | 48201 | 0.4 | 9905 | 2021 | 9999 |  |  | N | Natural Gas | [13 empty] | 0.011 | 0.011 | 0.011 | 0.011
WAL4538 | 64946_G_GEN1 | 64946 | G | GEN1 |  | Combustion Turbine | IC Engine | ERC_REST | Texas | 48 | Harris | 201 | 48201 | 0.4 | 9905 | 2019 | 9999 |  |  | N | Natural Gas | [13 empty] | 0.011 | 0.011 | 0.011 | 0.011
WAL4538 | 64946_G_GEN2 | 64946 | G | GEN2 |  | Combustion Turbine | IC Engine | ERC_REST | Texas | 48 | Harris | 201 | 48201 | 0.4 | 9905 | 2019 | 9999 |  |  | N | Natural Gas | [13 empty] | 0.011 | 0.011 | 0.011 | 0.011
WAL4538 | 64946_G_GEN3 | 64946 | G | GEN3 |  | Combustion Turbine | IC Engine | ERC_REST | Texas | 48 | Harris | 201 | 48201 | 0.4 | 9905 | 2019 | 9999 |  |  | N | Natural Gas | [13 empty] | 0.011 | 0.011 | 0.011 | 0.011
WAL5045 | 64947_G_GEN1 | 64947 | G | GEN1 |  | Combustion Turbine | IC Engine | ERC_REST | Texas | 48 | Harris | 201 | 48201 | 0.4 | 9905 | 2020 | 9999 |  |  | N | Natural Gas | [13 empty] | 0.011 | 0.011 | 0.011 | 0.011
WAL5045 | 64947_G_GEN2 | 64947 | G | GEN2 |  | Combustion Turbine | IC Engine | ERC_REST | Texas | 48 | Harris | 201 | 48201 | 0.4 | 9905 | 2020 | 9999 |  |  | N | Natural Gas | [13 empty] | 0.011 | 0.011 | 0.011 | 0.011
WAL5045 | 64947_G_GEN3 | 64947 | G | GEN3 |  | Combustion Turbine | IC Engine | ERC_REST | Texas | 48 | Harris | 201 | 48201 | 0.4 | 9905 | 2020 | 9999 |  |  | N | Natural Gas | [13 empty] | 0.011 | 0.011 | 0.011 | 0.011
WAL5080 | 64948_G_GEN1 | 64948 | G | GEN1 |  | Combustion Turbine | IC Engine | ERC_REST | Texas | 48 | Tarrant | 439 | 48439 | 0.4 | 9905 | 2022 | 9999 |  |  | N | Natural Gas | [13 empty] | 0.011 | 0.011 | 0.011 | 0.011
WAL5080 | 64948_G_GEN2 | 64948 | G | GEN2 |  | Combustion Turbine | IC Engine | ERC_REST | Texas | 48 | Tarrant | 439 | 48439 | 0.4 | 9905 | 2022 | 9999 |  |  | N | Natural Gas | [13 empty] | 0.011 | 0.011 | 0.011 | 0.011
WAL5080 | 64948_G_GEN3 | 64948 | G | GEN3 |  | Combustion Turbine | IC Engine | ERC_REST | Texas | 48 | Tarrant | 439 | 48439 | 0.4 | 9905 | 2022 | 9999 |  |  | N | Natural Gas | [13 empty] | 0.011 | 0.011 | 0.011 | 0.011
WAL5091 | 64949_G_GEN1 | 64949 | G | GEN1 |  | Combustion Turbine | IC Engine | ERC_REST | Texas | 48 | Harris | 201 | 48201 | 0.4 | 9905 | 2020 | 9999 |  |  | N | Natural Gas | [13 empty] | 0.011 | 0.011 | 0.011 | 0.011
WAL5091 | 64949_G_GEN2 | 64949 | G | GEN2 |  | Combustion Turbine | IC Engine | ERC_REST | Texas | 48 | Harris | 201 | 48201 | 0.4 | 9905 | 2020 | 9999 |  |  | N | Natural Gas | [13 empty] | 0.011 | 0.011 | 0.011 | 0.011
WAL5091 | 64949_G_GEN3 | 64949 | G | GEN3 |  | Combustion Turbine | IC Engine | ERC_REST | Texas | 48 | Harris | 201 | 48201 | 0.4 | 9905 | 2020 | 9999 |  |  | N | Natural Gas | [13 empty] | 0.011 | 0.011 | 0.011 | 0.011
WAL5116 | 64950_G_GEN1 | 64950 | G | GEN1 |  | Combustion Turbine | IC Engine | ERC_REST | Texas | 48 | Harris | 201 | 48201 | 0.4 | 9905 | 2020 | 9999 |  |  | N | Natural Gas | [13 empty] | 0.011 | 0.011 | 0.011 | 0.011
WAL5116 | 64950_G_GEN2 | 64950 | G | GEN2 |  | Combustion Turbine | IC Engine | ERC_REST | Texas | 48 | Harris | 201 | 48201 | 0.4 | 9905 | 2020 | 9999 |  |  | N | Natural Gas | [13 empty] | 0.011 | 0.011 | 0.011 | 0.011
WAL5116 | 64950_G_GEN3 | 64950 | G | GEN3 |  | Combustion Turbine | IC Engine | ERC_REST | Texas | 48 | Harris | 201 | 48201 | 0.4 | 9905 | 2020 | 9999 |  |  | N | Natural Gas | [13 empty] | 0.011 | 0.011 | 0.011 | 0.011
WAL5165 | 64951_G_GEN1 | 64951 | G | GEN1 |  | Combustion Turbine | IC Engine | ERC_REST | Texas | 48 | Hidalgo | 215 | 48215 | 0.4 | 9905 | 2021 | 9999 |  |  | N | Natural Gas | [13 empty] | 0.011 | 0.011 | 0.011 | 0.011
WAL5165 | 64951_G_GEN2 | 64951 | G | GEN2 |  | Combustion Turbine | IC Engine | ERC_REST | Texas | 48 | Hidalgo | 215 | 48215 | 0.4 | 9905 | 2021 | 9999 |  |  | N | Natural Gas | [13 empty] | 0.011 | 0.011 | 0.011 | 0.011
WAL5165 | 64951_G_GEN3 | 64951 | G | GEN3 |  | Combustion Turbine | IC Engine | ERC_REST | Texas | 48 | Hidalgo | 215 | 48215 | 0.4 | 9905 | 2021 | 9999 |  |  | N | Natural Gas | [13 empty] | 0.011 | 0.011 | 0.011 | 0.011
WAL5211 | 64952_G_GEN1 | 64952 | G | GEN1 |  | Combustion Turbine | IC Engine | ERC_REST | Texas | 48 | Collin | 85 | 48085 | 1.3 | 9905 | 2020 | 9999 |  |  | N | Distillate Fuel Oil | [13 empty] | 0.011 | 0.011 | 0.011 | 0.011
WAL5287 | 64953_G_GE N3 | 64953 | G | GE N3 |  | Combustion Turbine | IC Engine | ERC_REST | Texas | 48 | Harris | 201 | 48201 | 0.4 | 9905 | 2020 | 9999 |  |  | N | Natural Gas | [13 empty] | 0.011 | 0.011 | 0.011 | 0.011
WAL5287 | 64953_G_GEN1 | 64953 | G | GEN1 |  | Combustion Turbine | IC Engine | ERC_REST | Texas | 48 | Harris | 201 | 48201 | 0.4 | 9905 | 2020 | 9999 |  |  | N | Natural Gas | [13 empty] | 0.011 | 0.011 | 0.011 | 0.011
WAL5287 | 64953_G_GEN2 | 64953 | G | GEN2 |  | Combustion Turbine | IC Engine | ERC_REST | Texas | 48 | Harris | 201 | 48201 | 0.4 | 9905 | 2020 | 9999 |  |  | N | Natural Gas | [13 empty] | 0.011 | 0.011 | 0.011 | 0.011
WAL5311 | 64954_G_GEN1 | 64954 | G | GEN1 |  | Combustion Turbine | IC Engine | ERC_REST | Texas | 48 | Collin | 85 | 48085 | 1.3 | 9905 | 2020 | 9999 |  |  | N | Distillate Fuel Oil | [13 empty] | 0.011 | 0.011 | 0.011 | 0.011
WAL5312 | 64955_G_GEN1 | 64955 | G | GEN1 |  | Combustion Turbine | IC Engine | ERC_REST | Texas | 48 | Tarrant | 439 | 48439 | 0.4 | 9905 | 2021 | 9999 |  |  | N | Natural Gas | [13 empty] | 0.011 | 0.011 | 0.011 | 0.011
WAL5312 | 64955_G_GEN2 | 64955 | G | GEN2 |  | Combustion Turbine | IC Engine | ERC_REST | Texas | 48 | Tarrant | 439 | 48439 | 0.4 | 9905 | 2021 | 9999 |  |  | N | Natural Gas | [13 empty] | 0.011 | 0.011 | 0.011 | 0.011
WAL5312 | 64955_G_GEN3 | 64955 | G | GEN3 |  | Combustion Turbine | IC Engine | ERC_REST | Texas | 48 | Tarrant | 439 | 48439 | 0.4 | 9905 | 2021 | 9999 |  |  | N | Natural Gas | [13 empty] | 0.011 | 0.011 | 0.011 | 0.011
WAL5316 | 64956_G_GEN1 | 64956 | G | GEN1 |  | Combustion Turbine | IC Engine | ERC_REST | Texas | 48 | Tarrant | 439 | 48439 | 0.4 | 9905 | 2020 | 9999 |  |  | N | Natural Gas | [13 empty] | 0.011 | 0.011 | 0.011 | 0.011
WAL5316 | 64956_G_GEN2 | 64956 | G | GEN2 |  | Combustion Turbine | IC Engine | ERC_REST | Texas | 48 | Tarrant | 439 | 48439 | 0.4 | 9905 | 2020 | 9999 |  |  | N | Natural Gas | [13 empty] | 0.011 | 0.011 | 0.011 | 0.011
WAL5316 | 64956_G_GEN3 | 64956 | G | GEN3 |  | Combustion Turbine | IC Engine | ERC_REST | Texas | 48 | Tarrant | 439 | 48439 | 0.4 | 9905 | 2020 | 9999 |  |  | N | Natural Gas | [13 empty] | 0.011 | 0.011 | 0.011 | 0.011
WAL5388 | 64957_G_GEN1 | 64957 | G | GEN1 |  | Combustion Turbine | IC Engine | ERC_REST | Texas | 48 | Galveston | 167 | 48167 | 1.3 | 9905 | 2020 | 9999 |  |  | N | Natural Gas | [13 empty] | 0.011 | 0.011 | 0.011 | 0.011
WAL5479 | 64958_G_GEN1 | 64958 | G | GEN1 |  | Combustion Turbine | IC Engine | ERC_REST | Texas | 48 | Travis | 453 | 48453 | 0.4 | 9905 | 2021 | 9999 |  |  | N | Natural Gas | [13 empty] | 0.011 | 0.011 | 0.011 | 0.011
WAL5479 | 64958_G_GEN2 | 64958 | G | GEN2 |  | Combustion Turbine | IC Engine | ERC_REST | Texas | 48 | Travis | 453 | 48453 | 0.4 | 9905 | 2021 | 9999 |  |  | N | Natural Gas | [13 empty] | 0.011 | 0.011 | 0.011 | 0.011
WAL5479 | 64958_G_GEN3 | 64958 | G | GEN3 |  | Combustion Turbine | IC Engine | ERC_REST | Texas | 48 | Travis | 453 | 48453 | 0.4 | 9905 | 2021 | 9999 |  |  | N | Natural Gas | [13 empty] | 0.011 | 0.011 | 0.011 | 0.011
WAL5480 | 64959_G_GEN1 | 64959 | G | GEN1 |  | Combustion Turbine | IC Engine | ERC_REST | Texas | 48 | Williamson | 491 | 48491 | 0.4 | 9905 | 2021 | 9999 |  |  | N | Natural Gas | [13 empty] | 0.011 | 0.011 | 0.011 | 0.011
WAL5480 | 64959_G_GEN2 | 64959 | G | GEN2 |  | Combustion Turbine | IC Engine | ERC_REST | Texas | 48 | Williamson | 491 | 48491 | 0.4 | 9905 | 2021 | 9999 |  |  | N | Natural Gas | [13 empty] | 0.011 | 0.011 | 0.011 | 0.011
WAL5480 | 64959_G_GEN3 | 64959 | G | GEN3 |  | Combustion Turbine | IC Engine | ERC_REST | Texas | 48 | Williamson | 491 | 48491 | 0.4 | 9905 | 2021 | 9999 |  |  | N | Natural Gas | [13 empty] | 0.011 | 0.011 | 0.011 | 0.011
WAL5612 | 64960_G_GEN1 | 64960 | G | GEN1 |  | Combustion Turbine | IC Engine | ERC_REST | Texas | 48 | Harris | 201 | 48201 | 0.4 | 9905 | 2021 | 9999 |  |  | N | Natural Gas | [13 empty] | 0.011 | 0.011 | 0.011 | 0.011
WAL5612 | 64960_G_GEN2 | 64960 | G | GEN2 |  | Combustion Turbine | IC Engine | ERC_REST | Texas | 48 | Harris | 201 | 48201 | 0.4 | 9905 | 2021 | 9999 |  |  | N | Natural Gas | [13 empty] | 0.011 | 0.011 | 0.011 | 0.011
WAL5612 | 64960_G_GEN3 | 64960 | G | GEN3 |  | Combustion Turbine | IC Engine | ERC_REST | Texas | 48 | Harris | 201 | 48201 | 0.4 | 9905 | 2021 | 9999 |  |  | N | Natural Gas | [13 empty] | 0.011 | 0.011 | 0.011 | 0.011
WAL5713 | 64961_G_GEN1 | 64961 | G | GEN1 |  | Combustion Turbine | IC Engine | ERC_REST | Texas | 48 | Webb | 479 | 48479 | 0.4 | 9905 | 2021 | 9999 |  |  | N | Natural Gas | [13 empty] | 0.011 | 0.011 | 0.011 | 0.011
WAL5713 | 64961_G_GEN2 | 64961 | G | GEN2 |  | Combustion Turbine | IC Engine | ERC_REST | Texas | 48 | Webb | 479 | 48479 | 0.4 | 9905 | 2021 | 9999 |  |  | N | Natural Gas | [13 empty] | 0.011 | 0.011 | 0.011 | 0.011
WAL5713 | 64961_G_GEN3 | 64961 | G | GEN3 |  | Combustion Turbine | IC Engine | ERC_REST | Texas | 48 | Webb | 479 | 48479 | 0.4 | 9905 | 2021 | 9999 |  |  | N | Natural Gas | [13 empty] | 0.011 | 0.011 | 0.011 | 0.011
WAL5764 | 64962_G_GEN1 | 64962 | G | GEN1 |  | Combustion Turbine | IC Engine | ERC_REST | Texas | 48 | Tarrant | 439 | 48439 | 0.4 | 9905 | 2021 | 9999 |  |  | N | Natural Gas | [13 empty] | 0.011 | 0.011 | 0.011 | 0.011
WAL5764 | 64962_G_GEN2 | 64962 | G | GEN2 |  | Combustion Turbine | IC Engine | ERC_REST | Texas | 48 | Tarrant | 439 | 48439 | 0.4 | 9905 | 2021 | 9999 |  |  | N | Natural Gas | [13 empty] | 0.011 | 0.011 | 0.011 | 0.011
WAL5764 | 64962_G_GEN3 | 64962 | G | GEN3 |  | Combustion Turbine | IC Engine | ERC_REST | Texas | 48 | Tarrant | 439 | 48439 | 0.4 | 9905 | 2021 | 9999 |  |  | N | Natural Gas | [13 empty] | 0.011 | 0.011 | 0.011 | 0.011
WAL6929 | 64963_G_GEN1 | 64963 | G | GEN1 |  | Combustion Turbine | IC Engine | ERC_REST | Texas | 48 | Bell | 27 | 48027 | 0.4 | 9905 | 2020 | 9999 |  |  | N | Natural Gas | [13 empty] | 0.011 | 0.011 | 0.011 | 0.011
WAL6929 | 64963_G_GEN2 | 64963 | G | GEN2 |  | Combustion Turbine | IC Engine | ERC_REST | Texas | 48 | Bell | 27 | 48027 | 0.4 | 9905 | 2020 | 9999 |  |  | N | Natural Gas | [13 empty] | 0.011 | 0.011 | 0.011 | 0.011
WAL6929 | 64963_G_GEN3 | 64963 | G | GEN3 |  | Combustion Turbine | IC Engine | ERC_REST | Texas | 48 | Bell | 27 | 48027 | 0.4 | 9905 | 2020 | 9999 |  |  | N | Natural Gas | [13 empty] | 0.011 | 0.011 | 0.011 | 0.011
Rock Island Road Solar | 64964_G_ROCKI | 64964 | G | ROCKI |  | Solar PV |  | NY_Z_D | New York | 36 | St Lawrence | 89 | 36089 | 3.5 | 0 | 2021 | 9999 |  |  | N | Solar | [13 empty] | 0 | 0 | 0 | 0
Bullis Road Solar | 64965_G_BULLS | 64965 | G | BULLS |  | Solar PV |  | NY_Z_A | New York | 36 | Erie | 29 | 36029 | 4.5 | 0 | 2022 | 9999 |  |  | N | Solar | [13 empty] | 0 | 0 | 0 | 0
MTSun LLC | 64966_G_366 | 64966 | G | 366 |  | Solar PV |  | WECC_MT | Montana | 30 | Yellowstone | 111 | 30111 | 80 | 0 | 2022 | 9999 |  |  | N | Solar | [13 empty] | 0 | 0 | 0 | 0
SV Gardner 1 (Lutz) CSG | 64967_G_LUTZ | 64967 | G | LUTZ |  | Solar PV |  | PJM_COMD | Illinois | 17 | Grundy | 63 | 17063 | 2 | 0 | 2021 | 9999 |  |  | N | Solar | [13 empty] | 0 | 0 | 0 | 0
Fall River Solar, LLC | 64968_G_452 | 64968 | G | 452 |  | Solar PV |  | WECC_WY | South Dakota | 46 | Fall River | 47 | 46047 | 80 | 0 | 2022 | 9999 |  |  | N | Solar | [13 empty] | 0 | 0 | 0 | 0
Barron Solar Array | 64969_G_BAR01 | 64969 | G | BAR01 |  | Solar PV |  | MIS_MNWI | Wisconsin | 55 | Barron | 5 | 55005 | 3 | 0 | 2021 | 9999 |  |  | N | Solar | [13 empty] | 0 | 0 | 0 | 0
59 Federal Rd | 64970_G_59FBA | 64970 | G | 59FBA |  | Energy Storage |  | NENGREST | Massachusetts | 25 | Plymouth | 23 | 25023 | 5 | 0 | 2021 | 9999 |  |  | N | Energy Storage | [13 empty] | 0 | 0 | 0 | 0
59 Federal Rd | 64970_G_59FPV | 64970 | G | 59FPV |  | Solar PV |  | NENGREST | Massachusetts | 25 | Plymouth | 23 | 25023 | 5 | 0 | 2021 | 9999 |  |  | N | Solar | [13 empty] | 0 | 0 | 0 | 0
Pretzel | 64971_G_PRETZ | 64971 | G | PRETZ |  | Solar PV |  | PJM_COMD | Illinois | 17 | Stephenson | 177 | 17177 | 2 | 0 | 2022 | 9999 |  |  | N | Solar | [13 empty] | 0 | 0 | 0 | 0
Prophet CSG | 64972_G_PROPH | 64972 | G | PROPH |  | Solar PV |  | PJM_COMD | Illinois | 17 | Whiteside | 195 | 17195 | 2 | 0 | 2021 | 9999 |  |  | N | Solar | [13 empty] | 0 | 0 | 0 | 0
Gala | 64973_G_GALA | 64973 | G | GALA |  | Solar PV |  | PJM_COMD | Illinois | 17 | Stephenson | 177 | 17177 | 2 | 0 | 2021 | 9999 |  |  | N | Solar | [13 empty] | 0 | 0 | 0 | 0
Spooner Solar Array | 64976_G_SPN01 | 64976 | G | SPN01 |  | Solar PV |  | MIS_MNWI | Wisconsin | 55 | Washburn | 129 | 55129 | 2.1 | 0 | 2019 | 9999 |  |  | N | Solar | [13 empty] | 0 | 0 | 0 | 0
Torrington Solar One, LLC | 64977_G_TORS1 | 64977 | G | TORS1 |  | Solar PV |  | NENG_CT | Connecticut | 9 | Litchfield | 5 | 09005 | 2 | 0 | 2021 | 9999 |  |  | N | Solar | [13 empty] | 0 | 0 | 0 | 0
Bristol Solar One, LLC | 64978_G_BRIS1 | 64978 | G | BRIS1 |  | Solar PV |  | NENG_CT | Connecticut | 9 | Hartford | 3 | 09003 | 3 | 0 | 2021 | 9999 |  |  | N | Solar | [13 empty] | 0 | 0 | 0 | 0
Watertown Solar One, LLC | 64979_G_WTRS1 | 64979 | G | WTRS1 |  | Solar PV |  | NENG_CT | Connecticut | 9 | Litchfield | 5 | 09005 | 2 | 0 | 2021 | 9999 |  |  | N | Solar | [13 empty] | 0 | 0 | 0 | 0
UMass Boston | 64980_G_010G | 64980 | G | 010G |  | Combustion Turbine | IC Engine | NENGREST | Massachusetts | 25 | Suffolk | 25 | 25025 | 0.3 | 9905 | 2006 | 9999 |  |  | N | Distillate Fuel Oil | [13 empty] | 0.011 | 0.011 | 0.011 | 0.011
UMass Boston | 64980_G_020G | 64980 | G | 020G |  | Combustion Turbine | IC Engine | NENGREST | Massachusetts | 25 | Suffolk | 25 | 25025 | 0.4 | 9905 | 1972 | 9999 |  |  | N | Distillate Fuel Oil | [13 empty] | 0.011 | 0.011 | 0.011 | 0.011
UMass Boston | 64980_G_030G | 64980 | G | 030G |  | Combustion Turbine | IC Engine | NENGREST | Massachusetts | 25 | Suffolk | 25 | 25025 | 0.5 | 9905 | 2014 | 9999 |  |  | N | Distillate Fuel Oil | [13 empty] | 0.011 | 0.011 | 0.011 | 0.011
UMass Boston | 64980_G_050G | 64980 | G | 050G |  | Combustion Turbine | IC Engine | NENGREST | Massachusetts | 25 | Suffolk | 25 | 25025 | 0.8 | 9905 | 2001 | 9999 |  |  | N | Distillate Fuel Oil | [13 empty] | 0.011 | 0.011 | 0.011 | 0.011
UMass Boston | 64980_G_060G | 64980 | G | 060G |  | Combustion Turbine | IC Engine | NENGREST | Massachusetts | 25 | Suffolk | 25 | 25025 | 1.6 | 9905 | 2012 | 9999 |  |  | N | Distillate Fuel Oil | [13 empty] | 0.011 | 0.011 | 0.011 | 0.011
UMass Boston | 64980_G_080D1 | 64980 | G | 080D1 |  | Combustion Turbine | IC Engine | NENGREST | Massachusetts | 25 | Suffolk | 25 | 25025 | 0.3 | 9905 | 1972 | 9999 |  |  | N | Distillate Fuel Oil | [13 empty] | 0.011 | 0.011 | 0.011 | 0.011
UMass Boston | 64980_G_080D2 | 64980 | G | 080D2 |  | Combustion Turbine | IC Engine | NENGREST | Massachusetts | 25 | Suffolk | 25 | 25025 | 0.5 | 9905 | 1972 | 9999 |  |  | N | Distillate Fuel Oil | [13 empty] | 0.011 | 0.011 | 0.011 | 0.011
UMass Boston | 64980_G_080G | 64980 | G | 080G |  | Combustion Turbine | IC Engine | NENGREST | Massachusetts | 25 | Suffolk | 25 | 25025 | 0.4 | 9905 | 1972 | 9999 |  |  | N | Distillate Fuel Oil | [13 empty] | 0.011 | 0.011 | 0.011 | 0.011
UMass Boston | 64980_G_090G | 64980 | G | 090G |  | Combustion Turbine | IC Engine | NENGREST | Massachusetts | 25 | Suffolk | 25 | 25025 | 0.6 | 9905 | 1972 | 9999 |  |  | N | Distillate Fuel Oil | [13 empty] | 0.011 | 0.011 | 0.011 | 0.011
UMass Boston | 64980_G_110G | 64980 | G | 110G |  | Combustion Turbine | IC Engine | NENGREST | Massachusetts | 25 | Suffolk | 25 | 25025 | 0.2 | 9905 | 1972 | 9999 |  |  | N | Distillate Fuel Oil | [13 empty] | 0.011 | 0.011 | 0.011 | 0.011
UMass Boston | 64980_G_120G | 64980 | G | 120G |  | Combustion Turbine | IC Engine | NENGREST | Massachusetts | 25 | Suffolk | 25 | 25025 | 0.2 | 9905 | 1972 | 9999 |  |  | N | Distillate Fuel Oil | [13 empty] | 0.011 | 0.011 | 0.011 | 0.011
UMass Boston | 64980_G_160G | 64980 | G | 160G |  | Combustion Turbine | IC Engine | NENGREST | Massachusetts | 25 | Suffolk | 25 | 25025 | 0.1 | 9905 | 2001 | 9999 |  |  | N | Distillate Fuel Oil | [13 empty] | 0.011 | 0.011 | 0.011 | 0.011
UMass Boston | 64980_G_200G | 64980 | G | 200G |  | Combustion Turbine | IC Engine | NENGREST | Massachusetts | 25 | Suffolk | 25 | 25025 | 0.1 | 9905 | 1999 | 9999 |  |  | N | Distillate Fuel Oil | [13 empty] | 0.011 | 0.011 | 0.011 | 0.011
UMass Boston | 64980_G_BATT1 | 64980 | G | BATT1 |  | Energy Storage |  | NENGREST | Massachusetts | 25 | Suffolk | 25 | 25025 | 0.5 | 0 | 2021 | 9999 |  |  | N | Energy Storage | [13 empty] | 0 | 0 | 0 | 0
UMass Boston | 64980_G_RHG | 64980 | G | RHG |  | Combustion Turbine | IC Engine | NENGREST | Massachusetts | 25 | Suffolk | 25 | 25025 | 0.5 | 9905 | 2017 | 9999 |  |  | N | Distillate Fuel Oil | [13 empty] | 0.011 | 0.011 | 0.011 | 0.011
UMass Boston | 64980_G_SOL1 | 64980 | G | SOL1 |  | Solar PV |  | NENGREST | Massachusetts | 25 | Suffolk | 25 | 25025 | 0.2 | 0 | 2021 | 9999 |  |  | N | Solar | [13 empty] | 0 | 0 | 0 | 0
UMass Boston | 64980_G_SOL2 | 64980 | G | SOL2 |  | Solar PV |  | NENGREST | Massachusetts | 25 | Suffolk | 25 | 25025 | 0.5 | 0 | 2021 | 9999 |  |  | N | Solar | [13 empty] | 0 | 0 | 0 | 0
UMass Boston | 64980_G_WG | 64980 | G | WG |  | Combustion Turbine | IC Engine | NENGREST | Massachusetts | 25 | Suffolk | 25 | 25025 | 0.4 | 9905 | 2018 | 9999 |  |  | N | Distillate Fuel Oil | [13 empty] | 0.011 | 0.011 | 0.011 | 0.011
Pecan Prairie South Solar | 64981_G_CPSS1 | 64981 | G | CPSS1 |  | Solar PV |  | ERC_REST | Texas | 48 | Leon | 289 | 48289 | 135 | 0 | 2024 | 9999 |  |  | N | Solar | [13 empty] | 0 | 0 | 0 | 0
West Plains Solar I | 64982_G_WPS1 | 64982 | G | WPS1 |  | Solar PV |  | SPP_N | Missouri | 29 | Howell | 91 | 29091 | 8 | 0 | 2022 | 9999 |  |  | N | Solar | [13 empty] | 0 | 0 | 0 | 0
North Wales Diesel | 64983_G_GEN1 | 64983 | G | GEN1 |  | Combustion Turbine | IC Engine | PJM_EMAC | Pennsylvania | 42 | Montgomery | 91 | 42091 | 1.5 | 9905 | 2010 | 9999 |  |  | N | Distillate Fuel Oil | [13 empty] | 0.011 | 0.011 | 0.011 | 0.011
North Wales Diesel | 64983_G_GEN2 | 64983 | G | GEN2 |  | Combustion Turbine | IC Engine | PJM_EMAC | Pennsylvania | 42 | Montgomery | 91 | 42091 | 1.8 | 9905 | 2010 | 9999 |  |  | N | Distillate Fuel Oil | [13 empty] | 0.011 | 0.011 | 0.011 | 0.011
North Wales Diesel | 64983_G_GEN3 | 64983 | G | GEN3 |  | Combustion Turbine | IC Engine | PJM_EMAC | Pennsylvania | 42 | Montgomery | 91 | 42091 | 1.8 | 9905 | 2010 | 9999 |  |  | N | Distillate Fuel Oil | [13 empty] | 0.011 | 0.011 | 0.011 | 0.011
North Wales Diesel | 64983_G_GEN4 | 64983 | G | GEN4 |  | Combustion Turbine | IC Engine | PJM_EMAC | Pennsylvania | 42 | Montgomery | 91 | 42091 | 1.8 | 9905 | 2010 | 9999 |  |  | N | Distillate Fuel Oil | [13 empty] | 0.011 | 0.011 | 0.011 | 0.011
Waterloo Solar (IA) | 64984_G_WATS | 64984 | G | WATS |  | Solar PV |  | MIS_MIDA | Iowa | 19 | Black Hawk | 13 | 19013 | 3 | 0 | 2021 | 9999 |  |  | N | Solar | [13 empty] | 0 | 0 | 0 | 0
Johnson County Hills Solar | 64985_G_JCHS | 64985 | G | JCHS |  | Solar PV |  | MIS_MIDA | Iowa | 19 | Johnson | 103 | 19103 | 3 | 0 | 2021 | 9999 |  |  | N | Solar | [13 empty] | 0 | 0 | 0 | 0
Franklin County Solar | 64986_G_FCS | 64986 | G | FCS |  | Solar PV |  | MIS_MIDA | Iowa | 19 | Franklin | 69 | 19069 | 7 | 0 | 2021 | 9999 |  |  | N | Solar | [13 empty] | 0 | 0 | 0 | 0
USS Foley Solar LLC | 64987_G_USSFS | 64987 | G | USSFS |  | Solar PV |  | MIS_MNWI | Minnesota | 27 | Benton | 9 | 27009 | 1 | 0 | 2022 | 9999 |  |  | N | Solar | [13 empty] | 0 | 0 | 0 | 0
USS Prokosch Solar LLC | 64988_G_USPKS | 64988 | G | USPKS |  | Solar PV |  | MIS_MNWI | Minnesota | 27 | Renville | 129 | 27129 | 1 | 0 | 2022 | 9999 |  |  | N | Solar | [13 empty] | 0 | 0 | 0 | 0
USS Rosebud Solar LLC | 64989_G_USRBS | 64989 | G | USRBS |  | Solar PV |  | MIS_MNWI | Minnesota | 27 | Redwood | 127 | 27127 | 1 | 0 | 2022 | 9999 |  |  | N | Solar | [13 empty] | 0 | 0 | 0 | 0
Medin CSG | 64990_G_MED1 | 64990 | G | MED1 |  | Solar PV |  | MIS_MNWI | Minnesota | 27 | Chisago | 25 | 27025 | 1 | 0 | 2021 | 9999 |  |  | N | Solar | [13 empty] | 0 | 0 | 0 | 0
Johnson CSG 1 | 64991_G_JOHN | 64991 | G | JOHN |  | Solar PV |  | MIS_MNWI | Minnesota | 27 | Chisago | 25 | 27025 | 1 | 0 | 2021 | 9999 |  |  | N | Solar | [13 empty] | 0 | 0 | 0 | 0
Cornillie Solar CSG | 64992_G_CORN1 | 64992 | G | CORN1 |  | Solar PV |  | MIS_MNWI | Minnesota | 27 | Chisago | 25 | 27025 | 1 | 0 | 2021 | 9999 |  |  | N | Solar | [13 empty] | 0 | 0 | 0 | 0
BigBeau Solar, LLC | 64993_G_BB1BA | 64993 | G | BB1BA |  | Energy Storage |  | WECC_SCE | California | 6 | Kern | 29 | 06029 | 40 | 0 | 2022 | 9999 |  |  | N | Energy Storage | [13 empty] | 0 | 0 | 0 | 0
BigBeau Solar, LLC | 64993_G_BB1PV | 64993 | G | BB1PV |  | Solar PV |  | WECC_SCE | California | 6 | Kern | 29 | 06029 | 128 | 0 | 2022 | 9999 |  |  | N | Solar | [13 empty] | 0 | 0 | 0 | 0
Sacramento Point West Medical Offices | 64994_G_6115 | 64994 | G | 6115 |  | Solar PV |  | WEC_BANC | California | 6 | Sacramento | 67 | 06067 | 1.3 | 0 | 2020 | 9999 |  |  | N | Solar | [13 empty] | 0 | 0 | 0 | 0
Cassville Solar | 64995_G_PV1 | 64995 | G | PV1 |  | Solar PV |  | MIS_WUMS | Wisconsin | 55 | Grant | 43 | 55043 | 50 | 0 | 2024 | 9999 |  |  | N | Solar | [13 empty] | 0 | 0 | 0 | 0
Springfield Solar (WI) | 64996_G_PV1 | 64996 | G | PV1 |  | Solar PV |  | MIS_WUMS | Wisconsin | 55 | Dodge | 27 | 55027 | 100 | 0 | 2024 | 9999 |  |  | N | Solar | [13 empty] | 0 | 0 | 0 | 0
Albany Solar (WI) | 64997_G_PV1 | 64997 | G | PV1 |  | Solar PV |  | MIS_WUMS | Wisconsin | 55 | Rock | 105 | 55105 | 50 | 0 | 2024 | 9999 |  |  | N | Solar | [13 empty] | 0 | 0 | 0 | 0
Paddock Solar | 64998_G_PV1 | 64998 | G | PV1 |  | Solar PV |  | MIS_WUMS | Wisconsin | 55 | Rock | 105 | 55105 | 65 | 0 | 2024 | 9999 |  |  | N | Solar | [13 empty] | 0 | 0 | 0 | 0
Pecan Prairie North Solar | 64999_G_CPNS1 | 64999 | G | CPNS1 |  | Solar PV |  | ERC_REST | Texas | 48 | Leon | 289 | 48289 | 360 | 0 | 2023 | 9999 |  |  | N | Solar | [13 empty] | 0 | 0 | 0 | 0
Wautoma Solar | 65000_G_PV1 | 65000 | G | PV1 |  | Solar PV |  | MIS_WUMS | Wisconsin | 55 | Waushara | 137 | 55137 | 99 | 0 | 2024 | 9999 |  |  | N | Solar | [13 empty] | 0 | 0 | 0 | 0
Beaver Dam Solar | 65001_G_PV1 | 65001 | G | PV1 |  | Solar PV |  | MIS_WUMS | Wisconsin | 55 | Dodge | 27 | 55027 | 50 | 0 | 2024 | 9999 |  |  | N | Solar | [13 empty] | 0 | 0 | 0 | 0
SSI West Riverside Landfill LLC | 65002_G_WERL | 65002 | G | WERL |  | Solar PV |  | WECC_SCE | California | 6 | Riverside | 65 | 06065 | 2.5 | 0 | 2020 | 9999 |  |  | N | Solar | [13 empty] | 0 | 0 | 0 | 0
MN CSG 2019-16 LLC | 65003_G_WOLFE | 65003 | G | WOLFE |  | Solar PV |  | MIS_MNWI | Minnesota | 27 | Blue Earth | 13 | 27013 | 1 | 0 | 2022 | 9999 |  |  | N | Solar | [13 empty] | 0 | 0 | 0 | 0
MN CSG 2019-17 LLC | 65004_G_MOORE | 65004 | G | MOORE |  | Solar PV |  | MIS_MNWI | Minnesota | 27 | Blue Earth | 13 | 27013 | 1 | 0 | 2021 | 9999 |  |  | N | Solar | [13 empty] | 0 | 0 | 0 | 0
Albertsons at Melrose Park | 65005_G_PV1 | 65005 | G | PV1 |  | Solar PV |  | PJM_COMD | Illinois | 17 | Cook | 31 | 17031 | 1.9 | 0 | 2021 | 9999 |  |  | N | Solar | [13 empty] | 0 | 0 | 0 | 0
Novel Bo Hu 1 Solar LLC | 65006_G_BOHU1 | 65006 | G | BOHU1 |  | Solar PV |  | MIS_MNWI | Minnesota | 27 | Rice | 131 | 27131 | 1 | 0 | 2022 | 9999 |  |  | N | Solar | [13 empty] | 0 | 0 | 0 | 0
Bear Creek | 65009_G_PV1 | 65009 | G | PV1 |  | Solar PV |  | MIS_MNWI | Wisconsin | 55 | Richland | 103 | 55103 | 50 | 0 | 2022 | 9999 |  |  | N | Solar | [13 empty] | 0 | 0 | 0 | 0
Wood County | 65011_G_PV1 | 65011 | G | PV1 |  | Solar PV |  | MIS_WUMS | Wisconsin | 55 | Wood | 141 | 55141 | 150 | 0 | 2022 | 9999 |  |  | N | Solar | [13 empty] | 0 | 0 | 0 | 0
Crawfish River | 65012_G_PV1 | 65012 | G | PV1 |  | Solar PV |  | MIS_WUMS | Wisconsin | 55 | Jefferson | 55 | 55055 | 75 | 0 | 2022 | 9999 |  |  | N | Solar | [13 empty] | 0 | 0 | 0 | 0
Marengo Solar | 65013_G_MARIL | 65013 | G | MARIL |  | Solar PV |  | PJM_COMD | Illinois | 17 | McHenry | 111 | 17111 | 2 | 0 | 2020 | 9999 |  |  | N | Solar | [13 empty] | 0 | 0 | 0 | 0
ASD Cotuit MA Solar LLC | 65014_G_COT1 | 65014 | G | COT1 |  | Solar PV |  | NENGREST | Massachusetts | 25 | Barnstable | 1 | 25001 | 3.1 | 0 | 2022 | 9999 |  |  | N | Solar | [13 empty] | 0 | 0 | 0 | 0
ASD Cotuit MA Solar LLC | 65014_G_COT1B | 65014 | G | COT1B |  | Energy Storage |  | NENGREST | Massachusetts | 25 | Barnstable | 1 | 25001 | 3 | 0 | 2022 | 9999 |  |  | N | Energy Storage | [13 empty] | 0 | 0 | 0 | 0
ASD Wallum MA Solar LLC | 65015_G_WAL1 | 65015 | G | WAL1 |  | Solar PV |  | NENGREST | Massachusetts | 25 | Worcester | 27 | 25027 | 5 | 0 | 2021 | 9999 |  |  | N | Solar | [13 empty] | 0 | 0 | 0 | 0
ASD Wallum MA Solar LLC | 65015_G_WAL1B | 65015 | G | WAL1B |  | Energy Storage |  | NENGREST | Massachusetts | 25 | Worcester | 27 | 25027 | 3.8 | 0 | 2021 | 9999 |  |  | N | Energy Storage | [13 empty] | 0 | 0 | 0 | 0
Gardy's Mill Solar | 65016_G_GMS | 65016 | G | GMS |  | Solar PV |  | PJM_Dom | Virginia | 51 | Westmoreland | 193 | 51193 | 14 | 0 | 2020 | 9999 |  |  | N | Solar | [13 empty] | 0 | 0 | 0 | 0
Mazeppa CSG | 65017_G_MZPA | 65017 | G | MZPA |  | Solar PV |  | MIS_MNWI | Minnesota | 27 | Wabasha | 157 | 27157 | 0.4 | 0 | 2022 | 9999 |  |  | N | Solar | [13 empty] | 0 | 0 | 0 | 0
Mossy Branch Battery Facility | 65018_G_BESS | 65018 | G | BESS |  | Energy Storage |  | S_SOU | Georgia | 13 | Talbot | 263 | 13263 | 65 | 0 | 2024 | 9999 |  |  | N | Energy Storage | [13 empty] | 0 | 0 | 0 | 0
Beaver Creek I | 65019_G_BCW1 | 65019 | G | BCW1 |  | Onshore Wind |  | WECC_MT | Montana | 30 | Stillwater | 95 | 30095 | 50 | 0 | 2023 | 9999 |  |  | N | Wind | [13 empty] | 0 | 0 | 0 | 0
Beaver Creek I | 65019_G_BCW1B | 65019 | G | BCW1B |  | Energy Storage |  | WECC_MT | Montana | 30 | Stillwater | 95 | 30095 | 30 | 0 | 2023 | 9999 |  |  | N | Energy Storage | [13 empty] | 0 | 0 | 0 | 0
Beaver Creek II | 65020_G_BCW2 | 65020 | G | BCW2 |  | Onshore Wind |  | WECC_MT | Montana | 30 | Stillwater | 95 | 30095 | 60 | 0 | 2023 | 9999 |  |  | N | Wind | [13 empty] | 0 | 0 | 0 | 0
Beaver Creek II | 65020_G_BCW2B | 65020 | G | BCW2B |  | Energy Storage |  | WECC_MT | Montana | 30 | Stillwater | 95 | 30095 | 20 | 0 | 2023 | 9999 |  |  | N | Energy Storage | [13 empty] | 0 | 0 | 0 | 0
Beaver Creek III | 65021_G_BCW3 | 65021 | G | BCW3 |  | Onshore Wind |  | WECC_MT | Montana | 30 | Stillwater | 95 | 30095 | 60 | 0 | 2023 | 9999 |  |  | N | Wind | [13 empty] | 0 | 0 | 0 | 0
Beaver Creek III | 65021_G_BCW3B | 65021 | G | BCW3B |  | Energy Storage |  | WECC_MT | Montana | 30 | Stillwater | 95 | 30095 | 20 | 0 | 2023 | 9999 |  |  | N | Energy Storage | [13 empty] | 0 | 0 | 0 | 0
Briel Solar Farm | 65022_G_BMS | 65022 | G | BMS |  | Solar PV |  | PJM_Dom | Virginia | 51 | Henrico | 87 | 51087 | 20 | 0 | 2021 | 9999 |  |  | N | Solar | [13 empty] | 0 | 0 | 0 | 0
Beaver Creek IV | 65023_G_BCW4 | 65023 | G | BCW4 |  | Onshore Wind |  | WECC_MT | Montana | 30 | Stillwater | 95 | 30095 | 50 | 0 | 2023 | 9999 |  |  | N | Wind | [13 empty] | 0 | 0 | 0 | 0
Beaver Creek IV | 65023_G_BCW4B | 65023 | G | BCW4B |  | Energy Storage |  | WECC_MT | Montana | 30 | Stillwater | 95 | 30095 | 30 | 0 | 2023 | 9999 |  |  | N | Energy Storage | [13 empty] | 0 | 0 | 0 | 0
Novel Brock Solar LLC | 65024_G_BROCK | 65024 | G | BROCK |  | Solar PV |  | MIS_MNWI | Minnesota | 27 | Yellow Medicine | 173 | 27173 | 1 | 0 | 2022 | 9999 |  |  | N | Solar | [13 empty] | 0 | 0 | 0 | 0
Novel Swenson Solar LLC | 65025_G_SWNSN | 65025 | G | SWNSN |  | Solar PV |  | MIS_MNWI | Minnesota | 27 | Chisago | 25 | 27025 | 1 | 0 | 2022 | 9999 |  |  | N | Solar | [13 empty] | 0 | 0 | 0 | 0
HEB00292 | 65026_G_H2921 | 65026 | G | H2921 |  | Combustion Turbine | IC Engine | ERC_REST | Texas | 48 | Matagorda | 321 | 48321 | 0.4 | 9905 | 2016 | 9999 |  |  | N | Natural Gas | [13 empty] | 0.011 | 0.011 | 0.011 | 0.011
HEB00292 | 65026_G_H2922 | 65026 | G | H2922 |  | Combustion Turbine | IC Engine | ERC_REST | Texas | 48 | Matagorda | 321 | 48321 | 0.4 | 9905 | 2016 | 9999 |  |  | N | Natural Gas | [13 empty] | 0.011 | 0.011 | 0.011 | 0.011
HEB00292 | 65026_G_H2923 | 65026 | G | H2923 |  | Combustion Turbine | IC Engine | ERC_REST | Texas | 48 | Matagorda | 321 | 48321 | 0.4 | 9905 | 2016 | 9999 |  |  | N | Natural Gas | [13 empty] | 0.011 | 0.011 | 0.011 | 0.011
Aero Solar Facility | 65027_G_PV1 | 65027 | G | PV1 |  | Solar PV |  | PJM_West | Kentucky | 21 | Boone | 15 | 21015 | 2 | 0 | 2022 | 9999 |  |  | N | Solar | [13 empty] | 0 | 0 | 0 | 0
Roseland Solar Project, LLC | 65028_G_ROSES | 65028 | G | ROSES |  | Solar PV |  | ERC_REST | Texas | 48 | McLennan | 309 | 48309 | 500 | 0 | 2021 | 9999 |  |  | N | Solar | [13 empty] | 0 | 0 | 0 | 0
Bissell Solar and Battery Generator | 65029_G_BISBP | 65029 | G | BISBP |  | Energy Storage |  | MIS_LMI | Michigan | 26 | Kent | 81 | 26081 | 0.3 | 0 | 2021 | 9999 |  |  | N | Energy Storage | [13 empty] | 0 | 0 | 0 | 0
Bissell Solar and Battery Generator | 65029_G_BISSP | 65029 | G | BISSP |  | Solar PV |  | MIS_LMI | Michigan | 26 | Kent | 81 | 26081 | 0.8 | 0 | 2021 | 9999 |  |  | N | Solar | [13 empty] | 0 | 0 | 0 | 0
Fox Hills Battery Station | 65035_G_ESSFH | 65035 | G | ESSFH |  | Energy Storage |  | NY_Z_J | New York | 36 | Richmond | 85 | 36085 | 7.5 | 0 | 2022 | 9999 |  |  | N | Energy Storage | [13 empty] | 0 | 0 | 0 | 0
Cotton Creek Solar Energy Center | 65036_G_1 | 65036 | G | 1 |  | Solar PV |  | S_SOU | Florida | 12 | Escambia | 33 | 12033 | 74.5 | 0 | 2021 | 9999 |  |  | N | Solar | [13 empty] | 0 | 0 | 0 | 0
Sawgrass Solar Energy Center | 65037_G_1 | 65037 | G | 1 |  | Solar PV |  | FRCC | Florida | 12 | Hendry | 51 | 12051 | 74.5 | 0 | 2022 | 9999 |  |  | N | Solar | [13 empty] | 0 | 0 | 0 | 0
Ghost Orchid Solar Energy Center | 65038_G_1 | 65038 | G | 1 |  | Solar PV |  | FRCC | Florida | 12 | Hendry | 51 | 12051 | 74.5 | 0 | 2022 | 9999 |  |  | N | Solar | [13 empty] | 0 | 0 | 0 | 0
Sundew | 65039_G_1 | 65039 | G | 1 |  | Solar PV |  | FRCC | Florida | 12 | St Lucie | 111 | 12111 | 74.5 | 0 | 2022 | 9999 |  |  | N | Solar | [13 empty] | 0 | 0 | 0 | 0
Immokalee | 65040_G_1 | 65040 | G | 1 |  | Solar PV |  | FRCC | Florida | 12 | Collier | 21 | 12021 | 74.5 | 0 | 2022 | 9999 |  |  | N | Solar | [13 empty] | 0 | 0 | 0 | 0
Elder Branch | 65041_G_1 | 65041 | G | 1 |  | Solar PV |  | FRCC | Florida | 12 | Manatee | 81 | 12081 | 74.5 | 0 | 2022 | 9999 |  |  | N | Solar | [13 empty] | 0 | 0 | 0 | 0
Grove | 65042_G_1 | 65042 | G | 1 |  | Solar PV |  | FRCC | Florida | 12 | Indian River | 61 | 12061 | 74.5 | 0 | 2022 | 9999 |  |  | N | Solar | [13 empty] | 0 | 0 | 0 | 0
Dulles Solar and Storage | 65043_G_DUSO | 65043 | G | DUSO |  | Solar PV |  | PJM_Dom | Virginia | 51 | Loudoun | 107 | 51107 | 100 | 0 | 2024 | 9999 |  |  | N | Solar | [13 empty] | 0 | 0 | 0 | 0
Dulles Solar and Storage | 65043_G_DUST | 65043 | G | DUST |  | Energy Storage |  | PJM_Dom | Virginia | 51 | Loudoun | 107 | 51107 | 50 | 0 | 2024 | 9999 |  |  | N | Energy Storage | [13 empty] | 0 | 0 | 0 | 0
Dry Bridge Storage | 65044_G_DBES | 65044 | G | DBES |  | Energy Storage |  | PJM_Dom | Virginia | 51 | Chesterfield | 41 | 51041 | 20 | 0 | 2022 | 9999 |  |  | N | Energy Storage | [13 empty] | 0 | 0 | 0 | 0
Hubbard Wind | 65048_G_HW001 | 65048 | G | HW001 |  | Onshore Wind |  | ERC_REST | Texas | 48 | Limestone | 293 | 48293 | 300 | 0 | 2021 | 9999 |  |  | N | Wind | [13 empty] | 0 | 0 | 0 | 0
Mark Center Solar Project | 65050_G_MRC1 | 65050 | G | MRC1 |  | Solar PV |  | PJM_ATSI | Ohio | 39 | Defiance | 39 | 39039 | 110 | 0 | 2024 | 9999 |  |  | N | Solar | [13 empty] | 0 | 0 | 0 | 0
Tracy Solar Energy Center | 65051_G_TSEC | 65051 | G | TSEC |  | Solar PV |  | NY_Z_C&E | New York | 36 | Jefferson | 45 | 36045 | 119 | 0 | 2024 | 9999 |  |  | N | Solar | [13 empty] | 0 | 0 | 0 | 0
Homer Solar Energy Center | 65052_G_HSEC | 65052 | G | HSEC |  | Solar PV |  | NY_Z_C&E | New York | 36 | Cortland | 23 | 36023 | 90 | 0 | 2024 | 9999 |  |  | N | Solar | [13 empty] | 0 | 0 | 0 | 0
Blythe Mesa Solar II | 65053_G_BMSES | 65053 | G | BMSES |  | Energy Storage |  | WECC_SCE | California | 6 | Riverside | 65 | 06065 | 112 | 0 | 2022 | 9999 |  |  | N | Energy Storage | [13 empty] | 0 | 0 | 0 | 0
Blythe Mesa Solar II | 65053_G_IPBMS | 65053 | G | IPBMS |  | Solar PV |  | WECC_SCE | California | 6 | Riverside | 65 | 06065 | 223.6 | 0 | 2022 | 9999 |  |  | N | Solar | [13 empty] | 0 | 0 | 0 | 0
71 Charlotte Furnace Rd Hybrid | 65054_G_71CBA | 65054 | G | 71CBA |  | Energy Storage |  | NENGREST | Massachusetts | 25 | Plymouth | 23 | 25023 | 1 | 0 | 2021 | 9999 |  |  | N | Energy Storage | [13 empty] | 0 | 0 | 0 | 0
71 Charlotte Furnace Rd Hybrid | 65054_G_71CPV | 65054 | G | 71CPV |  | Solar PV |  | NENGREST | Massachusetts | 25 | Plymouth | 23 | 25023 | 1 | 0 | 2021 | 9999 |  |  | N | Solar | [13 empty] | 0 | 0 | 0 | 0
77 Farm to Market Rd Hybrid | 65055_G_77FBA | 65055 | G | 77FBA |  | Energy Storage |  | NENGREST | Massachusetts | 25 | Plymouth | 23 | 25023 | 2.2 | 0 | 2021 | 9999 |  |  | N | Energy Storage | [13 empty] | 0 | 0 | 0 | 0
77 Farm to Market Rd Hybrid | 65055_G_77FPV | 65055 | G | 77FPV |  | Solar PV |  | NENGREST | Massachusetts | 25 | Plymouth | 23 | 25023 | 5 | 0 | 2021 | 9999 |  |  | N | Solar | [13 empty] | 0 | 0 | 0 | 0
160 Tihonet Rd Hybrid | 65056_G_160BA | 65056 | G | 160BA |  | Energy Storage |  | NENGREST | Massachusetts | 25 | Plymouth | 23 | 25023 | 3.3 | 0 | 2021 | 9999 |  |  | N | Energy Storage | [13 empty] | 0 | 0 | 0 | 0
160 Tihonet Rd Hybrid | 65056_G_160PV | 65056 | G | 160PV |  | Solar PV |  | NENGREST | Massachusetts | 25 | Plymouth | 23 | 25023 | 5 | 0 | 2021 | 9999 |  |  | N | Solar | [13 empty] | 0 | 0 | 0 | 0
299 Farm to Market Rd Hybrid | 65057_G_299BA | 65057 | G | 299BA |  | Energy Storage |  | NENGREST | Massachusetts | 25 | Plymouth | 23 | 25023 | 2.3 | 0 | 2021 | 9999 |  |  | N | Energy Storage | [13 empty] | 0 | 0 | 0 | 0
299 Farm to Market Rd Hybrid | 65057_G_299PV | 65057 | G | 299PV |  | Solar PV |  | NENGREST | Massachusetts | 25 | Plymouth | 23 | 25023 | 3 | 0 | 2021 | 9999 |  |  | N | Solar | [13 empty] | 0 | 0 | 0 | 0
Niyol Wind, LLC | 65059_G_WNIYO | 65059 | G | WNIYO |  | Onshore Wind |  | WECC_CO | Colorado | 8 | Logan | 75 | 08075 | 205 | 0 | 2021 | 9999 |  |  | N | Wind | [13 empty] | 0 | 0 | 0 | 0
TC Solar RCE | 65065_G_CGS | 65065 | G | CGS |  | Solar PV |  | MIS_MNWI | Minnesota | 27 | Anoka | 3 | 27003 | 1 | 0 | 2022 | 9999 |  |  | N | Solar | [13 empty] | 0 | 0 | 0 | 0
Hoot Lake Solar | 65066_G_1 | 65066 | G | 1 |  | Solar PV |  | MIS_MNWI | Minnesota | 27 | Otter Tail | 111 | 27111 | 49.9 | 0 | 2023 | 9999 |  |  | N | Solar | [13 empty] | 0 | 0 | 0 | 0
ASA DeKalb NY Solar III LLC | 65067_G_DEK3 | 65067 | G | DEK3 |  | Solar PV |  | NY_Z_D | New York | 36 | St Lawrence | 89 | 36089 | 3.3 | 0 | 2022 | 9999 |  |  | N | Solar | [13 empty] | 0 | 0 | 0 | 0
Walkerton | 65068_G_WALK | 65068 | G | WALK |  | Solar PV |  | PJM_West | Indiana | 18 | St Joseph | 141 | 18141 | 1.1 | 0 | 2022 | 9999 |  |  | N | Solar | [13 empty] | 0 | 0 | 0 | 0
Linton | 65069_G_LINT | 65069 | G | LINT |  | Solar PV |  | MIS_INKY | Indiana | 18 | Greene | 55 | 18055 | 5.4 | 0 | 2022 | 9999 |  |  | N | Solar | [13 empty] | 0 | 0 | 0 | 0
Buffalo NY GigaFactory | 65071_G_PV1 | 65071 | G | PV1 |  | Solar PV |  | NY_Z_A | New York | 36 | Erie | 29 | 36029 | 2 | 0 | 2022 | 9999 |  |  | N | Solar | [13 empty] | 0 | 0 | 0 | 0
Fremont CA AutoFactory | 65072_G_GA3 | 65072 | G | GA3 |  | Solar PV |  | WEC_CALN | California | 6 | Alameda | 1 | 06001 | 1.3 | 0 | 2022 | 9999 |  |  | N | Solar | [13 empty] | 0 | 0 | 0 | 0
Fremont CA AutoFactory | 65072_G_GVSRS | 65072 | G | GVSRS |  | Solar PV |  | WEC_CALN | California | 6 | Alameda | 1 | 06001 | 0.4 | 0 | 2022 | 9999 |  |  | N | Solar | [13 empty] | 0 | 0 | 0 | 0
Fremont CA AutoFactory | 65072_G_RF67 | 65072 | G | RF67 |  | Solar PV |  | WEC_CALN | California | 6 | Alameda | 1 | 06001 | 0.3 | 0 | 2022 | 9999 |  |  | N | Solar | [13 empty] | 0 | 0 | 0 | 0
Fremont CA AutoFactory | 65072_G_STAMP | 65072 | G | STAMP |  | Solar PV |  | WEC_CALN | California | 6 | Alameda | 1 | 06001 | 1.2 | 0 | 2022 | 9999 |  |  | N | Solar | [13 empty] | 0 | 0 | 0 | 0
Fremont CA AutoFactory | 65072_G_VSRS | 65072 | G | VSRS |  | Solar PV |  | WEC_CALN | California | 6 | Alameda | 1 | 06001 | 0.4 | 0 | 2022 | 9999 |  |  | N | Solar | [13 empty] | 0 | 0 | 0 | 0
Berrenda Mesa Water District | 65073_G_PV1 | 65073 | G | PV1 |  | Solar PV |  | WECC_SCE | California | 6 | Kern | 29 | 06029 | 6.5 | 0 | 2023 | 9999 |  |  | N | Solar | [13 empty] | 0 | 0 | 0 | 0
Everson Garden | 65075_G_CGS | 65075 | G | CGS |  | Solar PV |  | MIS_MNWI | Minnesota | 27 | Waseca | 161 | 27161 | 1 | 0 | 2022 | 9999 |  |  | N | Solar | [13 empty] | 0 | 0 | 0 | 0
Halifax Solar | 65083_G_PV1 | 65083 | G | PV1 |  | Solar PV |  | NENGREST | Massachusetts | 25 | Plymouth | 23 | 25023 | 2.5 | 0 | 2015 | 9999 |  |  | N | Solar | [13 empty] | 0 | 0 | 0 | 0
580 River Solar | 65085_G_PV1 | 65085 | G | PV1 |  | Solar PV |  | NENGREST | Massachusetts | 25 | Worcester | 27 | 25027 | 3.1 | 0 | 2018 | 9999 |  |  | N | Solar | [13 empty] | 0 | 0 | 0 | 0
Bremen | 65086_G_BREM | 65086 | G | BREM |  | Solar PV |  | MIS_INKY | Indiana | 18 | Marshall | 99 | 18099 | 6.8 | 0 | 2022 | 9999 |  |  | N | Solar | [13 empty] | 0 | 0 | 0 | 0
Shamrock Solar LLC | 65087_G_554 | 65087 | G | 554 |  | Solar PV |  | MIS_WUMS | Wisconsin | 55 | Jackson | 53 | 55053 | 3 | 0 | 2021 | 9999 |  |  | N | Solar | [13 empty] | 0 | 0 | 0 | 0
Foothill Sanitary Landfill - Solar Array | 65089_G_05452 | 65089 | G | 05452 |  | Solar PV |  | WEC_CALN | California | 6 | San Joaquin | 77 | 06077 | 3.5 | 0 | 2021 | 9999 |  |  | N | Solar | [13 empty] | 0 | 0 | 0 | 0
Cortlandville III Solar CSG | 65090_G_CORT3 | 65090 | G | CORT3 |  | Solar PV |  | NY_Z_C&E | New York | 36 | Cortland | 23 | 36023 | 5 | 0 | 2021 | 9999 |  |  | N | Solar | [13 empty] | 0 | 0 | 0 | 0
IGS KSBD | 65091_G_293 | 65091 | G | 293 |  | Solar PV |  | WECC_SCE | California | 6 | San Bernardino | 71 | 06071 | 4.3 | 0 | 2021 | 9999 |  |  | N | Solar | [13 empty] | 0 | 0 | 0 | 0
115 G Fisher | 65092_G_634 | 65092 | G | 634 |  | Solar PV |  | NENGREST | Massachusetts | 25 | Plymouth | 23 | 25023 | 1 | 0 | 2015 | 9999 |  |  | N | Solar | [13 empty] | 0 | 0 | 0 | 0
154 D Fisher | 65093_G_633 | 65093 | G | 633 |  | Solar PV |  | NENGREST | Massachusetts | 25 | Plymouth | 23 | 25023 | 1 | 0 | 2015 | 9999 |  |  | N | Solar | [13 empty] | 0 | 0 | 0 | 0
Jackson Ledge Solar 1 LLC | 65094_G_314 | 65094 | G | 314 |  | Solar PV |  | PJM_EMAC | New Jersey | 34 | Ocean | 29 | 34029 | 2.9 | 0 | 2021 | 9999 |  |  | N | Solar | [13 empty] | 0 | 0 | 0 | 0
Mt Arlington Solar 1 LLC | 65095_G_196 | 65095 | G | 196 |  | Solar PV |  | PJM_EMAC | New Jersey | 34 | Morris | 27 | 34027 | 1.6 | 0 | 2021 | 9999 |  |  | N | Solar | [13 empty] | 0 | 0 | 0 | 0
South Sioux City Energy Storage | 65098_G_SSCES | 65098 | G | SSCES |  | Energy Storage |  | SPP_NEBR | Nebraska | 31 | Dakota | 43 | 31043 | 1.5 | 0 | 2020 | 9999 |  |  | N | Energy Storage | [13 empty] | 0 | 0 | 0 | 0
Jicarilla Solar 2 | 65103_G_JICS2 | 65103 | G | JICS2 |  | Solar PV |  | WECC_NM | New Mexico | 35 | Rio Arriba | 39 | 35039 | 50 | 0 | 2021 | 9999 |  |  | N | Solar | [13 empty] | 0 | 0 | 0 | 0
CA - DGS RFP - RJ Donovan State Prison | 65104_G_15111 | 65104 | G | 15111 |  | Solar PV |  | WEC_SDGE | California | 6 | San Diego | 73 | 06073 | 2 | 0 | 2022 | 9999 |  |  | N | Solar | [13 empty] | 0 | 0 | 0 | 0
CA-DGS-California Correctional Inst | 65105_G_15111 | 65105 | G | 15111 |  | Solar PV |  | WECC_SCE | California | 6 | Kern | 29 | 06029 | 4 | 0 | 2022 | 9999 |  |  | N | Solar | [13 empty] | 0 | 0 | 0 | 0
Phobos Solar, LLC | 65106_G_PGR33 | 65106 | G | PGR33 |  | Solar PV |  | S_VACA | North Carolina | 37 | Nash | 127 | 37127 | 78.8 | 0 | 2022 | 9999 |  |  | N | Solar | [13 empty] | 0 | 0 | 0 | 0
Cabin Creek Solar, LLC | 65107_G_PGR34 | 65107 | G | PGR34 |  | Solar PV |  | S_VACA | North Carolina | 37 | Montgomery | 123 | 37123 | 70.2 | 0 | 2022 | 9999 |  |  | N | Solar | [13 empty] | 0 | 0 | 0 | 0
196 Tremont St | 65114_G_196BA | 65114 | G | 196BA |  | Energy Storage |  | NENGREST | Massachusetts | 25 | Plymouth | 23 | 25023 | 1.5 | 0 | 2021 | 9999 |  |  | N | Energy Storage | [13 empty] | 0 | 0 | 0 | 0
196 Tremont St | 65114_G_196PV | 65114 | G | 196PV |  | Solar PV |  | NENGREST | Massachusetts | 25 | Plymouth | 23 | 25023 | 1.5 | 0 | 2021 | 9999 |  |  | N | Solar | [13 empty] | 0 | 0 | 0 | 0
Eichten 3 CSG | 65115_G_ECHT3 | 65115 | G | ECHT3 |  | Solar PV |  | MIS_MNWI | Minnesota | 27 | Chisago | 25 | 27025 | 1 | 0 | 2022 | 9999 |  |  | N | Solar | [13 empty] | 0 | 0 | 0 | 0
NY8 - Grissom Solar | 65121_G_GEN1 | 65121 | G | GEN1 |  | Solar PV |  | NY_Z_F | New York | 36 | Montgomery | 57 | 36057 | 20 | 0 | 2022 | 9999 |  |  | N | Solar | [13 empty] | 0 | 0 | 0 | 0
NY8 - Branscomb Solar | 65122_G_GEN1 | 65122 | G | GEN1 |  | Solar PV |  | NY_Z_F | New York | 36 | Rensselaer | 83 | 36083 | 20 | 0 | 2021 | 9999 |  |  | N | Solar | [13 empty] | 0 | 0 | 0 | 0
NY8 - Janis Solar | 65123_G_GEN1 | 65123 | G | GEN1 |  | Solar PV |  | NY_Z_C&E | New York | 36 | Cortland | 23 | 36023 | 20 | 0 | 2022 | 9999 |  |  | N | Solar | [13 empty] | 0 | 0 | 0 | 0
NY8 - Regan Solar | 65124_G_GEN1 | 65124 | G | GEN1 |  | Solar PV |  | NY_Z_F | New York | 36 | Montgomery | 57 | 36057 | 20 | 0 | 2021 | 9999 |  |  | N | Solar | [13 empty] | 0 | 0 | 0 | 0
NY8 - Puckett Solar | 65125_G_GEN1 | 65125 | G | GEN1 |  | Solar PV |  | NY_Z_C&E | New York | 36 | Broome | 7 | 36007 | 20 | 0 | 2022 | 9999 |  |  | N | Solar | [13 empty] | 0 | 0 | 0 | 0
Riverside BESS | 65126_G_ES1 | 65126 | G | ES1 |  | Energy Storage |  | S_VACA | North Carolina | 37 | Buncombe | 21 | 37021 | 5 | 0 | 2022 | 9999 |  |  | N | Energy Storage | [13 empty] | 0 | 0 | 0 | 0
Jayhawk Wind Energy Center | 65129_G_65010 | 65129 | G | 65010 |  | Onshore Wind |  | SPP_N | Kansas | 20 | Crawford | 37 | 20037 | 197.4 | 0 | 2021 | 9999 |  |  | N | Wind | [13 empty] | 0 | 0 | 0 | 0
City of Bowie | 65130_G_PV1 | 65130 | G | PV1 |  | Solar PV |  | PJM_SMAC | Maryland | 24 | Prince Georges | 33 | 24033 | 2 | 0 | 2021 | 9999 |  |  | N | Solar | [13 empty] | 0 | 0 | 0 | 0
Fremont - Kato Rd | 65131_G_PV1 | 65131 | G | PV1 |  | Solar PV |  | WEC_CALN | California | 6 | Alameda | 1 | 06001 | 0.5 | 0 | 2016 | 9999 |  |  | N | Solar | [13 empty] | 0 | 0 | 0 | 0
Fremont - Kato Rd | 65131_G_PV2 | 65131 | G | PV2 |  | Solar PV |  | WEC_CALN | California | 6 | Alameda | 1 | 06001 | 0.9 | 0 | 2017 | 9999 |  |  | N | Solar | [13 empty] | 0 | 0 | 0 | 0
University of the Pacific | 65132_G_PV1 | 65132 | G | PV1 |  | Solar PV |  | WEC_CALN | California | 6 | San Joaquin | 77 | 06077 | 4.5 | 0 | 2022 | 9999 |  |  | N | Solar | [13 empty] | 0 | 0 | 0 | 0
Benning Road | 65133_G_BENRD | 65133 | G | BENRD |  | Solar PV |  | PJM_SMAC | District of Columbia | 11 | District of Columbia | 1 | 11001 | 0.8 | 0 | 2021 | 9999 |  |  | N | Solar | [13 empty] | 0 | 0 | 0 | 0
Royalston Solar One | 65136_G_VCPS1 | 65136 | G | VCPS1 |  | Energy Storage |  | NENGREST | Massachusetts | 25 | Worcester | 27 | 25027 | 2.5 | 0 | 2024 | 9999 |  |  | N | Energy Storage | [13 empty] | 0 | 0 | 0 | 0
Crimson | 65140_G_SWSH1 | 65140 | G | SWSH1 |  | Energy Storage |  | WECC_SCE | California | 6 | Riverside | 65 | 06065 | 200 | 0 | 2022 | 9999 |  |  | N | Energy Storage | [13 empty] | 0 | 0 | 0 | 0
Crimson | 65140_G_SWSH2 | 65140 | G | SWSH2 |  | Energy Storage |  | WECC_SCE | California | 6 | Riverside | 65 | 06065 | 150 | 0 | 2022 | 9999 |  |  | N | Energy Storage | [13 empty] | 0 | 0 | 0 | 0
Boulder Solar III LLC | 65141_G_BS3ES | 65141 | G | BS3ES |  | Energy Storage |  | WECC_SNV | Nevada | 32 | Clark | 3 | 32003 | 58 | 0 | 2024 | 9999 |  |  | N | Energy Storage | [13 empty] | 0 | 0 | 0 | 0
Deer Wood Storage, LLC | 65145_G_ENX12 | 65145 | G | ENX12 |  | Energy Storage |  | PJM_Dom | Virginia | 51 | Buckingham | 29 | 51029 | 30 | 0 | 2025 | 9999 |  |  | N | Energy Storage | [13 empty] | 0 | 0 | 0 | 0
Energix Aditya, LLC | 65151_G_ENX13 | 65151 | G | ENX13 |  | Solar PV |  | PJM_Dom | Virginia | 51 | Louisa | 109 | 51109 | 11.5 | 0 | 2023 | 9999 |  |  | N | Solar | [13 empty] | 0 | 0 | 0 | 0
Clinton Solar | 65152_G_CLINT | 65152 | G | CLINT |  | Solar PV |  | NENG_CT | Connecticut | 9 | New London | 11 | 09011 | 1 | 0 | 2021 | 9999 |  |  | N | Solar | [13 empty] | 0 | 0 | 0 | 0
UMass PV Lot 49 | 65153_G_U49PV | 65153 | G | U49PV |  | Solar PV |  | NENGREST | Massachusetts | 25 | Hampshire | 15 | 25015 | 0.9 | 0 | 2022 | 9999 |  |  | N | Solar | [13 empty] | 0 | 0 | 0 | 0
UMass PV Lot 22 | 65154_G_U22ES | 65154 | G | U22ES |  | Energy Storage |  | NENGREST | Massachusetts | 25 | Hampshire | 15 | 25015 | 2 | 0 | 2022 | 9999 |  |  | N | Energy Storage | [13 empty] | 0 | 0 | 0 | 0
UMass PV Lot 22 | 65154_G_U22PV | 65154 | G | U22PV |  | Solar PV |  | NENGREST | Massachusetts | 25 | Hampshire | 15 | 25015 | 2.1 | 0 | 2022 | 9999 |  |  | N | Solar | [13 empty] | 0 | 0 | 0 | 0
ASA DeKalb NY Solar II LLC | 65155_G_DEK2 | 65155 | G | DEK2 |  | Solar PV |  | NY_Z_D | New York | 36 | St Lawrence | 89 | 36089 | 3 | 0 | 2022 | 9999 |  |  | N | Solar | [13 empty] | 0 | 0 | 0 | 0
ASA DeKalb NY Solar I LLC | 65156_G_DEK1 | 65156 | G | DEK1 |  | Solar PV |  | NY_Z_D | New York | 36 | St Lawrence | 89 | 36089 | 5 | 0 | 2022 | 9999 |  |  | N | Solar | [13 empty] | 0 | 0 | 0 | 0
ASA Gouverneur NY Solar I LLC | 65157_G_GOV1 | 65157 | G | GOV1 |  | Solar PV |  | NY_Z_D | New York | 36 | St Lawrence | 89 | 36089 | 1.5 | 0 | 2022 | 9999 |  |  | N | Solar | [13 empty] | 0 | 0 | 0 | 0
ASA Gouverneur NY Solar II LLC | 65158_G_GOV2 | 65158 | G | GOV2 |  | Solar PV |  | NY_Z_D | New York | 36 | St Lawrence | 89 | 36089 | 4 | 0 | 2022 | 9999 |  |  | N | Solar | [13 empty] | 0 | 0 | 0 | 0
ASA Volney NY Solar I LLC | 65159_G_VOL1 | 65159 | G | VOL1 |  | Solar PV |  | NY_Z_C&E | New York | 36 | Oswego | 75 | 36075 | 5 | 0 | 2022 | 9999 |  |  | N | Solar | [13 empty] | 0 | 0 | 0 | 0
ASA Clayton NY Solar I LLC | 65161_G_CLA1 | 65161 | G | CLA1 |  | Solar PV |  | NY_Z_C&E | New York | 36 | Jefferson | 45 | 36045 | 1.3 | 0 | 2022 | 9999 |  |  | N | Solar | [13 empty] | 0 | 0 | 0 | 0
Lacy Creek Wind Energy Center | 65162_G_LCW1 | 65162 | G | LCW1 |  | Onshore Wind |  | ERC_WEST | Texas | 48 | Sterling | 431 | 48431 | 301.3 | 0 | 2022 | 9999 |  |  | N | Wind | [13 empty] | 0 | 0 | 0 | 0
Grinnell College | 65164_G_GRIN | 65164 | G | GRIN |  | Solar PV |  | MIS_IA | Iowa | 19 | Poweshiek | 157 | 19157 | 3.9 | 0 | 2022 | 9999 |  |  | N | Solar | [13 empty] | 0 | 0 | 0 | 0
Hudson County Solar | 65167_G_470 | 65167 | G | 470 |  | Solar PV |  | PJM_EMAC | New Jersey | 34 | Hudson | 17 | 34017 | 1.2 | 0 | 2022 | 9999 |  |  | N | Solar | [13 empty] | 0 | 0 | 0 | 0
Five H Farms Solar Array | 65168_G_FHF | 65168 | G | FHF |  | Solar PV |  | WEC_CALN | California | 6 | Merced | 47 | 06047 | 1.1 | 0 | 2021 | 9999 |  |  | N | Solar | [13 empty] | 0 | 0 | 0 | 0
Van der Kooi Dairy Solary Array | 65169_G_VDK | 65169 | G | VDK |  | Solar PV |  | WEC_CALN | California | 6 | Fresno | 19 | 06019 | 1.5 | 0 | 2021 | 9999 |  |  | N | Solar | [13 empty] | 0 | 0 | 0 | 0
Hildreth Solar Power Plant | 65170_G_PV1 | 65170 | G | PV1 |  | Solar PV |  | FRCC | Florida | 12 | Suwannee | 121 | 12121 | 42.7 | 0 | 2023 | 9999 |  |  | N | Solar | [13 empty] | 0 | 0 | 0 | 0
High Springs Solar Power Plant | 65172_G_PV1 | 65172 | G | PV1 |  | Solar PV |  | FRCC | Florida | 12 | Alachua | 1 | 12001 | 42.7 | 0 | 2023 | 9999 |  |  | N | Solar | [13 empty] | 0 | 0 | 0 | 0
Hardeetown Solar Power Plant | 65173_G_PV1 | 65173 | G | PV1 |  | Solar PV |  | FRCC | Florida | 12 | Levy | 75 | 12075 | 42.7 | 0 | 2023 | 9999 |  |  | N | Solar | [13 empty] | 0 | 0 | 0 | 0
Muscatine Plant #1 | 1167_G_PV1 | 1167 | G | PV1 |  | Solar PV |  | MIS_MIDA | Iowa | 19 | Muscatine | 139 | 19139 | 30 | 0 | 2023 | 9999 |  |  | N | Solar | [13 empty] | 0 | 0 | 0 | 0
Michigan Hub Clean Power Project | 83008_G_1 | 83008 | G | 1 |  | Combined Cycle |  | MIS_LMI | Michigan | 26 | Hillsdale | 59 | 26059 | 168 | 6370 | 2022 | 9999 |  |  | N | Natural Gas | [13 empty] | 0.011 | 0.011 | 0.011 | 0.011
Reidsville Energy Center | 61240_G_REC | 61240 | G | REC |  | Combined Cycle |  | S_VACA | North Carolina | 37 | Rockingham | 157 | 37157 | 259 | 6370 | 2024 | 9999 |  |  | N | Natural Gas | [13 empty] | 0.011 | 0.011 | 0.011 | 0.011
Reidsville Energy Center | 61240_G_REC2 | 61240 | G | REC2 |  | Combined Cycle |  | S_VACA | North Carolina | 37 | Rockingham | 157 | 37157 | 227 | 6370 | 2024 | 9999 |  |  | N | Natural Gas | [13 empty] | 0.011 | 0.011 | 0.011 | 0.011
Ohio State University CHP | 83009_G_GT1 | 83009 | G | GT1 |  | Combustion Turbine |  | PJM_West | Ohio | 39 | Franklin | 49 | 39049 | 26.375 | 9905 | 2023 | 9999 |  |  | Y | Natural Gas | [13 empty] | 0.011 | 0.011 | 0.011 | 0.011
Ohio State University CHP | 83009_G_GT2 | 83009 | G | GT2 |  | Combustion Turbine |  | PJM_West | Ohio | 39 | Franklin | 49 | 39049 | 26.375 | 9905 | 2023 | 9999 |  |  | Y | Natural Gas | [13 empty] | 0.011 | 0.011 | 0.011 | 0.011
Martin Drake | 492_G_A1 | 492 | G | A1 |  | Combustion Turbine |  | WECC_CO | Colorado | 8 | El Paso | 41 | 08041 | 27.3 | 9905 | 2022 | 9999 |  |  | N | Natural Gas | [13 empty] | 0.011 | 0.011 | 0.011 | 0.011
Martin Drake | 492_G_A2 | 492 | G | A2 |  | Combustion Turbine |  | WECC_CO | Colorado | 8 | El Paso | 41 | 08041 | 27.3 | 9905 | 2022 | 9999 |  |  | N | Natural Gas | [13 empty] | 0.011 | 0.011 | 0.011 | 0.011
Martin Drake | 492_G_A3 | 492 | G | A3 |  | Combustion Turbine |  | WECC_CO | Colorado | 8 | El Paso | 41 | 08041 | 27.3 | 9905 | 2022 | 9999 |  |  | N | Natural Gas | [13 empty] | 0.011 | 0.011 | 0.011 | 0.011
Martin Drake | 492_G_A4 | 492 | G | A4 |  | Combustion Turbine |  | WECC_CO | Colorado | 8 | El Paso | 41 | 08041 | 27.3 | 9905 | 2022 | 9999 |  |  | N | Natural Gas | [13 empty] | 0.011 | 0.011 | 0.011 | 0.011
Martin Drake | 492_G_A5 | 492 | G | A5 |  | Combustion Turbine |  | WECC_CO | Colorado | 8 | El Paso | 41 | 08041 | 27.3 | 9905 | 2022 | 9999 |  |  | N | Natural Gas | [13 empty] | 0.011 | 0.011 | 0.011 | 0.011
Martin Drake | 492_G_A6 | 492 | G | A6 |  | Combustion Turbine |  | WECC_CO | Colorado | 8 | El Paso | 41 | 08041 | 27.3 | 9905 | 2022 | 9999 |  |  | N | Natural Gas | [13 empty] | 0.011 | 0.011 | 0.011 | 0.011
Ty Cooke | 3602_G_GT4 | 3602 | G | GT4 |  | Combustion Turbine |  | SPP_SPS | Texas | 48 | Lubbock | 303 | 48303 | 33 | 9905 | 2022 | 9999 |  |  | N | Natural Gas | [13 empty] | 0.011 | 0.011 | 0.011 | 0.011
Chamon Power LLC | 60460_G_CH3 | 60460 | G | CH3 |  | Combustion Turbine |  | ERC_REST | Texas | 48 | Harris | 201 | 48201 | 50 | 9905 | 2022 | 9999 |  |  | N | Natural Gas | [13 empty] | 0.011 | 0.011 | 0.011 | 0.011
Chamon Power LLC | 60460_G_CH4 | 60460 | G | CH4 |  | Combustion Turbine |  | ERC_REST | Texas | 48 | Harris | 201 | 48201 | 50 | 9905 | 2022 | 9999 |  |  | N | Natural Gas | [13 empty] | 0.011 | 0.011 | 0.011 | 0.011
University of Michigan | 50431_G_GT1 | 50431 | G | GT1 |  | Combustion Turbine |  | MIS_LMI | Michigan | 26 | Washtenaw | 161 | 26161 | 15 | 9905 | 2022 | 9999 |  |  | N | Natural Gas | [13 empty] | 0.011 | 0.011 | 0.011 | 0.011
Princeton University Cogeneration | 58584_G_PV2 | 58584 | G | PV2 |  | Solar PV |  | PJM_EMAC | New Jersey | 34 | Mercer | 21 | 34021 | 1.2 | 0 | 2021 | 9999 |  |  | N | Solar | [13 empty] | 0 | 0 | 0 | 0
South Campus Solar | 59922_G_G1789 | 59922 | G | G1789 |  | Solar PV |  | PJM_EMAC | Delaware | 10 | New Castle | 3 | 10003 | 1.3 | 0 | 2021 | 9999 |  |  | N | Solar | [13 empty] | 0 | 0 | 0 | 0
Stromland Solar | 65088_G_510 | 65088 | G | 510 |  | Solar PV |  | MIS_MNWI | Wisconsin | 55 | Buffalo | 11 | 55011 | 3 | 0 | 2021 | 9999 |  |  | N | Solar | [13 empty] | 0 | 0 | 0 | 0
Ridgeback | 65110_G_RID | 65110 | G | RID |  | Solar PV |  | S_VACA | North Carolina | 37 | Randolph | 151 | 37151 | 2.6 | 0 | 2021 | 9999 |  |  | N | Solar | [13 empty] | 0 | 0 | 0 | 0
Thunderhead | 65111_G_THU | 65111 | G | THU |  | Solar PV |  | S_VACA | North Carolina | 37 | Randolph | 151 | 37151 | 2.6 | 0 | 2021 | 9999 |  |  | N | Solar | [13 empty] | 0 | 0 | 0 | 0
Pitkin County Solar | 65084_G_PTKN | 65084 | G | PTKN |  | Solar PV |  | WECC_CO | Colorado | 8 | Pitkin | 97 | 08097 | 5 | 0 | 2021 | 9999 |  |  | N | Solar | [13 empty] | 0 | 0 | 0 | 0
AES Belleville Solar LLC | 65127_G_BELL | 65127 | G | BELL |  | Solar PV |  | MIS_IL | Illinois | 17 | St Clair | 163 | 17163 | 9.9 | 0 | 2021 | 9999 |  |  | N | Solar | [13 empty] | 0 | 0 | 0 | 0
Cranberry Highway Solar LLC | 65174_G_PV1 | 65174 | G | PV1 |  | Solar PV |  | NENGREST | Massachusetts | 25 | Plymouth | 23 | 25023 | 2.2 | 0 | 2021 | 9999 |  |  | N | Solar | [13 empty] | 0 | 0 | 0 | 0
ENGIE 2019 ProjectCo-MA1, LLC | 65175_G_PV1 | 65175 | G | PV1 |  | Solar PV |  | NENGREST | Massachusetts | 25 | Hampden | 13 | 25013 | 5 | 0 | 2021 | 9999 |  |  | N | Solar | [13 empty] | 0 | 0 | 0 | 0
Donaghy-Stockton | 65177_G_DSPV1 | 65177 | G | DSPV1 |  | Solar PV |  | WEC_CALN | California | 6 | San Joaquin | 77 | 06077 | 1.1 | 0 | 2021 | 9999 |  |  | N | Solar | [13 empty] | 0 | 0 | 0 | 0
Mtn. Solar 4 (CSG) | 65178_G_MTNS4 | 65178 | G | MTNS4 |  | Solar PV |  | WECC_CO | Colorado | 8 | Jefferson | 59 | 08059 | 1.5 | 0 | 2021 | 9999 |  |  | N | Solar | [13 empty] | 0 | 0 | 0 | 0
Norton LLC | 65183_G_671 | 65183 | G | 671 |  | Solar PV |  | NENGREST | Massachusetts | 25 | Bristol | 5 | 25005 | 3.3 | 0 | 2020 | 9999 |  |  | N | Solar | [13 empty] | 0 | 0 | 0 | 0
Holliston LLC | 65184_G_674 | 65184 | G | 674 |  | Solar PV |  | NENGREST | Massachusetts | 25 | Middlesex | 17 | 25017 | 1.5 | 0 | 2020 | 9999 |  |  | N | Solar | [13 empty] | 0 | 0 | 0 | 0
Woburn | 65216_G_673 | 65216 | G | 673 |  | Solar PV |  | NENGREST | Massachusetts | 25 | Middlesex | 17 | 25017 | 1.3 | 0 | 2020 | 9999 |  |  | N | Solar | [13 empty] | 0 | 0 | 0 | 0
South Goshen | 65217_G_SGOSH | 65217 | G | SGOSH |  | Solar PV |  | NY_Z_G-I | New York | 36 | Orange | 71 | 36071 | 5 | 0 | 2021 | 9999 |  |  | N | Solar | [13 empty] | 0 | 0 | 0 | 0
Ameresco Danville Solar, LLC | 65227_G_401 | 65227 | G | 401 |  | Solar PV |  | MIS_IL | Illinois | 17 | Vermilion | 183 | 17183 | 2 | 0 | 2021 | 9999 |  |  | N | Solar | [13 empty] | 0 | 0 | 0 | 0
Red Prairie Solar | 65228_G_RP21 | 65228 | G | RP21 |  | Solar PV |  | WECC_PNW | Oregon | 41 | Yamhill | 71 | 41071 | 2.2 | 0 | 2021 | 9999 |  |  | N | Solar | [13 empty] | 0 | 0 | 0 | 0
Truman Solar | 65230_G_TMS | 65230 | G | TMS |  | Solar PV |  | MIS_MO | Missouri | 29 | Boone | 19 | 29019 | 10 | 0 | 2021 | 9999 |  |  | N | Solar | [13 empty] | 0 | 0 | 0 | 0
Venture 2 - 1B | 65235_G_75024 | 65235 | G | 75024 |  | Solar PV |  | WECC_CO | Colorado | 8 | Adams | 1 | 08001 | 1.5 | 0 | 2021 | 9999 |  |  | N | Solar | [13 empty] | 0 | 0 | 0 | 0
Venture 3 - 1C | 65236_G_75021 | 65236 | G | 75021 |  | Solar PV |  | WECC_CO | Colorado | 8 | Adams | 1 | 08001 | 1.5 | 0 | 2021 | 9999 |  |  | N | Solar | [13 empty] | 0 | 0 | 0 | 0
Venture 4 - 1D | 65237_G_75023 | 65237 | G | 75023 |  | Solar PV |  | WECC_CO | Colorado | 8 | Adams | 1 | 08001 | 1.5 | 0 | 2021 | 9999 |  |  | N | Solar | [13 empty] | 0 | 0 | 0 | 0
Charlemont A | 65242_G_CMS | 65242 | G | CMS |  | Solar PV |  | NENGREST | Massachusetts | 25 | Franklin | 11 | 25011 | 2.5 | 0 | 2021 | 9999 |  |  | N | Solar | [13 empty] | 0 | 0 | 0 | 0
Lineage MS | 65257_G_LMS01 | 65257 | G | LMS01 |  | Solar PV |  | MIS_MS | Mississippi | 28 | Rankin | 121 | 28121 | 1.2 | 0 | 2021 | 9999 |  |  | N | Solar | [13 empty] | 0 | 0 | 0 | 0
Wapakoneta-Pratt | 65258_G_WKP01 | 65258 | G | WKP01 |  | Solar PV |  | PJM_West | Ohio | 39 | Auglaize | 11 | 39011 | 13.5 | 0 | 2021 | 9999 |  |  | N | Solar | [13 empty] | 0 | 0 | 0 | 0
Wonderful Huller & Shellling | 65277_G_WHS01 | 65277 | G | WHS01 |  | Solar PV |  | WECC_SCE | California | 6 | Kern | 29 | 06029 | 1.5 | 0 | 2021 | 9999 |  |  | N | Solar | [13 empty] | 0 | 0 | 0 | 0
Wonderful Lost Hills | 65278_G_WLH01 | 65278 | G | WLH01 |  | Solar PV |  | WECC_SCE | California | 6 | Kern | 29 | 06029 | 16.7 | 0 | 2021 | 9999 |  |  | N | Solar | [13 empty] | 0 | 0 | 0 | 0
Fairhaven E | 65279_G_FHS | 65279 | G | FHS |  | Solar PV |  | NENGREST | Massachusetts | 25 | Franklin | 11 | 25011 | 2 | 0 | 2021 | 9999 |  |  | N | Solar | [13 empty] | 0 | 0 | 0 | 0
601 Doremus CDG | 65280_G_1 | 65280 | G | 1 |  | Solar PV |  | PJM_EMAC | New Jersey | 34 | Essex | 13 | 34013 | 1.5 | 0 | 2021 | 9999 |  |  | N | Solar | [13 empty] | 0 | 0 | 0 | 0
Bomber CSG | 65281_G_BOMB | 65281 | G | BOMB |  | Solar PV |  | PJM_SMAC | Maryland | 24 | Carroll | 13 | 24013 | 6 | 0 | 2021 | 9999 |  |  | N | Solar | [13 empty] | 0 | 0 | 0 | 0
Barrow Solar | 65287_G_BARRO | 65287 | G | BARRO |  | Solar PV |  | NENG_CT | Connecticut | 9 | Tolland | 13 | 09013 | 2 | 0 | 2021 | 9999 |  |  | N | Solar | [13 empty] | 0 | 0 | 0 | 0
5601 Westside CDG | 65289_G_1 | 65289 | G | 1 |  | Solar PV |  | PJM_EMAC | New Jersey | 34 | Hudson | 17 | 34017 | 1.5 | 0 | 2021 | 9999 |  |  | N | Solar | [13 empty] | 0 | 0 | 0 | 0
DOCCS Midstate | 65297_G_81722 | 65297 | G | 81722 |  | Solar PV |  | NY_Z_C&E | New York | 36 | Oneida | 65 | 36065 | 3.8 | 0 | 2021 | 9999 |  |  | N | Solar | [13 empty] | 0 | 0 | 0 | 0
DOCCS Eastern | 65298_G_81724 | 65298 | G | 81724 |  | Solar PV |  | NY_Z_G-I | New York | 36 | Ulster | 111 | 36111 | 5 | 0 | 2021 | 9999 |  |  | N | Solar | [13 empty] | 0 | 0 | 0 | 0
DOCCS Wende | 65299_G_81721 | 65299 | G | 81721 |  | Solar PV |  | NY_Z_A | New York | 36 | Erie | 29 | 36029 | 5 | 0 | 2021 | 9999 |  |  | N | Solar | [13 empty] | 0 | 0 | 0 | 0
DOCCS Greenhaven | 65300_G_81723 | 65300 | G | 81723 |  | Solar PV |  | NY_Z_G-I | New York | 36 | Dutchess | 27 | 36027 | 3.7 | 0 | 2021 | 9999 |  |  | N | Solar | [13 empty] | 0 | 0 | 0 | 0
Rochambeau Solar | 65321_G_RBSO | 65321 | G | RBSO |  | Solar PV |  | PJM_Dom | Virginia | 51 | James City | 95 | 51095 | 19.9 | 0 | 2021 | 9999 |  |  | N | Solar | [13 empty] | 0 | 0 | 0 | 0
Bedford Solar | 65323_G_BEDF | 65323 | G | BEDF |  | Solar PV |  | PJM_Dom | Virginia | 51 | Chesapeake City | 550 | 51550 | 70 | 0 | 2021 | 9999 |  |  | N | Solar | [13 empty] | 0 | 0 | 0 | 0
Hollins Ferry CSG | 65324_G_HOLL | 65324 | G | HOLL |  | Solar PV |  | PJM_SMAC | Maryland | 24 | Baltimore City | 510 | 24510 | 1.5 | 0 | 2021 | 9999 |  |  | N | Solar | [13 empty] | 0 | 0 | 0 | 0
Mount Laurel Solar | 65329_G_LAURL | 65329 | G | LAURL |  | Solar PV |  | PJM_EMAC | New Jersey | 34 | Burlington | 5 | 34005 | 2.5 | 0 | 2020 | 9999 |  |  | N | Solar | [13 empty] | 0 | 0 | 0 | 0
20333 Normandie PV, LLC | 65331_G_NORMA | 65331 | G | NORMA |  | Solar PV |  | WEC_LADW | California | 6 | Los Angeles | 37 | 06037 | 2.6 | 0 | 2021 | 9999 |  |  | N | Solar | [13 empty] | 0 | 0 | 0 | 0
SEGS VIII | 10444_G_LOC1 | 10444 | G | LOC1 |  | Solar PV |  | WECC_SCE | California | 6 | San Bernardino | 71 | 06071 | 80 | 0 | 2022 | 9999 |  |  | N | Solar | [13 empty] | 0 | 0 | 0 | 0
Tehachapi Wind Resource II | 54909_G_PLAN | 54909 | G | PLAN |  | Onshore Wind |  | WECC_SCE | California | 6 | Kern | 29 | 06029 | 15.5 | 0 | 2024 | 9999 |  |  | N | Wind | [13 empty] | 0 | 0 | 0 | 0
CSU Northridge Plant | 58422_G_G6PV | 58422 | G | G6PV |  | Solar PV |  | WEC_LADW | California | 6 | Los Angeles | 37 | 06037 | 0.7 | 0 | 2023 | 9999 |  |  | N | Solar | [13 empty] | 0 | 0 | 0 | 0
Princeton University Cogeneration | 58584_G_PV3 | 58584 | G | PV3 |  | Solar PV |  | PJM_EMAC | New Jersey | 34 | Mercer | 21 | 34021 | 10.5 | 0 | 2022 | 9999 |  |  | N | Solar | [13 empty] | 0 | 0 | 0 | 0
Princeton University Cogeneration | 58584_G_PV4 | 58584 | G | PV4 |  | Solar PV |  | PJM_EMAC | New Jersey | 34 | Mercer | 21 | 34021 | 0.4 | 0 | 2022 | 9999 |  |  | N | Solar | [13 empty] | 0 | 0 | 0 | 0
Changing Winds | 59243_G_CHAN1 | 59243 | G | CHAN1 |  | Onshore Wind |  | ERC_PHDL | Texas | 48 | Castro | 69 | 48069 | 288 | 0 | 2024 | 9999 |  |  | N | Wind | [13 empty] | 0 | 0 | 0 | 0
Highland Park Project | 59659_G_HPWT | 59659 | G | HPWT |  | Onshore Wind |  | WECC_CO | Colorado | 8 | Clear Creek | 19 | 08019 | 181 | 0 | 2024 | 9999 |  |  | N | Wind | [13 empty] | 0 | 0 | 0 | 0
Aiya Solar Project | 59869_G_GEN01 | 59869 | G | GEN01 |  | Solar PV |  | WECC_SNV | Nevada | 32 | Clark | 3 | 32003 | 100 | 0 | 2023 | 9999 |  |  | N | Solar | [13 empty] | 0 | 0 | 0 | 0
Easter | 59971_G_ESTR1 | 59971 | G | ESTR1 |  | Onshore Wind |  | ERC_PHDL | Texas | 48 | Castro | 69 | 48069 | 300 | 0 | 2023 | 9999 |  |  | N | Wind | [13 empty] | 0 | 0 | 0 | 0
Garrison Butte Wind, LLC | 60066_G_GEN | 60066 | G | GEN |  | Onshore Wind |  | SPP_WAUE | North Dakota | 38 | Mercer | 57 | 38057 | 150 | 0 | 2023 | 9999 |  |  | N | Wind | [13 empty] | 0 | 0 | 0 | 0
Mason Dixon Wind Farm | 60212_G_1 | 60212 | G | 1 |  | Onshore Wind |  | PJM_PENE | Pennsylvania | 42 | Somerset | 111 | 42111 | 79.9 | 0 | 2022 | 9999 |  |  | N | Wind | [13 empty] | 0 | 0 | 0 | 0
Canyon Wind Project, LLC | 60271_G_WT1 | 60271 | G | WT1 |  | Onshore Wind |  | ERC_WEST | Texas | 48 | Scurry | 415 | 48415 | 360 | 0 | 2023 | 9999 |  |  | N | Wind | [13 empty] | 0 | 0 | 0 | 0
Cone Renewable Energy Project, LLC | 60272_G_WT1 | 60272 | G | WT1 |  | Onshore Wind |  | ERC_WEST | Texas | 48 | Crosby | 107 | 48107 | 300 | 0 | 2023 | 9999 |  |  | N | Wind | [13 empty] | 0 | 0 | 0 | 0
Crosby County Wind Farm, LLC | 60273_G_WT1 | 60273 | G | WT1 |  | Onshore Wind |  | ERC_WEST | Texas | 48 | Crosby | 107 | 48107 | 120 | 0 | 2023 | 9999 |  |  | N | Wind | [13 empty] | 0 | 0 | 0 | 0
Clean Path Energy Center | 60289_G_PVGEN | 60289 | G | PVGEN |  | Solar PV |  | WECC_NM | New Mexico | 35 | San Juan | 45 | 35045 | 55 | 0 | 2023 | 9999 |  |  | N | Solar | [13 empty] | 0 | 0 | 0 | 0
Baron Winds Farm | 60596_G_1 | 60596 | G | 1 |  | Onshore Wind |  | NY_Z_C&E | New York | 36 | Steuben | 101 | 36101 | 130 | 0 | 2022 | 9999 |  |  | N | Wind | [13 empty] | 0 | 0 | 0 | 0
Washington Solar | 60948_G_PV1 | 60948 | G | PV1 |  | Solar PV |  | S_VACA | North Carolina | 37 | Rockingham | 157 | 37157 | 5 | 0 | 2025 | 9999 |  |  | N | Solar | [13 empty] | 0 | 0 | 0 | 0
Martinsdale Wind Farm | 61108_G_MTD | 61108 | G | MTD |  | Onshore Wind |  | WECC_MT | Montana | 30 | Wheatland | 107 | 30107 | 80 | 0 | 2024 | 9999 |  |  | N | Wind | [13 empty] | 0 | 0 | 0 | 0
Poplar Camp Wind Farm | 61111_G_PC1 | 61111 | G | PC1 |  | Onshore Wind |  | PJM_West | Virginia | 51 | Carroll | 35 | 51035 | 72 | 0 | 2025 | 9999 |  |  | N | Wind | [13 empty] | 0 | 0 | 0 | 0
Eland Solar & Storage Center, Phase 1 Hybrid | 61168_G_68SF8 | 61168 | G | 68SF8 |  | Solar PV |  | WECC_SCE | California | 6 | Kern | 29 | 06029 | 200 | 0 | 2023 | 9999 |  |  | N | Solar | [13 empty] | 0 | 0 | 0 | 0
Eland Solar & Storage Center, Phase 2 Hybrid | 61169_G_69SV8 | 61169 | G | 69SV8 |  | Solar PV |  | WECC_SCE | California | 6 | Kern | 29 | 06029 | 200 | 0 | 2023 | 9999 |  |  | N | Solar | [13 empty] | 0 | 0 | 0 | 0
Gale 1 Solar | 61170_G_33UI8 | 61170 | G | 33UI8 |  | Solar PV |  | WECC_UT | Utah | 49 | Millard | 27 | 49027 | 300 | 0 | 2024 | 9999 |  |  | N | Solar | [13 empty] | 0 | 0 | 0 | 0
Biggs Ford Solar Center | 61321_G_BFSC | 61321 | G | BFSC |  | Solar PV |  | PJM_AP | Maryland | 24 | Frederick | 21 | 24021 | 15 | 0 | 2022 | 9999 |  |  | N | Solar | [13 empty] | 0 | 0 | 0 | 0
RE Gaskell West 2 LLC | 61446_G_PV2 | 61446 | G | PV2 |  | Solar PV |  | WECC_SCE | California | 6 | Kern | 29 | 06029 | 45 | 0 | 2022 | 9999 |  |  | N | Solar | [13 empty] | 0 | 0 | 0 | 0
RE Gaskell West 3 LLC | 61447_G_PV3 | 61447 | G | PV3 |  | Solar PV |  | WECC_SCE | California | 6 | Kern | 29 | 06029 | 20 | 0 | 2022 | 9999 |  |  | N | Solar | [13 empty] | 0 | 0 | 0 | 0
RE Gaskell West 4 LLC | 61448_G_PV4 | 61448 | G | PV4 |  | Solar PV |  | WECC_SCE | California | 6 | Kern | 29 | 06029 | 20 | 0 | 2022 | 9999 |  |  | N | Solar | [13 empty] | 0 | 0 | 0 | 0
RE Gaskell West 5 LLC | 61449_G_PV5 | 61449 | G | PV5 |  | Solar PV |  | WECC_SCE | California | 6 | Kern | 29 | 06029 | 20 | 0 | 2022 | 9999 |  |  | N | Solar | [13 empty] | 0 | 0 | 0 | 0
Alafia Solar | 61653_G_PV1 | 61653 | G | PV1 |  | Solar PV |  | FRCC | Florida | 12 | Polk | 105 | 12105 | 50 | 0 | 2023 | 9999 |  |  | N | Solar | [13 empty] | 0 | 0 | 0 | 0
Depot Solar Center, LLC | 61691_G_DEPOT | 61691 | G | DEPOT |  | Solar PV |  | PJM_West | Virginia | 51 | Campbell | 31 | 51031 | 15 | 0 | 2022 | 9999 |  |  | N | Solar | [13 empty] | 0 | 0 | 0 | 0
Minco Wind V, LLC | 61837_G_MV | 61837 | G | MV |  | Onshore Wind |  | SPP_WEST | Oklahoma | 40 | Caddo | 15 | 40015 | 220 | 0 | 2023 | 9999 |  |  | N | Wind | [13 empty] | 0 | 0 | 0 | 0
Scituate RI Solar, LLC | 61841_G_SCITU | 61841 | G | SCITU |  | Solar PV |  | NENGREST | Rhode Island | 44 | Providence | 7 | 44007 | 10 | 0 | 2022 | 9999 |  |  | N | Solar | [13 empty] | 0 | 0 | 0 | 0
Norton Solar Farm | 61967_G_NSM01 | 61967 | G | NSM01 |  | Solar PV |  | ERC_WEST | Texas | 48 | Runnels | 399 | 48399 | 125 | 0 | 2023 | 9999 |  |  | N | Solar | [13 empty] | 0 | 0 | 0 | 0
Bell Solar | 62183_G_25 | 62183 | G | 25 |  | Solar PV |  | S_VACA | South Carolina | 45 | Darlington | 31 | 45031 | 6.1 | 0 | 2022 | 9999 |  |  | N | Solar | [13 empty] | 0 | 0 | 0 | 0
Fairfield Solar | 62212_G_36 | 62212 | G | 36 |  | Solar PV |  | S_VACA | South Carolina | 45 | Darlington | 31 | 45031 | 10 | 0 | 2022 | 9999 |  |  | N | Solar | [13 empty] | 0 | 0 | 0 | 0
Arrow Canyon Solar Hybrid | 62248_G_1 | 62248 | G | 1 |  | Solar PV |  | WECC_SNV | Nevada | 32 | Clark | 3 | 32003 | 200 | 0 | 2022 | 9999 |  |  | N | Solar | [13 empty] | 0 | 0 | 0 | 0
Rolling Upland Wind Farm LLC | 62262_G_GEN1 | 62262 | G | GEN1 |  | Onshore Wind |  | NY_Z_C&E | New York | 36 | Madison | 53 | 36053 | 71.4 | 0 | 2026 | 9999 |  |  | N | Wind | [13 empty] | 0 | 0 | 0 | 0
Saddle Mountain East Wind Farm | 62263_G_GEN1 | 62263 | G | GEN1 |  | Onshore Wind |  | WECC_PNW | Washington | 53 | Adams | 1 | 53001 | 126 | 0 | 2022 | 9999 |  |  | N | Wind | [13 empty] | 0 | 0 | 0 | 0
Hecate Energy Columbia County Solar | 62273_G_HECC1 | 62273 | G | HECC1 |  | Solar PV |  | NY_Z_F | New York | 36 | Columbia | 21 | 36021 | 60 | 0 | 2023 | 9999 |  |  | N | Solar | [13 empty] | 0 | 0 | 0 | 0
Pawcatuck Solar Center, LLC | 62318_G_PAWCA | 62318 | G | PAWCA |  | Solar PV |  | NENG_CT | Connecticut | 9 | New London | 11 | 09011 | 15 | 0 | 2022 | 9999 |  |  | N | Solar | [13 empty] | 0 | 0 | 0 | 0
Spanish Peaks Solar | 62379_G_47301 | 62379 | G | 47301 |  | Solar PV |  | WECC_CO | Colorado | 8 | Las Animas | 71 | 08071 | 140 | 0 | 2023 | 9999 |  |  | N | Solar | [13 empty] | 0 | 0 | 0 | 0
Skeleton Creek Energy Center Hybrid | 62494_G_SCSOL | 62494 | G | SCSOL |  | Solar PV |  | SPP_WEST | Oklahoma | 40 | Garfield | 47 | 40047 | 250 | 0 | 2023 | 9999 |  |  | N | Solar | [13 empty] | 0 | 0 | 0 | 0
Piney Creek Solar | 62768_G_PCSOL | 62768 | G | PCSOL |  | Solar PV |  | PJM_Dom | Virginia | 51 | Halifax | 83 | 51083 | 80 | 0 | 2023 | 9999 |  |  | N | Solar | [13 empty] | 0 | 0 | 0 | 0
Pinckard Solar | 62787_G_PCKND | 62787 | G | PCKND |  | Solar PV |  | S_SOU | Alabama | 1 | Dale | 45 | 01045 | 79.7 | 0 | 2023 | 9999 |  |  | N | Solar | [13 empty] | 0 | 0 | 0 | 0
Bluebird Solar LLC | 62797_G_BBIRD | 62797 | G | BBIRD |  | Solar PV |  | S_C_KY | Kentucky | 21 | Harrison | 97 | 21097 | 80 | 0 | 2024 | 9999 |  |  | N | Solar | [13 empty] | 0 | 0 | 0 | 0
Bakerstand Solar (NY) | 62811_G_BKSTD | 62811 | G | BKSTD |  | Solar PV |  | NY_Z_A | New York | 36 | Cattaraugus | 9 | 36009 | 20 | 0 | 2023 | 9999 |  |  | N | Solar | [13 empty] | 0 | 0 | 0 | 0
SunEast Skyline Solar Project | 62816_G_Q670 | 62816 | G | Q670 |  | Solar PV |  | NY_Z_C&E | New York | 36 | Oneida | 65 | 36065 | 20 | 0 | 2022 | 9999 |  |  | N | Solar | [13 empty] | 0 | 0 | 0 | 0
SunEast Clay Solar Project | 62819_G_Q669 | 62819 | G | Q669 |  | Solar PV |  | NY_Z_C&E | New York | 36 | Onondaga | 67 | 36067 | 20 | 0 | 2022 | 9999 |  |  | N | Solar | [13 empty] | 0 | 0 | 0 | 0
Water Valley Wind Energy | 62846_G_WWE1 | 62846 | G | WWE1 |  | Onshore Wind |  | ERC_WEST | Texas | 48 | Tom Green | 451 | 48451 | 150 | 0 | 2023 | 9999 |  |  | N | Wind | [13 empty] | 0 | 0 | 0 | 0
High Bridge Wind Project | 62894_G_WT | 62894 | G | WT |  | Onshore Wind |  | NY_Z_C&E | New York | 36 | Chenango | 17 | 36017 | 100 | 0 | 2023 | 9999 |  |  | N | Wind | [13 empty] | 0 | 0 | 0 | 0
Midland Wind | 63003_G_1 | 63003 | G | 1 |  | Onshore Wind |  | PJM_COMD | Illinois | 17 | Henry | 73 | 17073 | 105.5 | 0 | 2022 | 9999 |  |  | N | Wind | [13 empty] | 0 | 0 | 0 | 0
Tip Top Solar Energy Center LLC | 63028_G_GEN1 | 63028 | G | GEN1 |  | Solar PV |  | SPP_SPS | New Mexico | 35 | Lea | 25 | 35025 | 220 | 0 | 2022 | 9999 |  |  | N | Solar | [13 empty] | 0 | 0 | 0 | 0
Rooney Ranch | 63088_G_ROONR | 63088 | G | ROONR |  | Onshore Wind |  | WEC_CALN | California | 6 | Alameda | 1 | 06001 | 21 | 0 | 2022 | 9999 |  |  | N | Wind | [13 empty] | 0 | 0 | 0 | 0
Vineyard Wind 1 | 63093_G_VW01 | 63093 | G | VW01 |  | Offshore Wind |  | NENGREST | Massachusetts | 25 | Dukes | 7 | 25007 | 800 | 0 | 2024 | 9999 |  |  | N | Wind | [13 empty] | 0 | 0 | 0 | 0
Southern Bighorn Solar Hybrid | 63113_G_SBS | 63113 | G | SBS |  | Solar PV |  | WECC_SNV | Nevada | 32 | Clark | 3 | 32003 | 300 | 0 | 2024 | 9999 |  |  | N | Solar | [13 empty] | 0 | 0 | 0 | 0
Sand Hill A | 63126_G_SNDHA | 63126 | G | SNDHA |  | Onshore Wind |  | WEC_CALN | California | 6 | Alameda | 1 | 06001 | 13.5 | 0 | 2022 | 9999 |  |  | N | Wind | [13 empty] | 0 | 0 | 0 | 0
OAKBORO PV1 | 63162_G_OAKPV | 63162 | G | OAKPV |  | Solar PV |  | S_VACA | North Carolina | 37 | Stanly | 167 | 37167 | 40 | 0 | 2022 | 9999 |  |  | N | Solar | [13 empty] | 0 | 0 | 0 | 0
Alira | 63193_G_UNIT1 | 63193 | G | UNIT1 |  | Solar PV |  | ERC_WEST | Texas | 48 | Andrews | 3 | 48003 | 222.8 | 0 | 2030 | 9999 |  |  | N | Solar | [13 empty] | 0 | 0 | 0 | 0
Deiter-STEU | 63226_G_2078 | 63226 | G | 2078 |  | Solar PV |  | NY_Z_C&E | New York | 36 | Steuben | 101 | 36101 | 2.2 | 0 | 2022 | 9999 |  |  | N | Solar | [13 empty] | 0 | 0 | 0 | 0
Gibson-STEU | 63227_G_8675 | 63227 | G | 8675 |  | Solar PV |  | NY_Z_C&E | New York | 36 | Steuben | 101 | 36101 | 11.5 | 0 | 2022 | 9999 |  |  | N | Solar | [13 empty] | 0 | 0 | 0 | 0
Wheaton-STEU | 63228_G_11410 | 63228 | G | 11410 |  | Solar PV |  | NY_Z_C&E | New York | 36 | Steuben | 101 | 36101 | 5 | 0 | 2022 | 9999 |  |  | N | Solar | [13 empty] | 0 | 0 | 0 | 0
Galloway 2 Solar Farm | 63343_G_GS2SF | 63343 | G | GS2SF |  | Solar PV |  | ERC_WEST | Texas | 48 | Concho | 95 | 48095 | 110 | 0 | 2023 | 9999 |  |  | N | Solar | [13 empty] | 0 | 0 | 0 | 0
Obsidian Solar Center | 63488_G_OBSLR | 63488 | G | OBSLR |  | Solar PV |  | WECC_PNW | Oregon | 41 | Lake | 37 | 41037 | 400 | 0 | 2023 | 9999 |  |  | N | Solar | [13 empty] | 0 | 0 | 0 | 0
Camino Solar Hybrid | 63508_G_CSPV1 | 63508 | G | CSPV1 |  | Solar PV |  | WECC_SCE | California | 6 | Kern | 29 | 06029 | 44 | 0 | 2023 | 9999 |  |  | N | Solar | [13 empty] | 0 | 0 | 0 | 0
Sand Hill B | 63652_G_SNDHB | 63652 | G | SNDHB |  | Onshore Wind |  | WEC_CALN | California | 6 | Alameda | 1 | 06001 | 17 | 0 | 2022 | 9999 |  |  | N | Wind | [13 empty] | 0 | 0 | 0 | 0
Sand Hill C | 63653_G_SNDHC | 63653 | G | SNDHC |  | Onshore Wind |  | WEC_CALN | California | 6 | Alameda | 1 | 06001 | 80 | 0 | 2022 | 9999 |  |  | N | Wind | [13 empty] | 0 | 0 | 0 | 0
RE Bravepost LLC | 63730_G_BVPST | 63730 | G | BVPST |  | Solar PV |  | ERC_WEST | Texas | 48 | Tom Green | 451 | 48451 | 200 | 0 | 2024 | 9999 |  |  | N | Solar | [13 empty] | 0 | 0 | 0 | 0
Neptune Energy Center Hybrid | 63731_G_NT325 | 63731 | G | NT325 |  | Solar PV |  | WECC_CO | Colorado | 8 | Pueblo | 101 | 08101 | 250 | 0 | 2022 | 9999 |  |  | N | Solar | [13 empty] | 0 | 0 | 0 | 0
Rough Hat | 63782_G_RH1 | 63782 | G | RH1 |  | Solar PV |  | WECC_SNV | Nevada | 32 | Clark | 3 | 32003 | 400 | 0 | 2024 | 9999 |  |  | N | Solar | [13 empty] | 0 | 0 | 0 | 0
Rough Hat 2 | 63783_G_RH2 | 63783 | G | RH2 |  | Solar PV |  | WECC_NNV | Nevada | 32 | Nye | 23 | 32023 | 400 | 0 | 2024 | 9999 |  |  | N | Solar | [13 empty] | 0 | 0 | 0 | 0
Palomino Solar | 63784_G_PLMNO | 63784 | G | PLMNO |  | Solar PV |  | PJM_West | Ohio | 39 | Highland | 71 | 39071 | 200 | 0 | 2023 | 9999 |  |  | N | Solar | [13 empty] | 0 | 0 | 0 | 0
Crossroads Solar (PA) | 63785_G_CROSS | 63785 | G | CROSS |  | Solar PV |  | PJM_AP | Pennsylvania | 42 | Franklin | 55 | 42055 | 50 | 0 | 2023 | 9999 |  |  | N | Solar | [13 empty] | 0 | 0 | 0 | 0
Gerdau | 63797_G_GER01 | 63797 | G | GER01 |  | Solar PV |  | ERC_REST | Texas | 48 | Ellis | 139 | 48139 | 80 | 0 | 2022 | 9999 |  |  | N | Solar | [13 empty] | 0 | 0 | 0 | 0
Atlas | 63798_G_ATL01 | 63798 | G | ATL01 |  | Solar PV |  | WECC_AZ | Arizona | 4 | La Paz | 12 | 04012 | 300 | 0 | 2022 | 9999 |  |  | N | Solar | [13 empty] | 0 | 0 | 0 | 0
West River Solar, LLC | 63806_G_PGR28 | 63806 | G | PGR28 |  | Solar PV |  | S_VACA | North Carolina | 37 | Guilford | 81 | 37081 | 40 | 0 | 2023 | 9999 |  |  | N | Solar | [13 empty] | 0 | 0 | 0 | 0
Hecate Energy Gedney Hill | 63815_G_GEDNY | 63815 | G | GEDNY |  | Solar PV |  | NY_Z_F | New York | 36 | Albany | 1 | 36001 | 20 | 0 | 2023 | 9999 |  |  | N | Solar | [13 empty] | 0 | 0 | 0 | 0
Panther Grove Wind, LLC | 63818_G_78787 | 63818 | G | 78787 |  | Onshore Wind |  | PJM_COMD | Illinois | 17 | Woodford | 203 | 17203 | 400 | 0 | 2023 | 9999 |  |  | N | Wind | [13 empty] | 0 | 0 | 0 | 0
Kruger Energy Mantura Solar, LLC | 63822_G_KEMS | 63822 | G | KEMS |  | Solar PV |  | PJM_Dom | Virginia | 51 | Surry | 181 | 51181 | 60 | 0 | 2023 | 9999 |  |  | N | Solar | [13 empty] | 0 | 0 | 0 | 0
Arida Solar (Hybrid) | 63841_G_ARIDA | 63841 | G | ARIDA |  | Solar PV |  | WECC_SNV | Nevada | 32 | Clark | 3 | 32003 | 370 | 0 | 2024 | 9999 |  |  | N | Solar | [13 empty] | 0 | 0 | 0 | 0
Raceway Solar | 63846_G_RACE | 63846 | G | RACE |  | Solar PV |  | PJM_EMAC | Delaware | 10 | Kent | 1 | 10001 | 50 | 0 | 2023 | 9999 |  |  | N | Solar | [13 empty] | 0 | 0 | 0 | 0
SunEast Valley Solar Project | 63862_G_Q#828 | 63862 | G | Q#828 |  | Solar PV |  | NY_Z_C&E | New York | 36 | Tioga | 107 | 36107 | 20 | 0 | 2022 | 9999 |  |  | N | Solar | [13 empty] | 0 | 0 | 0 | 0
SunEast Grassy Knoll Solar Project | 63863_G_Q#885 | 63863 | G | Q#885 |  | Solar PV |  | NY_Z_C&E | New York | 36 | Herkimer | 43 | 36043 | 20 | 0 | 2022 | 9999 |  |  | N | Solar | [13 empty] | 0 | 0 | 0 | 0
SunEast Limestone Solar Project | 63864_G_Q#806 | 63864 | G | Q#806 |  | Solar PV |  | NY_Z_F | New York | 36 | Fulton | 35 | 36035 | 20 | 0 | 2022 | 9999 |  |  | N | Solar | [13 empty] | 0 | 0 | 0 | 0
SunEast Fariway Solar Project | 63865_G_Q#848 | 63865 | G | Q#848 |  | Solar PV |  | NY_Z_D | New York | 36 | St Lawrence | 89 | 36089 | 20 | 0 | 2022 | 9999 |  |  | N | Solar | [13 empty] | 0 | 0 | 0 | 0
SunEast Highview Solar Project | 63866_G_Q#591 | 63866 | G | Q#591 |  | Solar PV |  | NY_Z_A | New York | 36 | Wyoming | 121 | 36121 | 20 | 0 | 2022 | 9999 |  |  | N | Solar | [13 empty] | 0 | 0 | 0 | 0
SunEast Tabletop Solar Project | 63867_G_Q#869 | 63867 | G | Q#869 |  | Solar PV |  | NY_Z_F | New York | 36 | Montgomery | 57 | 36057 | 80 | 0 | 2022 | 9999 |  |  | N | Solar | [13 empty] | 0 | 0 | 0 | 0
SunEast Hilltop Solar Project | 63868_G_Q#807 | 63868 | G | Q#807 |  | Solar PV |  | NY_Z_F | New York | 36 | Rensselaer | 83 | 36083 | 20 | 0 | 2022 | 9999 |  |  | N | Solar | [13 empty] | 0 | 0 | 0 | 0
Haymaker Hybrid | 63878_G_HAY | 63878 | G | HAY |  | Onshore Wind |  | WECC_MT | Montana | 30 | Wheatland | 107 | 30107 | 600 | 0 | 2023 | 9999 |  |  | N | Wind | [13 empty] | 0 | 0 | 0 | 0
SunEast Flat Hill Solar Project | 63901_G_Q#865 | 63901 | G | Q#865 |  | Solar PV |  | NY_Z_C&E | New York | 36 | Herkimer | 43 | 36043 | 20 | 0 | 2022 | 9999 |  |  | N | Solar | [13 empty] | 0 | 0 | 0 | 0
SunEast Manchester Solar Project | 64037_G_Q#913 | 64037 | G | Q#913 |  | Solar PV |  | NY_Z_C&E | New York | 36 | Ontario | 69 | 36069 | 20 | 0 | 2022 | 9999 |  |  | N | Solar | [13 empty] | 0 | 0 | 0 | 0
Fort Bragg - Camp Mackall PV BESS System | 64050_G_CMAPV | 64050 | G | CMAPV |  | Solar PV |  | S_VACA | North Carolina | 37 | Richmond | 153 | 37153 | 1 | 0 | 2022 | 9999 |  |  | N | Solar | [13 empty] | 0 | 0 | 0 | 0
Great Bear Solar, LLC | 64073_G_GBS | 64073 | G | GBS |  | Solar PV |  | PJM_West | Ohio | 39 | Van Wert | 161 | 39161 | 46 | 0 | 2023 | 9999 |  |  | N | Solar | [13 empty] | 0 | 0 | 0 | 0
Hecate Energy Albany County 1 | 64077_G_ALBNY | 64077 | G | ALBNY |  | Solar PV |  | NY_Z_F | New York | 36 | Albany | 1 | 36001 | 20 | 0 | 2022 | 9999 |  |  | N | Solar | [13 empty] | 0 | 0 | 0 | 0
Ocean Wind | 64082_G_OCW01 | 64082 | G | OCW01 |  | Offshore Wind |  | PJM_EMAC | New Jersey | 34 | Atlantic | 1 | 34001 | 1100 | 0 | 2024 | 9999 |  |  | N | Wind | [13 empty] | 0 | 0 | 0 | 0
Skipjack Wind Farm | 64083_G_SJW01 | 64083 | G | SJW01 |  | Offshore Wind |  | PJM_EMAC | Maryland | 24 | Worcester | 47 | 24047 | 120 | 0 | 2026 | 9999 |  |  | N | Wind | [13 empty] | 0 | 0 | 0 | 0
Forest Grove - Dodd | 64131_G_FGPV1 | 64131 | G | FGPV1 |  | Solar PV |  | ERC_REST | Texas | 48 | Henderson | 213 | 48213 | 400 | 0 | 2024 | 9999 |  |  | N | Solar | [13 empty] | 0 | 0 | 0 | 0
Oak Hill - Dry Creek | 64132_G_PV1 | 64132 | G | PV1 |  | Solar PV |  | ERC_REST | Texas | 48 | Rusk | 401 | 48401 | 390 | 0 | 2024 | 9999 |  |  | N | Solar | [13 empty] | 0 | 0 | 0 | 0
Hecate Energy Cider Solar LLC | 64163_G_11111 | 64163 | G | 11111 |  | Solar PV |  | NY_Z_B | New York | 36 | Genesee | 37 | 36037 | 500 | 0 | 2023 | 9999 |  |  | N | Solar | [13 empty] | 0 | 0 | 0 | 0
Shepherd's Run Solar | 64188_G_PV | 64188 | G | PV |  | Solar PV |  | NY_Z_F | New York | 36 | Columbia | 21 | 36021 | 60 | 0 | 2023 | 9999 |  |  | N | Solar | [13 empty] | 0 | 0 | 0 | 0
Rattlesnake Solar | 64189_G_RSNAK | 64189 | G | RSNAK |  | Solar PV |  | WECC_MT | Montana | 30 | Beaverhead | 1 | 30001 | 80 | 0 | 2022 | 9999 |  |  | N | Solar | [13 empty] | 0 | 0 | 0 | 0
Cabin Creek Solar | 64199_G_CBCK1 | 64199 | G | CBCK1 |  | Solar PV |  | MIS_MAPP | Montana | 30 | Fallon | 25 | 30025 | 75 | 0 | 2023 | 9999 |  |  | N | Solar | [13 empty] | 0 | 0 | 0 | 0
Cabin Creek Solar II | 64203_G_CBCK2 | 64203 | G | CBCK2 |  | Solar PV |  | MIS_MAPP | Montana | 30 | Fallon | 25 | 30025 | 75 | 0 | 2023 | 9999 |  |  | N | Solar | [13 empty] | 0 | 0 | 0 | 0
Red Antelope Solar & Energy Storage Farm | 64208_G_30PNA | 64208 | G | 30PNA |  | Solar PV |  | WECC_AZ | Arizona | 4 | Coconino | 5 | 04005 | 400 | 0 | 2024 | 9999 |  |  | N | Solar | [13 empty] | 0 | 0 | 0 | 0
Bellefield 2 Solar & Energy Storage Farm | 64209_G_26SBA | 64209 | G | 26SBA |  | Solar PV |  | WECC_SCE | California | 6 | Kern | 29 | 06029 | 500 | 0 | 2024 | 9999 |  |  | N | Solar | [13 empty] | 0 | 0 | 0 | 0
Bellefield Solar and Energy Storage Farm | 64210_G_50LWA | 64210 | G | 50LWA |  | Solar PV |  | WECC_SCE | California | 6 | Kern | 29 | 06029 | 500 | 0 | 2024 | 9999 |  |  | N | Solar | [13 empty] | 0 | 0 | 0 | 0
Pike Solar Hybrid | 64212_G_CO465 | 64212 | G | CO465 |  | Solar PV |  | WECC_CO | Colorado | 8 | El Paso | 41 | 08041 | 175 | 0 | 2023 | 9999 |  |  | N | Solar | [13 empty] | 0 | 0 | 0 | 0
Aratina Solar Center 2 | 64215_G_45MGA | 64215 | G | 45MGA |  | Solar PV |  | WECC_SCE | California | 6 | Kern | 29 | 06029 | 200 | 0 | 2023 | 9999 |  |  | N | Solar | [13 empty] | 0 | 0 | 0 | 0
Rockmont Solar and Storage Project | 64216_G_201LC | 64216 | G | 201LC |  | Solar PV |  | WECC_NM | New Mexico | 35 | San Juan | 45 | 35045 | 100 | 0 | 2023 | 9999 |  |  | N | Solar | [13 empty] | 0 | 0 | 0 | 0
Hecate Energy Frye Solar LLC | 64233_G_80995 | 64233 | G | 80995 |  | Solar PV |  | ERC_PHDL | Texas | 48 | Swisher | 437 | 48437 | 514 | 0 | 2023 | 9999 |  |  | N | Solar | [13 empty] | 0 | 0 | 0 | 0
Hecate Energy Harley Hand Solar LLC | 64234_G_19936 | 64234 | G | 19936 |  | Solar PV |  | ERC_WEST | Texas | 48 | Nolan | 353 | 48353 | 500 | 0 | 2023 | 9999 |  |  | N | Solar | [13 empty] | 0 | 0 | 0 | 0
Holley Road Solar | 64240_G_#0879 | 64240 | G | #0879 |  | Solar PV |  | NY_Z_B | New York | 36 | Orleans | 73 | 36073 | 20 | 0 | 2022 | 9999 |  |  | N | Solar | [13 empty] | 0 | 0 | 0 | 0
OCI SunRay | 64258_G_OCISR | 64258 | G | OCISR |  | Solar PV |  | ERC_REST | Texas | 48 | Uvalde | 463 | 48463 | 200 | 0 | 2023 | 9999 |  |  | N | Solar | [13 empty] | 0 | 0 | 0 | 0
Spanish Crown | 64259_G_OCICR | 64259 | G | OCICR |  | Solar PV |  | ERC_REST | Texas | 48 | Falls | 145 | 48145 | 100 | 0 | 2023 | 9999 |  |  | N | Solar | [13 empty] | 0 | 0 | 0 | 0
Golinda Solar | 64260_G_OCISO | 64260 | G | OCISO |  | Solar PV |  | ERC_REST | Texas | 48 | Falls | 145 | 48145 | 100 | 0 | 2023 | 9999 |  |  | N | Solar | [13 empty] | 0 | 0 | 0 | 0
Copperton Solar Plant No. 1 | 64427_G_CSP1 | 64427 | G | CSP1 |  | Solar PV |  | WECC_UT | Utah | 49 | Salt Lake | 35 | 49035 | 2.3 | 0 | 2022 | 9999 |  |  | N | Solar | [13 empty] | 0 | 0 | 0 | 0
Wythe County Solar | 64448_G_GEN1 | 64448 | G | GEN1 |  | Solar PV |  | PJM_West | Virginia | 51 | Wythe | 197 | 51197 | 75 | 0 | 2023 | 9999 |  |  | N | Solar | [13 empty] | 0 | 0 | 0 | 0
Calhoun County Solar Project | 64452_G_GEN1 | 64452 | G | GEN1 |  | Solar PV |  | MIS_LMI | Michigan | 26 | Calhoun | 25 | 26025 | 125 | 0 | 2023 | 9999 |  |  | N | Solar | [13 empty] | 0 | 0 | 0 | 0
Claremont Solar | 64474_G_1 | 64474 | G | 1 |  | Solar PV |  | NENGREST | New Hampshire | 33 | Sullivan | 19 | 33019 | 20 | 0 | 2023 | 9999 |  |  | N | Solar | [13 empty] | 0 | 0 | 0 | 0
Alfred Solar | 64501_G_1 | 64501 | G | 1 |  | Solar PV |  | NENG_ME | Maine | 23 | York | 31 | 23031 | 50 | 0 | 2024 | 9999 |  |  | N | Solar | [13 empty] | 0 | 0 | 0 | 0
Woodville Solar | 64530_G_1 | 64530 | G | 1 |  | Solar PV |  | NENGREST | Rhode Island | 44 | Washington | 9 | 44009 | 4.5 | 0 | 2023 | 9999 |  |  | N | Solar | [13 empty] | 0 | 0 | 0 | 0
Potic Solar | 64541_G_1 | 64541 | G | 1 |  | Solar PV |  | NY_Z_F | New York | 36 | Greene | 39 | 36039 | 4.9 | 0 | 2024 | 9999 |  |  | N | Solar | [13 empty] | 0 | 0 | 0 | 0
Coxsackie Solar | 64542_G_1 | 64542 | G | 1 |  | Solar PV |  | NY_Z_F | New York | 36 | Greene | 39 | 36039 | 5 | 0 | 2022 | 9999 |  |  | N | Solar | [13 empty] | 0 | 0 | 0 | 0
Cedar Creek Solar | 64543_G_1 | 64543 | G | 1 |  | Solar PV |  | PJM_EMAC | Delaware | 10 | New Castle | 3 | 10003 | 114 | 0 | 2024 | 9999 |  |  | N | Solar | [13 empty] | 0 | 0 | 0 | 0
Coastal Virginia Offshore Wind (CVOW) commercial project | 64550_G_CVOWC | 64550 | G | CVOWC |  | Offshore Wind |  | PJM_Dom | Virginia | 51 | Virginia Beach City | 810 | 51810 | 1265 | 0 | 2027 | 9999 |  |  | N | Wind | [13 empty] | 0 | 0 | 0 | 0
Chuckwalla Solar, LLC | 64558_G_CHW | 64558 | G | CHW |  | Solar PV |  | WECC_SNV | Nevada | 32 | Clark | 3 | 32003 | 200 | 0 | 2023 | 9999 |  |  | N | Solar | [13 empty] | 0 | 0 | 0 | 0
Letts Creek Solar, LLC | 64568_G_LETTS | 64568 | G | LETTS |  | Solar PV |  | MIS_LMI | Michigan | 26 | Jackson | 75 | 26075 | 15 | 0 | 2022 | 9999 |  |  | N | Solar | [13 empty] | 0 | 0 | 0 | 0
Woodriver Solar | 64576_G_1 | 64576 | G | 1 |  | Solar PV |  | NENGREST | Rhode Island | 44 | Washington | 9 | 44009 | 4.5 | 0 | 2023 | 9999 |  |  | N | Solar | [13 empty] | 0 | 0 | 0 | 0
Bald Mountain Solar | 64598_G_GEN1 | 64598 | G | GEN1 |  | Solar PV |  | NY_Z_F | New York | 36 | Washington | 115 | 36115 | 20 | 0 | 2023 | 9999 |  |  | N | Solar | [13 empty] | 0 | 0 | 0 | 0
Greens Corners Solar | 64599_G_GEN1 | 64599 | G | GEN1 |  | Solar PV |  | NY_Z_C&E | New York | 36 | Jefferson | 45 | 36045 | 120 | 0 | 2023 | 9999 |  |  | N | Solar | [13 empty] | 0 | 0 | 0 | 0
Sienna Solar Farm | 64632_G_99MT8 | 64632 | G | 99MT8 |  | Solar PV |  | WECC_SCE | California | 6 | San Bernardino | 71 | 06071 | 200 | 0 | 2025 | 9999 |  |  | N | Solar | [13 empty] | 0 | 0 | 0 | 0
Rexford Solar Farm | 64633_G_20SD8 | 64633 | G | 20SD8 |  | Solar PV |  | WECC_SCE | California | 6 | Tulare | 107 | 06107 | 300 | 0 | 2023 | 9999 |  |  | N | Solar | [13 empty] | 0 | 0 | 0 | 0
Kingsley Solar Farm | 64634_G_90FI8 | 64634 | G | 90FI8 |  | Solar PV |  | WECC_IID | California | 6 | Imperial | 25 | 06025 | 360 | 0 | 2024 | 9999 |  |  | N | Solar | [13 empty] | 0 | 0 | 0 | 0
Big Rock Solar Farm | 64636_G_92JT8 | 64636 | G | 92JT8 |  | Solar PV |  | WECC_IID | California | 6 | Imperial | 25 | 06025 | 200 | 0 | 2023 | 9999 |  |  | N | Solar | [13 empty] | 0 | 0 | 0 | 0
AEUG Fleming Solar, LLC | 64658_G_AFS | 64658 | G | AFS |  | Solar PV |  | S_C_KY | Kentucky | 21 | Fleming | 69 | 21069 | 188.5 | 0 | 2023 | 9999 |  |  | N | Solar | [13 empty] | 0 | 0 | 0 | 0
AEUG Madison Solar, LLC | 64659_G_AMS | 64659 | G | AMS |  | Solar PV |  | S_C_KY | Kentucky | 21 | Madison | 151 | 21151 | 100 | 0 | 2023 | 9999 |  |  | N | Solar | [13 empty] | 0 | 0 | 0 | 0
AEUG Union Solar, LLC | 64660_G_AUS | 64660 | G | AUS |  | Solar PV |  | PJM_ATSI | Ohio | 39 | Union | 159 | 39159 | 325 | 0 | 2023 | 9999 |  |  | N | Solar | [13 empty] | 0 | 0 | 0 | 0
Rayos Del Sol Solar Project | 64737_G_RDS01 | 64737 | G | RDS01 |  | Solar PV |  | ERC_REST | Texas | 48 | Cameron | 61 | 48061 | 135 | 0 | 2022 | 9999 |  |  | N | Solar | [13 empty] | 0 | 0 | 0 | 0
Turkey Creek Solar Project | 64744_G_TC001 | 64744 | G | TC001 |  | Solar PV |  | WECC_CO | Colorado | 8 | Pueblo | 101 | 08101 | 200 | 0 | 2023 | 9999 |  |  | N | Solar | [13 empty] | 0 | 0 | 0 | 0
Black Hollow Sun, LLC | 64745_G_BHS01 | 64745 | G | BHS01 |  | Solar PV |  | WECC_CO | Colorado | 8 | Pueblo | 101 | 08101 | 150 | 0 | 2023 | 9999 |  |  | N | Solar | [13 empty] | 0 | 0 | 0 | 0
Pigeon Run Solar Project | 64767_G_TC001 | 64767 | G | TC001 |  | Solar PV |  | PJM_West | Virginia | 51 | Campbell | 31 | 51031 | 60 | 0 | 2022 | 9999 |  |  | N | Solar | [13 empty] | 0 | 0 | 0 | 0
Shockoe Solar Project | 64768_G_TC001 | 64768 | G | TC001 |  | Solar PV |  | PJM_Dom | Virginia | 51 | Pittsylvania | 143 | 51143 | 60 | 0 | 2022 | 9999 |  |  | N | Solar | [13 empty] | 0 | 0 | 0 | 0
Saco River Solar, LLC | 64833_G_SACO | 64833 | G | SACO |  | Solar PV |  | NENGREST | New Hampshire | 33 | Carroll | 3 | 33003 | 110 | 0 | 2024 | 9999 |  |  | N | Solar | [13 empty] | 0 | 0 | 0 | 0
Roxbury Solar, LLC | 64834_G_ROX | 64834 | G | ROX |  | Solar PV |  | NENG_ME | Maine | 23 | Oxford | 17 | 23017 | 55 | 0 | 2023 | 9999 |  |  | N | Solar | [13 empty] | 0 | 0 | 0 | 0
SR Clay, LLC | 64838_G_CLAY | 64838 | G | CLAY |  | Solar PV |  | S_SOU | Georgia | 13 | Clay | 61 | 13061 | 106 | 0 | 2022 | 9999 |  |  | N | Solar | [13 empty] | 0 | 0 | 0 | 0
SR Cedar Springs, LLC | 64840_G_SRCS | 64840 | G | SRCS |  | Solar PV |  | S_SOU | Georgia | 13 | Early | 99 | 13099 | 70 | 0 | 2022 | 9999 |  |  | N | Solar | [13 empty] | 0 | 0 | 0 | 0
SR DeSoto I, LLC | 64841_G_SOTOI | 64841 | G | SOTOI |  | Solar PV |  | S_SOU | Georgia | 13 | Lee | 177 | 13177 | 165 | 0 | 2022 | 9999 |  |  | N | Solar | [13 empty] | 0 | 0 | 0 | 0
SR Turkey Creek, LLC | 64842_G_SRTC | 64842 | G | SRTC |  | Solar PV |  | S_C_KY | Kentucky | 21 | Garrard | 79 | 21079 | 50 | 0 | 2022 | 9999 |  |  | N | Solar | [13 empty] | 0 | 0 | 0 | 0
Wildcat Solar Power Plant LLC | 64849_G_WILDC | 64849 | G | WILDC |  | Solar PV |  | WECC_NM | New Mexico | 35 | McKinley | 31 | 35031 | 90 | 0 | 2024 | 9999 |  |  | N | Solar | [13 empty] | 0 | 0 | 0 | 0
Wilkes Solar, LLC | 64850_G_WS | 64850 | G | WS |  | Solar PV |  | S_VACA | North Carolina | 37 | Wilkes | 193 | 37193 | 75 | 0 | 2023 | 9999 |  |  | N | Solar | [13 empty] | 0 | 0 | 0 | 0
Daggett 2 | 64851_G_DAGGP | 64851 | G | DAGGP |  | Solar PV |  | WECC_SCE | California | 6 | San Bernardino | 71 | 06071 | 182 | 0 | 2023 | 9999 |  |  | N | Solar | [13 empty] | 0 | 0 | 0 | 0
Coyote Gulch Solar | 64857_G_C0513 | 64857 | G | C0513 |  | Solar PV |  | WECC_CO | Colorado | 8 | Montezuma | 83 | 08083 | 140 | 0 | 2024 | 9999 |  |  | N | Solar | [13 empty] | 0 | 0 | 0 | 0
Dolores Canyon Solar | 64858_G_C0497 | 64858 | G | C0497 |  | Solar PV |  | WECC_CO | Colorado | 8 | Montezuma | 83 | 08083 | 110 | 0 | 2023 | 9999 |  |  | N | Solar | [13 empty] | 0 | 0 | 0 | 0
Scarlet Solar (CA) | 64908_G_GEN01 | 64908 | G | GEN01 |  | Solar PV |  | WEC_CALN | California | 6 | Fresno | 19 | 06019 | 200 | 0 | 2022 | 9999 |  |  | N | Solar | [13 empty] | 0 | 0 | 0 | 0
Mill Point Solar | 64912_G_CMPS1 | 64912 | G | CMPS1 |  | Solar PV |  | NY_Z_F | New York | 36 | Montgomery | 57 | 36057 | 250 | 0 | 2024 | 9999 |  |  | N | Solar | [13 empty] | 0 | 0 | 0 | 0
Grant County | 65007_G_PV1 | 65007 | G | PV1 |  | Solar PV |  | MIS_WUMS | Wisconsin | 55 | Grant | 43 | 55043 | 200 | 0 | 2023 | 9999 |  |  | N | Solar | [13 empty] | 0 | 0 | 0 | 0
Onion River | 65008_G_PV1 | 65008 | G | PV1 |  | Solar PV |  | MIS_WUMS | Wisconsin | 55 | Sheboygan | 117 | 55117 | 150 | 0 | 2023 | 9999 |  |  | N | Solar | [13 empty] | 0 | 0 | 0 | 0
North Rock | 65010_G_PV1 | 65010 | G | PV1 |  | Solar PV |  | MIS_WUMS | Wisconsin | 55 | Rock | 105 | 55105 | 50 | 0 | 2023 | 9999 |  |  | N | Solar | [13 empty] | 0 | 0 | 0 | 0
Ventress Solar 1 | 65030_G_LAVE1 | 65030 | G | LAVE1 |  | Solar PV |  | MIS_LA | Louisiana | 22 | Pointe Coupee | 77 | 22077 | 300 | 0 | 2023 | 9999 |  |  | N | Solar | [13 empty] | 0 | 0 | 0 | 0
Bellflower Solar 1 | 65031_G_INBF1 | 65031 | G | INBF1 |  | Solar PV |  | MIS_INKY | Indiana | 18 | Henry | 65 | 18065 | 152.5 | 0 | 2023 | 9999 |  |  | N | Solar | [13 empty] | 0 | 0 | 0 | 0
Sun Mountain Solar 1 | 65032_G_COSM1 | 65032 | G | COSM1 |  | Solar PV |  | WECC_CO | Colorado | 8 | Pueblo | 101 | 08101 | 200 | 0 | 2022 | 9999 |  |  | N | Solar | [13 empty] | 0 | 0 | 0 | 0
Sandy Branch Solar | 65034_G_CSBS1 | 65034 | G | CSBS1 |  | Solar PV |  | ERC_REST | Texas | 48 | Wharton | 481 | 48481 | 230 | 0 | 2023 | 9999 |  |  | N | Solar | [13 empty] | 0 | 0 | 0 | 0
Emery Shute Solar One | 65045_G_VCP14 | 65045 | G | VCP14 |  | Solar PV |  | NENG_ME | Maine | 23 | Waldo | 27 | 23027 | 1.4 | 0 | 2023 | 9999 |  |  | N | Solar | [13 empty] | 0 | 0 | 0 | 0
FedEx Middletown | 65046_G_VCP15 | 65046 | G | VCP15 |  | Solar PV |  | NENG_CT | Connecticut | 9 | Middlesex | 7 | 09007 | 2 | 0 | 2022 | 9999 |  |  | N | Solar | [13 empty] | 0 | 0 | 0 | 0
Enfield Solar One | 65047_G_VCP07 | 65047 | G | VCP07 |  | Solar PV |  | NENG_CT | Connecticut | 9 | Hartford | 3 | 09003 | 4 | 0 | 2023 | 9999 |  |  | N | Solar | [13 empty] | 0 | 0 | 0 | 0
Pike Creek Wind | 65049_G_CPCW1 | 65049 | G | CPCW1 |  | Onshore Wind |  | MIS_IL | Illinois | 17 | Logan | 107 | 17107 | 200 | 0 | 2024 | 9999 |  |  | N | Wind | [13 empty] | 0 | 0 | 0 | 0
Hope Solar One | 65060_G_VCP02 | 65060 | G | VCP02 |  | Solar PV |  | NENGREST | Rhode Island | 44 | Providence | 7 | 44007 | 3.5 | 0 | 2023 | 9999 |  |  | N | Solar | [13 empty] | 0 | 0 | 0 | 0
Meriden Solar One | 65061_G_VCP08 | 65061 | G | VCP08 |  | Solar PV |  | NENG_CT | Connecticut | 9 | New Haven | 9 | 09009 | 1 | 0 | 2023 | 9999 |  |  | N | Solar | [13 empty] | 0 | 0 | 0 | 0
Middletown Solar One | 65062_G_VCP09 | 65062 | G | VCP09 |  | Solar PV |  | NENG_CT | Connecticut | 9 | Middlesex | 7 | 09007 | 2 | 0 | 2023 | 9999 |  |  | N | Solar | [13 empty] | 0 | 0 | 0 | 0
Middletown Solar Two | 65063_G_VCP10 | 65063 | G | VCP10 |  | Solar PV |  | NENG_CT | Connecticut | 9 | Middlesex | 7 | 09007 | 1.9 | 0 | 2023 | 9999 |  |  | N | Solar | [13 empty] | 0 | 0 | 0 | 0
Millstone Solar One | 65064_G_VCP03 | 65064 | G | VCP03 |  | Solar PV |  | PJM_EMAC | New Jersey | 34 | Monmouth | 25 | 34025 | 2.8 | 0 | 2023 | 9999 |  |  | N | Solar | [13 empty] | 0 | 0 | 0 | 0
Austin TX GigaFactory | 65070_G_A04 | 65070 | G | A04 |  | Solar PV |  | ERC_REST | Texas | 48 | Travis | 453 | 48453 | 1.9 | 0 | 2022 | 9999 |  |  | N | Solar | [13 empty] | 0 | 0 | 0 | 0
Austin TX GigaFactory | 65070_G_B05 | 65070 | G | B05 |  | Solar PV |  | ERC_REST | Texas | 48 | Travis | 453 | 48453 | 1.9 | 0 | 2022 | 9999 |  |  | N | Solar | [13 empty] | 0 | 0 | 0 | 0
Austin TX GigaFactory | 65070_G_B07 | 65070 | G | B07 |  | Solar PV |  | ERC_REST | Texas | 48 | Travis | 453 | 48453 | 1.9 | 0 | 2022 | 9999 |  |  | N | Solar | [13 empty] | 0 | 0 | 0 | 0
Austin TX GigaFactory | 65070_G_C01 | 65070 | G | C01 |  | Solar PV |  | ERC_REST | Texas | 48 | Travis | 453 | 48453 | 1.9 | 0 | 2022 | 9999 |  |  | N | Solar | [13 empty] | 0 | 0 | 0 | 0
Austin TX GigaFactory | 65070_G_C02 | 65070 | G | C02 |  | Solar PV |  | ERC_REST | Texas | 48 | Travis | 453 | 48453 | 1.9 | 0 | 2022 | 9999 |  |  | N | Solar | [13 empty] | 0 | 0 | 0 | 0
Bair | 65076_G_PACT1 | 65076 | G | PACT1 |  | Solar PV |  | PJM_EMAC | Pennsylvania | 42 | York | 133 | 42133 | 20 | 0 | 2022 | 9999 |  |  | N | Solar | [13 empty] | 0 | 0 | 0 | 0
Hokes 1 | 65077_G_PACT2 | 65077 | G | PACT2 |  | Solar PV |  | PJM_EMAC | Pennsylvania | 42 | York | 133 | 42133 | 20 | 0 | 2022 | 9999 |  |  | N | Solar | [13 empty] | 0 | 0 | 0 | 0
Liberty | 65078_G_PACT3 | 65078 | G | PACT3 |  | Solar PV |  | PJM_WMAC | Pennsylvania | 42 | Montour | 93 | 42093 | 20 | 0 | 2022 | 9999 |  |  | N | Solar | [13 empty] | 0 | 0 | 0 | 0
East Chili | 65079_G_PACT4 | 65079 | G | PACT4 |  | Solar PV |  | PJM_WMAC | Pennsylvania | 42 | Northumberland | 97 | 42097 | 20 | 0 | 2022 | 9999 |  |  | N | Solar | [13 empty] | 0 | 0 | 0 | 0
Walker | 65080_G_PACT5 | 65080 | G | PACT5 |  | Solar PV |  | PJM_WMAC | Pennsylvania | 42 | Snyder | 109 | 42109 | 20 | 0 | 2022 | 9999 |  |  | N | Solar | [13 empty] | 0 | 0 | 0 | 0
Penn | 65081_G_PACT6 | 65081 | G | PACT6 |  | Solar PV |  | PJM_WMAC | Pennsylvania | 42 | Snyder | 109 | 42109 | 20 | 0 | 2022 | 9999 |  |  | N | Solar | [13 empty] | 0 | 0 | 0 | 0
Hokes 2 | 65082_G_PACT8 | 65082 | G | PACT8 |  | Solar PV |  | PJM_EMAC | Pennsylvania | 42 | York | 133 | 42133 | 20 | 0 | 2022 | 9999 |  |  | N | Solar | [13 empty] | 0 | 0 | 0 | 0
Eikmeier CSG | 65100_G_EIKMR | 65100 | G | EIKMR |  | Solar PV |  | MIS_MNWI | Minnesota | 27 | Stearns | 145 | 27145 | 1 | 0 | 2022 | 9999 |  |  | N | Solar | [13 empty] | 0 | 0 | 0 | 0
Hultman CSG | 65101_G_HLTMN | 65101 | G | HLTMN |  | Solar PV |  | MIS_MNWI | Minnesota | 27 | Chisago | 25 | 27025 | 1 | 0 | 2022 | 9999 |  |  | N | Solar | [13 empty] | 0 | 0 | 0 | 0
Lindgren 1 CSG | 65102_G_LNDGR | 65102 | G | LNDGR |  | Solar PV |  | MIS_MNWI | Minnesota | 27 | Chisago | 25 | 27025 | 1 | 0 | 2022 | 9999 |  |  | N | Solar | [13 empty] | 0 | 0 | 0 | 0
Moodus Solar One | 65108_G_VCP17 | 65108 | G | VCP17 |  | Solar PV |  | NENG_CT | Connecticut | 9 | Middlesex | 7 | 09007 | 2 | 0 | 2023 | 9999 |  |  | N | Solar | [13 empty] | 0 | 0 | 0 | 0
North Haven Solar One | 65109_G_VCP11 | 65109 | G | VCP11 |  | Solar PV |  | NENG_CT | Connecticut | 9 | New Haven | 9 | 09009 | 1.6 | 0 | 2023 | 9999 |  |  | N | Solar | [13 empty] | 0 | 0 | 0 | 0
River Road | 65112_G_RIV | 65112 | G | RIV |  | Solar PV |  | NENG_ME | Maine | 23 | Somerset | 25 | 23025 | 5 | 0 | 2022 | 9999 |  |  | N | Solar | [13 empty] | 0 | 0 | 0 | 0
Atlanta Farms Solar | 65128_G_43164 | 65128 | G | 43164 |  | Solar PV |  | PJM_West | Ohio | 39 | Pickaway | 129 | 39129 | 199.6 | 0 | 2023 | 9999 |  |  | N | Solar | [13 empty] | 0 | 0 | 0 | 0
Royalston Solar One | 65136_G_VCP04 | 65136 | G | VCP04 |  | Solar PV |  | NENGREST | Massachusetts | 25 | Worcester | 27 | 25027 | 5 | 0 | 2023 | 9999 |  |  | N | Solar | [13 empty] | 0 | 0 | 0 | 0
Waterbury Solar One | 65137_G_VCP12 | 65137 | G | VCP12 |  | Solar PV |  | NENG_CT | Connecticut | 9 | New Haven | 9 | 09009 | 2 | 0 | 2023 | 9999 |  |  | N | Solar | [13 empty] | 0 | 0 | 0 | 0
Spencer Drive Solar One | 65138_G_VCP18 | 65138 | G | VCP18 |  | Solar PV |  | NENG_ME | Maine | 23 | York | 31 | 23031 | 2 | 0 | 2023 | 9999 |  |  | N | Solar | [13 empty] | 0 | 0 | 0 | 0
Woodstock Solar One | 65139_G_VCP19 | 65139 | G | VCP19 |  | Solar PV |  | NENG_CT | Connecticut | 9 | Windham | 15 | 09015 | 3 | 0 | 2023 | 9999 |  |  | N | Solar | [13 empty] | 0 | 0 | 0 | 0
Boulder Solar III LLC | 65141_G_BS301 | 65141 | G | BS301 |  | Solar PV |  | WECC_SNV | Nevada | 32 | Clark | 3 | 32003 | 127.9 | 0 | 2023 | 9999 |  |  | N | Solar | [13 empty] | 0 | 0 | 0 | 0
Bristol Landfill Solar | 65142_G_BL1 | 65142 | G | BL1 |  | Solar PV |  | NENGREST | Rhode Island | 44 | Bristol | 1 | 44001 | 5 | 0 | 2022 | 9999 |  |  | N | Solar | [13 empty] | 0 | 0 | 0 | 0
Deer Wood Energy, LLC | 65144_G_ENX11 | 65144 | G | ENX11 |  | Solar PV |  | PJM_Dom | Virginia | 51 | Buckingham | 29 | 51029 | 50 | 0 | 2025 | 9999 |  |  | N | Solar | [13 empty] | 0 | 0 | 0 | 0
CT Airport Authority Solar One | 65146_G_VCP16 | 65146 | G | VCP16 |  | Solar PV |  | NENG_CT | Connecticut | 9 | Hartford | 3 | 09003 | 4 | 0 | 2023 | 9999 |  |  | N | Solar | [13 empty] | 0 | 0 | 0 | 0
Deptford Solar One | 65147_G_VCP01 | 65147 | G | VCP01 |  | Solar PV |  | PJM_EMAC | New Jersey | 34 | Gloucester | 15 | 34015 | 3 | 0 | 2023 | 9999 |  |  | N | Solar | [13 empty] | 0 | 0 | 0 | 0
Dollar Tree Solar One | 65148_G_VCP13 | 65148 | G | VCP13 |  | Solar PV |  | NENG_CT | Connecticut | 9 | Hartford | 3 | 09003 | 2 | 0 | 2022 | 9999 |  |  | N | Solar | [13 empty] | 0 | 0 | 0 | 0
East Windsor Solar Two | 65149_G_VCP05 | 65149 | G | VCP05 |  | Solar PV |  | NENG_CT | Connecticut | 9 | Hartford | 3 | 09003 | 4 | 0 | 2023 | 9999 |  |  | N | Solar | [13 empty] | 0 | 0 | 0 | 0
Ellington Solar One | 65150_G_VCP06 | 65150 | G | VCP06 |  | Solar PV |  | NENG_CT | Connecticut | 9 | Tolland | 13 | 09013 | 2 | 0 | 2023 | 9999 |  |  | N | Solar | [13 empty] | 0 | 0 | 0 | 0
Orioles | 65163_G_ORIOL | 65163 | G | ORIOL |  | Solar PV |  | NY_Z_F | New York | 36 | Greene | 39 | 36039 | 5.6 | 0 | 2022 | 9999 |  |  | N | Solar | [13 empty] | 0 | 0 | 0 | 0
Ontario Sun | 65165_G_ONSUN | 65165 | G | ONSUN |  | Solar PV |  | NY_Z_C&E | New York | 36 | Oswego | 75 | 36075 | 2.4 | 0 | 2022 | 9999 |  |  | N | Solar | [13 empty] | 0 | 0 | 0 | 0
C D McIntosh Jr | 676_G_PV6 | 676 | G | PV6 |  | Solar PV |  | FRCC | Florida | 12 | Polk | 105 | 12105 | 50 | 0 | 2024 | 9999 |  |  | N | Solar | [13 empty] | 0 | 0 | 0 | 0
Steamboat Hills LP | 50654_G_SBSOL | 50654 | G | SBSOL |  | Solar PV |  | WECC_NNV | Nevada | 32 | Washoe | 31 | 32031 | 2 | 0 | 2022 | 9999 |  |  | N | Solar | [13 empty] | 0 | 0 | 0 | 0
Elkton | 52148_G_GEN9 | 52148 | G | GEN9 |  | Solar PV |  | PJM_Dom | Virginia | 51 | Rockingham | 165 | 51165 | 2.5 | 0 | 2023 | 9999 |  |  | N | Solar | [13 empty] | 0 | 0 | 0 | 0
Galena 2 Geothermal Power Plant | 56540_G_GLSOL | 56540 | G | GLSOL |  | Solar PV |  | WECC_NNV | Nevada | 32 | Washoe | 31 | 32031 | 3 | 0 | 2022 | 9999 |  |  | N | Solar | [13 empty] | 0 | 0 | 0 | 0
Daybreak Solar | 64974_G_DBS1 | 64974 | G | DBS1 |  | Solar PV |  | WECC_PNW | Oregon | 41 | Wasco | 65 | 41065 | 140 | 0 | 2023 | 9999 |  |  | N | Solar | [13 empty] | 0 | 0 | 0 | 0
Lily Garden | 65160_G_CSG | 65160 | G | CSG |  | Solar PV |  | MIS_MNWI | Minnesota | 27 | Waseca | 161 | 27161 | 1 | 0 | 2022 | 9999 |  |  | N | Solar | [13 empty] | 0 | 0 | 0 | 0
Bay Ranch Solar Power Plant | 65171_G_PV1 | 65171 | G | PV1 |  | Solar PV |  | S_SOU | Florida | 12 | Bay | 5 | 12005 | 74.9 | 0 | 2023 | 9999 |  |  | N | Solar | [13 empty] | 0 | 0 | 0 | 0
WW-DC Solar 1, LLC | 65176_G_654 | 65176 | G | 654 |  | Solar PV |  | PJM_SMAC | District of Columbia | 11 | District of Columbia | 1 | 11001 | 1.2 | 0 | 2022 | 9999 |  |  | N | Solar | [13 empty] | 0 | 0 | 0 | 0
Ironwood State Prison | 65179_G_IRNWD | 65179 | G | IRNWD |  | Solar PV |  | WECC_SCE | California | 6 | Riverside | 65 | 06065 | 1.1 | 0 | 2022 | 9999 |  |  | N | Solar | [13 empty] | 0 | 0 | 0 | 0
Chuckawalla State Prison | 65180_G_CHKWL | 65180 | G | CHKWL |  | Solar PV |  | WECC_SCE | California | 6 | Riverside | 65 | 06065 | 2.1 | 0 | 2022 | 9999 |  |  | N | Solar | [13 empty] | 0 | 0 | 0 | 0
CSP Solano | 65181_G_CSLNO | 65181 | G | CSLNO |  | Solar PV |  | WEC_CALN | California | 6 | Solano | 95 | 06095 | 5.1 | 0 | 2022 | 9999 |  |  | N | Solar | [13 empty] | 0 | 0 | 0 | 0
CSP Los Angeles | 65182_G_CSLPA | 65182 | G | CSLPA |  | Solar PV |  | WEC_LADW | California | 6 | Los Angeles | 37 | 06037 | 2.3 | 0 | 2022 | 9999 |  |  | N | Solar | [13 empty] | 0 | 0 | 0 | 0
West Village Solar - Array 1 | 65189_G_WVSA1 | 65189 | G | WVSA1 |  | Solar PV |  | WEC_CALN | California | 6 | Yolo | 113 | 06113 | 1 | 0 | 2022 | 9999 |  |  | N | Solar | [13 empty] | 0 | 0 | 0 | 0
West Village Solar - Array 2 | 65190_G_WVSA2 | 65190 | G | WVSA2 |  | Solar PV |  | WEC_CALN | California | 6 | Yolo | 113 | 06113 | 1 | 0 | 2022 | 9999 |  |  | N | Solar | [13 empty] | 0 | 0 | 0 | 0
Nestlewood Solar | 65215_G_NSTLW | 65215 | G | NSTLW |  | Solar PV |  | PJM_West | Ohio | 39 | Clermont | 25 | 39025 | 80 | 0 | 2022 | 9999 |  |  | N | Solar | [13 empty] | 0 | 0 | 0 | 0
Caden Energix Endless Caverns, LLC | 65219_G_ENX16 | 65219 | G | ENX16 |  | Solar PV |  | PJM_Dom | Virginia | 51 | Rockingham | 165 | 51165 | 31.4 | 0 | 2022 | 9999 |  |  | N | Solar | [13 empty] | 0 | 0 | 0 | 0
Pleasant Hill Solar | 65220_G_PHSPV | 65220 | G | PHSPV |  | Solar PV |  | PJM_Dom | Virginia | 51 | Suffolk City | 800 | 51800 | 20 | 0 | 2023 | 9999 |  |  | N | Solar | [13 empty] | 0 | 0 | 0 | 0
Watlington Solar | 65221_G_WSPV | 65221 | G | WSPV |  | Solar PV |  | PJM_Dom | Virginia | 51 | Halifax | 83 | 51083 | 20 | 0 | 2023 | 9999 |  |  | N | Solar | [13 empty] | 0 | 0 | 0 | 0
County Road 17 | 65222_G_AFTON | 65222 | G | AFTON |  | Solar PV |  | NY_Z_C&E | New York | 36 | Chenango | 17 | 36017 | 3.3 | 0 | 2022 | 9999 |  |  | N | Solar | [13 empty] | 0 | 0 | 0 | 0
Phare Garden | 65223_G_CGS | 65223 | G | CGS |  | Solar PV |  | MIS_MNWI | Minnesota | 27 | Renville | 129 | 27129 | 1 | 0 | 2022 | 9999 |  |  | N | Solar | [13 empty] | 0 | 0 | 0 | 0
Apple Grove Solar, LLC | 65224_G_ENX15 | 65224 | G | ENX15 |  | Solar PV |  | PJM_Dom | Virginia | 51 | Louisa | 109 | 51109 | 18.6 | 0 | 2022 | 9999 |  |  | N | Solar | [13 empty] | 0 | 0 | 0 | 0
Waverly Solar, LLC | 65225_G_ENX17 | 65225 | G | ENX17 |  | Solar PV |  | PJM_Dom | Virginia | 51 | Sussex | 183 | 51183 | 118 | 0 | 2022 | 9999 |  |  | N | Solar | [13 empty] | 0 | 0 | 0 | 0
Hunter Solar, LLC (CO) | 65231_G_HCO | 65231 | G | HCO |  | Solar PV |  | WECC_CO | Colorado | 8 | Arapahoe | 5 | 08005 | 75 | 0 | 2022 | 9999 |  |  | N | Solar | [13 empty] | 0 | 0 | 0 | 0
Noble Solar | 65271_G_NBSLR | 65271 | G | NBSLR |  | Solar PV |  | ERC_REST | Texas | 48 | Denton | 121 | 48121 | 275 | 0 | 2022 | 9999 |  |  | N | Solar | [13 empty] | 0 | 0 | 0 | 0
USS Peach Solar LLC | 65276_G_USSPS | 65276 | G | USSPS |  | Solar PV |  | MIS_MNWI | Minnesota | 27 | Blue Earth | 13 | 27013 | 1 | 0 | 2022 | 9999 |  |  | N | Solar | [13 empty] | 0 | 0 | 0 | 0
Red Barn Energy | 65282_G_WT | 65282 | G | WT |  | Onshore Wind |  | MIS_WUMS | Wisconsin | 55 | Grant | 43 | 55043 | 91.6 | 0 | 2022 | 9999 |  |  | N | Wind | [13 empty] | 0 | 0 | 0 | 0
Caden Energix Piney River LLC | 65286_G_ENX18 | 65286 | G | ENX18 |  | Solar PV |  | PJM_Dom | Virginia | 51 | Amherst | 9 | 51009 | 50 | 0 | 2025 | 9999 |  |  | N | Solar | [13 empty] | 0 | 0 | 0 | 0
OE_FL10 | 65290_G_OFL10 | 65290 | G | OFL10 |  | Solar PV |  | FRCC | Florida | 12 | Polk | 105 | 12105 | 74.9 | 0 | 2022 | 9999 |  |  | N | Solar | [13 empty] | 0 | 0 | 0 | 0
OE_MS6 | 65291_G_OEMS6 | 65291 | G | OEMS6 |  | Solar PV |  | S_C_TVA | Mississippi | 28 | Lowndes | 87 | 28087 | 150 | 0 | 2023 | 9999 |  |  | N | Solar | [13 empty] | 0 | 0 | 0 | 0
OE_FL7 | 65292_G_OE_FL | 65292 | G | OE_FL |  | Solar PV |  | FRCC | Florida | 12 | Putnam | 107 | 12107 | 74.9 | 0 | 2023 | 9999 |  |  | N | Solar | [13 empty] | 0 | 0 | 0 | 0
OE_MS4 | 65293_G_OEMS4 | 65293 | G | OEMS4 |  | Solar PV |  | MIS_MS | Mississippi | 28 | Covington | 31 | 28031 | 96 | 0 | 2023 | 9999 |  |  | N | Solar | [13 empty] | 0 | 0 | 0 | 0
Hawthorn Solar I | 65296_G_HAW10 | 65296 | G | HAW10 |  | Solar PV |  | SPP_N | Missouri | 29 | Jackson | 95 | 29095 | 10 | 0 | 2022 | 9999 |  |  | N | Solar | [13 empty] | 0 | 0 | 0 | 0
Steward Creek Solar Phase 1 | 65301_G_SC1 | 65301 | G | SC1 |  | Solar PV |  | PJM_COMD | Illinois | 17 | Lee | 103 | 17103 | 600 | 0 | 2024 | 9999 |  |  | N | Solar | [13 empty] | 0 | 0 | 0 | 0
Sun Valley Solar Project | 65303_G_SUNS | 65303 | G | SUNS |  | Solar PV |  | ERC_REST | Texas | 48 | Hill | 217 | 48217 | 250 | 0 | 2022 | 9999 |  |  | N | Solar | [13 empty] | 0 | 0 | 0 | 0
ENGIE Solidago Solar Project - Hybrid | 65304_G_SOLAR | 65304 | G | SOLAR |  | Solar PV |  | PJM_EMAC | Delaware | 10 | New Castle | 3 | 10003 | 50 | 0 | 2022 | 9999 |  |  | N | Solar | [13 empty] | 0 | 0 | 0 | 0
Powells Creek Solar - Hybrid | 65305_G_SOLAR | 65305 | G | SOLAR |  | Solar PV |  | PJM_Dom | Virginia | 51 | Halifax | 83 | 51083 | 70 | 0 | 2022 | 9999 |  |  | N | Solar | [13 empty] | 0 | 0 | 0 | 0
Limestone Wind Project | 65306_G_LIMEW | 65306 | G | LIMEW |  | Onshore Wind |  | ERC_REST | Texas | 48 | Limestone | 293 | 48293 | 299.2 | 0 | 2022 | 9999 |  |  | N | Wind | [13 empty] | 0 | 0 | 0 | 0
Sunnybrook Solar Project - Hybrid | 65307_G_SUNS | 65307 | G | SUNS |  | Solar PV |  | PJM_Dom | Virginia | 51 | Halifax | 83 | 51083 | 51 | 0 | 2022 | 9999 |  |  | N | Solar | [13 empty] | 0 | 0 | 0 | 0
Horizon Solar | 65308_G_HRZNS | 65308 | G | HRZNS |  | Solar PV |  | ERC_REST | Texas | 48 | Frio | 163 | 48163 | 200 | 0 | 2023 | 9999 |  |  | N | Solar | [13 empty] | 0 | 0 | 0 | 0
Millersport GM 1 | 65309_G_532 | 65309 | G | 532 |  | Solar PV |  | NY_Z_A | New York | 36 | Erie | 29 | 36029 | 5 | 0 | 2022 | 9999 |  |  | N | Solar | [13 empty] | 0 | 0 | 0 | 0
Renegade Solar Project (Dawn) | 65310_G_DAWN1 | 65310 | G | DAWN1 |  | Solar PV |  | ERC_PHDL | Texas | 48 | Deaf Smith | 117 | 48117 | 515 | 0 | 2023 | 9999 |  |  | N | Solar | [13 empty] | 0 | 0 | 0 | 0
Shenvalee Solar | 65312_G_SV | 65312 | G | SV |  | Solar PV |  | PJM_Dom | Virginia | 51 | Augusta | 15 | 51015 | 3 | 0 | 2022 | 9999 |  |  | N | Solar | [13 empty] | 0 | 0 | 0 | 0
Elm Spring Solar 1 | 65313_G_ES | 65313 | G | ES |  | Solar PV |  | PJM_Dom | Virginia | 51 | Augusta | 15 | 51015 | 3 | 0 | 2022 | 9999 |  |  | N | Solar | [13 empty] | 0 | 0 | 0 | 0
Caden Energix Wytheville LLC | 65314_G_ENX19 | 65314 | G | ENX19 |  | Solar PV |  | PJM_West | Virginia | 51 | Wythe | 197 | 51197 | 20 | 0 | 2022 | 9999 |  |  | N | Solar | [13 empty] | 0 | 0 | 0 | 0
Gas City 2 | 65315_G_GASC2 | 65315 | G | GASC2 |  | Solar PV |  | PJM_West | Indiana | 18 | Grant | 53 | 18053 | 1.8 | 0 | 2022 | 9999 |  |  | N | Solar | [13 empty] | 0 | 0 | 0 | 0
Sapphire Sky Wind Energy LLC | 65316_G_65011 | 65316 | G | 65011 |  | Onshore Wind |  | MIS_IL | Illinois | 17 | DeWitt | 39 | 17039 | 259.8 | 0 | 2022 | 9999 |  |  | N | Wind | [13 empty] | 0 | 0 | 0 | 0
Springfield Solar | 65317_G_SPRG | 65317 | G | SPRG |  | Solar PV |  | PJM_Dom | Virginia | 51 | Westmoreland | 193 | 51193 | 2 | 0 | 2022 | 9999 |  |  | N | Solar | [13 empty] | 0 | 0 | 0 | 0
Quillwort Solar | 65318_G_POWI | 65318 | G | POWI |  | Solar PV |  | PJM_Dom | Virginia | 51 | Powhatan | 145 | 51145 | 18 | 0 | 2023 | 9999 |  |  | N | Solar | [13 empty] | 0 | 0 | 0 | 0
Maplewood Solar | 65319_G_MAPL | 65319 | G | MAPL |  | Solar PV |  | PJM_Dom | Virginia | 51 | Pittsylvania | 143 | 51143 | 120 | 0 | 2022 | 9999 |  |  | N | Solar | [13 empty] | 0 | 0 | 0 | 0
Sebera Solar | 65320_G_SEBE | 65320 | G | SEBE |  | Solar PV |  | PJM_Dom | Virginia | 51 | Prince George | 149 | 51149 | 20 | 0 | 2023 | 9999 |  |  | N | Solar | [13 empty] | 0 | 0 | 0 | 0
Fort Powhatan Solar | 65322_G_FTPW | 65322 | G | FTPW |  | Solar PV |  | PJM_Dom | Virginia | 51 | Prince George | 149 | 51149 | 150 | 0 | 2022 | 9999 |  |  | N | Solar | [13 empty] | 0 | 0 | 0 | 0
High Top Solar | 65325_G_98936 | 65325 | G | 98936 |  | Solar PV |  | WECC_PNW | Washington | 53 | Yakima | 77 | 53077 | 80 | 0 | 2024 | 9999 |  |  | N | Solar | [13 empty] | 0 | 0 | 0 | 0
Sunset Solar | 65326_G_SS1 | 65326 | G | SS1 |  | Solar PV |  | WECC_PNW | Oregon | 41 | Wasco | 65 | 41065 | 103 | 0 | 2025 | 9999 |  |  | N | Solar | [13 empty] | 0 | 0 | 0 | 0
Wheeler Center Solar Park | 65327_G_WCTSP | 65327 | G | WCTSP |  | Solar PV |  | MIS_LMI | Michigan | 26 | Washtenaw | 161 | 26161 | 20 | 0 | 2024 | 9999 |  |  | N | Solar | [13 empty] | 0 | 0 | 0 | 0
Meridian Wind Park | 65328_G_1 | 65328 | G | 1 |  | Onshore Wind |  | MIS_LMI | Michigan | 26 | Gratiot | 57 | 26057 | 225 | 0 | 2022 | 9999 |  |  | N | Wind | [13 empty] | 0 | 0 | 0 | 0
8500 Balboa PV, LLC | 65330_G_BALB1 | 65330 | G | BALB1 |  | Solar PV |  | WEC_LADW | California | 6 | Los Angeles | 37 | 06037 | 2.4 | 0 | 2022 | 9999 |  |  | N | Solar | [13 empty] | 0 | 0 | 0 | 0
CPV Maple Hill Solar | 65332_G_MH1 | 65332 | G | MH1 |  | Solar PV |  | PJM_PENE | Pennsylvania | 42 | Cambria | 21 | 42021 | 100 | 0 | 2022 | 9999 |  |  | N | Solar | [13 empty] | 0 | 0 | 0 | 0
Shakes Solar | 65333_G_785 | 65333 | G | 785 |  | Solar PV |  | ERC_REST | Texas | 48 | Dimmit | 127 | 48127 | 200 | 0 | 2024 | 9999 |  |  | N | Solar | [13 empty] | 0 | 0 | 0 | 0
Platteview Solar LLC | 65334_G_PLTVW | 65334 | G | PLTVW |  | Solar PV |  | SPP_NEBR | Nebraska | 31 | Saunders | 155 | 31155 | 81 | 0 | 2023 | 9999 |  |  | N | Solar | [13 empty] | 0 | 0 | 0 | 0
Appaloosa Run Wind | 65335_G_WAPPA | 65335 | G | WAPPA |  | Onshore Wind |  | ERC_WEST | Texas | 48 | Upton | 461 | 48461 | 171.8 | 0 | 2022 | 9999 |  |  | N | Wind | [13 empty] | 0 | 0 | 0 | 0
Maybrook Solar, LLC | 65337_G_MAYBK | 65337 | G | MAYBK |  | Solar PV |  | NY_Z_G-I | New York | 36 | Orange | 71 | 36071 | 5 | 0 | 2022 | 9999 |  |  | N | Solar | [13 empty] | 0 | 0 | 0 | 0
Union Ridge Solar | 65338_G_UNIS1 | 65338 | G | UNIS1 |  | Solar PV |  | PJM_West | Ohio | 39 | Montgomery | 113 | 39113 | 108 | 0 | 2023 | 9999 |  |  | N | Solar | [13 empty] | 0 | 0 | 0 | 0
Willow Spring Solar 3, LLC | 60325_G_WS3BA | 60325 | G | WS3BA |  | Energy Storage |  | WECC_SCE | California | 6 | Kern | 29 | 06029 | 36 | 0 | 2023 | 9999 |  |  | N | Energy Storage | [13 empty] | 0 | 0 | 0 | 0
Arida Solar (Hybrid) | 63841_G_BESS | 63841 | G | BESS |  | Energy Storage |  | WECC_SNV | Nevada | 32 | Clark | 3 | 32003 | 185 | 0 | 2024 | 9999 |  |  | N | Energy Storage | [13 empty] | 0 | 0 | 0 | 0
AE-ESS NWS 1, LLC | 65239_G_NWS | 65239 | G | NWS |  | Energy Storage |  | NY_Z_J | New York | 36 | Queens | 81 | 36081 | 4.9 | 0 | 2023 | 9999 |  |  | N | Energy Storage | [13 empty] | 0 | 0 | 0 | 0
McKinney BESS | 65241_G_BAT1 | 65241 | G | BAT1 |  | Energy Storage |  | S_VACA | North Carolina | 37 | Richmond | 153 | 37153 | 5 | 0 | 2022 | 9999 |  |  | N | Energy Storage | [13 empty] | 0 | 0 | 0 | 0
New Rosewood BESS | 65243_G_BAT1 | 65243 | G | BAT1 |  | Energy Storage |  | S_VACA | North Carolina | 37 | Wayne | 191 | 37191 | 2.5 | 0 | 2022 | 9999 |  |  | N | Energy Storage | [13 empty] | 0 | 0 | 0 | 0
Queens Creek BESS | 65244_G_BAT1 | 65244 | G | BAT1 |  | Energy Storage |  | S_VACA | North Carolina | 37 | Onslow | 133 | 37133 | 2.5 | 0 | 2022 | 9999 |  |  | N | Energy Storage | [13 empty] | 0 | 0 | 0 | 0
Rocky Point BESS | 65245_G_BAT1 | 65245 | G | BAT1 |  | Energy Storage |  | S_VACA | North Carolina | 37 | Pender | 141 | 37141 | 5 | 0 | 2022 | 9999 |  |  | N | Energy Storage | [13 empty] | 0 | 0 | 0 | 0
Walkers Crossroads BESS | 65246_G_BAT1 | 65246 | G | BAT1 |  | Energy Storage |  | S_VACA | North Carolina | 37 | Wake | 183 | 37183 | 5 | 0 | 2022 | 9999 |  |  | N | Energy Storage | [13 empty] | 0 | 0 | 0 | 0
Zion Hill BESS | 65247_G_BAT1 | 65247 | G | BAT1 |  | Energy Storage |  | S_VACA | North Carolina | 37 | Brunswick | 19 | 37019 | 2.5 | 0 | 2022 | 9999 |  |  | N | Energy Storage | [13 empty] | 0 | 0 | 0 | 0
Collier BESS | 65248_G_BAT1 | 65248 | G | BAT1 |  | Energy Storage |  | S_VACA | North Carolina | 37 | Cumberland | 51 | 37051 | 5 | 0 | 2022 | 9999 |  |  | N | Energy Storage | [13 empty] | 0 | 0 | 0 | 0
Docs Road BESS | 65249_G_BAT1 | 65249 | G | BAT1 |  | Energy Storage |  | S_VACA | North Carolina | 37 | Harnett | 85 | 37085 | 5 | 0 | 2022 | 9999 |  |  | N | Energy Storage | [13 empty] | 0 | 0 | 0 | 0
Five Points BESS | 65250_G_BAT1 | 65250 | G | BAT1 |  | Energy Storage |  | S_VACA | North Carolina | 37 | Randolph | 151 | 37151 | 2.5 | 0 | 2022 | 9999 |  |  | N | Energy Storage | [13 empty] | 0 | 0 | 0 | 0
Byrd Ranch Storage | 65259_G_P1 | 65259 | G | P1 |  | Energy Storage |  | ERC_REST | Texas | 48 | Brazoria | 39 | 48039 | 50 | 0 | 2022 | 9999 |  |  | N | Energy Storage | [13 empty] | 0 | 0 | 0 | 0
Noble Solar | 65271_G_NBSTG | 65271 | G | NBSTG |  | Energy Storage |  | ERC_REST | Texas | 48 | Denton | 121 | 48121 | 125 | 0 | 2022 | 9999 |  |  | N | Energy Storage | [13 empty] | 0 | 0 | 0 | 0
OE_MS6 | 65291_G_MS6_S | 65291 | G | MS6_S |  | Energy Storage |  | S_C_TVA | Mississippi | 28 | Lowndes | 87 | 28087 | 50 | 0 | 2023 | 9999 |  |  | N | Energy Storage | [13 empty] | 0 | 0 | 0 | 0
ENGIE Solidago Solar Project - Hybrid | 65304_G_BESS | 65304 | G | BESS |  | Energy Storage |  | PJM_EMAC | Delaware | 10 | New Castle | 3 | 10003 | 12.5 | 0 | 2024 | 9999 |  |  | N | Energy Storage | [13 empty] | 0 | 0 | 0 | 0
Powells Creek Solar - Hybrid | 65305_G_BESS | 65305 | G | BESS |  | Energy Storage |  | PJM_Dom | Virginia | 51 | Halifax | 83 | 51083 | 17.5 | 0 | 2024 | 9999 |  |  | N | Energy Storage | [13 empty] | 0 | 0 | 0 | 0
Sunnybrook Solar Project - Hybrid | 65307_G_SUNB | 65307 | G | SUNB |  | Energy Storage |  | PJM_Dom | Virginia | 51 | Halifax | 83 | 51083 | 12.5 | 0 | 2024 | 9999 |  |  | N | Energy Storage | [13 empty] | 0 | 0 | 0 | 0
Barry | 3_G_A3C1 | 3 | G | A3C1 | 11 | Combined Cycle |  | S_SOU | Alabama | 1 | Mobile | 97 | 01097 | 385 | 6370 | 2023 | 9999 |  |  | N | Natural Gas |  |  |  | DLNB | SCR | [8 empty] | 0.011 | 0.011 | 0.011 | 0.011
Barry | 3_G_A3ST | 3 | G | A3ST | 10 | Combined Cycle |  | S_SOU | Alabama | 1 | Mobile | 97 | 01097 | 300 | 6370 | 2023 | 9999 |  |  | N | Natural Gas |  |  |  | DLNB | SCR | [8 empty] | 0.011 | 0.011 | 0.011 | 0.011

## Key to Emission Control
Key to Emission Controls in NEEDS v621
NOx Comb Control | Definition | NOx Post-Comb Control | Definition | PM Control | Definition | Mercury_Controls | Definition | HCL_Controls | Definition | CO2_Controls | Definition
AA | Advanced Overfire Air | SCR | Selective Catalytic Reduction | B | Baghouse | ACI | Activated Carbon Injection | DSI | Dry Sobent Injection | CCS | Carbon Capture and Storage
AA + FR | Advanced Overfire Air + Flue Gas Recirculation | SNCR | Selective Non-catalytic Reduction | B + C | Baghouse + Cyclone
AA + LNB | Advanced Overfire Air + Low NOx Burner Technology | ReACT | Regenerative activated coke technology (ReACT) is an integrated multipollutant control approach that removes SOx, NOx, and Hg from coal-fired plants by adsorption with activated coke. Its NOx removal efficiency is around 20%-40%. | B + WS | Baghouse + Wet Scrubber
AA + LNB + LNBO | Advanced Overfire Air + Low NOx Burner Technology + Low NOx Burner Technology w/ Overfire Air |  |  | C | Cyclone
AA + LNB + OFA | Advanced Overfire Air + Low NOx Burner Technology + Overfire Air |  |  | ESPC | Electrostatic precipitator, cold side
AA + NH3 | Advanced Overfire Air + Ammonia Injection |  |  | ESPC + B | Electrostatic precipitator, cold side + Baghouse
AA + OFA | Advanced Overfire Air + Overfire Air |  |  | ESPC + B + WS | Electrostatic precipitator, cold side + Baghouse + Wet Scrubber
BF | Biased Firing (alternative burners) |  |  | ESPC + C | Electrostatic precipitator, cold side + Cyclone
BF + BOOS + LA | Biased Firing (alternative burners) + Burners-Out-Of-Service + Low excess air |  |  | ESPC + ESPH | Electrostatic precipitator, cold side + Electrostatic precipitator, hot side
BF + LA | Biased Firing (alternative burners) + Low excess air |  |  | ESPC + WESP | Electrostatic precipitator, cold side + Electrostatic precipitator, wet side
BF + LA + LNB | Biased Firing (alternative burners) + Low excess air + Low NOx Burner Technology |  |  | ESPC + WS | Electrostatic precipitator, cold side + Wet Scrubber
BF + LA + OFA | Biased Firing (alternative burners) + Low excess air + Overfire Air |  |  | ESPH | Electrostatic precipitator, hot side
BF + LNB + LNBO | Biased Firing (alternative burners) + Low NOx Burner Technology + Low NOx Burner Technology w/ Overfire Air |  |  | ESPH + B | Electrostatic precipitator, hot side + Baghouse
BOOS | Burners-Out-Of-Service |  |  | ESPH + B + C | Electrostatic precipitator, hot side + Baghouse + Cyclone
BOOS + FR | Burners-Out-Of-Service + Flue Gas Recirculation |  |  | ESPH + B + WS | Electrostatic precipitator, hot side + Baghouse + Wet Scrubber
BOOS + FR + LNB | Burners-Out-Of-Service + Flue Gas Recirculation + Low NOx Burner Technology |  |  | ESPH + C | Electrostatic precipitator, hot side + Cyclone
BOOS + LA + LNB | Burners-Out-Of-Service + Low excess air + Low NOx Burner Technology |  |  | ESPH + WESP | Electrostatic precipitator, hot side + Electrostatic precipitator, wet side
CF | Fluidized Bed Combustor |  |  | WESP + B | Electrostatic precipitator, wet side + Baghouse
CF + CM + NH3 | Fluidized Bed Combustor + Combustion Modification + Ammonia Injection |  |  | WS | Wet Scrubber
CF + FR + NH3 | Fluidized Bed Combustor + Flue Gas Recirculation + Ammonia Injection
CF + FU + LA | Fluidized Bed Combustor + Fuel Reburning + Low excess air
CF + LA | Fluidized Bed Combustor + Low excess air
CF + LA + NH3 | Fluidized Bed Combustor + Low excess air + Ammonia Injection
CF + LA + OFA | Fluidized Bed Combustor + Low excess air + Overfire Air
CF + LNB + NH3 | Fluidized Bed Combustor + Low NOx Burner Technology + Ammonia Injection
CF + NH3 | Fluidized Bed Combustor + Ammonia Injection
CF + NH3 + OFA | Fluidized Bed Combustor + Ammonia Injection + Overfire Air
CF + OFA | Fluidized Bed Combustor + Overfire Air
CF + other | Fluidized Bed Combustor + other
CM | Combustion Modification
CM + FU | Combustion Modification + Fuel Reburning
CM + FU + LNB | Combustion Modification + Fuel Reburning + Low NOx Burner Technology
CM + FU + LNCB | Combustion Modification + Fuel Reburning + Low NOx Cell Burner
CM + FU + OFA | Combustion Modification + Fuel Reburning + Overfire Air
CO | Combustion Optimization
DLNB | Dry Low NOx Burners
DLNB + H2O | Dry Low NOx Burners + Water Injection
DLNB + H2O + LNB | Dry Low NOx Burners + Water Injection + Low NOx Burner Technology
DLNB + H2O + NH3 | Dry Low NOx Burners + Water Injection + Ammonia Injection
DLNB + H2O + STM | Dry Low NOx Burners + Water Injection + Steam Injection
DLNB + LNB + NH3 | Dry Low NOx Burners + Low NOx Burner Technology + Ammonia Injection
DLNB + LNB + NH3 + STM | Dry Low NOx Burners + Low NOx Burner Technology + Ammonia Injection + Steam Injection
DLNB + NH3 | Dry Low NOx Burners + Ammonia Injection
DLNB + NH3 + STM | Dry Low NOx Burners + Ammonia Injection + Steam Injection
DLNB + STM | Dry Low NOx Burners + Steam Injection
FR | Flue Gas Recirculation
FR + LA | Flue Gas Recirculation + Low excess air
FR + LA + LNB | Flue Gas Recirculation + Low excess air + Low NOx Burner Technology
FR + LNB | Flue Gas Recirculation + Low NOx Burner Technology
FR + LNB + LNBO + OFA | Flue Gas Recirculation + Low NOx Burner Technology + Low NOx Burner Technology w/ Overfire Air + Overfire Air
FR + LNB + OFA | Flue Gas Recirculation + Low NOx Burner Technology + Overfire Air
FR + LNBO + OFA | Flue Gas Recirculation + Low NOx Burner Technology w/ Overfire Air + Overfire Air
FR + NH3 | Flue Gas Recirculation + Ammonia Injection
FR + NH3 + OFA | Flue Gas Recirculation + Ammonia Injection + Overfire Air
FR + OFA | Flue Gas Recirculation + Overfire Air
FR + STM | Flue Gas Recirculation + Steam Injection
FU + LA | Fuel Reburning + Low excess air
H2O | Water Injection
H2O + NH3 | Water Injection + Ammonia Injection
H2O + NH3 + AA | Water Injection + Ammonia Injection + Advanced Overfire Air
H2O + OFA | Water Injection + Overfire Air
H2O + STM | Water Injection + Steam Injection
LA | Low excess air
LA + LNB | Low excess air + Low NOx Burner Technology
LA + LNB + NH3 | Low excess air + Low NOx Burner Technology + Ammonia Injection
LA + LNB + NH3 + OFA | Low excess air + Low NOx Burner Technology + Ammonia Injection + Overfire Air
LA + LNB + OFA | Low excess air + Low NOx Burner Technology + Overfire Air
LA + NH3 | Low excess air + Ammonia Injection
LA + OFA | Low excess air + Overfire Air
LA + OFA + other | Low excess air + Overfire Air + other
LNB | Low NOx Burner Technology
LNB + LNBO | Low NOx Burner Technology + Low NOx Burner Technology w/ Overfire Air
LNB + LNBO + OFA | Low NOx Burner Technology + Low NOx Burner Technology w/ Overfire Air + Overfire Air
LNB + LNCB | Low NOx Burner Technology + Low NOx Cell Burner
LNB + LNCB + OFA | Low NOx Burner Technology + Low NOx Cell Burner + Overfire Air
LNB + NH3 | Low NOx Burner Technology + Ammonia Injection
LNB + NH3 + OFA | Low NOx Burner Technology + Ammonia Injection + Overfire Air
LNB + OFA | Low NOx Burner Technology + Overfire Air
LNB + OFA + NH3 + other | Low NOx Burner Technology + Overfire Air + Ammonia Injection + other
LNB + other | Low NOx Burner Technology + other
LNB + STM | Low NOx Burner Technology + Steam Injection
LNBO | Low NOx Burner Technology w/ Overfire Air
LNBO + OFA | Low NOx Burner Technology w/ Overfire Air + Overfire Air
LNBO + other | Low NOx Burner Technology w/ Overfire Air + other
LNC1 | Low NOx Burner Technology w/ Closed-coupled OFA
LNC2 | Low NOx Burner Technology w/ Separated OFA
LNC2 + H2O | Low NOx Burner Technology w/ Separated OFA + Water Injection
LNC2 + LNC1 | Low NOx Burner Technology w/ Separated OFA + Low NOx Burner Technology w/ Closed-coupled OFA
LNC2 + NH3 | Low NOx Burner Technology w/ Separated OFA + Ammonia Injection
LNC2 + NH3 + OFA | Low NOx Burner Technology w/ Separated OFA + Ammonia Injection + Overfire Air
LNC2 + OFA | Low NOx Burner Technology w/ Separated OFA + Overfire Air
LNC2 + other | Low NOx Burner Technology w/ Separated OFA + other
LNC3 | Low NOx Burner Technology w/ Closed-coupled/Separated OFA
LNC3 + NH3 | Low NOx Burner Technology w/ Closed-coupled/Separated OFA + Ammonia Injection
LNC3 + OFA | Low NOx Burner Technology w/ Closed-coupled/Separated OFA + Overfire Air
LNC3 + other | Low NOx Burner Technology w/ Closed-coupled/Separated OFA + other
LNCB | Low NOx Cell Burner
LNCB + OFA | Low NOx Cell Burner + Overfire Air
NDI | Nitrogen Diluent Injection
NH3 | Ammonia Injection
NH3 + OFA | Ammonia Injection + Overfire Air
NH3 + other | Ammonia Injection + other
NH3 + STM | Ammonia Injection + Steam Injection
OFA | Overfire Air
OFA + LNC1 | Overfire Air + Low NOx Burner Technology w/ Closed-coupled OFA
OFA + LNC2 | Overfire Air + Low NOx Burner Technology w/ Separated OFA
OFA + other | Overfire Air + other
other | Other
ROFA | Rotating Opposed Fired Air
STC | Staged Combustion
STM | Steam Injection

## NEEDSv621Capacity_Dropped_fr860
Capacity from EIA form 860 Not Included in EPA Platform v621
Plant Name | ORIS Plant Code | Unit ID | Plant Type | State Name | Capacity (MW) | Notes
Barry | 3 | 3 | Coal Steam | Alabama | 249 | Dropped - Units whose status does not meet NEEDS criteria
Gorgas | 8 | 6 | Coal Steam | Alabama | 103 | Dropped - Units whose status does not meet NEEDS criteria
Gorgas | 8 | 7 | Coal Steam | Alabama | 104 | Dropped - Units whose status does not meet NEEDS criteria
Gorgas | 8 | 8 | Coal Steam | Alabama | 163 | Dropped - Units whose status does not meet NEEDS criteria
Gorgas | 8 | 9 | Coal Steam | Alabama | 172 | Dropped - Units whose status does not meet NEEDS criteria
Gorgas | 8 | 10 | Coal Steam | Alabama | 727.7 | Dropped - Units whose status does not meet NEEDS criteria
Colbert | 47 | 1 | Coal Steam | Alabama | 178 | Dropped - Units whose status does not meet NEEDS criteria
Colbert | 47 | 2 | Coal Steam | Alabama | 178 | Dropped - Units whose status does not meet NEEDS criteria
Colbert | 47 | 3 | Coal Steam | Alabama | 178 | Dropped - Units whose status does not meet NEEDS criteria
Colbert | 47 | 4 | Coal Steam | Alabama | 178 | Dropped - Units whose status does not meet NEEDS criteria
Colbert | 47 | 5 | Coal Steam | Alabama | 472 | Dropped - Units whose status does not meet NEEDS criteria
Widows Creek | 50 | 1 | Coal Steam | Alabama | 111 | Dropped - Units whose status does not meet NEEDS criteria
Widows Creek | 50 | 2 | Coal Steam | Alabama | 111 | Dropped - Units whose status does not meet NEEDS criteria
Widows Creek | 50 | 3 | Coal Steam | Alabama | 111 | Dropped - Units whose status does not meet NEEDS criteria
Widows Creek | 50 | 4 | Coal Steam | Alabama | 111 | Dropped - Units whose status does not meet NEEDS criteria
Widows Creek | 50 | 5 | Coal Steam | Alabama | 111 | Dropped - Units whose status does not meet NEEDS criteria
Widows Creek | 50 | 6 | Coal Steam | Alabama | 111 | Dropped - Units whose status does not meet NEEDS criteria
Widows Creek | 50 | 7 | Coal Steam | Alabama | 473 | Dropped - Units whose status does not meet NEEDS criteria
Widows Creek | 50 | 8 | Coal Steam | Alabama | 465 | Dropped - Units whose status does not meet NEEDS criteria
J K Smith | 54 | GT11 | Combustion Turbine | Kentucky | 74 | Dropped - Units whose status does not meet NEEDS criteria
J K Smith | 54 | GT12 | Combustion Turbine | Kentucky | 74 | Dropped - Units whose status does not meet NEEDS criteria
J K Smith | 54 | GT8 | Combustion Turbine | Kentucky | 74 | Dropped - Units whose status does not meet NEEDS criteria
J K Smith | 54 | ST1 | Coal Steam | Kentucky | 278 | Dropped - Units whose status does not meet NEEDS criteria
Charles R Lowman | 56 | 1 | Coal Steam | Alabama | 80 | Dropped - Retired/Planned Retirement by 06/2023
Charles R Lowman | 56 | 2 | Coal Steam | Alabama | 238 | Dropped - Retired/Planned Retirement by 06/2023
Charles R Lowman | 56 | 3 | Coal Steam | Alabama | 238 | Dropped - Retired/Planned Retirement by 06/2023
Annex Creek | 62 | 5 | Hydro | Alaska | 1.8 | Dropped - in Alaska or in Hawaii or Puerto Rico
Annex Creek | 62 | 6 | Hydro | Alaska | 1.8 | Dropped - in Alaska or in Hawaii or Puerto Rico
Gold Creek | 63 | 1 | Hydro | Alaska | 0.8 | Dropped - in Alaska or in Hawaii or Puerto Rico
Gold Creek | 63 | 2 | Hydro | Alaska | 0.4 | Dropped - in Alaska or in Hawaii or Puerto Rico
Gold Creek | 63 | 3 | Hydro | Alaska | 0.4 | Dropped - in Alaska or in Hawaii or Puerto Rico
Gold Creek | 63 | IC1 | Combustion Turbine | Alaska | 1.2 | Dropped - in Alaska or in Hawaii or Puerto Rico
Gold Creek | 63 | IC2 | Combustion Turbine | Alaska | 1.2 | Dropped - in Alaska or in Hawaii or Puerto Rico
Gold Creek | 63 | IC3 | Combustion Turbine | Alaska | 1.1 | Dropped - in Alaska or in Hawaii or Puerto Rico
Gold Creek | 63 | IC4 | Combustion Turbine | Alaska | 3.5 | Dropped - in Alaska or in Hawaii or Puerto Rico
Gold Creek | 63 | IC5 | Combustion Turbine | Alaska | 1.1 | Dropped - in Alaska or in Hawaii or Puerto Rico
Lemon Creek | 64 | 1 | Combustion Turbine | Alaska | 2.5 | Dropped - in Alaska or in Hawaii or Puerto Rico
Lemon Creek | 64 | 2 | Combustion Turbine | Alaska | 2.5 | Dropped - in Alaska or in Hawaii or Puerto Rico
Lemon Creek | 64 | 3 | Combustion Turbine | Alaska | 2.5 | Dropped - in Alaska or in Hawaii or Puerto Rico
Lemon Creek | 64 | 5 | Combustion Turbine | Alaska | 17.5 | Dropped - in Alaska or in Hawaii or Puerto Rico
Lemon Creek | 64 | 6 | Combustion Turbine | Alaska | 17.5 | Dropped - in Alaska or in Hawaii or Puerto Rico
Lemon Creek | 64 | 7 | Combustion Turbine | Alaska | 2.5 | Dropped - in Alaska or in Hawaii or Puerto Rico
Lemon Creek | 64 | IC10 | Combustion Turbine | Alaska | 2.5 | Dropped - in Alaska or in Hawaii or Puerto Rico
Lemon Creek | 64 | IC11 | Combustion Turbine | Alaska | 2.5 | Dropped - in Alaska or in Hawaii or Puerto Rico
Lemon Creek | 64 | IC12 | Combustion Turbine | Alaska | 2.5 | Dropped - in Alaska or in Hawaii or Puerto Rico
Lemon Creek | 64 | IC8 | Combustion Turbine | Alaska | 2.5 | Dropped - in Alaska or in Hawaii or Puerto Rico
Lemon Creek | 64 | IC9 | Combustion Turbine | Alaska | 2.5 | Dropped - in Alaska or in Hawaii or Puerto Rico
Salmon Creek 1 | 65 | HY7 | Hydro | Alaska | 5.2 | Dropped - in Alaska or in Hawaii or Puerto Rico
Skagway | 66 | 1 | Hydro | Alaska | 0.4 | Dropped - in Alaska or in Hawaii or Puerto Rico
Skagway | 66 | 2 | Hydro | Alaska | 0.1 | Dropped - in Alaska or in Hawaii or Puerto Rico
Skagway | 66 | 3 | Hydro | Alaska | 0.3 | Dropped - in Alaska or in Hawaii or Puerto Rico
Skagway | 66 | 4 | Hydro | Alaska | 0.2 | Dropped - in Alaska or in Hawaii or Puerto Rico
Skagway | 66 | 9 | Combustion Turbine | Alaska | 1 | Dropped - in Alaska or in Hawaii or Puerto Rico
Skagway | 66 | 6A | Combustion Turbine | Alaska | 0.8 | Dropped - in Alaska or in Hawaii or Puerto Rico
Skagway | 66 | 7A | Combustion Turbine | Alaska | 1.1 | Dropped - in Alaska or in Hawaii or Puerto Rico
Skagway | 66 | 8A | Combustion Turbine | Alaska | 0.5 | Dropped - in Alaska or in Hawaii or Puerto Rico
Haines | 69 | 5 | Combustion Turbine | Alaska | 0.6 | Dropped - in Alaska or in Hawaii or Puerto Rico
Haines | 69 | 9 | Combustion Turbine | Alaska | 1.1 | Dropped - Units whose status does not meet NEEDS criteria
Haines | 69 | 10 | Combustion Turbine | Alaska | 1.2 | Dropped - in Alaska or in Hawaii or Puerto Rico
Haines | 69 | 11 | Combustion Turbine | Alaska | 1.9 | Dropped - in Alaska or in Hawaii or Puerto Rico
Haines | 69 | 7A | Combustion Turbine | Alaska | 2.8 | Dropped - in Alaska or in Hawaii or Puerto Rico
Haines | 69 | IC8A | Combustion Turbine | Alaska | 1.6 | Dropped - in Alaska or in Hawaii or Puerto Rico
Swan Lake | 70 | 1 | Hydro | Alaska | 11.3 | Dropped - in Alaska or in Hawaii or Puerto Rico
Swan Lake | 70 | 2 | Hydro | Alaska | 11.3 | Dropped - in Alaska or in Hawaii or Puerto Rico
Terror Lake Microgrid | 71 | 1 | Hydro | Alaska | 11.2 | Dropped - in Alaska or in Hawaii or Puerto Rico
Terror Lake Microgrid | 71 | 2 | Hydro | Alaska | 11.2 | Dropped - in Alaska or in Hawaii or Puerto Rico
Terror Lake Microgrid | 71 | 3 | Hydro | Alaska | 11.2 | Dropped - in Alaska or in Hawaii or Puerto Rico
Anchorage 1 | 75 | 1 | Combustion Turbine | Alaska | 14 | Dropped - Units whose status does not meet NEEDS criteria
Anchorage 1 | 75 | 2 | Combustion Turbine | Alaska | 14 | Dropped - Units whose status does not meet NEEDS criteria
Anchorage 1 | 75 | 3 | Combustion Turbine | Alaska | 17.7 | Dropped - Units whose status does not meet NEEDS criteria
Anchorage 1 | 75 | 4 | Combustion Turbine | Alaska | 31.1 | Dropped - in Alaska or in Hawaii or Puerto Rico
Anchorage 1 | 75 | 3R | Combustion Turbine | Alaska | 29.3 | Dropped - in Alaska or in Hawaii or Puerto Rico
Anchorage 1 | 75 | D1 | Combustion Turbine | Alaska | 1.2 | Dropped - Units whose status does not meet NEEDS criteria
Anchorage 1 | 75 | D2 | Combustion Turbine | Alaska | 1.4 | Dropped - Units whose status does not meet NEEDS criteria
Anchorage 1 | 75 | P1 BS | Combustion Turbine | Alaska | 2 | Dropped - in Alaska or in Hawaii or Puerto Rico
Eklutna Hydro Project | 77 | 1 | Hydro | Alaska | 22.2 | Dropped - in Alaska or in Hawaii or Puerto Rico
Eklutna Hydro Project | 77 | 2 | Hydro | Alaska | 22.2 | Dropped - in Alaska or in Hawaii or Puerto Rico
Snettisham | 78 | 1 | Hydro | Alaska | 23.5 | Dropped - in Alaska or in Hawaii or Puerto Rico
Snettisham | 78 | 2 | Hydro | Alaska | 23.5 | Dropped - in Alaska or in Hawaii or Puerto Rico
Snettisham | 78 | 3 | Hydro | Alaska | 31 | Dropped - in Alaska or in Hawaii or Puerto Rico
Aurora Energy LLC Chena | 79 | 1 | Coal Steam | Alaska | 4.7 | Dropped - in Alaska or in Hawaii or Puerto Rico
Aurora Energy LLC Chena | 79 | 2 | Coal Steam | Alaska | 2 | Dropped - in Alaska or in Hawaii or Puerto Rico
Aurora Energy LLC Chena | 79 | 3 | Coal Steam | Alaska | 1.5 | Dropped - Units whose status does not meet NEEDS criteria
Aurora Energy LLC Chena | 79 | 5 | Coal Steam | Alaska | 19 | Dropped - in Alaska or in Hawaii or Puerto Rico
Aurora Energy LLC Chena | 79 | 7 | Coal Steam | Alaska | 2.3 | Dropped - Units whose status does not meet NEEDS criteria
Ketchikan | 84 | 3 | Hydro | Alaska | 1.4 | Dropped - in Alaska or in Hawaii or Puerto Rico
Ketchikan | 84 | 4 | Hydro | Alaska | 1.4 | Dropped - in Alaska or in Hawaii or Puerto Rico
Ketchikan | 84 | 5 | Hydro | Alaska | 1.4 | Dropped - in Alaska or in Hawaii or Puerto Rico
S W Bailey | 85 | 1 | Combustion Turbine | Alaska | 3.5 | Dropped - in Alaska or in Hawaii or Puerto Rico
S W Bailey | 85 | 2 | Combustion Turbine | Alaska | 3.5 | Dropped - in Alaska or in Hawaii or Puerto Rico
S W Bailey | 85 | 3 | Combustion Turbine | Alaska | 5.5 | Dropped - in Alaska or in Hawaii or Puerto Rico
S W Bailey | 85 | 4 | Combustion Turbine | Alaska | 10.5 | Dropped - in Alaska or in Hawaii or Puerto Rico
Escalante | 87 | 1 | Coal Steam | New Mexico | 253 | Dropped - Retired/Planned Retirement by 06/2023
Snake River | 90 | 6 | Combustion Turbine | Alaska | 1 | Dropped - Units whose status does not meet NEEDS criteria
Snake River | 90 | 9 | Combustion Turbine | Alaska | 2.9 | Dropped - Units whose status does not meet NEEDS criteria
Snake River | 90 | 11 | Combustion Turbine | Alaska | 1.5 | Dropped - Units whose status does not meet NEEDS criteria
Snake River | 90 | 12 | Combustion Turbine | Alaska | 3.7 | Dropped - in Alaska or in Hawaii or Puerto Rico
Snake River | 90 | 14 | Combustion Turbine | Alaska | 1.9 | Dropped - in Alaska or in Hawaii or Puerto Rico
Snake River | 90 | 15 | Combustion Turbine | Alaska | 5.2 | Dropped - in Alaska or in Hawaii or Puerto Rico
Snake River | 90 | 16 | Combustion Turbine | Alaska | 5.2 | Dropped - in Alaska or in Hawaii or Puerto Rico
Snake River | 90 | 18 | Combustion Turbine | Alaska | 0.4 | Dropped - in Alaska or in Hawaii or Puerto Rico
Snake River | 90 | ENT | Onshore Wind | Alaska | 0.8 | Dropped - in Alaska or in Hawaii or Puerto Rico
Snake River | 90 | EWT 1 | Onshore Wind | Alaska | 0.9 | Dropped - in Alaska or in Hawaii or Puerto Rico
Snake River | 90 | EWT 2 | Onshore Wind | Alaska | 0.9 | Dropped - in Alaska or in Hawaii or Puerto Rico
Petersburg | 91 | 3 | Hydro | Alaska | 1.6 | Dropped - in Alaska or in Hawaii or Puerto Rico
Petersburg | 91 | IC1 | Combustion Turbine | Alaska | 1.7 | Dropped - in Alaska or in Hawaii or Puerto Rico
Petersburg | 91 | IC2 | Combustion Turbine | Alaska | 0.2 | Dropped - Units whose status does not meet NEEDS criteria
Petersburg | 91 | IC3 | Combustion Turbine | Alaska | 1 | Dropped - in Alaska or in Hawaii or Puerto Rico
Petersburg | 91 | IC4 | Combustion Turbine | Alaska | 0.6 | Dropped - in Alaska or in Hawaii or Puerto Rico
Petersburg | 91 | IC5 | Combustion Turbine | Alaska | 0.7 | Dropped - in Alaska or in Hawaii or Puerto Rico
Petersburg | 91 | IC6 | Combustion Turbine | Alaska | 2.3 | Dropped - in Alaska or in Hawaii or Puerto Rico
Petersburg | 91 | IC7 | Combustion Turbine | Alaska | 2.3 | Dropped - in Alaska or in Hawaii or Puerto Rico
Petersburg | 91 | IC8 | Combustion Turbine | Alaska | 2.2 | Dropped - in Alaska or in Hawaii or Puerto Rico
Seward (AK) | 92 | 1 | Combustion Turbine | Alaska | 1 | Dropped - Units whose status does not meet NEEDS criteria
Seward (AK) | 92 | 2 | Combustion Turbine | Alaska | 1 | Dropped - Units whose status does not meet NEEDS criteria
Seward (AK) | 92 | 3 | Combustion Turbine | Alaska | 2.5 | Dropped - in Alaska or in Hawaii or Puerto Rico
Seward (AK) | 92 | 4 | Combustion Turbine | Alaska | 2.5 | Dropped - in Alaska or in Hawaii or Puerto Rico
Seward (AK) | 92 | 5 | Combustion Turbine | Alaska | 2.5 | Dropped - in Alaska or in Hawaii or Puerto Rico
Seward (AK) | 92 | 6 | Combustion Turbine | Alaska | 2.8 | Dropped - in Alaska or in Hawaii or Puerto Rico
Seward (AK) | 92 | N1 | Combustion Turbine | Alaska | 2.8 | Dropped - in Alaska or in Hawaii or Puerto Rico
Seward (AK) | 92 | N2 | Combustion Turbine | Alaska | 2.5 | Dropped - in Alaska or in Hawaii or Puerto Rico
Blue Lake Hydro | 93 | 1 | Hydro | Alaska | 3.5 | Dropped - Units whose status does not meet NEEDS criteria
Blue Lake Hydro | 93 | 2 | Hydro | Alaska | 3.5 | Dropped - Units whose status does not meet NEEDS criteria
Blue Lake Hydro | 93 | 3 | Hydro | Alaska | 5.3 | Dropped - in Alaska or in Hawaii or Puerto Rico
Blue Lake Hydro | 93 | 4 | Hydro | Alaska | 5.3 | Dropped - in Alaska or in Hawaii or Puerto Rico
Blue Lake Hydro | 93 | 5 | Hydro | Alaska | 5.3 | Dropped - in Alaska or in Hawaii or Puerto Rico
Wrangell | 95 | 5 | Combustion Turbine | Alaska | 0.5 | Dropped - Units whose status does not meet NEEDS criteria
Wrangell | 95 | 7 | Combustion Turbine | Alaska | 0.5 | Dropped - Units whose status does not meet NEEDS criteria
Wrangell | 95 | 9 | Combustion Turbine | Alaska | 2.5 | Dropped - in Alaska or in Hawaii or Puerto Rico
Wrangell | 95 | 11 | Combustion Turbine | Alaska | 2 | Dropped - in Alaska or in Hawaii or Puerto Rico
Wrangell | 95 | 12 | Combustion Turbine | Alaska | 2 | Dropped - in Alaska or in Hawaii or Puerto Rico
Wrangell | 95 | 13 | Combustion Turbine | Alaska | 2 | Dropped - in Alaska or in Hawaii or Puerto Rico
Beluga | 96 | 1 | Combustion Turbine | Alaska | 18.9 | Dropped - in Alaska or in Hawaii or Puerto Rico
Beluga | 96 | 2 | Combustion Turbine | Alaska | 18.9 | Dropped - in Alaska or in Hawaii or Puerto Rico
Beluga | 96 | 3 | Combustion Turbine | Alaska | 58 | Dropped - in Alaska or in Hawaii or Puerto Rico
Beluga | 96 | 5 | Combustion Turbine | Alaska | 61.4 | Dropped - in Alaska or in Hawaii or Puerto Rico
Beluga | 96 | 6 | Combustion Turbine | Alaska | 72.6 | Dropped - in Alaska or in Hawaii or Puerto Rico
Beluga | 96 | 7 | Combustion Turbine | Alaska | 70.6 | Dropped - in Alaska or in Hawaii or Puerto Rico
Beluga | 96 | 8 | Combined Cycle | Alaska | 44 | Dropped - Units whose status does not meet NEEDS criteria
Dillingham | 109 | 3 | Combustion Turbine | Alaska | 0.3 | Dropped - Units whose status does not meet NEEDS criteria
Dillingham | 109 | 5 | Combustion Turbine | Alaska | 0.7 | Dropped - Units whose status does not meet NEEDS criteria
Dillingham | 109 | 6 | Combustion Turbine | Alaska | 1 | Dropped - Units whose status does not meet NEEDS criteria
Dillingham | 109 | 8 | Combustion Turbine | Alaska | 0.8 | Dropped - Units whose status does not meet NEEDS criteria
Dillingham | 109 | 10 | Combustion Turbine | Alaska | 1.1 | Dropped - in Alaska or in Hawaii or Puerto Rico
Dillingham | 109 | 11 | Combustion Turbine | Alaska | 1 | Dropped - in Alaska or in Hawaii or Puerto Rico
Dillingham | 109 | 12 | Combustion Turbine | Alaska | 1 | Dropped - in Alaska or in Hawaii or Puerto Rico
Dillingham | 109 | 13 | Combustion Turbine | Alaska | 1 | Dropped - in Alaska or in Hawaii or Puerto Rico
Dillingham | 109 | 14 | Combustion Turbine | Alaska | 1 | Dropped - in Alaska or in Hawaii or Puerto Rico
Dillingham | 109 | 15 | Combustion Turbine | Alaska | 1 | Dropped - in Alaska or in Hawaii or Puerto Rico
Dillingham | 109 | 16 | Combustion Turbine | Alaska | 0.5 | Dropped - in Alaska or in Hawaii or Puerto Rico
Dillingham | 109 | IC9 | Combustion Turbine | Alaska | 0.8 | Dropped - Units whose status does not meet NEEDS criteria
Childs | 112 | 1 | Hydro | Arizona | 1.4 | Dropped - Units whose status does not meet NEEDS criteria
Childs | 112 | 2 | Hydro | Arizona | 1.4 | Dropped - Units whose status does not meet NEEDS criteria
Childs | 112 | 3 | Hydro | Arizona | 1.4 | Dropped - Units whose status does not meet NEEDS criteria
Cholla | 113 | 2 | Coal Steam | Arizona | 260 | Dropped - Units whose status does not meet NEEDS criteria
Irving | 115 | 1 | Hydro | Arizona | 1.4 | Dropped - Units whose status does not meet NEEDS criteria
Ocotillo | 116 | 1 | O/G Steam | Arizona | 110 | Dropped - Units whose status does not meet NEEDS criteria
Ocotillo | 116 | 2 | O/G Steam | Arizona | 110 | Dropped - Units whose status does not meet NEEDS criteria
Ocotillo | 116 | PV1 | Solar PV | Arizona | 0.1 | Dropped - Units whose status does not meet NEEDS criteria
Ocotillo | 116 | PV2 | Solar PV | Arizona | 0.1 | Dropped - Units whose status does not meet NEEDS criteria
Ocotillo | 116 | PVM | Solar PV | Arizona | 0.4 | Dropped - Units whose status does not meet NEEDS criteria
West Phoenix | 117 | 4 | O/G Steam | Arizona | 33.3 | Dropped - Units whose status does not meet NEEDS criteria
West Phoenix | 117 | 5 | O/G Steam | Arizona | 12 | Dropped - Units whose status does not meet NEEDS criteria
West Phoenix | 117 | 6 | O/G Steam | Arizona | 63 | Dropped - Units whose status does not meet NEEDS criteria
Saguaro | 118 | 1 | O/G Steam | Arizona | 110 | Dropped - Units whose status does not meet NEEDS criteria
Saguaro | 118 | 2 | O/G Steam | Arizona | 100 | Dropped - Units whose status does not meet NEEDS criteria
Saguaro | 118 | PV1 | Solar Thermal | Arizona | 1 | Dropped - Units whose status does not meet NEEDS criteria
H Wilson Sundt Generating Station | 126 | ST1 | O/G Steam | Arizona | 81 | Dropped - Retired/Planned Retirement by 06/2023
H Wilson Sundt Generating Station | 126 | ST2 | O/G Steam | Arizona | 81 | Dropped - Retired/Planned Retirement by 06/2023
Seminole (FL) | 136 | 3 | Coal Steam | Florida | 750 | Dropped - Units whose status does not meet NEEDS criteria
Crosscut | 143 | CC5 | Hydro | Arizona | 3 | Dropped - Units whose status does not meet NEEDS criteria
Kyrene | 147 | KY1 | O/G Steam | Arizona | 34 | Dropped - Units whose status does not meet NEEDS criteria
Kyrene | 147 | KY2 | O/G Steam | Arizona | 72 | Dropped - Units whose status does not meet NEEDS criteria
Big Pine | 164 | 1 | Combustion Turbine | Florida | 2.5 | Dropped - Units whose status does not meet NEEDS criteria
Cecil Lynch | 167 | 2 | O/G Steam | Arkansas | 60 | Dropped - Units whose status does not meet NEEDS criteria
Cecil Lynch | 167 | 3 | O/G Steam | Arkansas | 110 | Dropped - Units whose status does not meet NEEDS criteria
Cecil Lynch | 167 | 4 | Combustion Turbine | Arkansas | 5 | Dropped - Units whose status does not meet NEEDS criteria
Hamilton Moses | 168 | 1 | O/G Steam | Arkansas | 67 | Dropped - Units whose status does not meet NEEDS criteria
Hamilton Moses | 168 | 2 | O/G Steam | Arkansas | 67 | Dropped - Units whose status does not meet NEEDS criteria
Harvey Couch | 169 | 1 | O/G Steam | Arkansas | 12 | Dropped - Units whose status does not meet NEEDS criteria
Harvey Couch | 169 | 2 | O/G Steam | Arkansas | 123 | Dropped - Units whose status does not meet NEEDS criteria
Lake Catherine | 170 | 1 | O/G Steam | Arkansas | 47 | Dropped - Units whose status does not meet NEEDS criteria
Lake Catherine | 170 | 2 | O/G Steam | Arkansas | 45 | Dropped - Units whose status does not meet NEEDS criteria
Lake Catherine | 170 | 3 | O/G Steam | Arkansas | 96 | Dropped - Units whose status does not meet NEEDS criteria
Mabelvale | 171 | 1 | Combustion Turbine | Arkansas | 14.1 | Dropped - Units whose status does not meet NEEDS criteria
Mabelvale | 171 | 2 | Combustion Turbine | Arkansas | 14 | Dropped - Units whose status does not meet NEEDS criteria
Mabelvale | 171 | 3 | Combustion Turbine | Arkansas | 14.1 | Dropped - Units whose status does not meet NEEDS criteria
Mabelvale | 171 | 4 | Combustion Turbine | Arkansas | 14 | Dropped - Units whose status does not meet NEEDS criteria
Osceola (AR) | 172 | 10 | Combustion Turbine | Arkansas | 1.6 | Dropped - Units whose status does not meet NEEDS criteria
Osceola (AR) | 172 | 11 | Combustion Turbine | Arkansas | 1.6 | Dropped - Units whose status does not meet NEEDS criteria
Osceola (AR) | 172 | 12 | Combustion Turbine | Arkansas | 1.6 | Dropped - Units whose status does not meet NEEDS criteria
Robert E Ritchie | 173 | 1 | O/G Steam | Arkansas | 300 | Dropped - Units whose status does not meet NEEDS criteria
Robert E Ritchie | 173 | 2 | O/G Steam | Arkansas | 544 | Dropped - Units whose status does not meet NEEDS criteria
Robert E Ritchie | 173 | GT1 | Combustion Turbine | Arkansas | 16 | Dropped - Units whose status does not meet NEEDS criteria
Fairbanks | 181 | 1 | Combustion Turbine | Arkansas | 1.2 | Dropped - Units whose status does not meet NEEDS criteria
Fairbanks | 181 | 2 | Combustion Turbine | Arkansas | 0.7 | Dropped - Units whose status does not meet NEEDS criteria
Fairbanks | 181 | 3 | Combustion Turbine | Arkansas | 0.3 | Dropped - Units whose status does not meet NEEDS criteria
Fairbanks | 181 | 4 | Combustion Turbine | Arkansas | 0.3 | Dropped - Units whose status does not meet NEEDS criteria
Fairbanks | 181 | 5 | Combustion Turbine | Arkansas | 0.1 | Dropped - Units whose status does not meet NEEDS criteria
Paragould | 192 | 1 | Combustion Turbine | Arkansas | 0.4 | Dropped - Units whose status does not meet NEEDS criteria
Paragould | 192 | 2 | Combustion Turbine | Arkansas | 1.1 | Dropped - Units whose status does not meet NEEDS criteria
Paragould | 192 | 4 | Combustion Turbine | Arkansas | 0.8 | Dropped - Units whose status does not meet NEEDS criteria
Paragould | 192 | 5 | Combustion Turbine | Arkansas | 0.8 | Dropped - Units whose status does not meet NEEDS criteria
Paragould | 192 | 6 | Combustion Turbine | Arkansas | 1 | Dropped - Units whose status does not meet NEEDS criteria
St Johns River Power Park | 207 | 1 | Coal Steam | Florida | 626 | Dropped - Units whose status does not meet NEEDS criteria
St Johns River Power Park | 207 | 2 | Coal Steam | Florida | 626 | Dropped - Units whose status does not meet NEEDS criteria
Alta Powerhouse | 214 | 2 | Hydro | California | 1 | Dropped - Units whose status does not meet NEEDS criteria
Centerville PH | 224 | 1 | Hydro | California | 5.5 | Dropped - Units whose status does not meet NEEDS criteria
Centerville PH | 224 | 2 | Hydro | California | 0.9 | Dropped - Units whose status does not meet NEEDS criteria
Coal Canyon | 226 | 1 | Hydro | California | 0.9 | Dropped - Units whose status does not meet NEEDS criteria
Contra Costa | 228 | 6 | O/G Steam | California | 335 | Dropped - Units whose status does not meet NEEDS criteria
Contra Costa | 228 | 7 | O/G Steam | California | 337 | Dropped - Units whose status does not meet NEEDS criteria
Cow Creek | 229 | 1 | Hydro | California | 0.9 | Dropped - Retired/Planned Retirement by 06/2023
Cow Creek | 229 | 2 | Hydro | California | 0.9 | Dropped - Retired/Planned Retirement by 06/2023
Hamilton Branch | 242 | 1 | Hydro | California | 2.4 | Dropped - Units whose status does not meet NEEDS criteria
Humboldt Bay | 246 | ST1 | O/G Steam | California | 52 | Dropped - Units whose status does not meet NEEDS criteria
Humboldt Bay | 246 | ST2 | O/G Steam | California | 53 | Dropped - Units whose status does not meet NEEDS criteria
Hunters Point | 247 | 2 | O/G Steam | California | 107 | Dropped - Units whose status does not meet NEEDS criteria
Hunters Point | 247 | 3 | O/G Steam | California | 107 | Dropped - Units whose status does not meet NEEDS criteria
Hunters Point | 247 | 4 | O/G Steam | California | 163 | Dropped - Units whose status does not meet NEEDS criteria
Hunters Point | 247 | GT1 | Combustion Turbine | California | 52 | Dropped - Units whose status does not meet NEEDS criteria
Kerckhoff | 250 | H2 | Hydro | California | 12.6 | Dropped - Units whose status does not meet NEEDS criteria
Kilarc | 253 | 1 | Hydro | California | 1.6 | Dropped - Retired/Planned Retirement by 06/2023
Kilarc | 253 | 2 | Hydro | California | 1.6 | Dropped - Retired/Planned Retirement by 06/2023
Dynegy Morro Bay LLC | 259 | 1 | O/G Steam | California | 163 | Dropped - Units whose status does not meet NEEDS criteria
Dynegy Morro Bay LLC | 259 | 2 | O/G Steam | California | 163 | Dropped - Units whose status does not meet NEEDS criteria
Dynegy Morro Bay LLC | 259 | 3 | O/G Steam | California | 337 | Dropped - Units whose status does not meet NEEDS criteria
Dynegy Morro Bay LLC | 259 | 4 | O/G Steam | California | 336 | Dropped - Units whose status does not meet NEEDS criteria
Dynegy Moss Landing Power Plant | 260 | 6 | O/G Steam | California | 754 | Dropped - Units whose status does not meet NEEDS criteria
Dynegy Moss Landing Power Plant | 260 | 7 | O/G Steam | California | 755 | Dropped - Units whose status does not meet NEEDS criteria
Pittsburg Power | 271 | 1 | O/G Steam | California | 150 | Dropped - Units whose status does not meet NEEDS criteria
Pittsburg Power | 271 | 2 | O/G Steam | California | 150 | Dropped - Units whose status does not meet NEEDS criteria
Pittsburg Power | 271 | 3 | O/G Steam | California | 150 | Dropped - Units whose status does not meet NEEDS criteria
Pittsburg Power | 271 | 4 | O/G Steam | California | 145 | Dropped - Units whose status does not meet NEEDS criteria
Pittsburg Power | 271 | 5 | O/G Steam | California | 312 | Dropped - Units whose status does not meet NEEDS criteria
Pittsburg Power | 271 | 6 | O/G Steam | California | 317 | Dropped - Units whose status does not meet NEEDS criteria
Pittsburg Power | 271 | 7 | O/G Steam | California | 682 | Dropped - Units whose status does not meet NEEDS criteria
Potrero Power | 273 | 3 | O/G Steam | California | 206 | Dropped - Units whose status does not meet NEEDS criteria
Potrero Power | 273 | 4 | Combustion Turbine | California | 52 | Dropped - Units whose status does not meet NEEDS criteria
Potrero Power | 273 | 5 | Combustion Turbine | California | 52 | Dropped - Units whose status does not meet NEEDS criteria
Potrero Power | 273 | 6 | Combustion Turbine | California | 52 | Dropped - Units whose status does not meet NEEDS criteria
Geysers Unit 5-20 | 286 | U10 | Geothermal | California | 30 | Dropped - Units whose status does not meet NEEDS criteria
Geysers Unit 5-20 | 286 | U9 | Geothermal | California | 30 | Dropped - Units whose status does not meet NEEDS criteria
Blundell | 299 | 3 | Geothermal | Utah | 35 | Dropped - Units whose status does not meet NEEDS criteria
Division | 300 | DIGT | Combustion Turbine | California | 13 | Dropped - Units whose status does not meet NEEDS criteria
El Cajon | 301 | ENCI | Combustion Turbine | California | 16 | Dropped - Units whose status does not meet NEEDS criteria
Encina | 302 | 2 | O/G Steam | California | 104 | Dropped - Units whose status does not meet NEEDS criteria
Encina | 302 | 3 | O/G Steam | California | 110 | Dropped - Units whose status does not meet NEEDS criteria
Encina | 302 | 4 | O/G Steam | California | 300 | Dropped - Units whose status does not meet NEEDS criteria
Encina | 302 | 5 | O/G Steam | California | 330 | Dropped - Units whose status does not meet NEEDS criteria
Encina | 302 | GT1 | Combustion Turbine | California | 14 | Dropped - Units whose status does not meet NEEDS criteria
Encina | 302 | ST1 | O/G Steam | California | 106 | Dropped - Units whose status does not meet NEEDS criteria
Kearny | 303 | KEA1 | Combustion Turbine | California | 16 | Dropped - Units whose status does not meet NEEDS criteria
Kearny | 303 | KEA2 | Combustion Turbine | California | 59 | Dropped - Units whose status does not meet NEEDS criteria
Kearny | 303 | KEA3 | Combustion Turbine | California | 61 | Dropped - Units whose status does not meet NEEDS criteria
Miramar | 305 | MRGT | Combustion Turbine | California | 36 | Dropped - Units whose status does not meet NEEDS criteria
Naval Station | 306 | NSGT | Combustion Turbine | California | 20 | Dropped - Units whose status does not meet NEEDS criteria
North Island | 307 | NIG1 | Combustion Turbine | California | 17 | Dropped - Units whose status does not meet NEEDS criteria
North Island | 307 | NIG2 | Combustion Turbine | California | 17 | Dropped - Units whose status does not meet NEEDS criteria
Dynegy South Bay Power Plant | 310 | 2 | O/G Steam | California | 150 | Dropped - Units whose status does not meet NEEDS criteria
Dynegy South Bay Power Plant | 310 | 3 | O/G Steam | California | 175 | Dropped - Units whose status does not meet NEEDS criteria
Dynegy South Bay Power Plant | 310 | 4 | O/G Steam | California | 222 | Dropped - Units whose status does not meet NEEDS criteria
Dynegy South Bay Power Plant | 310 | 5 | Combustion Turbine | California | 14 | Dropped - Units whose status does not meet NEEDS criteria
Dynegy South Bay Power Plant | 310 | ST1 | O/G Steam | California | 146 | Dropped - Units whose status does not meet NEEDS criteria
Green Lake | 313 | 1 | Hydro | Alaska | 9.3 | Dropped - in Alaska or in Hawaii or Puerto Rico
Green Lake | 313 | 2 | Hydro | Alaska | 9.3 | Dropped - in Alaska or in Hawaii or Puerto Rico
AES Alamitos LLC | 315 | 1 | O/G Steam | California | 175 | Dropped - Retired/Planned Retirement by 06/2023
AES Alamitos LLC | 315 | 2 | O/G Steam | California | 175 | Dropped - Retired/Planned Retirement by 06/2023
AES Alamitos LLC | 315 | 6 | O/G Steam | California | 495 | Dropped - Retired/Planned Retirement by 06/2023
AES Alamitos LLC | 315 | 7 | Combustion Turbine | California | 133 | Dropped - Units whose status does not meet NEEDS criteria
Coolwater | 329 | 1 | O/G Steam | California | 65 | Dropped - Units whose status does not meet NEEDS criteria
Coolwater | 329 | 2 | O/G Steam | California | 82 | Dropped - Units whose status does not meet NEEDS criteria
Coolwater | 329 | 30 | Combined Cycle | California | 99 | Dropped - Units whose status does not meet NEEDS criteria
Coolwater | 329 | 31 | Combined Cycle | California | 73 | Dropped - Units whose status does not meet NEEDS criteria
Coolwater | 329 | 32 | Combined Cycle | California | 73 | Dropped - Units whose status does not meet NEEDS criteria
Coolwater | 329 | 40 | Combined Cycle | California | 99 | Dropped - Units whose status does not meet NEEDS criteria
Coolwater | 329 | 41 | Combined Cycle | California | 73.5 | Dropped - Units whose status does not meet NEEDS criteria
Coolwater | 329 | 42 | Combined Cycle | California | 73.5 | Dropped - Units whose status does not meet NEEDS criteria
El Segundo Power | 330 | 1 | O/G Steam | California | 145.3 | Dropped - Units whose status does not meet NEEDS criteria
El Segundo Power | 330 | 2 | O/G Steam | California | 145.3 | Dropped - Units whose status does not meet NEEDS criteria
El Segundo Power | 330 | 3 | O/G Steam | California | 335 | Dropped - Units whose status does not meet NEEDS criteria
El Segundo Power | 330 | 4 | O/G Steam | California | 335 | Dropped - Units whose status does not meet NEEDS criteria
Etiwanda Generating Station | 331 | 1 | O/G Steam | California | 132 | Dropped - Units whose status does not meet NEEDS criteria
Etiwanda Generating Station | 331 | 2 | O/G Steam | California | 132 | Dropped - Units whose status does not meet NEEDS criteria
Etiwanda Generating Station | 331 | 3 | O/G Steam | California | 320 | Dropped - Units whose status does not meet NEEDS criteria
Etiwanda Generating Station | 331 | 4 | O/G Steam | California | 320 | Dropped - Units whose status does not meet NEEDS criteria
Etiwanda Generating Station | 331 | 5 | Combustion Turbine | California | 115 | Dropped - Units whose status does not meet NEEDS criteria
Riverside Canal Power | 334 | 1 | O/G Steam | California | 30 | Dropped - Units whose status does not meet NEEDS criteria
Riverside Canal Power | 334 | 2 | O/G Steam | California | 27 | Dropped - Units whose status does not meet NEEDS criteria
Riverside Canal Power | 334 | 3 | O/G Steam | California | 40 | Dropped - Units whose status does not meet NEEDS criteria
Riverside Canal Power | 334 | 4 | O/G Steam | California | 30 | Dropped - Units whose status does not meet NEEDS criteria
AES Huntington Beach LLC | 335 | 1 | O/G Steam | California | 225.8 | Dropped - Retired/Planned Retirement by 06/2023
AES Huntington Beach LLC | 335 | 3 | O/G Steam | California | 225 | Dropped - Units whose status does not meet NEEDS criteria
AES Huntington Beach LLC | 335 | 4 | O/G Steam | California | 227 | Dropped - Units whose status does not meet NEEDS criteria
AES Huntington Beach LLC | 335 | 5 | Combustion Turbine | California | 133 | Dropped - Units whose status does not meet NEEDS criteria
Long Beach Generation LLC | 341 | CT5 | Combined Cycle | California | 63 | Dropped - Units whose status does not meet NEEDS criteria
Long Beach Generation LLC | 341 | CT6 | Combined Cycle | California | 63 | Dropped - Units whose status does not meet NEEDS criteria
Long Beach Generation LLC | 341 | CT7 | Combined Cycle | California | 63 | Dropped - Units whose status does not meet NEEDS criteria
Long Beach Generation LLC | 341 | ST8 | Combined Cycle | California | 80 | Dropped - Units whose status does not meet NEEDS criteria
Long Beach Generation LLC | 341 | ST9 | Combined Cycle | California | 63 | Dropped - Units whose status does not meet NEEDS criteria
Mandalay | 345 | 1 | O/G Steam | California | 215 | Dropped - Units whose status does not meet NEEDS criteria
Mandalay | 345 | 2 | O/G Steam | California | 215 | Dropped - Units whose status does not meet NEEDS criteria
Mandalay | 345 | 03 | Combustion Turbine | California | 130 | Dropped - Units whose status does not meet NEEDS criteria
AES Redondo Beach LLC | 356 | 7 | O/G Steam | California | 480 | Dropped - Retired/Planned Retirement by 06/2023
Mountainview Generating Station | 358 | 1 | O/G Steam | California | 60 | Dropped - Units whose status does not meet NEEDS criteria
Mountainview Generating Station | 358 | 2 | O/G Steam | California | 60 | Dropped - Units whose status does not meet NEEDS criteria
San Onofre Nuclear Generating Station | 360 | 2 | Nuclear | California | 1070 | Dropped - Units whose status does not meet NEEDS criteria
San Onofre Nuclear Generating Station | 360 | 3 | Nuclear | California | 1080 | Dropped - Units whose status does not meet NEEDS criteria
Magnolia | 375 | M2 | Combined Cycle | California | 10 | Dropped - Units whose status does not meet NEEDS criteria
Magnolia | 375 | M3 | O/G Steam | California | 20 | Dropped - Units whose status does not meet NEEDS criteria
Magnolia | 375 | M4 | O/G Steam | California | 30 | Dropped - Units whose status does not meet NEEDS criteria
Magnolia | 375 | M5 | Combustion Turbine | California | 21.7 | Dropped - Units whose status does not meet NEEDS criteria
Grayson | 377 | 6 | Combustion Turbine | California | 15 | Dropped - Units whose status does not meet NEEDS criteria
Grayson | 377 | 7 | Combustion Turbine | California | 20 | Dropped - Units whose status does not meet NEEDS criteria
Brawley | 383 | GT1 | Combustion Turbine | California | 9 | Dropped - Units whose status does not meet NEEDS criteria
Brawley | 383 | GT2 | Combustion Turbine | California | 9 | Dropped - Units whose status does not meet NEEDS criteria
El Centro Hybrid | 389 | 3 | O/G Steam | California | 42 | Dropped - Units whose status does not meet NEEDS criteria
Solomon Gulch | 390 | 1 | Hydro | Alaska | 6 | Dropped - in Alaska or in Hawaii or Puerto Rico
Solomon Gulch | 390 | 2 | Hydro | Alaska | 6 | Dropped - in Alaska or in Hawaii or Puerto Rico
Harbor | 399 | GT6 | Combustion Turbine | California | 19 | Dropped - Units whose status does not meet NEEDS criteria
Harbor | 399 | GT7 | Combustion Turbine | California | 19 | Dropped - Units whose status does not meet NEEDS criteria
Haynes | 400 | 3 | O/G Steam | California | 222 | Dropped - Units whose status does not meet NEEDS criteria
Haynes | 400 | 4 | O/G Steam | California | 222 | Dropped - Units whose status does not meet NEEDS criteria
Haynes | 400 | 5 | O/G Steam | California | 292 | Dropped - Units whose status does not meet NEEDS criteria
Haynes | 400 | 6 | O/G Steam | California | 238 | Dropped - Units whose status does not meet NEEDS criteria
Scattergood | 404 | 3 | O/G Steam | California | 445 | Dropped - Units whose status does not meet NEEDS criteria
Scattergood | 404 | 8 | Combined Cycle | California | 218 | Dropped - Units whose status does not meet NEEDS criteria
Scattergood | 404 | 9 | Combined Cycle | California | 110 | Dropped - Units whose status does not meet NEEDS criteria
Tok | 406 | 6 | Combustion Turbine | Alaska | 0.5 | Dropped - Units whose status does not meet NEEDS criteria
Tok | 406 | 8 | Combustion Turbine | Alaska | 0.4 | Dropped - in Alaska or in Hawaii or Puerto Rico
Tok | 406 | 9 | Combustion Turbine | Alaska | 1 | Dropped - in Alaska or in Hawaii or Puerto Rico
Tok | 406 | 3A | Combustion Turbine | Alaska | 1.3 | Dropped - in Alaska or in Hawaii or Puerto Rico
Tok | 406 | 4A | Combustion Turbine | Alaska | 1.1 | Dropped - in Alaska or in Hawaii or Puerto Rico
Tok | 406 | 5A | Combustion Turbine | Alaska | 1.1 | Dropped - in Alaska or in Hawaii or Puerto Rico
Valley (CA) | 408 | 3 | O/G Steam | California | 163 | Dropped - Units whose status does not meet NEEDS criteria
Valley (CA) | 408 | 4 | O/G Steam | California | 160 | Dropped - Units whose status does not meet NEEDS criteria
Broadway (CA) | 420 | B1 | O/G Steam | California | 45 | Dropped - Units whose status does not meet NEEDS criteria
Broadway (CA) | 420 | B2 | O/G Steam | California | 45 | Dropped - Units whose status does not meet NEEDS criteria
Broadway (CA) | 420 | B3 | O/G Steam | California | 71 | Dropped - Units whose status does not meet NEEDS criteria
Craig (AK) | 421 | 1 | Combustion Turbine | Alaska | 0.6 | Dropped - in Alaska or in Hawaii or Puerto Rico
Craig (AK) | 421 | 5 | Combustion Turbine | Alaska | 1.1 | Dropped - in Alaska or in Hawaii or Puerto Rico
Craig (AK) | 421 | 6 | Combustion Turbine | Alaska | 1.1 | Dropped - in Alaska or in Hawaii or Puerto Rico
Craig (AK) | 421 | 3A | Combustion Turbine | Alaska | 1.6 | Dropped - Units whose status does not meet NEEDS criteria
Craig (AK) | 421 | 3B | Combustion Turbine | Alaska | 1.8 | Dropped - in Alaska or in Hawaii or Puerto Rico
Hydaburg | 423 | 5 | Combustion Turbine | Alaska | 0.3 | Dropped - in Alaska or in Hawaii or Puerto Rico
Hydaburg | 423 | 1A | Combustion Turbine | Alaska | 0.4 | Dropped - in Alaska or in Hawaii or Puerto Rico
Hydaburg | 423 | 3A | Combustion Turbine | Alaska | 0.3 | Dropped - in Alaska or in Hawaii or Puerto Rico
Pueblo | 460 | 5 | O/G Steam | Colorado | 7 | Dropped - Units whose status does not meet NEEDS criteria
Pueblo | 460 | 6 | O/G Steam | Colorado | 15 | Dropped - Units whose status does not meet NEEDS criteria
W N Clark | 462 | 1 | Coal Steam | Colorado | 16 | Dropped - Units whose status does not meet NEEDS criteria
W N Clark | 462 | 2 | Coal Steam | Colorado | 24.9 | Dropped - Units whose status does not meet NEEDS criteria
Arapahoe | 465 | 1 | Coal Steam | Colorado | 45 | Dropped - Units whose status does not meet NEEDS criteria
Arapahoe | 465 | 2 | Coal Steam | Colorado | 45 | Dropped - Units whose status does not meet NEEDS criteria
Arapahoe | 465 | 3 | Coal Steam | Colorado | 35 | Dropped - Units whose status does not meet NEEDS criteria
Arapahoe | 465 | 4 | Coal Steam | Colorado | 109 | Dropped - Units whose status does not meet NEEDS criteria
Boulder Canyon Hydro | 466 | 1 | Hydro | Colorado | 5 | Dropped - Units whose status does not meet NEEDS criteria
Cameo | 468 | 1 | Coal Steam | Colorado | 23.7 | Dropped - Units whose status does not meet NEEDS criteria
Cameo | 468 | 2 | Coal Steam | Colorado | 49 | Dropped - Units whose status does not meet NEEDS criteria
Cherokee | 469 | 1 | Coal Steam | Colorado | 107 | Dropped - Units whose status does not meet NEEDS criteria
Cherokee | 469 | 2 | Coal Steam | Colorado | 106 | Dropped - Units whose status does not meet NEEDS criteria
Cherokee | 469 | 3 | Coal Steam | Colorado | 152 | Dropped - Units whose status does not meet NEEDS criteria
Comanche (CO) | 470 | 1 | Coal Steam | Colorado | 325 | Dropped - Retired/Planned Retirement by 06/2023
Salida | 474 | 1 | Hydro | Colorado | 0.8 | Dropped - Units whose status does not meet NEEDS criteria
Valmont | 477 | 5 | Coal Steam | Colorado | 184 | Dropped - Units whose status does not meet NEEDS criteria
Zuni | 478 | 1 | O/G Steam | Colorado | 26 | Dropped - Units whose status does not meet NEEDS criteria
Zuni | 478 | 2 | O/G Steam | Colorado | 60 | Dropped - Units whose status does not meet NEEDS criteria
Burlington City of | 490 | 1 | Combustion Turbine | Colorado | 1 | Dropped - Units whose status does not meet NEEDS criteria
Burlington City of | 490 | 2 | Combustion Turbine | Colorado | 2.5 | Dropped - Units whose status does not meet NEEDS criteria
Burlington City of | 490 | 3 | Combustion Turbine | Colorado | 2.2 | Dropped - Units whose status does not meet NEEDS criteria
Burlington City of | 490 | 4 | Combustion Turbine | Colorado | 0.8 | Dropped - Units whose status does not meet NEEDS criteria
Martin Drake | 492 | 5 | Coal Steam | Colorado | 46 | Dropped - Units whose status does not meet NEEDS criteria
Delta (CO) | 496 | 1 | Combustion Turbine | Colorado | 0.8 | Dropped - Units whose status does not meet NEEDS criteria
Delta (CO) | 496 | 2 | Combustion Turbine | Colorado | 0.4 | Dropped - Units whose status does not meet NEEDS criteria
Delta (CO) | 496 | 3 | Combustion Turbine | Colorado | 0.1 | Dropped - Units whose status does not meet NEEDS criteria
Delta (CO) | 496 | 4 | Combustion Turbine | Colorado | 0.1 | Dropped - Units whose status does not meet NEEDS criteria
Delta (CO) | 496 | 5 | Combustion Turbine | Colorado | 0.1 | Dropped - Units whose status does not meet NEEDS criteria
Delta (CO) | 496 | 6 | Combustion Turbine | Colorado | 1.2 | Dropped - Units whose status does not meet NEEDS criteria
Delta (CO) | 496 | 7 | Combustion Turbine | Colorado | 1.8 | Dropped - Units whose status does not meet NEEDS criteria
Holly | 502 | 1 | Combustion Turbine | Colorado | 0.2 | Dropped - Units whose status does not meet NEEDS criteria
Holly | 502 | 2 | Combustion Turbine | Colorado | 0.2 | Dropped - Units whose status does not meet NEEDS criteria
Holly | 502 | ARPA | Combustion Turbine | Colorado | 2 | Dropped - Units whose status does not meet NEEDS criteria
Julesburg | 504 | 2 | Combustion Turbine | Colorado | 0.7 | Dropped - Units whose status does not meet NEEDS criteria
La Junta | 506 | 1 | Combustion Turbine | Colorado | 0.5 | Dropped - Units whose status does not meet NEEDS criteria
La Junta | 506 | 5 | Combustion Turbine | Colorado | 1.1 | Dropped - Units whose status does not meet NEEDS criteria
Lamar Plant | 508 | 4 | Coal Steam | Colorado | 25 | Dropped - Units whose status does not meet NEEDS criteria
Lamar Plant | 508 | 5 | Combustion Turbine | Colorado | 4.2 | Dropped - Units whose status does not meet NEEDS criteria
Lamar Plant | 508 | 6 | Coal Steam | Colorado | 15 | Dropped - Units whose status does not meet NEEDS criteria
Lamar Plant | 508 | IC1 | Combustion Turbine | Colorado | 1 | Dropped - Units whose status does not meet NEEDS criteria
Lamar Plant | 508 | IC2 | Combustion Turbine | Colorado | 1 | Dropped - Units whose status does not meet NEEDS criteria
Trinidad (CO) | 511 | 1 | Coal Steam | Colorado | 3.8 | Dropped - Units whose status does not meet NEEDS criteria
Yuma | 524 | 1 | Combustion Turbine | Colorado | 0.1 | Dropped - Units whose status does not meet NEEDS criteria
Yuma | 524 | 2 | Combustion Turbine | Colorado | 0.1 | Dropped - Units whose status does not meet NEEDS criteria
Yuma | 524 | 3 | Combustion Turbine | Colorado | 0.2 | Dropped - Units whose status does not meet NEEDS criteria
Yuma | 524 | 4 | Combustion Turbine | Colorado | 0.5 | Dropped - Units whose status does not meet NEEDS criteria
Nucla | 527 | 1 | Coal Steam | Colorado | 12 | Dropped - Units whose status does not meet NEEDS criteria
Nucla | 527 | 2 | Coal Steam | Colorado | 12 | Dropped - Units whose status does not meet NEEDS criteria
Nucla | 527 | 3 | Coal Steam | Colorado | 12 | Dropped - Units whose status does not meet NEEDS criteria
Nucla | 527 | ST4 | Coal Steam | Colorado | 64 | Dropped - Units whose status does not meet NEEDS criteria
Rancho Seco Solar | 529 | 1 | Solar PV | California | 1 | Dropped - Units whose status does not meet NEEDS criteria
Rancho Seco Solar | 529 | 2 | Solar PV | California | 1 | Dropped - Units whose status does not meet NEEDS criteria
Devon Station | 544 | 7 | O/G Steam | Connecticut | 107 | Dropped - Units whose status does not meet NEEDS criteria
Devon Station | 544 | 8 | O/G Steam | Connecticut | 107 | Dropped - Units whose status does not meet NEEDS criteria
NRG Norwalk Harbor | 548 | 1 | O/G Steam | Connecticut | 162 | Dropped - Units whose status does not meet NEEDS criteria
NRG Norwalk Harbor | 548 | 2 | O/G Steam | Connecticut | 168 | Dropped - Units whose status does not meet NEEDS criteria
NRG Norwalk Harbor | 548 | 10 | Combustion Turbine | Connecticut | 11.9 | Dropped - Units whose status does not meet NEEDS criteria
Shepaug | 552 | 2 | Combustion Turbine | Connecticut | 39 | Dropped - Units whose status does not meet NEEDS criteria
Bridgeport Station | 568 | 2 | O/G Steam | Connecticut | 163 | Dropped - Units whose status does not meet NEEDS criteria
Bridgeport Station | 568 | 3 | Coal Steam | Connecticut | 383.4 | Dropped - Retired/Planned Retirement by 06/2023
Indian River Generating Station | 594 | 1 | Coal Steam | Delaware | 89 | Dropped - Units whose status does not meet NEEDS criteria
Indian River Generating Station | 594 | 2 | Coal Steam | Delaware | 89 | Dropped - Units whose status does not meet NEEDS criteria
Indian River Generating Station | 594 | 3 | Coal Steam | Delaware | 165 | Dropped - Units whose status does not meet NEEDS criteria
R Madison | 596 | MAD | Combustion Turbine | Delaware | 11 | Dropped - Units whose status does not meet NEEDS criteria
McKee Run | 599 | 1 | O/G Steam | Delaware | 17.1 | Dropped - Units whose status does not meet NEEDS criteria
McKee Run | 599 | 2 | O/G Steam | Delaware | 17.4 | Dropped - Units whose status does not meet NEEDS criteria
Lewes | 600 | 7 | Combustion Turbine | Delaware | 0.9 | Dropped - Units whose status does not meet NEEDS criteria
Lewes | 600 | 8 | Combustion Turbine | Delaware | 0.9 | Dropped - Units whose status does not meet NEEDS criteria
Seaford | 601 | 1 | Combustion Turbine | Delaware | 1.3 | Dropped - Units whose status does not meet NEEDS criteria
Seaford | 601 | 2 | Combustion Turbine | Delaware | 1.3 | Dropped - Units whose status does not meet NEEDS criteria
Seaford | 601 | 3 | Combustion Turbine | Delaware | 1.1 | Dropped - Units whose status does not meet NEEDS criteria
Seaford | 601 | 6 | Combustion Turbine | Delaware | 2 | Dropped - Units whose status does not meet NEEDS criteria
Seaford | 601 | 7 | Combustion Turbine | Delaware | 1.1 | Dropped - Units whose status does not meet NEEDS criteria
Benning | 603 | 15 | O/G Steam | District of Columbia | 275 | Dropped - Units whose status does not meet NEEDS criteria
Benning | 603 | 16 | O/G Steam | District of Columbia | 275 | Dropped - Units whose status does not meet NEEDS criteria
Buzzard Point | 604 | E1 | Combustion Turbine | District of Columbia | 16 | Dropped - Units whose status does not meet NEEDS criteria
Buzzard Point | 604 | E2 | Combustion Turbine | District of Columbia | 16 | Dropped - Units whose status does not meet NEEDS criteria
Buzzard Point | 604 | E3 | Combustion Turbine | District of Columbia | 16 | Dropped - Units whose status does not meet NEEDS criteria
Buzzard Point | 604 | E4 | Combustion Turbine | District of Columbia | 16 | Dropped - Units whose status does not meet NEEDS criteria
Buzzard Point | 604 | E5 | Combustion Turbine | District of Columbia | 16 | Dropped - Units whose status does not meet NEEDS criteria
Buzzard Point | 604 | E6 | Combustion Turbine | District of Columbia | 16 | Dropped - Units whose status does not meet NEEDS criteria
Buzzard Point | 604 | E7 | Combustion Turbine | District of Columbia | 16 | Dropped - Units whose status does not meet NEEDS criteria
Buzzard Point | 604 | E8 | Combustion Turbine | District of Columbia | 16 | Dropped - Units whose status does not meet NEEDS criteria
Buzzard Point | 604 | W10 | Combustion Turbine | District of Columbia | 16 | Dropped - Units whose status does not meet NEEDS criteria
Buzzard Point | 604 | W11 | Combustion Turbine | District of Columbia | 16 | Dropped - Units whose status does not meet NEEDS criteria
Buzzard Point | 604 | W12 | Combustion Turbine | District of Columbia | 16 | Dropped - Units whose status does not meet NEEDS criteria
Buzzard Point | 604 | W13 | Combustion Turbine | District of Columbia | 16 | Dropped - Units whose status does not meet NEEDS criteria
Buzzard Point | 604 | W14 | Combustion Turbine | District of Columbia | 16 | Dropped - Units whose status does not meet NEEDS criteria
Buzzard Point | 604 | W15 | Combustion Turbine | District of Columbia | 16 | Dropped - Units whose status does not meet NEEDS criteria
Buzzard Point | 604 | W16 | Combustion Turbine | District of Columbia | 16 | Dropped - Units whose status does not meet NEEDS criteria
Buzzard Point | 604 | W9 | Combustion Turbine | District of Columbia | 16 | Dropped - Units whose status does not meet NEEDS criteria
Cape Canaveral | 609 | 1 | O/G Steam | Florida | 396 | Dropped - Units whose status does not meet NEEDS criteria
Cape Canaveral | 609 | 2 | O/G Steam | Florida | 396 | Dropped - Units whose status does not meet NEEDS criteria
Cutler | 610 | 5 | O/G Steam | Florida | 68 | Dropped - Units whose status does not meet NEEDS criteria
Cutler | 610 | 6 | O/G Steam | Florida | 137 | Dropped - Units whose status does not meet NEEDS criteria
Fort Myers | 612 | 3 | Combustion Turbine | Florida | 54 | Dropped - Units whose status does not meet NEEDS criteria
Fort Myers | 612 | 4 | Combustion Turbine | Florida | 54 | Dropped - Units whose status does not meet NEEDS criteria
Fort Myers | 612 | 5 | Combustion Turbine | Florida | 54 | Dropped - Units whose status does not meet NEEDS criteria
Fort Myers | 612 | 6 | Combustion Turbine | Florida | 54 | Dropped - Units whose status does not meet NEEDS criteria
Fort Myers | 612 | 7 | Combustion Turbine | Florida | 54 | Dropped - Units whose status does not meet NEEDS criteria
Fort Myers | 612 | 8 | Combustion Turbine | Florida | 54 | Dropped - Units whose status does not meet NEEDS criteria
Fort Myers | 612 | 11 | Combustion Turbine | Florida | 54 | Dropped - Units whose status does not meet NEEDS criteria
Fort Myers | 612 | 12 | Combustion Turbine | Florida | 54 | Dropped - Units whose status does not meet NEEDS criteria
Fort Myers | 612 | G10 | Combustion Turbine | Florida | 54 | Dropped - Units whose status does not meet NEEDS criteria
Fort Myers | 612 | GT2 | Combustion Turbine | Florida | 54 | Dropped - Units whose status does not meet NEEDS criteria
Lauderdale | 613 | 1 | Combustion Turbine | Florida | 35 | Dropped - Units whose status does not meet NEEDS criteria
Lauderdale | 613 | 2 | Combustion Turbine | Florida | 35 | Dropped - Units whose status does not meet NEEDS criteria
Lauderdale | 613 | 4 | Combustion Turbine | Florida | 35 | Dropped - Units whose status does not meet NEEDS criteria
Lauderdale | 613 | 6 | Combustion Turbine | Florida | 35 | Dropped - Units whose status does not meet NEEDS criteria
Lauderdale | 613 | 7 | Combustion Turbine | Florida | 35 | Dropped - Units whose status does not meet NEEDS criteria
Lauderdale | 613 | 8 | Combustion Turbine | Florida | 35 | Dropped - Units whose status does not meet NEEDS criteria
Lauderdale | 613 | 9 | Combustion Turbine | Florida | 35 | Dropped - Units whose status does not meet NEEDS criteria
Lauderdale | 613 | 10 | Combustion Turbine | Florida | 35 | Dropped - Units whose status does not meet NEEDS criteria
Lauderdale | 613 | 11 | Combustion Turbine | Florida | 35 | Dropped - Units whose status does not meet NEEDS criteria
Lauderdale | 613 | 12 | Combustion Turbine | Florida | 35 | Dropped - Units whose status does not meet NEEDS criteria
Lauderdale | 613 | 13 | Combustion Turbine | Florida | 35 | Dropped - Units whose status does not meet NEEDS criteria
Lauderdale | 613 | 14 | Combustion Turbine | Florida | 35 | Dropped - Units whose status does not meet NEEDS criteria
Lauderdale | 613 | 15 | Combustion Turbine | Florida | 35 | Dropped - Units whose status does not meet NEEDS criteria
Lauderdale | 613 | 16 | Combustion Turbine | Florida | 35 | Dropped - Units whose status does not meet NEEDS criteria
Lauderdale | 613 | 17 | Combustion Turbine | Florida | 35 | Dropped - Units whose status does not meet NEEDS criteria
Lauderdale | 613 | 18 | Combustion Turbine | Florida | 35 | Dropped - Units whose status does not meet NEEDS criteria
Lauderdale | 613 | 19 | Combustion Turbine | Florida | 35 | Dropped - Units whose status does not meet NEEDS criteria
Lauderdale | 613 | 20 | Combustion Turbine | Florida | 35 | Dropped - Units whose status does not meet NEEDS criteria
Lauderdale | 613 | 21 | Combustion Turbine | Florida | 35 | Dropped - Units whose status does not meet NEEDS criteria
Lauderdale | 613 | 22 | Combustion Turbine | Florida | 35 | Dropped - Units whose status does not meet NEEDS criteria
Lauderdale | 613 | 23 | Combustion Turbine | Florida | 35 | Dropped - Units whose status does not meet NEEDS criteria
Lauderdale | 613 | 24 | Combustion Turbine | Florida | 35 | Dropped - Units whose status does not meet NEEDS criteria
Lauderdale | 613 | 4GT1 | Combined Cycle | Florida | 185 | Dropped - Units whose status does not meet NEEDS criteria
Lauderdale | 613 | 4GT2 | Combined Cycle | Florida | 185 | Dropped - Units whose status does not meet NEEDS criteria
Lauderdale | 613 | 5GT1 | Combined Cycle | Florida | 185 | Dropped - Units whose status does not meet NEEDS criteria
Lauderdale | 613 | 5GT2 | Combined Cycle | Florida | 185 | Dropped - Units whose status does not meet NEEDS criteria
Lauderdale | 613 | ST4 | Combined Cycle | Florida | 442 | Dropped - Units whose status does not meet NEEDS criteria
Lauderdale | 613 | ST5 | Combined Cycle | Florida | 442 | Dropped - Units whose status does not meet NEEDS criteria
Port Everglades | 617 | 6 | Combustion Turbine | Florida | 35 | Dropped - Units whose status does not meet NEEDS criteria
Port Everglades | 617 | 7 | Combustion Turbine | Florida | 35 | Dropped - Units whose status does not meet NEEDS criteria
Port Everglades | 617 | 8 | Combustion Turbine | Florida | 35 | Dropped - Units whose status does not meet NEEDS criteria
Port Everglades | 617 | 9 | Combustion Turbine | Florida | 35 | Dropped - Units whose status does not meet NEEDS criteria
Port Everglades | 617 | 10 | Combustion Turbine | Florida | 35 | Dropped - Units whose status does not meet NEEDS criteria
Port Everglades | 617 | 11 | Combustion Turbine | Florida | 35 | Dropped - Units whose status does not meet NEEDS criteria
Port Everglades | 617 | 12 | Combustion Turbine | Florida | 35 | Dropped - Units whose status does not meet NEEDS criteria
Port Everglades | 617 | GT1 | Combustion Turbine | Florida | 35 | Dropped - Units whose status does not meet NEEDS criteria
Port Everglades | 617 | GT2 | Combustion Turbine | Florida | 35 | Dropped - Units whose status does not meet NEEDS criteria
Port Everglades | 617 | GT3 | Combustion Turbine | Florida | 35 | Dropped - Units whose status does not meet NEEDS criteria
Port Everglades | 617 | GT4 | Combustion Turbine | Florida | 35 | Dropped - Units whose status does not meet NEEDS criteria
Port Everglades | 617 | GT5 | Combustion Turbine | Florida | 35 | Dropped - Units whose status does not meet NEEDS criteria
Port Everglades | 617 | ST1 | O/G Steam | Florida | 213 | Dropped - Units whose status does not meet NEEDS criteria
Port Everglades | 617 | ST2 | O/G Steam | Florida | 213 | Dropped - Units whose status does not meet NEEDS criteria
Port Everglades | 617 | ST3 | O/G Steam | Florida | 387 | Dropped - Units whose status does not meet NEEDS criteria
Port Everglades | 617 | ST4 | O/G Steam | Florida | 392 | Dropped - Units whose status does not meet NEEDS criteria
Riviera | 619 | 3 | O/G Steam | Florida | 277 | Dropped - Units whose status does not meet NEEDS criteria
Riviera | 619 | 4 | O/G Steam | Florida | 288 | Dropped - Units whose status does not meet NEEDS criteria
Sanford | 620 | 3 | O/G Steam | Florida | 138 | Dropped - Units whose status does not meet NEEDS criteria
Turkey Point | 621 | IC1 | Combustion Turbine | Florida | 2.4 | Dropped - Units whose status does not meet NEEDS criteria
Turkey Point | 621 | IC2 | Combustion Turbine | Florida | 2.4 | Dropped - Units whose status does not meet NEEDS criteria
Turkey Point | 621 | IC3 | Combustion Turbine | Florida | 2.4 | Dropped - Units whose status does not meet NEEDS criteria
Turkey Point | 621 | IC4 | Combustion Turbine | Florida | 2.4 | Dropped - Units whose status does not meet NEEDS criteria
Turkey Point | 621 | IC5 | Combustion Turbine | Florida | 2.4 | Dropped - Units whose status does not meet NEEDS criteria
Turkey Point | 621 | ST1 | O/G Steam | Florida | 396 | Dropped - Units whose status does not meet NEEDS criteria
Turkey Point | 621 | ST2 | O/G Steam | Florida | 392 | Dropped - Units whose status does not meet NEEDS criteria
Avon Park | 624 | P1 | Combustion Turbine | Florida | 24 | Dropped - Retired/Planned Retirement by 06/2023
Avon Park | 624 | P2 | Combustion Turbine | Florida | 24 | Dropped - Retired/Planned Retirement by 06/2023
Crystal River | 628 | 1 | Coal Steam | Florida | 324 | Dropped - Units whose status does not meet NEEDS criteria
Crystal River | 628 | 2 | Coal Steam | Florida | 442 | Dropped - Units whose status does not meet NEEDS criteria
Crystal River | 628 | 3 | Nuclear | Florida | 860 | Dropped - Units whose status does not meet NEEDS criteria
G E Turner | 629 | P1 | Combustion Turbine | Florida | 10 | Dropped - Units whose status does not meet NEEDS criteria
G E Turner | 629 | P2 | Combustion Turbine | Florida | 10 | Dropped - Units whose status does not meet NEEDS criteria
G E Turner | 629 | P3 | Combustion Turbine | Florida | 53 | Dropped - Units whose status does not meet NEEDS criteria
G E Turner | 629 | P4 | Combustion Turbine | Florida | 59 | Dropped - Units whose status does not meet NEEDS criteria
Higgins | 630 | P1 | Combustion Turbine | Florida | 20 | Dropped - Units whose status does not meet NEEDS criteria
Higgins | 630 | P2 | Combustion Turbine | Florida | 25 | Dropped - Retired/Planned Retirement by 06/2023
Higgins | 630 | P3 | Combustion Turbine | Florida | 31 | Dropped - Retired/Planned Retirement by 06/2023
Higgins | 630 | P4 | Combustion Turbine | Florida | 31 | Dropped - Retired/Planned Retirement by 06/2023
P L Bartow | 634 | ST1 | O/G Steam | Florida | 122 | Dropped - Units whose status does not meet NEEDS criteria
P L Bartow | 634 | ST2 | O/G Steam | Florida | 103 | Dropped - Units whose status does not meet NEEDS criteria
P L Bartow | 634 | ST3 | O/G Steam | Florida | 201 | Dropped - Units whose status does not meet NEEDS criteria
Rio Pinar | 637 | P1 | Combustion Turbine | Florida | 12 | Dropped - Units whose status does not meet NEEDS criteria
Suwannee River | 638 | 1 | O/G Steam | Florida | 28 | Dropped - Units whose status does not meet NEEDS criteria
Suwannee River | 638 | 2 | O/G Steam | Florida | 29 | Dropped - Units whose status does not meet NEEDS criteria
Suwannee River | 638 | 3 | O/G Steam | Florida | 71 | Dropped - Units whose status does not meet NEEDS criteria
Crist | 641 | 1 | O/G Steam | Florida | 24 | Dropped - Units whose status does not meet NEEDS criteria
Crist | 641 | 2 | O/G Steam | Florida | 24 | Dropped - Units whose status does not meet NEEDS criteria
Crist | 641 | 3 | O/G Steam | Florida | 35 | Dropped - Units whose status does not meet NEEDS criteria
Scholz | 642 | 1 | Coal Steam | Florida | 46 | Dropped - Units whose status does not meet NEEDS criteria
Scholz | 642 | 2 | Coal Steam | Florida | 46 | Dropped - Units whose status does not meet NEEDS criteria
Lansing Smith | 643 | 1 | Coal Steam | Florida | 162 | Dropped - Units whose status does not meet NEEDS criteria
Lansing Smith | 643 | 2 | Coal Steam | Florida | 195 | Dropped - Units whose status does not meet NEEDS criteria
Big Bend | 645 | GT1 | Combustion Turbine | Florida | 10 | Dropped - Units whose status does not meet NEEDS criteria
Big Bend | 645 | GT2 | Combustion Turbine | Florida | 49 | Dropped - Units whose status does not meet NEEDS criteria
Big Bend | 645 | GT3 | Combustion Turbine | Florida | 39 | Dropped - Units whose status does not meet NEEDS criteria
Big Bend | 645 | ST2 | Coal Steam | Florida | 385 | Dropped - Retired/Planned Retirement by 06/2023
F J Gannon | 646 | 1 | Coal Steam | Florida | 94 | Dropped - Units whose status does not meet NEEDS criteria
F J Gannon | 646 | 2 | Coal Steam | Florida | 100 | Dropped - Units whose status does not meet NEEDS criteria
F J Gannon | 646 | 3 | Coal Steam | Florida | 150 | Dropped - Units whose status does not meet NEEDS criteria
F J Gannon | 646 | 4 | Coal Steam | Florida | 164 | Dropped - Units whose status does not meet NEEDS criteria
Hookers Point | 647 | 1 | O/G Steam | Florida | 20 | Dropped - Units whose status does not meet NEEDS criteria
Hookers Point | 647 | 2 | O/G Steam | Florida | 20 | Dropped - Units whose status does not meet NEEDS criteria
Hookers Point | 647 | 3 | O/G Steam | Florida | 20 | Dropped - Units whose status does not meet NEEDS criteria
Hookers Point | 647 | 4 | O/G Steam | Florida | 30 | Dropped - Units whose status does not meet NEEDS criteria
Hookers Point | 647 | 5 | O/G Steam | Florida | 67 | Dropped - Units whose status does not meet NEEDS criteria
Kensico | 650 | 1 | Hydro | New York | 1 | Dropped - Units whose status does not meet NEEDS criteria
Kensico | 650 | 2 | Hydro | New York | 1 | Dropped - Units whose status does not meet NEEDS criteria
Kensico | 650 | 3 | Hydro | New York | 1 | Dropped - Units whose status does not meet NEEDS criteria
Henry D King | 658 | 5 | Combined Cycle | Florida | 8 | Dropped - Units whose status does not meet NEEDS criteria
Henry D King | 658 | 6 | O/G Steam | Florida | 17 | Dropped - Units whose status does not meet NEEDS criteria
Henry D King | 658 | 7 | O/G Steam | Florida | 32 | Dropped - Units whose status does not meet NEEDS criteria
Henry D King | 658 | 8 | O/G Steam | Florida | 50 | Dropped - Units whose status does not meet NEEDS criteria
Henry D King | 658 | 9 | Combined Cycle | Florida | 22.4 | Dropped - Units whose status does not meet NEEDS criteria
Henry D King | 658 | D1 | Combustion Turbine | Florida | 3 | Dropped - Units whose status does not meet NEEDS criteria
Henry D King | 658 | D2 | Combustion Turbine | Florida | 3 | Dropped - Units whose status does not meet NEEDS criteria
Deerhaven Generating Station | 663 | 1 | O/G Steam | Florida | 75 | Dropped - Retired/Planned Retirement by 06/2023
John R Kelly | 664 | 7 | O/G Steam | Florida | 23.2 | Dropped - Units whose status does not meet NEEDS criteria
John R Kelly | 664 | GT1 | Combustion Turbine | Florida | 14 | Dropped - Units whose status does not meet NEEDS criteria
John R Kelly | 664 | GT2 | Combustion Turbine | Florida | 14 | Dropped - Units whose status does not meet NEEDS criteria
John R Kelly | 664 | GT3 | Combustion Turbine | Florida | 14 | Dropped - Units whose status does not meet NEEDS criteria
G W Ivey | 665 | 8 | Combustion Turbine | Florida | 2 | Dropped - Units whose status does not meet NEEDS criteria
G W Ivey | 665 | 9 | Combustion Turbine | Florida | 2 | Dropped - Units whose status does not meet NEEDS criteria
G W Ivey | 665 | 10 | Combustion Turbine | Florida | 2 | Dropped - Units whose status does not meet NEEDS criteria
G W Ivey | 665 | 11 | Combustion Turbine | Florida | 3 | Dropped - Units whose status does not meet NEEDS criteria
G W Ivey | 665 | 12 | Combustion Turbine | Florida | 3 | Dropped - Units whose status does not meet NEEDS criteria
G W Ivey | 665 | 18 | Combustion Turbine | Florida | 8 | Dropped - Units whose status does not meet NEEDS criteria
J D Kennedy | 666 | GT3 | Combustion Turbine | Florida | 54 | Dropped - Units whose status does not meet NEEDS criteria
J D Kennedy | 666 | GT4 | Combustion Turbine | Florida | 54 | Dropped - Units whose status does not meet NEEDS criteria
J D Kennedy | 666 | GT5 | Combustion Turbine | Florida | 54 | Dropped - Units whose status does not meet NEEDS criteria
Hansel | 672 | 8 | Combustion Turbine | Florida | 2 | Dropped - Units whose status does not meet NEEDS criteria
Hansel | 672 | 14 | Combustion Turbine | Florida | 2 | Dropped - Units whose status does not meet NEEDS criteria
Hansel | 672 | 15 | Combustion Turbine | Florida | 2 | Dropped - Units whose status does not meet NEEDS criteria
Hansel | 672 | 16 | Combustion Turbine | Florida | 2 | Dropped - Units whose status does not meet NEEDS criteria
Hansel | 672 | 17 | Combustion Turbine | Florida | 2 | Dropped - Units whose status does not meet NEEDS criteria
Hansel | 672 | 18 | Combustion Turbine | Florida | 2 | Dropped - Units whose status does not meet NEEDS criteria
Hansel | 672 | 19 | Combustion Turbine | Florida | 2 | Dropped - Units whose status does not meet NEEDS criteria
Hansel | 672 | 20 | Combustion Turbine | Florida | 2 | Dropped - Units whose status does not meet NEEDS criteria
Hansel | 672 | 21 | Combined Cycle | Florida | 30 | Dropped - Units whose status does not meet NEEDS criteria
Hansel | 672 | 22 | Combined Cycle | Florida | 8 | Dropped - Units whose status does not meet NEEDS criteria
Hansel | 672 | 23 | Combined Cycle | Florida | 8 | Dropped - Units whose status does not meet NEEDS criteria
Pilot Butte | 674 | 1 | Hydro | Wyoming | 0.8 | Dropped - Units whose status does not meet NEEDS criteria
Pilot Butte | 674 | 2 | Hydro | Wyoming | 0.8 | Dropped - Units whose status does not meet NEEDS criteria
Larsen Memorial | 675 | 6 | O/G Steam | Florida | 24 | Dropped - Units whose status does not meet NEEDS criteria
C D McIntosh Jr | 676 | 4 | Coal Steam | Florida | 288 | Dropped - Units whose status does not meet NEEDS criteria
C D McIntosh Jr | 676 | ST1 | O/G Steam | Florida | 85 | Dropped - Units whose status does not meet NEEDS criteria
Smith Street | 679 | 3 | Combustion Turbine | Florida | 0.8 | Dropped - Units whose status does not meet NEEDS criteria
Smith Street | 679 | 4 | Combustion Turbine | Florida | 1 | Dropped - Units whose status does not meet NEEDS criteria
Smith Street | 679 | 6 | Combustion Turbine | Florida | 1.8 | Dropped - Units whose status does not meet NEEDS criteria
Smith Street | 679 | 7 | Combustion Turbine | Florida | 1.8 | Dropped - Units whose status does not meet NEEDS criteria
Smith Street | 679 | 8 | Combustion Turbine | Florida | 1.1 | Dropped - Units whose status does not meet NEEDS criteria
Smith Street | 679 | 9 | Combustion Turbine | Florida | 2 | Dropped - Units whose status does not meet NEEDS criteria
Smith Street | 679 | 10 | Combustion Turbine | Florida | 2 | Dropped - Units whose status does not meet NEEDS criteria
Smith Street | 679 | 11 | Combustion Turbine | Florida | 2 | Dropped - Units whose status does not meet NEEDS criteria
W E Swoope | 681 | 2 | Combustion Turbine | Florida | 0.9 | Dropped - Units whose status does not meet NEEDS criteria
W E Swoope | 681 | 3 | Combustion Turbine | Florida | 2 | Dropped - Units whose status does not meet NEEDS criteria
W E Swoope | 681 | 4 | Combustion Turbine | Florida | 2.2 | Dropped - Units whose status does not meet NEEDS criteria
St Cloud | 685 | 1 | Combustion Turbine | Florida | 2 | Dropped - Units whose status does not meet NEEDS criteria
St Cloud | 685 | 2 | Combustion Turbine | Florida | 5 | Dropped - Units whose status does not meet NEEDS criteria
St Cloud | 685 | 3 | Combustion Turbine | Florida | 2 | Dropped - Units whose status does not meet NEEDS criteria
St Cloud | 685 | 4 | Combustion Turbine | Florida | 3 | Dropped - Units whose status does not meet NEEDS criteria
St Cloud | 685 | 6 | Combustion Turbine | Florida | 3 | Dropped - Units whose status does not meet NEEDS criteria
St Cloud | 685 | 7 | Combustion Turbine | Florida | 6 | Dropped - Units whose status does not meet NEEDS criteria
St Cloud | 685 | 8 | Combustion Turbine | Florida | 6 | Dropped - Units whose status does not meet NEEDS criteria
Arvah B Hopkins | 688 | 1 | O/G Steam | Florida | 76 | Dropped - Units whose status does not meet NEEDS criteria
Arvah B Hopkins | 688 | 5 | Combined Cycle | Florida | 156 | Dropped - Units whose status does not meet NEEDS criteria
Arvah B Hopkins | 688 | CT A | Combined Cycle | Florida | 36 | Dropped - Units whose status does not meet NEEDS criteria
Arvah B Hopkins | 688 | GT1 | Combustion Turbine | Florida | 12 | Dropped - Units whose status does not meet NEEDS criteria
Arvah B Hopkins | 688 | GT2 | Combustion Turbine | Florida | 24 | Dropped - Units whose status does not meet NEEDS criteria
Arvah B Hopkins | 688 | GT5 | Combustion Turbine | Florida | 42 | Dropped - Units whose status does not meet NEEDS criteria
S O Purdom | 689 | 7 | O/G Steam | Florida | 48 | Dropped - Units whose status does not meet NEEDS criteria
S O Purdom | 689 | GT1 | Combustion Turbine | Florida | 10 | Dropped - Units whose status does not meet NEEDS criteria
S O Purdom | 689 | GT2 | Combustion Turbine | Florida | 10 | Dropped - Units whose status does not meet NEEDS criteria
J Woodruff | 690 | 1 | Hydro | Florida | 10 | Dropped - Units whose status does not meet NEEDS criteria
J Woodruff | 690 | 2 | Hydro | Florida | 10 | Dropped - Units whose status does not meet NEEDS criteria
Medicine Bow | 692 | 3 | Onshore Wind | Wyoming | 0.1 | Dropped - Units whose status does not meet NEEDS criteria
Medicine Bow | 692 | 12 | Onshore Wind | Wyoming | 0.7 | Dropped - Units whose status does not meet NEEDS criteria
Medicine Bow | 692 | 13 | Onshore Wind | Wyoming | 0.7 | Dropped - Units whose status does not meet NEEDS criteria
Medicine Bow | 692 | CLIP | Onshore Wind | Wyoming | 2.5 | Dropped - Units whose status does not meet NEEDS criteria
Vero Beach Municipal Power Plant | 693 | 1 | O/G Steam | Florida | 13 | Dropped - Units whose status does not meet NEEDS criteria
Vero Beach Municipal Power Plant | 693 | 2 | Combined Cycle | Florida | 13 | Dropped - Units whose status does not meet NEEDS criteria
Vero Beach Municipal Power Plant | 693 | 3 | O/G Steam | Florida | 33 | Dropped - Units whose status does not meet NEEDS criteria
Vero Beach Municipal Power Plant | 693 | 4 | O/G Steam | Florida | 56 | Dropped - Units whose status does not meet NEEDS criteria
Vero Beach Municipal Power Plant | 693 | 5 | Combined Cycle | Florida | 35 | Dropped - Units whose status does not meet NEEDS criteria
Marathon Generating Plant | 696 | 3 | Combustion Turbine | Florida | 3 | Dropped - Units whose status does not meet NEEDS criteria
Marathon Generating Plant | 696 | 4 | Combustion Turbine | Florida | 3 | Dropped - Units whose status does not meet NEEDS criteria
Marathon Generating Plant | 696 | 5 | Combustion Turbine | Florida | 3 | Dropped - Units whose status does not meet NEEDS criteria
Marathon Generating Plant | 696 | 6 | Combustion Turbine | Florida | 2.5 | Dropped - Units whose status does not meet NEEDS criteria
Marathon Generating Plant | 696 | 7 | Combustion Turbine | Florida | 2.5 | Dropped - Units whose status does not meet NEEDS criteria
Arkwright | 699 | 3 | Coal Steam | Georgia | 42 | Dropped - Units whose status does not meet NEEDS criteria
Arkwright | 699 | 4 | Coal Steam | Georgia | 44 | Dropped - Units whose status does not meet NEEDS criteria
Arkwright | 699 | 5A | Combustion Turbine | Georgia | 13 | Dropped - Units whose status does not meet NEEDS criteria
Arkwright | 699 | 5B | Combustion Turbine | Georgia | 13 | Dropped - Units whose status does not meet NEEDS criteria
Arkwright | 699 | ST1 | O/G Steam | Georgia | 41 | Dropped - Units whose status does not meet NEEDS criteria
Arkwright | 699 | ST2 | O/G Steam | Georgia | 41 | Dropped - Units whose status does not meet NEEDS criteria
Atkinson | 700 | 3 | O/G Steam | Georgia | 65 | Dropped - Units whose status does not meet NEEDS criteria
Atkinson | 700 | 4 | O/G Steam | Georgia | 62 | Dropped - Units whose status does not meet NEEDS criteria
Atkinson | 700 | 5A | Combustion Turbine | Georgia | 32 | Dropped - Units whose status does not meet NEEDS criteria
Atkinson | 700 | 5B | Combustion Turbine | Georgia | 32 | Dropped - Units whose status does not meet NEEDS criteria
Atkinson | 700 | ST2 | O/G Steam | Georgia | 55 | Dropped - Units whose status does not meet NEEDS criteria
Barnett Shoals | 701 | 1 | Hydro | Georgia | 0.2 | Dropped - Units whose status does not meet NEEDS criteria
Barnett Shoals | 701 | 2 | Hydro | Georgia | 0.2 | Dropped - Units whose status does not meet NEEDS criteria
Barnett Shoals | 701 | 3 | Hydro | Georgia | 0.2 | Dropped - Units whose status does not meet NEEDS criteria
Barnett Shoals | 701 | 4 | Hydro | Georgia | 0.2 | Dropped - Units whose status does not meet NEEDS criteria
Bowen | 703 | 6 | Combustion Turbine | Georgia | 32 | Dropped - Units whose status does not meet NEEDS criteria
Hammond | 708 | 1 | Coal Steam | Georgia | 110 | Dropped - Units whose status does not meet NEEDS criteria
Hammond | 708 | 2 | Coal Steam | Georgia | 110 | Dropped - Units whose status does not meet NEEDS criteria
Hammond | 708 | 3 | Coal Steam | Georgia | 110 | Dropped - Units whose status does not meet NEEDS criteria
Hammond | 708 | 4 | Coal Steam | Georgia | 510 | Dropped - Units whose status does not meet NEEDS criteria
Harllee Branch | 709 | 1 | Coal Steam | Georgia | 266 | Dropped - Units whose status does not meet NEEDS criteria
Harllee Branch | 709 | 2 | Coal Steam | Georgia | 325 | Dropped - Units whose status does not meet NEEDS criteria
Harllee Branch | 709 | 3 | Coal Steam | Georgia | 488 | Dropped - Units whose status does not meet NEEDS criteria
Harllee Branch | 709 | 4 | Coal Steam | Georgia | 507 | Dropped - Units whose status does not meet NEEDS criteria
Jack McDonough | 710 | 1 | Coal Steam | Georgia | 251 | Dropped - Units whose status does not meet NEEDS criteria
Jack McDonough | 710 | 2 | Coal Steam | Georgia | 251 | Dropped - Units whose status does not meet NEEDS criteria
Langdale | 711 | 5 | Hydro | Alabama | 0.1 | Dropped - Units whose status does not meet NEEDS criteria
Langdale | 711 | 6 | Hydro | Alabama | 0.1 | Dropped - Units whose status does not meet NEEDS criteria
McManus | 715 | 1 | O/G Steam | Georgia | 43 | Dropped - Units whose status does not meet NEEDS criteria
McManus | 715 | 2 | O/G Steam | Georgia | 79 | Dropped - Units whose status does not meet NEEDS criteria
Mitchell (GA) | 727 | 1 | Coal Steam | Georgia | 20 | Dropped - Units whose status does not meet NEEDS criteria
Mitchell (GA) | 727 | 2 | Coal Steam | Georgia | 20 | Dropped - Units whose status does not meet NEEDS criteria
Mitchell (GA) | 727 | 3 | Coal Steam | Georgia | 155 | Dropped - Units whose status does not meet NEEDS criteria
Mitchell (GA) | 727 | 4A | Combustion Turbine | Georgia | 31 | Dropped - Units whose status does not meet NEEDS criteria
Mitchell (GA) | 727 | 4B | Combustion Turbine | Georgia | 31 | Dropped - Units whose status does not meet NEEDS criteria
Mitchell (GA) | 727 | 4C | Combustion Turbine | Georgia | 31 | Dropped - Units whose status does not meet NEEDS criteria
Yates | 728 | 1 | Coal Steam | Georgia | 97 | Dropped - Units whose status does not meet NEEDS criteria
Yates | 728 | 2 | Coal Steam | Georgia | 103 | Dropped - Units whose status does not meet NEEDS criteria
Yates | 728 | 3 | Coal Steam | Georgia | 111 | Dropped - Units whose status does not meet NEEDS criteria
Yates | 728 | 4 | Coal Steam | Georgia | 133 | Dropped - Units whose status does not meet NEEDS criteria
Yates | 728 | 5 | Coal Steam | Georgia | 135 | Dropped - Units whose status does not meet NEEDS criteria
Boulevard | 732 | 2 | Combustion Turbine | Georgia | 14 | Dropped - Units whose status does not meet NEEDS criteria
Boulevard | 732 | 3 | Combustion Turbine | Georgia | 14 | Dropped - Units whose status does not meet NEEDS criteria
Kraft | 733 | 2 | Coal Steam | Georgia | 52 | Dropped - Units whose status does not meet NEEDS criteria
Kraft | 733 | 3 | Coal Steam | Georgia | 101 | Dropped - Units whose status does not meet NEEDS criteria
Kraft | 733 | 4 | O/G Steam | Georgia | 115 | Dropped - Units whose status does not meet NEEDS criteria
Kraft | 733 | PWA | Combustion Turbine | Georgia | 17 | Dropped - Units whose status does not meet NEEDS criteria
Kraft | 733 | ST1 | Coal Steam | Georgia | 48 | Dropped - Units whose status does not meet NEEDS criteria
Riverside (GA) | 734 | 4 | O/G Steam | Georgia | 20 | Dropped - Units whose status does not meet NEEDS criteria
Riverside (GA) | 734 | 5 | O/G Steam | Georgia | 9 | Dropped - Units whose status does not meet NEEDS criteria
Riverside (GA) | 734 | 6 | O/G Steam | Georgia | 19 | Dropped - Units whose status does not meet NEEDS criteria
Riverside (GA) | 734 | 7 | O/G Steam | Georgia | 20 | Dropped - Units whose status does not meet NEEDS criteria
Riverside (GA) | 734 | 8 | O/G Steam | Georgia | 39 | Dropped - Units whose status does not meet NEEDS criteria
Dinner Lake | 747 | 1 | O/G Steam | Florida | 11 | Dropped - Units whose status does not meet NEEDS criteria
Phillips | 748 | 1 | Combustion Turbine | Florida | 18 | Dropped - Units whose status does not meet NEEDS criteria
Phillips | 748 | 2 | Combustion Turbine | Florida | 18 | Dropped - Units whose status does not meet NEEDS criteria
Phillips | 748 | 3 | Combined Cycle | Florida | 3 | Dropped - Units whose status does not meet NEEDS criteria
Hartwell Lake | 754 | 3 | Hydro | Georgia | 85 | Dropped - Units whose status does not meet NEEDS criteria
Buford | 759 | 1 | Hydro | Georgia | 40 | Dropped - Units whose status does not meet NEEDS criteria
Buford | 759 | 2 | Hydro | Georgia | 40 | Dropped - Units whose status does not meet NEEDS criteria
Buford | 759 | 3 | Hydro | Georgia | 6 | Dropped - Units whose status does not meet NEEDS criteria
Honolulu | 764 | H8 | O/G Steam | Hawaii | 48.6 | Dropped - Units whose status does not meet NEEDS criteria
Honolulu | 764 | H9 | O/G Steam | Hawaii | 51.7 | Dropped - Units whose status does not meet NEEDS criteria
Kahe | 765 | K1 | O/G Steam | Hawaii | 77.9 | Dropped - in Alaska or in Hawaii or Puerto Rico
Kahe | 765 | K2 | O/G Steam | Hawaii | 78.1 | Dropped - in Alaska or in Hawaii or Puerto Rico
Kahe | 765 | K3 | O/G Steam | Hawaii | 82.1 | Dropped - in Alaska or in Hawaii or Puerto Rico
Kahe | 765 | K4 | O/G Steam | Hawaii | 87.2 | Dropped - in Alaska or in Hawaii or Puerto Rico
Kahe | 765 | K5 | O/G Steam | Hawaii | 128.1 | Dropped - in Alaska or in Hawaii or Puerto Rico
Kahe | 765 | K6 | O/G Steam | Hawaii | 128.7 | Dropped - in Alaska or in Hawaii or Puerto Rico
Waiau | 766 | W10 | Combustion Turbine | Hawaii | 51.2 | Dropped - in Alaska or in Hawaii or Puerto Rico
Waiau | 766 | W3 | O/G Steam | Hawaii | 47.2 | Dropped - in Alaska or in Hawaii or Puerto Rico
Waiau | 766 | W4 | O/G Steam | Hawaii | 47.7 | Dropped - in Alaska or in Hawaii or Puerto Rico
Waiau | 766 | W5 | O/G Steam | Hawaii | 51.9 | Dropped - in Alaska or in Hawaii or Puerto Rico
Waiau | 766 | W6 | O/G Steam | Hawaii | 51.8 | Dropped - in Alaska or in Hawaii or Puerto Rico
Waiau | 766 | W7 | O/G Steam | Hawaii | 77.8 | Dropped - in Alaska or in Hawaii or Puerto Rico
Waiau | 766 | W8 | O/G Steam | Hawaii | 77.8 | Dropped - in Alaska or in Hawaii or Puerto Rico
Waiau | 766 | W9 | Combustion Turbine | Hawaii | 51.2 | Dropped - in Alaska or in Hawaii or Puerto Rico
Waimea | 768 | 12 | Combustion Turbine | Hawaii | 2.5 | Dropped - in Alaska or in Hawaii or Puerto Rico
Waimea | 768 | 13 | Combustion Turbine | Hawaii | 2.5 | Dropped - in Alaska or in Hawaii or Puerto Rico
Waimea | 768 | 14 | Combustion Turbine | Hawaii | 2.5 | Dropped - in Alaska or in Hawaii or Puerto Rico
Kanoelehua | 769 | 11 | Combustion Turbine | Hawaii | 2 | Dropped - in Alaska or in Hawaii or Puerto Rico
Kanoelehua | 769 | 15 | Combustion Turbine | Hawaii | 2.5 | Dropped - in Alaska or in Hawaii or Puerto Rico
Kanoelehua | 769 | 16 | Combustion Turbine | Hawaii | 2.5 | Dropped - in Alaska or in Hawaii or Puerto Rico
Kanoelehua | 769 | 17 | Combustion Turbine | Hawaii | 2.5 | Dropped - in Alaska or in Hawaii or Puerto Rico
Kanoelehua | 769 | CT1 | Combustion Turbine | Hawaii | 10.5 | Dropped - in Alaska or in Hawaii or Puerto Rico
Puueo | 771 | 1 | Hydro | Hawaii | 0.7 | Dropped - in Alaska or in Hawaii or Puerto Rico
Puueo | 771 | 2 | Hydro | Hawaii | 1.7 | Dropped - Units whose status does not meet NEEDS criteria
Puueo | 771 | 2A | Hydro | Hawaii | 2.4 | Dropped - in Alaska or in Hawaii or Puerto Rico
W H Hill | 772 | 5 | O/G Steam | Hawaii | 14.1 | Dropped - in Alaska or in Hawaii or Puerto Rico
W H Hill | 772 | 6 | O/G Steam | Hawaii | 21.4 | Dropped - in Alaska or in Hawaii or Puerto Rico
Sullivan CR | 773 | 1 | Hydro | Washington | 4.5 | Dropped - Units whose status does not meet NEEDS criteria
Sullivan CR | 773 | 2 | Hydro | Washington | 4.5 | Dropped - Units whose status does not meet NEEDS criteria
Waiau Hydro | 774 | 1 | Hydro | Hawaii | 0.7 | Dropped - in Alaska or in Hawaii or Puerto Rico
Waiau Hydro | 774 | 2 | Hydro | Hawaii | 0.3 | Dropped - in Alaska or in Hawaii or Puerto Rico
Basin Mills | 783 | 1 | Hydro | Maine | 12 | Dropped - Units whose status does not meet NEEDS criteria
Basin Mills | 783 | 2 | Hydro | Maine | 12 | Dropped - Units whose status does not meet NEEDS criteria
Basin Mills | 783 | 3 | Hydro | Maine | 12 | Dropped - Units whose status does not meet NEEDS criteria
Veazie C | 784 | 1 | Hydro | Maine | 8 | Dropped - Units whose status does not meet NEEDS criteria
Orca | 789 | 1 | Combustion Turbine | Alaska | 1.5 | Dropped - Units whose status does not meet NEEDS criteria
Orca | 789 | 2 | Combustion Turbine | Alaska | 1.5 | Dropped - Units whose status does not meet NEEDS criteria
Orca | 789 | 3 | Combustion Turbine | Alaska | 2.5 | Dropped - in Alaska or in Hawaii or Puerto Rico
Orca | 789 | 4 | Combustion Turbine | Alaska | 2.4 | Dropped - in Alaska or in Hawaii or Puerto Rico
Orca | 789 | 5 | Combustion Turbine | Alaska | 1.1 | Dropped - in Alaska or in Hawaii or Puerto Rico
Orca | 789 | 6 | Combustion Turbine | Alaska | 1.1 | Dropped - in Alaska or in Hawaii or Puerto Rico
Orca | 789 | 7 | Combustion Turbine | Alaska | 3.6 | Dropped - in Alaska or in Hawaii or Puerto Rico
Palaau Power Hybrid | 792 | 7 | Combustion Turbine | Hawaii | 2 | Dropped - in Alaska or in Hawaii or Puerto Rico
Palaau Power Hybrid | 792 | 8 | Combustion Turbine | Hawaii | 2 | Dropped - in Alaska or in Hawaii or Puerto Rico
Palaau Power Hybrid | 792 | 9 | Combustion Turbine | Hawaii | 2 | Dropped - in Alaska or in Hawaii or Puerto Rico
Palaau Power Hybrid | 792 | 15 | Combustion Turbine | Hawaii | 2 | Dropped - in Alaska or in Hawaii or Puerto Rico
Palaau Power Hybrid | 792 | BAT1 | Energy Storage | Hawaii | 2 | Dropped - in Alaska or in Hawaii or Puerto Rico
Palaau Power Hybrid | 792 | CAT1 | Combustion Turbine | Hawaii | 1.2 | Dropped - in Alaska or in Hawaii or Puerto Rico
Palaau Power Hybrid | 792 | CAT2 | Combustion Turbine | Hawaii | 1.2 | Dropped - in Alaska or in Hawaii or Puerto Rico
Palaau Power Hybrid | 792 | CUM3 | Combustion Turbine | Hawaii | 0.9 | Dropped - in Alaska or in Hawaii or Puerto Rico
Palaau Power Hybrid | 792 | CUM4 | Combustion Turbine | Hawaii | 0.9 | Dropped - in Alaska or in Hawaii or Puerto Rico
Palaau Power Hybrid | 792 | CUM5 | Combustion Turbine | Hawaii | 0.9 | Dropped - in Alaska or in Hawaii or Puerto Rico
Palaau Power Hybrid | 792 | CUM6 | Combustion Turbine | Hawaii | 0.9 | Dropped - in Alaska or in Hawaii or Puerto Rico
Ray Roberts | 796 | 1 | Hydro | Texas | 1.2 | Dropped - Units whose status does not meet NEEDS criteria
Shoshone Falls | 818 | 1 | Hydro | Idaho | 0.7 | Dropped - Units whose status does not meet NEEDS criteria
Shoshone Falls | 818 | 2 | Hydro | Idaho | 0.4 | Dropped - Units whose status does not meet NEEDS criteria
Thousand Springs | 820 | 1 | Hydro | Idaho | 0.8 | Dropped - Units whose status does not meet NEEDS criteria
Thousand Springs | 820 | 2 | Hydro | Idaho | 0.8 | Dropped - Units whose status does not meet NEEDS criteria
Cove | 826 | 1 | Hydro | Idaho | 7 | Dropped - Units whose status does not meet NEEDS criteria
E D Edwards | 856 | 1 | Coal Steam | Illinois | 95 | Dropped - Units whose status does not meet NEEDS criteria
Sterling Avenue | 860 | 1 | Combustion Turbine | Illinois | 15 | Dropped - Units whose status does not meet NEEDS criteria
Sterling Avenue | 860 | 2 | Combustion Turbine | Illinois | 15 | Dropped - Units whose status does not meet NEEDS criteria
Coffeen | 861 | 1 | Coal Steam | Illinois | 330 | Dropped - Retired/Planned Retirement by 06/2023
Coffeen | 861 | 2 | Coal Steam | Illinois | 565 | Dropped - Retired/Planned Retirement by 06/2023
Hutsonville | 863 | 3 | Coal Steam | Illinois | 75 | Dropped - Units whose status does not meet NEEDS criteria
Hutsonville | 863 | 4 | Coal Steam | Illinois | 76 | Dropped - Units whose status does not meet NEEDS criteria
Hutsonville | 863 | D1 | Combustion Turbine | Illinois | 3 | Dropped - Units whose status does not meet NEEDS criteria
Meredosia | 864 | 1 | Coal Steam | Illinois | 52 | Dropped - Units whose status does not meet NEEDS criteria
Meredosia | 864 | 2 | Coal Steam | Illinois | 53 | Dropped - Units whose status does not meet NEEDS criteria
Meredosia | 864 | 3 | Coal Steam | Illinois | 203 | Dropped - Units whose status does not meet NEEDS criteria
Meredosia | 864 | 4 | O/G Steam | Illinois | 166 | Dropped - Units whose status does not meet NEEDS criteria
Bloom | 865 | 331 | Combustion Turbine | Illinois | 11.2 | Dropped - Units whose status does not meet NEEDS criteria
Bloom | 865 | 332 | Combustion Turbine | Illinois | 13.5 | Dropped - Units whose status does not meet NEEDS criteria
Bloom | 865 | 333 | Combustion Turbine | Illinois | 12.7 | Dropped - Units whose status does not meet NEEDS criteria
Bloom | 865 | 334 | Combustion Turbine | Illinois | 11.4 | Dropped - Units whose status does not meet NEEDS criteria
Bloom | 865 | 341 | Combustion Turbine | Illinois | 13.7 | Dropped - Units whose status does not meet NEEDS criteria
Bloom | 865 | 342 | Combustion Turbine | Illinois | 13.7 | Dropped - Units whose status does not meet NEEDS criteria
Bloom | 865 | 343 | Combustion Turbine | Illinois | 11.9 | Dropped - Units whose status does not meet NEEDS criteria
Bloom | 865 | 344 | Combustion Turbine | Illinois | 12.3 | Dropped - Units whose status does not meet NEEDS criteria
Calumet | 866 | 311 | Combustion Turbine | Illinois | 14.7 | Dropped - Units whose status does not meet NEEDS criteria
Calumet | 866 | 312 | Combustion Turbine | Illinois | 14.1 | Dropped - Units whose status does not meet NEEDS criteria
Calumet | 866 | 313 | Combustion Turbine | Illinois | 12.3 | Dropped - Units whose status does not meet NEEDS criteria
Calumet | 866 | 314 | Combustion Turbine | Illinois | 14.8 | Dropped - Units whose status does not meet NEEDS criteria
Calumet | 866 | 321 | Combustion Turbine | Illinois | 14.1 | Dropped - Units whose status does not meet NEEDS criteria
Calumet | 866 | 322 | Combustion Turbine | Illinois | 14.2 | Dropped - Units whose status does not meet NEEDS criteria
Calumet | 866 | 323 | Combustion Turbine | Illinois | 14.2 | Dropped - Units whose status does not meet NEEDS criteria
Calumet | 866 | 324 | Combustion Turbine | Illinois | 14.2 | Dropped - Units whose status does not meet NEEDS criteria
Calumet | 866 | 331 | Combustion Turbine | Illinois | 15.1 | Dropped - Units whose status does not meet NEEDS criteria
Calumet | 866 | 332 | Combustion Turbine | Illinois | 13 | Dropped - Units whose status does not meet NEEDS criteria
Calumet | 866 | 333 | Combustion Turbine | Illinois | 13.6 | Dropped - Units whose status does not meet NEEDS criteria
Calumet | 866 | 341 | Combustion Turbine | Illinois | 13.7 | Dropped - Units whose status does not meet NEEDS criteria
Calumet | 866 | 342 | Combustion Turbine | Illinois | 14 | Dropped - Units whose status does not meet NEEDS criteria
Calumet | 866 | 343 | Combustion Turbine | Illinois | 13.6 | Dropped - Units whose status does not meet NEEDS criteria
Calumet | 866 | 344 | Combustion Turbine | Illinois | 8.3 | Dropped - Units whose status does not meet NEEDS criteria
Crawford | 867 | 7 | Coal Steam | Illinois | 213 | Dropped - Units whose status does not meet NEEDS criteria
Crawford | 867 | 8 | Coal Steam | Illinois | 319 | Dropped - Units whose status does not meet NEEDS criteria
Crawford | 867 | 311 | Combustion Turbine | Illinois | 17.3 | Dropped - Units whose status does not meet NEEDS criteria
Crawford | 867 | 312 | Combustion Turbine | Illinois | 13.7 | Dropped - Units whose status does not meet NEEDS criteria
Crawford | 867 | 313 | Combustion Turbine | Illinois | 14.4 | Dropped - Units whose status does not meet NEEDS criteria
Crawford | 867 | 314 | Combustion Turbine | Illinois | 13.9 | Dropped - Units whose status does not meet NEEDS criteria
Crawford | 867 | 321 | Combustion Turbine | Illinois | 14.7 | Dropped - Units whose status does not meet NEEDS criteria
Crawford | 867 | 322 | Combustion Turbine | Illinois | 14.7 | Dropped - Units whose status does not meet NEEDS criteria
Crawford | 867 | 323 | Combustion Turbine | Illinois | 13.9 | Dropped - Units whose status does not meet NEEDS criteria
Crawford | 867 | 324 | Combustion Turbine | Illinois | 14.2 | Dropped - Units whose status does not meet NEEDS criteria
Crawford | 867 | 331 | Combustion Turbine | Illinois | 14.2 | Dropped - Units whose status does not meet NEEDS criteria
Crawford | 867 | 332 | Combustion Turbine | Illinois | 13.8 | Dropped - Units whose status does not meet NEEDS criteria
Crawford | 867 | 333 | Combustion Turbine | Illinois | 14.3 | Dropped - Units whose status does not meet NEEDS criteria
Crawford | 867 | 334 | Combustion Turbine | Illinois | 13.7 | Dropped - Units whose status does not meet NEEDS criteria
Electric Junction | 870 | 311 | Combustion Turbine | Illinois | 14.6 | Dropped - Units whose status does not meet NEEDS criteria
Electric Junction | 870 | 312 | Combustion Turbine | Illinois | 15 | Dropped - Units whose status does not meet NEEDS criteria
Electric Junction | 870 | 313 | Combustion Turbine | Illinois | 15.1 | Dropped - Units whose status does not meet NEEDS criteria
Electric Junction | 870 | 314 | Combustion Turbine | Illinois | 14.7 | Dropped - Units whose status does not meet NEEDS criteria
Electric Junction | 870 | 321 | Combustion Turbine | Illinois | 14.9 | Dropped - Units whose status does not meet NEEDS criteria
Electric Junction | 870 | 322 | Combustion Turbine | Illinois | 14.6 | Dropped - Units whose status does not meet NEEDS criteria
Electric Junction | 870 | 323 | Combustion Turbine | Illinois | 14.4 | Dropped - Units whose status does not meet NEEDS criteria
Electric Junction | 870 | 324 | Combustion Turbine | Illinois | 15.3 | Dropped - Units whose status does not meet NEEDS criteria
Electric Junction | 870 | 331 | Combustion Turbine | Illinois | 14.7 | Dropped - Units whose status does not meet NEEDS criteria
Electric Junction | 870 | 332 | Combustion Turbine | Illinois | 15.1 | Dropped - Units whose status does not meet NEEDS criteria
Electric Junction | 870 | 333 | Combustion Turbine | Illinois | 14.7 | Dropped - Units whose status does not meet NEEDS criteria
Electric Junction | 870 | 334 | Combustion Turbine | Illinois | 14.7 | Dropped - Units whose status does not meet NEEDS criteria
Electric Junction | 870 | 341 | Combustion Turbine | Illinois | 9.5 | Dropped - Units whose status does not meet NEEDS criteria
Electric Junction | 870 | 342 | Combustion Turbine | Illinois | 9.8 | Dropped - Units whose status does not meet NEEDS criteria
Electric Junction | 870 | 343 | Combustion Turbine | Illinois | 10.4 | Dropped - Units whose status does not meet NEEDS criteria
Electric Junction | 870 | 344 | Combustion Turbine | Illinois | 9.9 | Dropped - Units whose status does not meet NEEDS criteria
Joliet 9 | 874 | 311 | Combustion Turbine | Illinois | 15.8 | Dropped - Units whose status does not meet NEEDS criteria
Joliet 9 | 874 | 312 | Combustion Turbine | Illinois | 14.5 | Dropped - Units whose status does not meet NEEDS criteria
Joliet 9 | 874 | 313 | Combustion Turbine | Illinois | 14.6 | Dropped - Units whose status does not meet NEEDS criteria
Joliet 9 | 874 | 314 | Combustion Turbine | Illinois | 14 | Dropped - Units whose status does not meet NEEDS criteria
Joliet 9 | 874 | 321 | Combustion Turbine | Illinois | 14.1 | Dropped - Units whose status does not meet NEEDS criteria
Joliet 9 | 874 | 322 | Combustion Turbine | Illinois | 14.1 | Dropped - Units whose status does not meet NEEDS criteria
Joliet 9 | 874 | 323 | Combustion Turbine | Illinois | 14.1 | Dropped - Units whose status does not meet NEEDS criteria
Joliet 9 | 874 | 324 | Combustion Turbine | Illinois | 13.9 | Dropped - Units whose status does not meet NEEDS criteria
Lombard | 877 | 311 | Combustion Turbine | Illinois | 16.2 | Dropped - Units whose status does not meet NEEDS criteria
Lombard | 877 | 312 | Combustion Turbine | Illinois | 18.4 | Dropped - Units whose status does not meet NEEDS criteria
Lombard | 877 | 321 | Combustion Turbine | Illinois | 15.5 | Dropped - Units whose status does not meet NEEDS criteria
Lombard | 877 | 322 | Combustion Turbine | Illinois | 18.8 | Dropped - Units whose status does not meet NEEDS criteria
Lombard | 877 | 331 | Combustion Turbine | Illinois | 16.2 | Dropped - Units whose status does not meet NEEDS criteria
Lombard | 877 | 332 | Combustion Turbine | Illinois | 18.3 | Dropped - Units whose status does not meet NEEDS criteria
Sabrooke | 882 | 311 | Combustion Turbine | Illinois | 12.8 | Dropped - Units whose status does not meet NEEDS criteria
Sabrooke | 882 | 312 | Combustion Turbine | Illinois | 12.4 | Dropped - Units whose status does not meet NEEDS criteria
Sabrooke | 882 | 321 | Combustion Turbine | Illinois | 11.4 | Dropped - Units whose status does not meet NEEDS criteria
Sabrooke | 882 | 322 | Combustion Turbine | Illinois | 13.5 | Dropped - Units whose status does not meet NEEDS criteria
Sabrooke | 882 | 331 | Combustion Turbine | Illinois | 11 | Dropped - Units whose status does not meet NEEDS criteria
Sabrooke | 882 | 332 | Combustion Turbine | Illinois | 12.8 | Dropped - Units whose status does not meet NEEDS criteria
Sabrooke | 882 | 341 | Combustion Turbine | Illinois | 12.5 | Dropped - Units whose status does not meet NEEDS criteria
Sabrooke | 882 | 342 | Combustion Turbine | Illinois | 13.1 | Dropped - Units whose status does not meet NEEDS criteria
Waukegan | 883 | 6 | Coal Steam | Illinois | 100 | Dropped - Units whose status does not meet NEEDS criteria
Will County | 884 | 1 | Coal Steam | Illinois | 151 | Dropped - Units whose status does not meet NEEDS criteria
Will County | 884 | 2 | Coal Steam | Illinois | 148 | Dropped - Units whose status does not meet NEEDS criteria
Will County | 884 | 3 | Coal Steam | Illinois | 251 | Dropped - Units whose status does not meet NEEDS criteria
Fisk Street | 886 | 19 | Coal Steam | Illinois | 326 | Dropped - Units whose status does not meet NEEDS criteria
Havana | 891 | 1 | O/G Steam | Illinois | 45.6 | Dropped - Units whose status does not meet NEEDS criteria
Havana | 891 | 2 | O/G Steam | Illinois | 45.6 | Dropped - Units whose status does not meet NEEDS criteria
Havana | 891 | 3 | O/G Steam | Illinois | 45.6 | Dropped - Units whose status does not meet NEEDS criteria
Havana | 891 | 4 | O/G Steam | Illinois | 45.6 | Dropped - Units whose status does not meet NEEDS criteria
Havana | 891 | 5 | O/G Steam | Illinois | 45.6 | Dropped - Units whose status does not meet NEEDS criteria
Havana | 891 | 6 | Coal Steam | Illinois | 411 | Dropped - Retired/Planned Retirement by 06/2023
Hennepin Power Station | 892 | 1 | Coal Steam | Illinois | 68 | Dropped - Retired/Planned Retirement by 06/2023
Hennepin Power Station | 892 | 2 | Coal Steam | Illinois | 218 | Dropped - Retired/Planned Retirement by 06/2023
Oglesby | 894 | 1 | Combustion Turbine | Illinois | 13.5 | Dropped - Units whose status does not meet NEEDS criteria
Oglesby | 894 | 2 | Combustion Turbine | Illinois | 13.5 | Dropped - Units whose status does not meet NEEDS criteria
Oglesby | 894 | 3 | Combustion Turbine | Illinois | 13.5 | Dropped - Units whose status does not meet NEEDS criteria
Oglesby | 894 | 4 | Combustion Turbine | Illinois | 13.5 | Dropped - Units whose status does not meet NEEDS criteria
Stallings | 895 | 1 | Combustion Turbine | Illinois | 20.5 | Dropped - Units whose status does not meet NEEDS criteria
Stallings | 895 | 2 | Combustion Turbine | Illinois | 20.5 | Dropped - Units whose status does not meet NEEDS criteria
Stallings | 895 | 3 | Combustion Turbine | Illinois | 20.5 | Dropped - Units whose status does not meet NEEDS criteria
Stallings | 895 | 4 | Combustion Turbine | Illinois | 20.5 | Dropped - Units whose status does not meet NEEDS criteria
Vermilion | 897 | 2 | Coal Steam | Illinois | 99 | Dropped - Units whose status does not meet NEEDS criteria
Vermilion | 897 | 3 | Combustion Turbine | Illinois | 10 | Dropped - Units whose status does not meet NEEDS criteria
Vermilion | 897 | ST1 | Coal Steam | Illinois | 62 | Dropped - Units whose status does not meet NEEDS criteria
Wood River | 898 | 1 | O/G Steam | Illinois | 38.7 | Dropped - Units whose status does not meet NEEDS criteria
Wood River | 898 | 2 | O/G Steam | Illinois | 38.7 | Dropped - Units whose status does not meet NEEDS criteria
Wood River | 898 | 3 | O/G Steam | Illinois | 38.7 | Dropped - Units whose status does not meet NEEDS criteria
Wood River | 898 | 4 | Coal Steam | Illinois | 89 | Dropped - Units whose status does not meet NEEDS criteria
Wood River | 898 | 5 | Coal Steam | Illinois | 371 | Dropped - Units whose status does not meet NEEDS criteria
Bottle Rock Power | 902 | 1 | Geothermal | California | 9 | Dropped - Units whose status does not meet NEEDS criteria
Venice | 913 | 3 | O/G Steam | Illinois | 82 | Dropped - Units whose status does not meet NEEDS criteria
Venice | 913 | 4 | O/G Steam | Illinois | 82 | Dropped - Units whose status does not meet NEEDS criteria
Venice | 913 | 5 | O/G Steam | Illinois | 86 | Dropped - Units whose status does not meet NEEDS criteria
Venice | 913 | 6 | O/G Steam | Illinois | 86 | Dropped - Units whose status does not meet NEEDS criteria
Venice | 913 | GT1 | Combustion Turbine | Illinois | 26 | Dropped - Units whose status does not meet NEEDS criteria
Breese | 934 | ST2 | O/G Steam | Illinois | 2 | Dropped - Units whose status does not meet NEEDS criteria
Carlyle | 936 | 1 | Combustion Turbine | Illinois | 3 | Dropped - Units whose status does not meet NEEDS criteria
Carmi | 937 | 5 | Combustion Turbine | Illinois | 0.5 | Dropped - Units whose status does not meet NEEDS criteria
Carmi | 937 | 6 | Combustion Turbine | Illinois | 0.5 | Dropped - Units whose status does not meet NEEDS criteria
Marshall (IL) | 949 | 1 | Combustion Turbine | Illinois | 0.8 | Dropped - Units whose status does not meet NEEDS criteria
Marshall (IL) | 949 | 2 | Combustion Turbine | Illinois | 0.8 | Dropped - Units whose status does not meet NEEDS criteria
Marshall (IL) | 949 | 3 | Combustion Turbine | Illinois | 1.1 | Dropped - Units whose status does not meet NEEDS criteria
Mascoutah | 950 | IC1 | Combustion Turbine | Illinois | 0.5 | Dropped - Units whose status does not meet NEEDS criteria
Mascoutah | 950 | IC2 | Combustion Turbine | Illinois | 0.5 | Dropped - Units whose status does not meet NEEDS criteria
Mascoutah | 950 | IC3 | Combustion Turbine | Illinois | 1 | Dropped - Units whose status does not meet NEEDS criteria
Mascoutah | 950 | IC4 | Combustion Turbine | Illinois | 2 | Dropped - Units whose status does not meet NEEDS criteria
Mascoutah | 950 | IC5 | Combustion Turbine | Illinois | 2.3 | Dropped - Units whose status does not meet NEEDS criteria
Peru (IL) | 955 | 3 | Combustion Turbine | Illinois | 1.8 | Dropped - Units whose status does not meet NEEDS criteria
Peru (IL) | 955 | 4 | O/G Steam | Illinois | 8.6 | Dropped - Units whose status does not meet NEEDS criteria
Peru (IL) | 955 | 7 | Combustion Turbine | Illinois | 1.8 | Dropped - Units whose status does not meet NEEDS criteria
Peru (IL) | 955 | 8 | Combustion Turbine | Illinois | 2 | Dropped - Units whose status does not meet NEEDS criteria
Peru (IL) | 955 | 9 | Combustion Turbine | Illinois | 2 | Dropped - Units whose status does not meet NEEDS criteria
Peru (IL) | 955 | 10 | Combustion Turbine | Illinois | 2 | Dropped - Units whose status does not meet NEEDS criteria
Peru (IL) | 955 | IC1 | Combustion Turbine | Illinois | 6 | Dropped - Units whose status does not meet NEEDS criteria
Peru (IL) | 955 | IC2 | Combustion Turbine | Illinois | 1.8 | Dropped - Units whose status does not meet NEEDS criteria
Peru (IL) | 955 | IC3 | Combustion Turbine | Illinois | 1.8 | Dropped - Units whose status does not meet NEEDS criteria
Rantoul | 958 | 1 | Combustion Turbine | Illinois | 0.7 | Dropped - Units whose status does not meet NEEDS criteria
Rantoul | 958 | 2 | Combustion Turbine | Illinois | 0.7 | Dropped - Units whose status does not meet NEEDS criteria
Rantoul | 958 | 3 | Combustion Turbine | Illinois | 0.7 | Dropped - Units whose status does not meet NEEDS criteria
Rantoul | 958 | 4 | Combustion Turbine | Illinois | 0.7 | Dropped - Units whose status does not meet NEEDS criteria
Rantoul | 958 | 5 | Combustion Turbine | Illinois | 0.7 | Dropped - Units whose status does not meet NEEDS criteria
Rantoul | 958 | 7 | Combustion Turbine | Illinois | 4.7 | Dropped - Units whose status does not meet NEEDS criteria
Rantoul | 958 | 8 | Combustion Turbine | Illinois | 3 | Dropped - Units whose status does not meet NEEDS criteria
North Ninth Street | 960 | 5 | Combustion Turbine | Illinois | 0.8 | Dropped - Units whose status does not meet NEEDS criteria
South Main Street | 961 | S1 | O/G Steam | Illinois | 11.5 | Dropped - Units whose status does not meet NEEDS criteria
Lakeside | 964 | 6 | Coal Steam | Illinois | 38 | Dropped - Units whose status does not meet NEEDS criteria
Lakeside | 964 | 7 | Coal Steam | Illinois | 38 | Dropped - Units whose status does not meet NEEDS criteria
State Line Energy | 981 | 3 | Coal Steam | Indiana | 124.9 | Dropped - Units whose status does not meet NEEDS criteria
State Line Energy | 981 | 4 | Coal Steam | Indiana | 209.4 | Dropped - Units whose status does not meet NEEDS criteria
State Line Energy | 981 | 3A | Coal Steam | Indiana | 100 | Dropped - Units whose status does not meet NEEDS criteria
State Line Energy | 981 | 4A | Coal Steam | Indiana | 179.5 | Dropped - Units whose status does not meet NEEDS criteria
Tanners Creek | 988 | 1 | Coal Steam | Indiana | 145 | Dropped - Units whose status does not meet NEEDS criteria
Tanners Creek | 988 | 2 | Coal Steam | Indiana | 145 | Dropped - Units whose status does not meet NEEDS criteria
Tanners Creek | 988 | 3 | Coal Steam | Indiana | 200 | Dropped - Units whose status does not meet NEEDS criteria
Tanners Creek | 988 | 4 | Coal Steam | Indiana | 500 | Dropped - Units whose status does not meet NEEDS criteria
Harding Street | 990 | 3 | O/G Steam | Indiana | 35 | Dropped - Units whose status does not meet NEEDS criteria
Harding Street | 990 | 4 | O/G Steam | Indiana | 35 | Dropped - Units whose status does not meet NEEDS criteria
Harding Street | 990 | GT3 | Combustion Turbine | Indiana | 10 | Dropped - Units whose status does not meet NEEDS criteria
Eagle Valley (IN) | 991 | 2 | O/G Steam | Indiana | 39 | Dropped - Units whose status does not meet NEEDS criteria
Eagle Valley (IN) | 991 | 3 | Coal Steam | Indiana | 40 | Dropped - Units whose status does not meet NEEDS criteria
Eagle Valley (IN) | 991 | 4 | Coal Steam | Indiana | 56 | Dropped - Units whose status does not meet NEEDS criteria
Eagle Valley (IN) | 991 | 5 | Coal Steam | Indiana | 62 | Dropped - Units whose status does not meet NEEDS criteria
Eagle Valley (IN) | 991 | 6 | Coal Steam | Indiana | 99 | Dropped - Units whose status does not meet NEEDS criteria
Eagle Valley (IN) | 991 | IC1 | Combustion Turbine | Indiana | 3 | Dropped - Units whose status does not meet NEEDS criteria
Eagle Valley (IN) | 991 | ST1 | O/G Steam | Indiana | 39 | Dropped - Units whose status does not meet NEEDS criteria
CC Perry K | 992 | 4 | O/G Steam | Indiana | 10 | Dropped - Units whose status does not meet NEEDS criteria
Bailly | 995 | 7 | Coal Steam | Indiana | 160 | Dropped - Units whose status does not meet NEEDS criteria
Bailly | 995 | 8 | Coal Steam | Indiana | 320 | Dropped - Units whose status does not meet NEEDS criteria
Bailly | 995 | 10 | Combustion Turbine | Indiana | 31 | Dropped - Retired/Planned Retirement by 06/2023
Dean H Mitchell | 996 | 4 | O/G Steam | Indiana | 125 | Dropped - Units whose status does not meet NEEDS criteria
Dean H Mitchell | 996 | 5 | Coal Steam | Indiana | 125 | Dropped - Units whose status does not meet NEEDS criteria
Dean H Mitchell | 996 | 6 | Coal Steam | Indiana | 125 | Dropped - Units whose status does not meet NEEDS criteria
Dean H Mitchell | 996 | 11 | Coal Steam | Indiana | 110 | Dropped - Units whose status does not meet NEEDS criteria
Dean H Mitchell | 996 | 9A | Combustion Turbine | Indiana | 17 | Dropped - Units whose status does not meet NEEDS criteria
Michigan City | 997 | 2 | O/G Steam | Indiana | 60 | Dropped - Units whose status does not meet NEEDS criteria
Michigan City | 997 | 3 | O/G Steam | Indiana | 60 | Dropped - Units whose status does not meet NEEDS criteria
Connersville | 1002 | 1 | Combustion Turbine | Indiana | 37 | Dropped - Units whose status does not meet NEEDS criteria
Connersville | 1002 | 2 | Combustion Turbine | Indiana | 37 | Dropped - Units whose status does not meet NEEDS criteria
Edwardsport | 1004 | 6 | O/G Steam | Indiana | 40 | Dropped - Units whose status does not meet NEEDS criteria
Edwardsport | 1004 | 7 | Coal Steam | Indiana | 45 | Dropped - Units whose status does not meet NEEDS criteria
Edwardsport | 1004 | 8 | Coal Steam | Indiana | 75 | Dropped - Units whose status does not meet NEEDS criteria
Miami Wabash | 1006 | 1 | Combustion Turbine | Indiana | 14 | Dropped - Units whose status does not meet NEEDS criteria
Miami Wabash | 1006 | 2 | Combustion Turbine | Indiana | 12 | Dropped - Units whose status does not meet NEEDS criteria
Miami Wabash | 1006 | 3 | Combustion Turbine | Indiana | 12 | Dropped - Units whose status does not meet NEEDS criteria
Miami Wabash | 1006 | 4 | Combustion Turbine | Indiana | 16 | Dropped - Units whose status does not meet NEEDS criteria
Miami Wabash | 1006 | 5 | Combustion Turbine | Indiana | 14 | Dropped - Units whose status does not meet NEEDS criteria
Miami Wabash | 1006 | 6 | Combustion Turbine | Indiana | 12 | Dropped - Units whose status does not meet NEEDS criteria
R Gallagher | 1008 | 1 | Coal Steam | Indiana | 140 | Dropped - Units whose status does not meet NEEDS criteria
R Gallagher | 1008 | 2 | Coal Steam | Indiana | 140 | Dropped - Retired/Planned Retirement by 06/2023
R Gallagher | 1008 | 3 | Coal Steam | Indiana | 140 | Dropped - Units whose status does not meet NEEDS criteria
R Gallagher | 1008 | 4 | Coal Steam | Indiana | 140 | Dropped - Retired/Planned Retirement by 06/2023
Wabash River | 1010 | 2 | Coal Steam | Indiana | 85 | Dropped - Units whose status does not meet NEEDS criteria
Wabash River | 1010 | 3 | Coal Steam | Indiana | 85 | Dropped - Units whose status does not meet NEEDS criteria
Wabash River | 1010 | 4 | Coal Steam | Indiana | 85 | Dropped - Units whose status does not meet NEEDS criteria
Wabash River | 1010 | 5 | Coal Steam | Indiana | 95 | Dropped - Units whose status does not meet NEEDS criteria
Wabash River | 1010 | 6 | Coal Steam | Indiana | 318 | Dropped - Units whose status does not meet NEEDS criteria
Wabash River | 1010 | 71 | Combustion Turbine | Indiana | 3 | Dropped - Units whose status does not meet NEEDS criteria
Wabash River | 1010 | 72 | Combustion Turbine | Indiana | 3 | Dropped - Units whose status does not meet NEEDS criteria
Wabash River | 1010 | 73 | Combustion Turbine | Indiana | 2 | Dropped - Units whose status does not meet NEEDS criteria
Broadway (IN) | 1011 | 1 | Combustion Turbine | Indiana | 50 | Dropped - Units whose status does not meet NEEDS criteria
Broadway (IN) | 1011 | 2 | Combustion Turbine | Indiana | 65 | Dropped - Retired/Planned Retirement by 06/2023
F B Culley | 1012 | 1 | Coal Steam | Indiana | 42 | Dropped - Units whose status does not meet NEEDS criteria
Northeast (IN) | 1013 | 1 | Combustion Turbine | Indiana | 10 | Dropped - Units whose status does not meet NEEDS criteria
Northeast (IN) | 1013 | 2 | Combustion Turbine | Indiana | 10 | Dropped - Units whose status does not meet NEEDS criteria
Bluffton | 1023 | 1 | Combustion Turbine | Indiana | 0.8 | Dropped - Units whose status does not meet NEEDS criteria
Bluffton | 1023 | 2 | Combustion Turbine | Indiana | 0.8 | Dropped - Units whose status does not meet NEEDS criteria
Bluffton | 1023 | 3 | Combustion Turbine | Indiana | 2 | Dropped - Units whose status does not meet NEEDS criteria
Bluffton | 1023 | 4 | Combustion Turbine | Indiana | 2 | Dropped - Units whose status does not meet NEEDS criteria
Logansport | 1032 | 4 | Coal Steam | Indiana | 16.5 | Dropped - Units whose status does not meet NEEDS criteria
Logansport | 1032 | 5 | Coal Steam | Indiana | 22 | Dropped - Units whose status does not meet NEEDS criteria
Logansport | 1032 | 6 | Combustion Turbine | Indiana | 15 | Dropped - Units whose status does not meet NEEDS criteria
Peru (IN) | 1037 | 2 | Coal Steam | Indiana | 20 | Dropped - Units whose status does not meet NEEDS criteria
Peru (IN) | 1037 | 3 | Coal Steam | Indiana | 12 | Dropped - Units whose status does not meet NEEDS criteria
Rensselaer City Light Plant | 1038 | 7 | Combustion Turbine | Indiana | 2.5 | Dropped - Units whose status does not meet NEEDS criteria
Frank E Ratts | 1043 | 1 | Coal Steam | Indiana | 110 | Dropped - Units whose status does not meet NEEDS criteria
Frank E Ratts | 1043 | 2 | Coal Steam | Indiana | 100 | Dropped - Units whose status does not meet NEEDS criteria
Dubuque | 1046 | 3 | O/G Steam | Iowa | 31.8 | Dropped - Units whose status does not meet NEEDS criteria
Dubuque | 1046 | 4 | O/G Steam | Iowa | 38 | Dropped - Units whose status does not meet NEEDS criteria
Dubuque | 1046 | IC1 | Combustion Turbine | Iowa | 2 | Dropped - Units whose status does not meet NEEDS criteria
Dubuque | 1046 | IC2 | Combustion Turbine | Iowa | 1.4 | Dropped - Units whose status does not meet NEEDS criteria
Dubuque | 1046 | ST2 | Coal Steam | Iowa | 11.8 | Dropped - Units whose status does not meet NEEDS criteria
Lansing | 1047 | 1 | Coal Steam | Iowa | 14.1 | Dropped - Units whose status does not meet NEEDS criteria
Lansing | 1047 | 2 | Coal Steam | Iowa | 11 | Dropped - Units whose status does not meet NEEDS criteria
Lansing | 1047 | 3 | Coal Steam | Iowa | 29.4 | Dropped - Units whose status does not meet NEEDS criteria
Lansing | 1047 | IC1 | Combustion Turbine | Iowa | 1.2 | Dropped - Units whose status does not meet NEEDS criteria
Lansing | 1047 | IC2 | Combustion Turbine | Iowa | 1.1 | Dropped - Units whose status does not meet NEEDS criteria
Milton L Kapp | 1048 | 1 | O/G Steam | Iowa | 8.8 | Dropped - Units whose status does not meet NEEDS criteria
Milton L Kapp | 1048 | 2 | O/G Steam | Iowa | 112.3 | Dropped - Units whose status does not meet NEEDS criteria
Ames Diesel Generating Station | 1052 | 1 | Combustion Turbine | Iowa | 1 | Dropped - Units whose status does not meet NEEDS criteria
Ames Diesel Generating Station | 1052 | 2 | Combustion Turbine | Iowa | 1 | Dropped - Units whose status does not meet NEEDS criteria
Sixth Street | 1058 | 1 | Coal Steam | Iowa | 9.4 | Dropped - Units whose status does not meet NEEDS criteria
Sixth Street | 1058 | 2 | Coal Steam | Iowa | 2.8 | Dropped - Units whose status does not meet NEEDS criteria
Sixth Street | 1058 | 4 | Coal Steam | Iowa | 12.6 | Dropped - Units whose status does not meet NEEDS criteria
Sixth Street | 1058 | 6 | Coal Steam | Iowa | 8 | Dropped - Units whose status does not meet NEEDS criteria
Sixth Street | 1058 | 7 | Coal Steam | Iowa | 14.7 | Dropped - Units whose status does not meet NEEDS criteria
Sixth Street | 1058 | 8 | Coal Steam | Iowa | 29.2 | Dropped - Units whose status does not meet NEEDS criteria
Duane Arnold Energy Center | 1060 | 1 | Nuclear | Iowa | 601.4 | Dropped - Retired/Planned Retirement by 06/2023
Sutherland | 1077 | 1 | O/G Steam | Iowa | 22 | Dropped - Units whose status does not meet NEEDS criteria
Sutherland | 1077 | 2 | Coal Steam | Iowa | 29.5 | Dropped - Units whose status does not meet NEEDS criteria
Sutherland | 1077 | 3 | O/G Steam | Iowa | 80.8 | Dropped - Units whose status does not meet NEEDS criteria
Riverside | 1081 | 3HS | Coal Steam | Iowa | 4 | Dropped - Units whose status does not meet NEEDS criteria
Walter Scott Jr Energy Center | 1082 | 1 | Coal Steam | Iowa | 37.4 | Dropped - Units whose status does not meet NEEDS criteria
Walter Scott Jr Energy Center | 1082 | 2 | Coal Steam | Iowa | 80.8 | Dropped - Units whose status does not meet NEEDS criteria
George Neal North | 1091 | 1 | Coal Steam | Iowa | 134.3 | Dropped - Units whose status does not meet NEEDS criteria
George Neal North | 1091 | 2 | Coal Steam | Iowa | 283.7 | Dropped - Units whose status does not meet NEEDS criteria
Centerville | 1105 | 1 | Combustion Turbine | Iowa | 2 | Dropped - Units whose status does not meet NEEDS criteria
Centerville | 1105 | 2 | Combustion Turbine | Iowa | 1.7 | Dropped - Units whose status does not meet NEEDS criteria
Centerville | 1105 | 3 | Combustion Turbine | Iowa | 1.9 | Dropped - Units whose status does not meet NEEDS criteria
Centerville | 1105 | GT1 | Combustion Turbine | Iowa | 20.3 | Dropped - Units whose status does not meet NEEDS criteria
Centerville | 1105 | GT2 | Combustion Turbine | Iowa | 26.3 | Dropped - Units whose status does not meet NEEDS criteria
Algona | 1120 | 3 | Combustion Turbine | Iowa | 0.6 | Dropped - Units whose status does not meet NEEDS criteria
Algona | 1120 | 4 | Combustion Turbine | Iowa | 0.8 | Dropped - Units whose status does not meet NEEDS criteria
Algona | 1120 | 5 | Combustion Turbine | Iowa | 1.1 | Dropped - Units whose status does not meet NEEDS criteria
Alta Municipal Utilities | 1121 | 3 | Combustion Turbine | Iowa | 1 | Dropped - Units whose status does not meet NEEDS criteria
Anita | 1123 | 1 | Combustion Turbine | Iowa | 0.1 | Dropped - Units whose status does not meet NEEDS criteria
Atlantic | 1124 | 1 | Combustion Turbine | Iowa | 4 | Dropped - Units whose status does not meet NEEDS criteria
Bancroft | 1125 | 4 | Combustion Turbine | Iowa | 0.3 | Dropped - Units whose status does not meet NEEDS criteria
Bellevue | 1126 | 1 | Combustion Turbine | Iowa | 0.5 | Dropped - Units whose status does not meet NEEDS criteria
Brooklyn | 1128 | 1 | Combustion Turbine | Iowa | 0.2 | Dropped - Units whose status does not meet NEEDS criteria
Brooklyn | 1128 | 2 | Combustion Turbine | Iowa | 0.2 | Dropped - Units whose status does not meet NEEDS criteria
Brooklyn | 1128 | 3 | Combustion Turbine | Iowa | 0.2 | Dropped - Units whose status does not meet NEEDS criteria
Brooklyn | 1128 | 4 | Combustion Turbine | Iowa | 0.5 | Dropped - Units whose status does not meet NEEDS criteria
Brooklyn | 1128 | 5 | Combustion Turbine | Iowa | 1 | Dropped - Units whose status does not meet NEEDS criteria
Coggon | 1132 | 3 | Combustion Turbine | Iowa | 0.2 | Dropped - Units whose status does not meet NEEDS criteria
Coggon | 1132 | 4 | Combustion Turbine | Iowa | 0.6 | Dropped - Units whose status does not meet NEEDS criteria
Coggon | 1132 | IC1 | Combustion Turbine | Iowa | 0.6 | Dropped - Units whose status does not meet NEEDS criteria
Corning | 1134 | 1 | Combustion Turbine | Iowa | 0.6 | Dropped - Units whose status does not meet NEEDS criteria
Corning | 1134 | 2 | Combustion Turbine | Iowa | 0.9 | Dropped - Units whose status does not meet NEEDS criteria
Corning | 1134 | 3 | Combustion Turbine | Iowa | 1.3 | Dropped - Units whose status does not meet NEEDS criteria
Corning | 1134 | 4 | Combustion Turbine | Iowa | 0.4 | Dropped - Units whose status does not meet NEEDS criteria
Dayton (IA) | 1135 | 4 | Combustion Turbine | Iowa | 0.1 | Dropped - Units whose status does not meet NEEDS criteria
Estherville | 1137 | 6 | Combustion Turbine | Iowa | 1.7 | Dropped - Units whose status does not meet NEEDS criteria
Gowrie | 1141 | 1 | Combustion Turbine | Iowa | 1.1 | Dropped - Units whose status does not meet NEEDS criteria
Gowrie | 1141 | 2 | Combustion Turbine | Iowa | 1.1 | Dropped - Units whose status does not meet NEEDS criteria
Greenfield | 1144 | 3 | Combustion Turbine | Iowa | 1 | Dropped - Units whose status does not meet NEEDS criteria
Greenfield | 1144 | 4 | Combustion Turbine | Iowa | 1.8 | Dropped - Units whose status does not meet NEEDS criteria
Greenfield | 1144 | 5 | Combustion Turbine | Iowa | 2.7 | Dropped - Units whose status does not meet NEEDS criteria
Independence (IA) | 1149 | 1 | Combustion Turbine | Iowa | 0.8 | Dropped - Units whose status does not meet NEEDS criteria
Independence (IA) | 1149 | 2 | Combustion Turbine | Iowa | 0.8 | Dropped - Units whose status does not meet NEEDS criteria
Independence (IA) | 1149 | 5 | Combustion Turbine | Iowa | 2.3 | Dropped - Units whose status does not meet NEEDS criteria
Independence (IA) | 1149 | 6 | Combustion Turbine | Iowa | 2.8 | Dropped - Units whose status does not meet NEEDS criteria
Independence (IA) | 1149 | 7 | Combustion Turbine | Iowa | 5.8 | Dropped - Units whose status does not meet NEEDS criteria
Independence (IA) | 1149 | 1A | Combustion Turbine | Iowa | 1.8 | Dropped - Units whose status does not meet NEEDS criteria
Independence (IA) | 1149 | 3A | Combustion Turbine | Iowa | 1.8 | Dropped - Units whose status does not meet NEEDS criteria
Independence (IA) | 1149 | 3B | Combustion Turbine | Iowa | 1.8 | Dropped - Units whose status does not meet NEEDS criteria
Independence (IA) | 1149 | 4A | Combustion Turbine | Iowa | 1.8 | Dropped - Units whose status does not meet NEEDS criteria
Independence (IA) | 1149 | 4B | Combustion Turbine | Iowa | 1.8 | Dropped - Units whose status does not meet NEEDS criteria
Indianola | 1150 | 1 | Combustion Turbine | Iowa | 0.6 | Dropped - Units whose status does not meet NEEDS criteria
Indianola | 1150 | 2 | Combustion Turbine | Iowa | 1.3 | Dropped - Units whose status does not meet NEEDS criteria
Indianola | 1150 | 3 | Combustion Turbine | Iowa | 1 | Dropped - Units whose status does not meet NEEDS criteria
Indianola | 1150 | 4 | Combustion Turbine | Iowa | 1.3 | Dropped - Units whose status does not meet NEEDS criteria
Lake Park | 1153 | 1 | Combustion Turbine | Iowa | 0.5 | Dropped - Units whose status does not meet NEEDS criteria
Lake Park | 1153 | 2 | Combustion Turbine | Iowa | 0.8 | Dropped - Units whose status does not meet NEEDS criteria
La Porte | 1156 | 2 | Combustion Turbine | Iowa | 1.1 | Dropped - Units whose status does not meet NEEDS criteria
La Porte | 1156 | 5 | Combustion Turbine | Iowa | 0.8 | Dropped - Units whose status does not meet NEEDS criteria
Manilla | 1159 | IC1 | Combustion Turbine | Iowa | 0.4 | Dropped - Units whose status does not meet NEEDS criteria
Manilla | 1159 | IC2 | Combustion Turbine | Iowa | 0.5 | Dropped - Units whose status does not meet NEEDS criteria
Maquoketa 1 | 1162 | 1 | Combustion Turbine | Iowa | 1 | Dropped - Units whose status does not meet NEEDS criteria
Maquoketa 1 | 1162 | 2 | Combustion Turbine | Iowa | 0.6 | Dropped - Units whose status does not meet NEEDS criteria
McGregor | 1163 | 3 | Combustion Turbine | Iowa | 0.5 | Dropped - Retired/Planned Retirement by 06/2023
Milford | 1164 | 3 | Combustion Turbine | Iowa | 0.3 | Dropped - Units whose status does not meet NEEDS criteria
Mt Pleasant | 1166 | D | Combustion Turbine | Iowa | 1 | Dropped - Units whose status does not meet NEEDS criteria
Onawa Mun Lt & Power | 1170 | 1 | Combustion Turbine | Iowa | 0.3 | Dropped - Units whose status does not meet NEEDS criteria
Onawa Mun Lt & Power | 1170 | 2 | Combustion Turbine | Iowa | 0.3 | Dropped - Units whose status does not meet NEEDS criteria
Onawa Mun Lt & Power | 1170 | 3 | Combustion Turbine | Iowa | 0.3 | Dropped - Units whose status does not meet NEEDS criteria
Onawa Mun Lt & Power | 1170 | 4 | Combustion Turbine | Iowa | 0.4 | Dropped - Units whose status does not meet NEEDS criteria
Onawa Mun Lt & Power | 1170 | 5 | Combustion Turbine | Iowa | 0.8 | Dropped - Units whose status does not meet NEEDS criteria
Ottumwa City of | 1173 | 1 | Hydro | Iowa | 1 | Dropped - Units whose status does not meet NEEDS criteria
Paullina | 1174 | 1 | Combustion Turbine | Iowa | 0.6 | Dropped - Units whose status does not meet NEEDS criteria
Paullina | 1174 | 2 | Combustion Turbine | Iowa | 0.9 | Dropped - Units whose status does not meet NEEDS criteria
Pella | 1175 | 5 | Coal Steam | Iowa | 11.5 | Dropped - Units whose status does not meet NEEDS criteria
Pella | 1175 | 6 | Coal Steam | Iowa | 26.5 | Dropped - Units whose status does not meet NEEDS criteria
Primghar | 1177 | 2 | Combustion Turbine | Iowa | 0.1 | Dropped - Units whose status does not meet NEEDS criteria
Sanborn | 1182 | 1 | Combustion Turbine | Iowa | 0.2 | Dropped - Units whose status does not meet NEEDS criteria
Sanborn | 1182 | 2 | Combustion Turbine | Iowa | 0.2 | Dropped - Units whose status does not meet NEEDS criteria
Sanborn | 1182 | 3 | Combustion Turbine | Iowa | 0.5 | Dropped - Units whose status does not meet NEEDS criteria
Sanborn | 1182 | 4 | Combustion Turbine | Iowa | 0.6 | Dropped - Units whose status does not meet NEEDS criteria
Sumner | 1191 | 1 | Combustion Turbine | Iowa | 2.6 | Dropped - Retired/Planned Retirement by 06/2023
Sumner | 1191 | 2 | Combustion Turbine | Iowa | 1.1 | Dropped - Retired/Planned Retirement by 06/2023
Sumner | 1191 | 6 | Combustion Turbine | Iowa | 1.8 | Dropped - Retired/Planned Retirement by 06/2023
Traer Main | 1192 | 5 | Combustion Turbine | Iowa | 0.5 | Dropped - Retired/Planned Retirement by 06/2023
Villisca Municipal Power Plant | 1193 | 1 | Combustion Turbine | Iowa | 0.8 | Dropped - Units whose status does not meet NEEDS criteria
Villisca Municipal Power Plant | 1193 | 2 | Combustion Turbine | Iowa | 0.3 | Dropped - Units whose status does not meet NEEDS criteria
Villisca Municipal Power Plant | 1193 | 3 | Combustion Turbine | Iowa | 0.3 | Dropped - Units whose status does not meet NEEDS criteria
Villisca Municipal Power Plant | 1193 | 4 | Combustion Turbine | Iowa | 0.6 | Dropped - Units whose status does not meet NEEDS criteria
Vinton | 1194 | 5 | Combustion Turbine | Iowa | 0.5 | Dropped - Units whose status does not meet NEEDS criteria
West Liberty | 1200 | 1 | Combustion Turbine | Iowa | 0.7 | Dropped - Units whose status does not meet NEEDS criteria
Whittemore | 1201 | 2 | Combustion Turbine | Iowa | 0.5 | Dropped - Units whose status does not meet NEEDS criteria
Summit Lake | 1206 | 1 | Combined Cycle | Iowa | 6.5 | Dropped - Retired/Planned Retirement by 06/2023
Summit Lake | 1206 | 2 | Combined Cycle | Iowa | 6.5 | Dropped - Retired/Planned Retirement by 06/2023
Summit Lake | 1206 | 3 | Combined Cycle | Iowa | 7 | Dropped - Retired/Planned Retirement by 06/2023
Summit Lake | 1206 | IC1 | Combustion Turbine | Iowa | 1.1 | Dropped - Units whose status does not meet NEEDS criteria
Summit Lake | 1206 | IC2 | Combustion Turbine | Iowa | 1.1 | Dropped - Units whose status does not meet NEEDS criteria
Summit Lake | 1206 | IC4 | Combustion Turbine | Iowa | 1 | Dropped - Units whose status does not meet NEEDS criteria
Summit Lake | 1206 | IC5 | Combustion Turbine | Iowa | 1 | Dropped - Units whose status does not meet NEEDS criteria
Fair Station | 1218 | 1 | Coal Steam | Iowa | 23 | Dropped - Units whose status does not meet NEEDS criteria
Fair Station | 1218 | 2 | Coal Steam | Iowa | 41 | Dropped - Units whose status does not meet NEEDS criteria
Bird City | 1224 | 2 | Combustion Turbine | Kansas | 2 | Dropped - Units whose status does not meet NEEDS criteria
Riverton | 1239 | 7 | O/G Steam | Kansas | 38 | Dropped - Units whose status does not meet NEEDS criteria
Riverton | 1239 | 8 | O/G Steam | Kansas | 54 | Dropped - Units whose status does not meet NEEDS criteria
Riverton | 1239 | 9 | Combustion Turbine | Kansas | 12 | Dropped - Units whose status does not meet NEEDS criteria
Gordon Evans Energy Center | 1240 | 1 | O/G Steam | Kansas | 154 | Dropped - Units whose status does not meet NEEDS criteria
Gordon Evans Energy Center | 1240 | 2 | O/G Steam | Kansas | 376 | Dropped - Units whose status does not meet NEEDS criteria
Murray Gill | 1242 | 1 | O/G Steam | Kansas | 37 | Dropped - Units whose status does not meet NEEDS criteria
Murray Gill | 1242 | 2 | O/G Steam | Kansas | 48 | Dropped - Units whose status does not meet NEEDS criteria
Murray Gill | 1242 | 3 | O/G Steam | Kansas | 104 | Dropped - Units whose status does not meet NEEDS criteria
Murray Gill | 1242 | 4 | O/G Steam | Kansas | 86 | Dropped - Units whose status does not meet NEEDS criteria
Neosho | 1243 | 3 | O/G Steam | Kansas | 62 | Dropped - Units whose status does not meet NEEDS criteria
Hutchinson Energy Center | 1248 | ST1 | O/G Steam | Kansas | 17 | Dropped - Units whose status does not meet NEEDS criteria
Hutchinson Energy Center | 1248 | ST2 | O/G Steam | Kansas | 16 | Dropped - Units whose status does not meet NEEDS criteria
Hutchinson Energy Center | 1248 | ST3 | O/G Steam | Kansas | 28 | Dropped - Units whose status does not meet NEEDS criteria
Hutchinson Energy Center | 1248 | ST4 | O/G Steam | Kansas | 176 | Dropped - Units whose status does not meet NEEDS criteria
Lawrence Energy Center | 1250 | 3 | Coal Steam | Kansas | 48 | Dropped - Units whose status does not meet NEEDS criteria
Abilene Energy Center Combustion Turbine | 1251 | GT1 | Combustion Turbine | Kansas | 68 | Dropped - Units whose status does not meet NEEDS criteria
Tecumseh Energy Center | 1252 | 1 | Combustion Turbine | Kansas | 18 | Dropped - Units whose status does not meet NEEDS criteria
Tecumseh Energy Center | 1252 | 2 | Combustion Turbine | Kansas | 19 | Dropped - Units whose status does not meet NEEDS criteria
Tecumseh Energy Center | 1252 | 7 | Coal Steam | Kansas | 66 | Dropped - Units whose status does not meet NEEDS criteria
Tecumseh Energy Center | 1252 | 8 | Coal Steam | Kansas | 130 | Dropped - Units whose status does not meet NEEDS criteria
Ashland | 1259 | 4 | Combustion Turbine | Kansas | 1.1 | Dropped - Units whose status does not meet NEEDS criteria
Attica | 1260 | 1 | Combustion Turbine | Kansas | 0.5 | Dropped - Units whose status does not meet NEEDS criteria
Attica | 1260 | 2 | Combustion Turbine | Kansas | 0.9 | Dropped - Units whose status does not meet NEEDS criteria
Attica | 1260 | 4A | Combustion Turbine | Kansas | 0.7 | Dropped - Units whose status does not meet NEEDS criteria
Attica | 1260 | IC3 | Combustion Turbine | Kansas | 1 | Dropped - Units whose status does not meet NEEDS criteria
Baldwin City Plant No 1 | 1262 | 3 | Combustion Turbine | Kansas | 0.7 | Dropped - Units whose status does not meet NEEDS criteria
Burlingame | 1265 | 2 | Combustion Turbine | Kansas | 0.4 | Dropped - Units whose status does not meet NEEDS criteria
Burlington (KS) | 1266 | 1 | Combustion Turbine | Kansas | 0.2 | Dropped - Units whose status does not meet NEEDS criteria
Burlington (KS) | 1266 | 3 | Combustion Turbine | Kansas | 0.8 | Dropped - Units whose status does not meet NEEDS criteria
Burlington (KS) | 1266 | 4 | Combustion Turbine | Kansas | 0.2 | Dropped - Units whose status does not meet NEEDS criteria
Chanute 1 | 1267 | 4 | O/G Steam | Kansas | 4 | Dropped - Units whose status does not meet NEEDS criteria
Chanute 1 | 1267 | 5 | Combustion Turbine | Kansas | 1.5 | Dropped - Units whose status does not meet NEEDS criteria
Chanute 1 | 1267 | 6 | O/G Steam | Kansas | 9.8 | Dropped - Units whose status does not meet NEEDS criteria
Clay Center | 1270 | 4 | O/G Steam | Kansas | 1.5 | Dropped - Units whose status does not meet NEEDS criteria
Colby City of | 1272 | 3 | Combustion Turbine | Kansas | 1.8 | Dropped - Units whose status does not meet NEEDS criteria
Ellis | 1275 | 1 | Combustion Turbine | Kansas | 1 | Dropped - Units whose status does not meet NEEDS criteria
Ellis | 1275 | 2 | Combustion Turbine | Kansas | 2 | Dropped - Units whose status does not meet NEEDS criteria
Ellis | 1275 | 3 | Combustion Turbine | Kansas | 0.5 | Dropped - Units whose status does not meet NEEDS criteria
Ellis | 1275 | 4 | Combustion Turbine | Kansas | 0.5 | Dropped - Units whose status does not meet NEEDS criteria
Ellis | 1275 | 5 | Combustion Turbine | Kansas | 1 | Dropped - Units whose status does not meet NEEDS criteria
Erie | 1276 | 4 | Combustion Turbine | Kansas | 0.9 | Dropped - Units whose status does not meet NEEDS criteria
Erie | 1276 | 5 | Combustion Turbine | Kansas | 1.4 | Dropped - Units whose status does not meet NEEDS criteria
Fredonia | 1277 | 1 | Combustion Turbine | Kansas | 0.7 | Dropped - Units whose status does not meet NEEDS criteria
Fredonia | 1277 | IC5 | Combustion Turbine | Kansas | 0.9 | Dropped - Units whose status does not meet NEEDS criteria
Fredonia | 1277 | IC6 | Combustion Turbine | Kansas | 0.9 | Dropped - Units whose status does not meet NEEDS criteria
Fredonia | 1277 | IC7 | Combustion Turbine | Kansas | 0.6 | Dropped - Units whose status does not meet NEEDS criteria
Fredonia | 1277 | IC8 | Combustion Turbine | Kansas | 0.8 | Dropped - Units whose status does not meet NEEDS criteria
Fredonia | 1277 | IC9 | Combustion Turbine | Kansas | 0.8 | Dropped - Units whose status does not meet NEEDS criteria
Greensburg | 1281 | 1 | Combustion Turbine | Kansas | 2 | Dropped - Units whose status does not meet NEEDS criteria
Greensburg | 1281 | 3 | Combustion Turbine | Kansas | 1.1 | Dropped - Units whose status does not meet NEEDS criteria
Greensburg | 1281 | 4 | Combustion Turbine | Kansas | 1.1 | Dropped - Units whose status does not meet NEEDS criteria
Greensburg | 1281 | 5 | Combustion Turbine | Kansas | 1.9 | Dropped - Units whose status does not meet NEEDS criteria
Greensburg | 1281 | 6 | Combustion Turbine | Kansas | 1.2 | Dropped - Units whose status does not meet NEEDS criteria
Herington | 1283 | 1 | Combustion Turbine | Kansas | 1.6 | Dropped - Units whose status does not meet NEEDS criteria
Herington | 1283 | 2 | Combustion Turbine | Kansas | 1 | Dropped - Units whose status does not meet NEEDS criteria
Herington | 1283 | 3 | Combustion Turbine | Kansas | 3.1 | Dropped - Units whose status does not meet NEEDS criteria
Herington | 1283 | 5 | Combustion Turbine | Kansas | 0.9 | Dropped - Units whose status does not meet NEEDS criteria
Hoisington | 1286 | 1 | Combustion Turbine | Kansas | 0.2 | Dropped - Units whose status does not meet NEEDS criteria
Hugoton 1 | 1289 | 1 | Combustion Turbine | Kansas | 0.6 | Dropped - Units whose status does not meet NEEDS criteria
Hugoton 1 | 1289 | 6 | Combustion Turbine | Kansas | 1.2 | Dropped - Units whose status does not meet NEEDS criteria
Iola | 1291 | 4 | O/G Steam | Kansas | 4.3 | Dropped - Units whose status does not meet NEEDS criteria
Iola | 1291 | 5 | O/G Steam | Kansas | 5.3 | Dropped - Units whose status does not meet NEEDS criteria
Iola | 1291 | 11 | Combustion Turbine | Kansas | 2 | Dropped - Units whose status does not meet NEEDS criteria
Iola | 1291 | 12 | Combustion Turbine | Kansas | 2 | Dropped - Units whose status does not meet NEEDS criteria
Iola | 1291 | 13 | Combustion Turbine | Kansas | 2 | Dropped - Units whose status does not meet NEEDS criteria
Jetmore | 1292 | 1 | Combustion Turbine | Kansas | 1 | Dropped - Units whose status does not meet NEEDS criteria
Jetmore | 1292 | 2 | Combustion Turbine | Kansas | 0.4 | Dropped - Units whose status does not meet NEEDS criteria
Jetmore | 1292 | 3 | Combustion Turbine | Kansas | 0.2 | Dropped - Units whose status does not meet NEEDS criteria
Jetmore | 1292 | 4 | Combustion Turbine | Kansas | 0.8 | Dropped - Units whose status does not meet NEEDS criteria
Jetmore | 1292 | 5 | Combustion Turbine | Kansas | 1.5 | Dropped - Units whose status does not meet NEEDS criteria
Jetmore | 1292 | 6 | Combustion Turbine | Kansas | 1.2 | Dropped - Units whose status does not meet NEEDS criteria
Jetmore | 1292 | 7 | Combustion Turbine | Kansas | 0.9 | Dropped - Units whose status does not meet NEEDS criteria
Kaw | 1294 | 1 | O/G Steam | Kansas | 41.9 | Dropped - Units whose status does not meet NEEDS criteria
Kaw | 1294 | 2 | O/G Steam | Kansas | 41.9 | Dropped - Units whose status does not meet NEEDS criteria
Kaw | 1294 | 3 | O/G Steam | Kansas | 56.5 | Dropped - Units whose status does not meet NEEDS criteria
Quindaro | 1295 | GT1 | Combustion Turbine | Kansas | 13 | Dropped - Units whose status does not meet NEEDS criteria
Kingman Municipal Power and Light Plant | 1296 | 1 | Combustion Turbine | Kansas | 1.2 | Dropped - Units whose status does not meet NEEDS criteria
Kingman Municipal Power and Light Plant | 1296 | 5 | Combustion Turbine | Kansas | 0.8 | Dropped - Units whose status does not meet NEEDS criteria
Gas Turbine (KS) | 1298 | GT1 | Combustion Turbine | Kansas | 1 | Dropped - Units whose status does not meet NEEDS criteria
Larned | 1299 | 1 | O/G Steam | Kansas | 1.5 | Dropped - Units whose status does not meet NEEDS criteria
Larned | 1299 | 2 | O/G Steam | Kansas | 3 | Dropped - Units whose status does not meet NEEDS criteria
Larned | 1299 | 3 | O/G Steam | Kansas | 9 | Dropped - Units whose status does not meet NEEDS criteria
Lincoln | 1300 | 6 | Combustion Turbine | Kansas | 2.2 | Dropped - Units whose status does not meet NEEDS criteria
McPherson 2 | 1305 | 1 | O/G Steam | Kansas | 26.6 | Dropped - Units whose status does not meet NEEDS criteria
Minneapolis City of | 1307 | 1 | Combustion Turbine | Kansas | 0.4 | Dropped - Units whose status does not meet NEEDS criteria
Minneapolis City of | 1307 | 2 | Combustion Turbine | Kansas | 0.5 | Dropped - Units whose status does not meet NEEDS criteria
Mulvane Power Plant | 1308 | 1 | Combustion Turbine | Kansas | 0.2 | Dropped - Units whose status does not meet NEEDS criteria
Mulvane Power Plant | 1308 | 2 | Combustion Turbine | Kansas | 0.2 | Dropped - Units whose status does not meet NEEDS criteria
Mulvane Power Plant | 1308 | 3 | Combustion Turbine | Kansas | 1.2 | Dropped - Units whose status does not meet NEEDS criteria
Mulvane Power Plant | 1308 | 4 | Combustion Turbine | Kansas | 1.2 | Dropped - Units whose status does not meet NEEDS criteria
Mulvane Power Plant | 1308 | 5 | Combustion Turbine | Kansas | 0.6 | Dropped - Units whose status does not meet NEEDS criteria
Mulvane Power Plant | 1308 | 6 | Combustion Turbine | Kansas | 1.9 | Dropped - Units whose status does not meet NEEDS criteria
Mulvane Power Plant | 1308 | 7 | Combustion Turbine | Kansas | 0.6 | Dropped - Units whose status does not meet NEEDS criteria
Mulvane Power Plant | 1308 | 8 | Combustion Turbine | Kansas | 0.5 | Dropped - Units whose status does not meet NEEDS criteria
Neodesha | 1309 | 5 | Combustion Turbine | Kansas | 1 | Dropped - Units whose status does not meet NEEDS criteria
Neodesha | 1309 | 6 | Combustion Turbine | Kansas | 2.2 | Dropped - Units whose status does not meet NEEDS criteria
Neodesha | 1309 | 7 | Combustion Turbine | Kansas | 1.9 | Dropped - Units whose status does not meet NEEDS criteria
Neodesha | 1309 | 8 | Combustion Turbine | Kansas | 2.5 | Dropped - Units whose status does not meet NEEDS criteria
Norton | 1310 | 1 | Combustion Turbine | Kansas | 0.9 | Dropped - Units whose status does not meet NEEDS criteria
Norton | 1310 | 2 | Combustion Turbine | Kansas | 1.3 | Dropped - Units whose status does not meet NEEDS criteria
Norton | 1310 | 3 | Combustion Turbine | Kansas | 2.4 | Dropped - Units whose status does not meet NEEDS criteria
Norton | 1310 | 4 | Combustion Turbine | Kansas | 3.1 | Dropped - Units whose status does not meet NEEDS criteria
Norton | 1310 | 5 | Combustion Turbine | Kansas | 2.2 | Dropped - Units whose status does not meet NEEDS criteria
Oakely | 1311 | 1 | Combustion Turbine | Kansas | 1.2 | Dropped - Units whose status does not meet NEEDS criteria
Oakely | 1311 | 2 | Combustion Turbine | Kansas | 0.3 | Dropped - Units whose status does not meet NEEDS criteria
Oakely | 1311 | 3 | Combustion Turbine | Kansas | 0.5 | Dropped - Units whose status does not meet NEEDS criteria
Oakely | 1311 | 4 | Combustion Turbine | Kansas | 0.8 | Dropped - Units whose status does not meet NEEDS criteria
Oakely | 1311 | 5 | Combustion Turbine | Kansas | 1.3 | Dropped - Units whose status does not meet NEEDS criteria
Oakely | 1311 | 6 | Combustion Turbine | Kansas | 3.2 | Dropped - Units whose status does not meet NEEDS criteria
Osage City | 1313 | 9 | Combustion Turbine | Kansas | 0.7 | Dropped - Units whose status does not meet NEEDS criteria
Pratt | 1317 | 1 | O/G Steam | Kansas | 3 | Dropped - Units whose status does not meet NEEDS criteria
Pratt | 1317 | 3 | O/G Steam | Kansas | 5.8 | Dropped - Units whose status does not meet NEEDS criteria
St Francis | 1321 | 3 | Combustion Turbine | Kansas | 0.8 | Dropped - Units whose status does not meet NEEDS criteria
St John | 1322 | 3 | Combustion Turbine | Kansas | 0.9 | Dropped - Units whose status does not meet NEEDS criteria
Stafford | 1325 | 1 | Combustion Turbine | Kansas | 0.9 | Dropped - Units whose status does not meet NEEDS criteria
Stafford | 1325 | 2 | Combustion Turbine | Kansas | 0.9 | Dropped - Units whose status does not meet NEEDS criteria
Stafford | 1325 | 3 | Combustion Turbine | Kansas | 0.8 | Dropped - Units whose status does not meet NEEDS criteria
Wellington 1 | 1330 | 5 | Combustion Turbine | Kansas | 1 | Dropped - Units whose status does not meet NEEDS criteria
West 14th Street | 1332 | IC1 | Combustion Turbine | Kansas | 1.6 | Dropped - Units whose status does not meet NEEDS criteria
Great Bend - Midwest Energy | 1334 | 1 | Combustion Turbine | Kansas | 1 | Dropped - Units whose status does not meet NEEDS criteria
Great Bend - Midwest Energy | 1334 | 2 | Combustion Turbine | Kansas | 1 | Dropped - Units whose status does not meet NEEDS criteria
Great Bend - Midwest Energy | 1334 | 3 | Combustion Turbine | Kansas | 1 | Dropped - Units whose status does not meet NEEDS criteria
Great Bend - Midwest Energy | 1334 | 4 | Combustion Turbine | Kansas | 1 | Dropped - Units whose status does not meet NEEDS criteria
Great Bend - Midwest Energy | 1334 | 5 | Combustion Turbine | Kansas | 3 | Dropped - Units whose status does not meet NEEDS criteria
Great Bend - Midwest Energy | 1334 | 6 | Combustion Turbine | Kansas | 3 | Dropped - Units whose status does not meet NEEDS criteria
Garden City | 1336 | GC3 | O/G Steam | Kansas | 8.7 | Dropped - Units whose status does not meet NEEDS criteria
Big Sandy | 1353 | 2 | Coal Steam | Kentucky | 800 | Dropped - Units whose status does not meet NEEDS criteria
E W Brown | 1355 | 1 | Coal Steam | Kentucky | 106 | Dropped - Units whose status does not meet NEEDS criteria
E W Brown | 1355 | 2 | Coal Steam | Kentucky | 166 | Dropped - Units whose status does not meet NEEDS criteria
Green River | 1357 | 1 | Coal Steam | Kentucky | 22 | Dropped - Units whose status does not meet NEEDS criteria
Green River | 1357 | 2 | Coal Steam | Kentucky | 22 | Dropped - Units whose status does not meet NEEDS criteria
Green River | 1357 | 3 | Coal Steam | Kentucky | 68 | Dropped - Units whose status does not meet NEEDS criteria
Green River | 1357 | 4 | Coal Steam | Kentucky | 93 | Dropped - Units whose status does not meet NEEDS criteria
Haefling | 1358 | 3 | Combustion Turbine | Kentucky | 12 | Dropped - Units whose status does not meet NEEDS criteria
Pineville | 1360 | 3 | Coal Steam | Kentucky | 32 | Dropped - Units whose status does not meet NEEDS criteria
Tyrone | 1361 | 1 | O/G Steam | Kentucky | 27 | Dropped - Units whose status does not meet NEEDS criteria
Tyrone | 1361 | 2 | O/G Steam | Kentucky | 31 | Dropped - Units whose status does not meet NEEDS criteria
Tyrone | 1361 | 3 | Coal Steam | Kentucky | 71 | Dropped - Units whose status does not meet NEEDS criteria
Cane Run | 1363 | 4 | Coal Steam | Kentucky | 155 | Dropped - Units whose status does not meet NEEDS criteria
Cane Run | 1363 | 5 | Coal Steam | Kentucky | 168 | Dropped - Units whose status does not meet NEEDS criteria
Cane Run | 1363 | 6 | Coal Steam | Kentucky | 240 | Dropped - Units whose status does not meet NEEDS criteria
Waterside GT | 1367 | 7 | Combustion Turbine | Kentucky | 11 | Dropped - Units whose status does not meet NEEDS criteria
Waterside GT | 1367 | 8 | Combustion Turbine | Kentucky | 11 | Dropped - Units whose status does not meet NEEDS criteria
Henderson I | 1372 | 1 | Combustion Turbine | Kentucky | 1 | Dropped - Units whose status does not meet NEEDS criteria
Henderson I | 1372 | 2 | Combustion Turbine | Kentucky | 1 | Dropped - Units whose status does not meet NEEDS criteria
Henderson I | 1372 | 5 | Coal Steam | Kentucky | 10 | Dropped - Units whose status does not meet NEEDS criteria
Henderson I | 1372 | 6 | Coal Steam | Kentucky | 26 | Dropped - Units whose status does not meet NEEDS criteria
Elmer Smith | 1374 | 1 | Coal Steam | Kentucky | 137 | Dropped - Retired/Planned Retirement by 06/2023
Elmer Smith | 1374 | 2 | Coal Steam | Kentucky | 262.8 | Dropped - Retired/Planned Retirement by 06/2023
Paradise | 1378 | 1 | Coal Steam | Kentucky | 628 | Dropped - Units whose status does not meet NEEDS criteria
Paradise | 1378 | 2 | Coal Steam | Kentucky | 602 | Dropped - Units whose status does not meet NEEDS criteria
Paradise | 1378 | 3 | Coal Steam | Kentucky | 971 | Dropped - Retired/Planned Retirement by 06/2023
Shawnee | 1379 | 10 | Coal Steam | Kentucky | 124 | Dropped - Units whose status does not meet NEEDS criteria
Kenneth C Coleman | 1381 | 1 | Coal Steam | Kentucky | 150 | Dropped - Units whose status does not meet NEEDS criteria
Kenneth C Coleman | 1381 | 2 | Coal Steam | Kentucky | 138 | Dropped - Units whose status does not meet NEEDS criteria
Kenneth C Coleman | 1381 | 3 | Coal Steam | Kentucky | 155 | Dropped - Units whose status does not meet NEEDS criteria
HMP&L Station Two Henderson | 1382 | 1 | Coal Steam | Kentucky | 153 | Dropped - Units whose status does not meet NEEDS criteria
HMP&L Station Two Henderson | 1382 | 2 | Coal Steam | Kentucky | 159 | Dropped - Units whose status does not meet NEEDS criteria
Robert A Reid | 1383 | 1 | Coal Steam | Kentucky | 65 | Dropped - Units whose status does not meet NEEDS criteria
Dale | 1385 | 1 | Coal Steam | Kentucky | 23 | Dropped - Units whose status does not meet NEEDS criteria
Dale | 1385 | 2 | Coal Steam | Kentucky | 23 | Dropped - Units whose status does not meet NEEDS criteria
Dale | 1385 | 3 | Coal Steam | Kentucky | 74 | Dropped - Units whose status does not meet NEEDS criteria
Dale | 1385 | 4 | Coal Steam | Kentucky | 75 | Dropped - Units whose status does not meet NEEDS criteria
Louisiana 2 | 1392 | 10 | O/G Steam | Louisiana | 40 | Dropped - Units whose status does not meet NEEDS criteria
Louisiana 2 | 1392 | 11 | O/G Steam | Louisiana | 40 | Dropped - Units whose status does not meet NEEDS criteria
Louisiana 2 | 1392 | 12 | O/G Steam | Louisiana | 58 | Dropped - Units whose status does not meet NEEDS criteria
R S Nelson | 1393 | 3 | O/G Steam | Louisiana | 146 | Dropped - Units whose status does not meet NEEDS criteria
Willow Glen | 1394 | 1 | O/G Steam | Louisiana | 152 | Dropped - Units whose status does not meet NEEDS criteria
Willow Glen | 1394 | 2 | O/G Steam | Louisiana | 180 | Dropped - Units whose status does not meet NEEDS criteria
Willow Glen | 1394 | 3 | O/G Steam | Louisiana | 450 | Dropped - Units whose status does not meet NEEDS criteria
Willow Glen | 1394 | 4 | O/G Steam | Louisiana | 482 | Dropped - Units whose status does not meet NEEDS criteria
Willow Glen | 1394 | 5 | O/G Steam | Louisiana | 485 | Dropped - Units whose status does not meet NEEDS criteria
Teche | 1400 | 1 | O/G Steam | Louisiana | 15 | Dropped - Units whose status does not meet NEEDS criteria
Teche | 1400 | 2 | O/G Steam | Louisiana | 33 | Dropped - Units whose status does not meet NEEDS criteria
Buras | 1401 | 8 | Combustion Turbine | Louisiana | 11 | Dropped - Units whose status does not meet NEEDS criteria
Little Gypsy | 1402 | 1 | O/G Steam | Louisiana | 227.9 | Dropped - Units whose status does not meet NEEDS criteria
Nine Mile Point | 1403 | 1 | O/G Steam | Louisiana | 50 | Dropped - Units whose status does not meet NEEDS criteria
Nine Mile Point | 1403 | 2 | O/G Steam | Louisiana | 107 | Dropped - Units whose status does not meet NEEDS criteria
Nine Mile Point | 1403 | 3 | O/G Steam | Louisiana | 100.4 | Dropped - Units whose status does not meet NEEDS criteria
Sterlington | 1404 | 6 | O/G Steam | Louisiana | 212 | Dropped - Units whose status does not meet NEEDS criteria
Sterlington | 1404 | 7A | Combined Cycle | Louisiana | 47.6 | Dropped - Retired/Planned Retirement by 06/2023
Sterlington | 1404 | 7B | Combined Cycle | Louisiana | 44 | Dropped - Units whose status does not meet NEEDS criteria
Sterlington | 1404 | 7C | Combined Cycle | Louisiana | 47.6 | Dropped - Retired/Planned Retirement by 06/2023
A B Paterson | 1407 | 3 | O/G Steam | Louisiana | 40 | Dropped - Units whose status does not meet NEEDS criteria
A B Paterson | 1407 | 4 | O/G Steam | Louisiana | 72 | Dropped - Units whose status does not meet NEEDS criteria
A B Paterson | 1407 | 5 | Combustion Turbine | Louisiana | 11 | Dropped - Units whose status does not meet NEEDS criteria
Michoud | 1409 | 1 | O/G Steam | Louisiana | 65 | Dropped - Units whose status does not meet NEEDS criteria
Michoud | 1409 | 2 | O/G Steam | Louisiana | 241.6 | Dropped - Units whose status does not meet NEEDS criteria
Michoud | 1409 | 3 | O/G Steam | Louisiana | 543.8 | Dropped - Units whose status does not meet NEEDS criteria
Lieberman | 1417 | 1 | O/G Steam | Louisiana | 25 | Dropped - Units whose status does not meet NEEDS criteria
Lieberman | 1417 | 2 | O/G Steam | Louisiana | 26 | Dropped - Retired/Planned Retirement by 06/2023
Franklin (LA) | 1435 | GT1 | Combustion Turbine | Louisiana | 8 | Dropped - Units whose status does not meet NEEDS criteria
Houma | 1439 | 6 | Combustion Turbine | Louisiana | 1 | Dropped - Units whose status does not meet NEEDS criteria
Houma | 1439 | 7 | Combustion Turbine | Louisiana | 1 | Dropped - Units whose status does not meet NEEDS criteria
Houma | 1439 | 8 | Combustion Turbine | Louisiana | 1 | Dropped - Units whose status does not meet NEEDS criteria
Houma | 1439 | 9 | Combustion Turbine | Louisiana | 2.5 | Dropped - Units whose status does not meet NEEDS criteria
Houma | 1439 | 10 | Combustion Turbine | Louisiana | 3.7 | Dropped - Units whose status does not meet NEEDS criteria
Houma | 1439 | 11 | Combustion Turbine | Louisiana | 3.7 | Dropped - Units whose status does not meet NEEDS criteria
Houma | 1439 | 12 | Combustion Turbine | Louisiana | 3.3 | Dropped - Units whose status does not meet NEEDS criteria
Louis Doc Bonin | 1443 | 1 | O/G Steam | Louisiana | 40 | Dropped - Units whose status does not meet NEEDS criteria
Louis Doc Bonin | 1443 | 2 | O/G Steam | Louisiana | 70 | Dropped - Units whose status does not meet NEEDS criteria
Louis Doc Bonin | 1443 | 3 | O/G Steam | Louisiana | 146 | Dropped - Units whose status does not meet NEEDS criteria
Minden | 1447 | 1 | O/G Steam | Louisiana | 12.5 | Dropped - Units whose status does not meet NEEDS criteria
Minden | 1447 | 2 | O/G Steam | Louisiana | 12.5 | Dropped - Units whose status does not meet NEEDS criteria
Minden | 1447 | 3 | Combustion Turbine | Louisiana | 2 | Dropped - Units whose status does not meet NEEDS criteria
Minden | 1447 | 4 | Combustion Turbine | Louisiana | 2 | Dropped - Units whose status does not meet NEEDS criteria
Minden | 1447 | 5 | Combustion Turbine | Louisiana | 1.3 | Dropped - Units whose status does not meet NEEDS criteria
Minden | 1447 | 6 | Combustion Turbine | Louisiana | 1.8 | Dropped - Units whose status does not meet NEEDS criteria
Minden | 1447 | 7 | Combustion Turbine | Louisiana | 1.8 | Dropped - Units whose status does not meet NEEDS criteria
Monroe (LA) | 1448 | 10 | O/G Steam | Louisiana | 22 | Dropped - Units whose status does not meet NEEDS criteria
Monroe (LA) | 1448 | 11 | O/G Steam | Louisiana | 33 | Dropped - Units whose status does not meet NEEDS criteria
Monroe (LA) | 1448 | 12 | O/G Steam | Louisiana | 71 | Dropped - Units whose status does not meet NEEDS criteria
Morgan City | 1449 | 1 | O/G Steam | Louisiana | 5.8 | Dropped - Units whose status does not meet NEEDS criteria
Morgan City | 1449 | 2 | O/G Steam | Louisiana | 5.8 | Dropped - Units whose status does not meet NEEDS criteria
Morgan City | 1449 | 3 | O/G Steam | Louisiana | 18 | Dropped - Units whose status does not meet NEEDS criteria
Morgan City | 1449 | 4 | O/G Steam | Louisiana | 33 | Dropped - Units whose status does not meet NEEDS criteria
Natchitoches | 1450 | 2 | Combustion Turbine | Louisiana | 1.5 | Dropped - Units whose status does not meet NEEDS criteria
Natchitoches | 1450 | 3 | Combustion Turbine | Louisiana | 1.5 | Dropped - Units whose status does not meet NEEDS criteria
Natchitoches | 1450 | 6 | Combustion Turbine | Louisiana | 2.8 | Dropped - Units whose status does not meet NEEDS criteria
Natchitoches | 1450 | 7 | Combustion Turbine | Louisiana | 2.8 | Dropped - Units whose status does not meet NEEDS criteria
Natchitoches | 1450 | 8 | O/G Steam | Louisiana | 6 | Dropped - Units whose status does not meet NEEDS criteria
Natchitoches | 1450 | 9 | O/G Steam | Louisiana | 12.6 | Dropped - Units whose status does not meet NEEDS criteria
Natchitoches | 1450 | 10 | O/G Steam | Louisiana | 26 | Dropped - Units whose status does not meet NEEDS criteria
Plaquemine | 1455 | 1 | O/G Steam | Louisiana | 17.5 | Dropped - Units whose status does not meet NEEDS criteria
Plaquemine | 1455 | 2 | O/G Steam | Louisiana | 20.4 | Dropped - Units whose status does not meet NEEDS criteria
Rayne | 1456 | 8 | Combustion Turbine | Louisiana | 3.4 | Dropped - Units whose status does not meet NEEDS criteria
Ruston | 1458 | 1 | O/G Steam | Louisiana | 12 | Dropped - Units whose status does not meet NEEDS criteria
Ruston | 1458 | 2 | O/G Steam | Louisiana | 25 | Dropped - Units whose status does not meet NEEDS criteria
Ruston | 1458 | 3 | O/G Steam | Louisiana | 40 | Dropped - Units whose status does not meet NEEDS criteria
Bar Harbor | 1466 | 1 | Combustion Turbine | Maine | 2 | Dropped - Units whose status does not meet NEEDS criteria
Bar Harbor | 1466 | 2 | Combustion Turbine | Maine | 2 | Dropped - Units whose status does not meet NEEDS criteria
Bar Harbor | 1466 | 3 | Combustion Turbine | Maine | 2 | Dropped - Units whose status does not meet NEEDS criteria
Bar Harbor | 1466 | 4 | Combustion Turbine | Maine | 2 | Dropped - Units whose status does not meet NEEDS criteria
Eastport | 1468 | 1 | Combustion Turbine | Maine | 0.7 | Dropped - Units whose status does not meet NEEDS criteria
Eastport | 1468 | 2 | Combustion Turbine | Maine | 0.7 | Dropped - Units whose status does not meet NEEDS criteria
Eastport | 1468 | 3 | Combustion Turbine | Maine | 2 | Dropped - Retired/Planned Retirement by 06/2023
Howland Hydro Station | 1472 | HL01 | Hydro | Maine | 0.6 | Dropped - Units whose status does not meet NEEDS criteria
Howland Hydro Station | 1472 | HL02 | Hydro | Maine | 0.6 | Dropped - Units whose status does not meet NEEDS criteria
Howland Hydro Station | 1472 | HL03 | Hydro | Maine | 0.6 | Dropped - Units whose status does not meet NEEDS criteria
Medway | 1474 | IC1 | Combustion Turbine | Maine | 2 | Dropped - Units whose status does not meet NEEDS criteria
Medway | 1474 | IC2 | Combustion Turbine | Maine | 2 | Dropped - Units whose status does not meet NEEDS criteria
Medway | 1474 | IC3 | Combustion Turbine | Maine | 2 | Dropped - Units whose status does not meet NEEDS criteria
Medway | 1474 | IC4 | Combustion Turbine | Maine | 2 | Dropped - Units whose status does not meet NEEDS criteria
Veazie Hydro Station | 1479 | VZ01 | Hydro | Maine | 0.7 | Dropped - Units whose status does not meet NEEDS criteria
Veazie Hydro Station | 1479 | VZ02 | Hydro | Maine | 0.3 | Dropped - Units whose status does not meet NEEDS criteria
Veazie Hydro Station | 1479 | VZ03 | Hydro | Maine | 0.3 | Dropped - Units whose status does not meet NEEDS criteria
Veazie Hydro Station | 1479 | VZ04 | Hydro | Maine | 0.3 | Dropped - Units whose status does not meet NEEDS criteria
Veazie Hydro Station | 1479 | VZ05 | Hydro | Maine | 0.3 | Dropped - Units whose status does not meet NEEDS criteria
Veazie Hydro Station | 1479 | VZ06 | Hydro | Maine | 0.3 | Dropped - Units whose status does not meet NEEDS criteria
Veazie Hydro Station | 1479 | VZ07 | Hydro | Maine | 0.3 | Dropped - Units whose status does not meet NEEDS criteria
Veazie Hydro Station | 1479 | VZ08 | Hydro | Maine | 0.3 | Dropped - Units whose status does not meet NEEDS criteria
Veazie Hydro Station | 1479 | VZ09 | Hydro | Maine | 0.3 | Dropped - Units whose status does not meet NEEDS criteria
Veazie Hydro Station | 1479 | VZ10 | Hydro | Maine | 0.3 | Dropped - Units whose status does not meet NEEDS criteria
Veazie Hydro Station | 1479 | VZ11 | Hydro | Maine | 0.3 | Dropped - Units whose status does not meet NEEDS criteria
Veazie Hydro Station | 1479 | VZ12 | Hydro | Maine | 0.3 | Dropped - Units whose status does not meet NEEDS criteria
Veazie Hydro Station | 1479 | VZ13 | Hydro | Maine | 0.3 | Dropped - Units whose status does not meet NEEDS criteria
Veazie Hydro Station | 1479 | VZ14 | Hydro | Maine | 0.3 | Dropped - Units whose status does not meet NEEDS criteria
Veazie Hydro Station | 1479 | VZ15 | Hydro | Maine | 0.5 | Dropped - Units whose status does not meet NEEDS criteria
Veazie Hydro Station | 1479 | VZ16 | Hydro | Maine | 1.4 | Dropped - Units whose status does not meet NEEDS criteria
Veazie Hydro Station | 1479 | VZ17 | Hydro | Maine | 1.4 | Dropped - Units whose status does not meet NEEDS criteria
Continental Mills | 1487 | CM1 | Hydro | Maine | 0.4 | Dropped - Units whose status does not meet NEEDS criteria
Continental Mills | 1487 | CM2 | Hydro | Maine | 0.4 | Dropped - Units whose status does not meet NEEDS criteria
Continental Mills | 1487 | CM3 | Hydro | Maine | 0.4 | Dropped - Units whose status does not meet NEEDS criteria
Continental Mills | 1487 | CM5 | Hydro | Maine | 0.1 | Dropped - Units whose status does not meet NEEDS criteria
Continental Mills | 1487 | CM6 | Hydro | Maine | 0.1 | Dropped - Units whose status does not meet NEEDS criteria
Fort Halifax | 1490 | FH1 | Hydro | Maine | 0.9 | Dropped - Units whose status does not meet NEEDS criteria
Fort Halifax | 1490 | FH2 | Hydro | Maine | 0.9 | Dropped - Units whose status does not meet NEEDS criteria
Mason Steam | 1496 | 3 | O/G Steam | Maine | 32.1 | Dropped - Units whose status does not meet NEEDS criteria
Mason Steam | 1496 | 4 | O/G Steam | Maine | 32.8 | Dropped - Units whose status does not meet NEEDS criteria
Mason Steam | 1496 | 5 | O/G Steam | Maine | 33 | Dropped - Units whose status does not meet NEEDS criteria
Caribou Generation Station | 1513 | 1 | O/G Steam | Maine | 9 | Dropped - Units whose status does not meet NEEDS criteria
Caribou Generation Station | 1513 | ST2 | O/G Steam | Maine | 14 | Dropped - Units whose status does not meet NEEDS criteria
Flos Inn Diesel | 1514 | FID1 | Combustion Turbine | Maine | 1.4 | Dropped - Units whose status does not meet NEEDS criteria
Flos Inn Diesel | 1514 | FID2 | Combustion Turbine | Maine | 1.4 | Dropped - Units whose status does not meet NEEDS criteria
Flos Inn Diesel | 1514 | FID3 | Combustion Turbine | Maine | 1.4 | Dropped - Units whose status does not meet NEEDS criteria
CP Crane Power, LLC | 1552 | 1 | Coal Steam | Maryland | 190 | Dropped - Units whose status does not meet NEEDS criteria
CP Crane Power, LLC | 1552 | 2 | Coal Steam | Maryland | 195 | Dropped - Units whose status does not meet NEEDS criteria
CP Crane Power, LLC | 1552 | GT1 | Combustion Turbine | Maryland | 14 | Dropped - Units whose status does not meet NEEDS criteria
Gould Street | 1553 | 3 | O/G Steam | Maryland | 97 | Dropped - Units whose status does not meet NEEDS criteria
Herbert A Wagner | 1554 | 2 | Coal Steam | Maryland | 118 | Dropped - Retired/Planned Retirement by 06/2023
Notch Cliff | 1555 | GT1 | Combustion Turbine | Maryland | 14 | Dropped - Retired/Planned Retirement by 06/2023
Notch Cliff | 1555 | GT2 | Combustion Turbine | Maryland | 14 | Dropped - Retired/Planned Retirement by 06/2023
Notch Cliff | 1555 | GT3 | Combustion Turbine | Maryland | 14 | Dropped - Retired/Planned Retirement by 06/2023
Notch Cliff | 1555 | GT4 | Combustion Turbine | Maryland | 14 | Dropped - Retired/Planned Retirement by 06/2023
Notch Cliff | 1555 | GT5 | Combustion Turbine | Maryland | 14.6 | Dropped - Retired/Planned Retirement by 06/2023
Notch Cliff | 1555 | GT6 | Combustion Turbine | Maryland | 15.6 | Dropped - Retired/Planned Retirement by 06/2023
Notch Cliff | 1555 | GT7 | Combustion Turbine | Maryland | 14.5 | Dropped - Retired/Planned Retirement by 06/2023
Notch Cliff | 1555 | GT8 | Combustion Turbine | Maryland | 16 | Dropped - Retired/Planned Retirement by 06/2023
Perryman | 1556 | GT2 | Combustion Turbine | Maryland | 51 | Dropped - Units whose status does not meet NEEDS criteria
Riverside (MD) | 1559 | 4 | O/G Steam | Maryland | 74 | Dropped - Units whose status does not meet NEEDS criteria
Riverside (MD) | 1559 | GT6 | Combustion Turbine | Maryland | 115 | Dropped - Units whose status does not meet NEEDS criteria
Riverside (MD) | 1559 | GT7 | Combustion Turbine | Maryland | 19 | Dropped - Units whose status does not meet NEEDS criteria
Riverside (MD) | 1559 | GT8 | Combustion Turbine | Maryland | 20 | Dropped - Retired/Planned Retirement by 06/2023
Westport | 1560 | GT5 | Combustion Turbine | Maryland | 115.8 | Dropped - Retired/Planned Retirement by 06/2023
FirstEnergy R Paul Smith Power Station | 1570 | 9 | Coal Steam | Maryland | 28 | Dropped - Units whose status does not meet NEEDS criteria
FirstEnergy R Paul Smith Power Station | 1570 | 11 | Coal Steam | Maryland | 87 | Dropped - Units whose status does not meet NEEDS criteria
Exelon L Street | 1587 | GT1 | Combustion Turbine | Massachusetts | 16 | Dropped - Units whose status does not meet NEEDS criteria
Mystic Generating Station | 1588 | 4 | O/G Steam | Massachusetts | 95.4 | Dropped - Units whose status does not meet NEEDS criteria
Mystic Generating Station | 1588 | 5 | O/G Steam | Massachusetts | 91.6 | Dropped - Units whose status does not meet NEEDS criteria
Mystic Generating Station | 1588 | 6 | O/G Steam | Massachusetts | 28 | Dropped - Units whose status does not meet NEEDS criteria
Mystic Generating Station | 1588 | 7 | O/G Steam | Massachusetts | 574 | Dropped - Retired/Planned Retirement by 06/2023
New Boston Generating Station | 1589 | 1 | O/G Steam | Massachusetts | 350 | Dropped - Units whose status does not meet NEEDS criteria
New Boston Generating Station | 1589 | 2 | O/G Steam | Massachusetts | 352 | Dropped - Units whose status does not meet NEEDS criteria
Pilgrim Nuclear Power Station | 1590 | 1 | Nuclear | Massachusetts | 677.2 | Dropped - Units whose status does not meet NEEDS criteria
Blackstone Street | 1594 | 1 | O/G Steam | Massachusetts | 12.6 | Dropped - Units whose status does not meet NEEDS criteria
Kendall Square Station | 1595 | 1 | Combined Cycle | Massachusetts | 14.8 | Dropped - Units whose status does not meet NEEDS criteria
Kendall Square Station | 1595 | 2 | Combined Cycle | Massachusetts | 19.7 | Dropped - Units whose status does not meet NEEDS criteria
Kendall Square Station | 1595 | JET2 | Combustion Turbine | Massachusetts | 20 | Dropped - Units whose status does not meet NEEDS criteria
Canal | 1599 | UN2R | Combustion Turbine | Massachusetts | 330 | Dropped - Units whose status does not meet NEEDS criteria
Hadley Falls | 1605 | 3 | Hydro | Massachusetts | 3.4 | Dropped - Units whose status does not meet NEEDS criteria
Mount Tom | 1606 | 1 | Coal Steam | Massachusetts | 143.6 | Dropped - Units whose status does not meet NEEDS criteria
Riverside Holyoke | 1607 | 6 | Hydro | Massachusetts | 0.9 | Dropped - Units whose status does not meet NEEDS criteria
Somerset Station | 1613 | 6 | Coal Steam | Massachusetts | 109.1 | Dropped - Units whose status does not meet NEEDS criteria
Somerset Station | 1613 | JET2 | Combustion Turbine | Massachusetts | 18.3 | Dropped - Units whose status does not meet NEEDS criteria
Nantucket | 1615 | 10 | Combustion Turbine | Massachusetts | 1 | Dropped - Units whose status does not meet NEEDS criteria
Nantucket | 1615 | 11 | Combustion Turbine | Massachusetts | 1 | Dropped - Units whose status does not meet NEEDS criteria
Nantucket | 1615 | 12 | Combustion Turbine | Massachusetts | 2.8 | Dropped - Units whose status does not meet NEEDS criteria
Nantucket | 1615 | 13 | Combustion Turbine | Massachusetts | 2.9 | Dropped - Units whose status does not meet NEEDS criteria
Nantucket | 1615 | 14 | Combustion Turbine | Massachusetts | 2.5 | Dropped - Units whose status does not meet NEEDS criteria
Nantucket | 1615 | 15 | Combustion Turbine | Massachusetts | 2.5 | Dropped - Units whose status does not meet NEEDS criteria
Nantucket | 1615 | 16 | Combustion Turbine | Massachusetts | 2.5 | Dropped - Units whose status does not meet NEEDS criteria
Nantucket | 1615 | 17 | Combustion Turbine | Massachusetts | 2.5 | Dropped - Units whose status does not meet NEEDS criteria
Brayton Point | 1619 | 1 | Coal Steam | Massachusetts | 225.2 | Dropped - Units whose status does not meet NEEDS criteria
Brayton Point | 1619 | 2 | Coal Steam | Massachusetts | 237.8 | Dropped - Units whose status does not meet NEEDS criteria
Brayton Point | 1619 | 3 | Coal Steam | Massachusetts | 575 | Dropped - Units whose status does not meet NEEDS criteria
Brayton Point | 1619 | 4 | O/G Steam | Massachusetts | 435 | Dropped - Units whose status does not meet NEEDS criteria
Brayton Point | 1619 | IC1 | Combustion Turbine | Massachusetts | 2.5 | Dropped - Units whose status does not meet NEEDS criteria
Brayton Point | 1619 | IC2 | Combustion Turbine | Massachusetts | 2.5 | Dropped - Units whose status does not meet NEEDS criteria
Brayton Point | 1619 | IC3 | Combustion Turbine | Massachusetts | 2.5 | Dropped - Units whose status does not meet NEEDS criteria
Brayton Point | 1619 | IC4 | Combustion Turbine | Massachusetts | 2.5 | Dropped - Units whose status does not meet NEEDS criteria
Salem Harbor | 1626 | 1 | Coal Steam | Massachusetts | 79.7 | Dropped - Units whose status does not meet NEEDS criteria
Salem Harbor | 1626 | 2 | Coal Steam | Massachusetts | 78 | Dropped - Units whose status does not meet NEEDS criteria
Salem Harbor | 1626 | 3 | Coal Steam | Massachusetts | 149.8 | Dropped - Units whose status does not meet NEEDS criteria
Salem Harbor | 1626 | 4 | O/G Steam | Massachusetts | 436.8 | Dropped - Units whose status does not meet NEEDS criteria
Essential Power Massachusetts LLC | 1642 | WS1 | O/G Steam | Massachusetts | 47.4 | Dropped - Units whose status does not meet NEEDS criteria
Essential Power Massachusetts LLC | 1642 | WS2 | O/G Steam | Massachusetts | 47.4 | Dropped - Units whose status does not meet NEEDS criteria
Potter Station 2 | 1660 | IC1 | Combustion Turbine | Massachusetts | 2.3 | Dropped - Units whose status does not meet NEEDS criteria
Potter Station 2 | 1660 | IC2 | Combustion Turbine | Massachusetts | 2.3 | Dropped - Units whose status does not meet NEEDS criteria
High Street Station | 1670 | 3 | Combustion Turbine | Massachusetts | 0.7 | Dropped - Units whose status does not meet NEEDS criteria
High Street Station | 1670 | 4 | Combustion Turbine | Massachusetts | 0.6 | Dropped - Units whose status does not meet NEEDS criteria
Waters River | 1678 | 3 | Combustion Turbine | Massachusetts | 55 | Dropped - Units whose status does not meet NEEDS criteria
Cleary Flood Hybrid | 1682 | 8 | O/G Steam | Massachusetts | 26 | Dropped - Retired/Planned Retirement by 06/2023
B C Cobb | 1695 | 1 | O/G Steam | Michigan | 54 | Dropped - Units whose status does not meet NEEDS criteria
B C Cobb | 1695 | 2 | O/G Steam | Michigan | 65 | Dropped - Units whose status does not meet NEEDS criteria
B C Cobb | 1695 | 3 | O/G Steam | Michigan | 68 | Dropped - Units whose status does not meet NEEDS criteria
B C Cobb | 1695 | 4 | Coal Steam | Michigan | 156 | Dropped - Units whose status does not meet NEEDS criteria
B C Cobb | 1695 | 5 | Coal Steam | Michigan | 156 | Dropped - Units whose status does not meet NEEDS criteria
B E Morrow | 1696 | A | Combustion Turbine | Michigan | 13 | Dropped - Units whose status does not meet NEEDS criteria
B E Morrow | 1696 | B | Combustion Turbine | Michigan | 11 | Dropped - Units whose status does not meet NEEDS criteria
Dan E Karn | 1702 | 1A | Coal Steam | Michigan | 127.5 | Dropped - Retired/Planned Retirement by 06/2023
Dan E Karn | 1702 | 1B | Coal Steam | Michigan | 127.5 | Dropped - Retired/Planned Retirement by 06/2023
Dan E Karn | 1702 | 2A | Coal Steam | Michigan | 130 | Dropped - Retired/Planned Retirement by 06/2023
Dan E Karn | 1702 | 2B | Coal Steam | Michigan | 130 | Dropped - Retired/Planned Retirement by 06/2023
Gaylord - Consumers | 1706 | 1 | Combustion Turbine | Michigan | 12 | Dropped - Units whose status does not meet NEEDS criteria
Gaylord - Consumers | 1706 | 2 | Combustion Turbine | Michigan | 11 | Dropped - Units whose status does not meet NEEDS criteria
Gaylord - Consumers | 1706 | 3 | Combustion Turbine | Michigan | 10 | Dropped - Units whose status does not meet NEEDS criteria
Gaylord - Consumers | 1706 | 4 | Combustion Turbine | Michigan | 12 | Dropped - Units whose status does not meet NEEDS criteria
Gaylord - Consumers | 1706 | 5 | Combustion Turbine | Michigan | 14 | Dropped - Units whose status does not meet NEEDS criteria
J H Campbell | 1710 | A | Combustion Turbine | Michigan | 12 | Dropped - Units whose status does not meet NEEDS criteria
Palisades | 1715 | 1 | Nuclear | Michigan | 804.2 | Dropped - Retired/Planned Retirement by 06/2023
Straits | 1718 | 1 | Combustion Turbine | Michigan | 5 | Dropped - Units whose status does not meet NEEDS criteria
Thetford | 1719 | 1 | Combustion Turbine | Michigan | 22 | Dropped - Units whose status does not meet NEEDS criteria
Thetford | 1719 | 2 | Combustion Turbine | Michigan | 29 | Dropped - Units whose status does not meet NEEDS criteria
Thetford | 1719 | 3 | Combustion Turbine | Michigan | 22 | Dropped - Units whose status does not meet NEEDS criteria
Thetford | 1719 | 4 | Combustion Turbine | Michigan | 28 | Dropped - Units whose status does not meet NEEDS criteria
Thetford | 1719 | 5 | Combustion Turbine | Michigan | 15 | Dropped - Units whose status does not meet NEEDS criteria
Thetford | 1719 | 6 | Combustion Turbine | Michigan | 15 | Dropped - Units whose status does not meet NEEDS criteria
Thetford | 1719 | 7 | Combustion Turbine | Michigan | 14 | Dropped - Units whose status does not meet NEEDS criteria
Thetford | 1719 | 8 | Combustion Turbine | Michigan | 11 | Dropped - Units whose status does not meet NEEDS criteria
Thetford | 1719 | 9 | Combustion Turbine | Michigan | 12 | Dropped - Units whose status does not meet NEEDS criteria
J C Weadock | 1720 | 7 | Coal Steam | Michigan | 152 | Dropped - Units whose status does not meet NEEDS criteria
J C Weadock | 1720 | 8 | Coal Steam | Michigan | 151 | Dropped - Units whose status does not meet NEEDS criteria
J C Weadock | 1720 | A | Combustion Turbine | Michigan | 13 | Dropped - Units whose status does not meet NEEDS criteria
J R Whiting | 1723 | 1 | Coal Steam | Michigan | 102 | Dropped - Units whose status does not meet NEEDS criteria
J R Whiting | 1723 | 2 | Coal Steam | Michigan | 95 | Dropped - Units whose status does not meet NEEDS criteria
J R Whiting | 1723 | 3 | Coal Steam | Michigan | 122 | Dropped - Units whose status does not meet NEEDS criteria
J R Whiting | 1723 | A | Combustion Turbine | Michigan | 13 | Dropped - Units whose status does not meet NEEDS criteria
Beacon Heating | 1724 | 25 | O/G Steam | Michigan | 18 | Dropped - Units whose status does not meet NEEDS criteria
Conners Creek | 1726 | 1 | Combustion Turbine | Michigan | 2.3 | Dropped - Units whose status does not meet NEEDS criteria
Conners Creek | 1726 | 2 | Combustion Turbine | Michigan | 2.3 | Dropped - Units whose status does not meet NEEDS criteria
Conners Creek | 1726 | 15 | O/G Steam | Michigan | 100 | Dropped - Units whose status does not meet NEEDS criteria
Conners Creek | 1726 | 16 | O/G Steam | Michigan | 130 | Dropped - Units whose status does not meet NEEDS criteria
Dayton (MI) | 1727 | 1 | Combustion Turbine | Michigan | 2 | Dropped - Units whose status does not meet NEEDS criteria
Dayton (MI) | 1727 | 2 | Combustion Turbine | Michigan | 2 | Dropped - Units whose status does not meet NEEDS criteria
Dayton (MI) | 1727 | 3 | Combustion Turbine | Michigan | 2 | Dropped - Units whose status does not meet NEEDS criteria
Dayton (MI) | 1727 | 4 | Combustion Turbine | Michigan | 2 | Dropped - Units whose status does not meet NEEDS criteria
Dayton (MI) | 1727 | 5 | Combustion Turbine | Michigan | 2 | Dropped - Units whose status does not meet NEEDS criteria
Hancock | 1730 | 2 | Combustion Turbine | Michigan | 18 | Dropped - Retired/Planned Retirement by 06/2023
Hancock | 1730 | 4 | Combustion Turbine | Michigan | 17 | Dropped - Retired/Planned Retirement by 06/2023
Harbor Beach | 1731 | 1 | Coal Steam | Michigan | 95 | Dropped - Units whose status does not meet NEEDS criteria
Harbor Beach | 1731 | IC1 | Combustion Turbine | Michigan | 2 | Dropped - Units whose status does not meet NEEDS criteria
Harbor Beach | 1731 | IC2 | Combustion Turbine | Michigan | 2 | Dropped - Units whose status does not meet NEEDS criteria
Marysville | 1732 | 7 | Coal Steam | Michigan | 83 | Dropped - Units whose status does not meet NEEDS criteria
Marysville | 1732 | 8 | Coal Steam | Michigan | 83 | Dropped - Units whose status does not meet NEEDS criteria
River Rouge | 1740 | 1 | O/G Steam | Michigan | 206 | Dropped - Units whose status does not meet NEEDS criteria
River Rouge | 1740 | 2 | Coal Steam | Michigan | 251 | Dropped - Units whose status does not meet NEEDS criteria
River Rouge | 1740 | 3 | Coal Steam | Michigan | 272 | Dropped - Retired/Planned Retirement by 06/2023
St Clair | 1743 | 1 | Coal Steam | Michigan | 151 | Dropped - Units whose status does not meet NEEDS criteria
St Clair | 1743 | 2 | Coal Steam | Michigan | 154 | Dropped - Retired/Planned Retirement by 06/2023
St Clair | 1743 | 3 | Coal Steam | Michigan | 160 | Dropped - Retired/Planned Retirement by 06/2023
St Clair | 1743 | 4 | Coal Steam | Michigan | 151 | Dropped - Units whose status does not meet NEEDS criteria
St Clair | 1743 | 6 | Coal Steam | Michigan | 311 | Dropped - Retired/Planned Retirement by 06/2023
St Clair | 1743 | 7 | Coal Steam | Michigan | 440 | Dropped - Retired/Planned Retirement by 06/2023
Trenton Channel | 1745 | 7 | Coal Steam | Michigan | 110 | Dropped - Units whose status does not meet NEEDS criteria
Trenton Channel | 1745 | 8 | Coal Steam | Michigan | 100 | Dropped - Units whose status does not meet NEEDS criteria
Trenton Channel | 1745 | 9 | Coal Steam | Michigan | 495 | Dropped - Retired/Planned Retirement by 06/2023
Presque Isle | 1769 | 1 | Coal Steam | Michigan | 25 | Dropped - Units whose status does not meet NEEDS criteria
Presque Isle | 1769 | 2 | Coal Steam | Michigan | 37 | Dropped - Units whose status does not meet NEEDS criteria
Presque Isle | 1769 | 3 | Coal Steam | Michigan | 58 | Dropped - Units whose status does not meet NEEDS criteria
Presque Isle | 1769 | 4 | Coal Steam | Michigan | 58 | Dropped - Units whose status does not meet NEEDS criteria
Presque Isle | 1769 | 5 | Coal Steam | Michigan | 55 | Dropped - Units whose status does not meet NEEDS criteria
Presque Isle | 1769 | 6 | Coal Steam | Michigan | 55 | Dropped - Units whose status does not meet NEEDS criteria
Presque Isle | 1769 | 7 | Coal Steam | Michigan | 83 | Dropped - Units whose status does not meet NEEDS criteria
Presque Isle | 1769 | 8 | Coal Steam | Michigan | 83 | Dropped - Units whose status does not meet NEEDS criteria
Presque Isle | 1769 | 9 | Coal Steam | Michigan | 83 | Dropped - Units whose status does not meet NEEDS criteria
Escanaba | 1771 | 1 | Coal Steam | Michigan | 13 | Dropped - Units whose status does not meet NEEDS criteria
Escanaba | 1771 | 2 | Coal Steam | Michigan | 13 | Dropped - Units whose status does not meet NEEDS criteria
Escanaba | 1771 | 3 | Combustion Turbine | Michigan | 12.5 | Dropped - Units whose status does not meet NEEDS criteria
Twin Falls (MI) | 1784 | 1 | Hydro | Michigan | 1.3 | Dropped - Units whose status does not meet NEEDS criteria
Twin Falls (MI) | 1784 | 2 | Hydro | Michigan | 1.3 | Dropped - Units whose status does not meet NEEDS criteria
Twin Falls (MI) | 1784 | 3 | Hydro | Michigan | 1.3 | Dropped - Units whose status does not meet NEEDS criteria
Twin Falls (MI) | 1784 | 4 | Hydro | Michigan | 1.2 | Dropped - Units whose status does not meet NEEDS criteria
Twin Falls (MI) | 1784 | 5 | Hydro | Michigan | 1.2 | Dropped - Units whose status does not meet NEEDS criteria
Clinton | 1818 | 1 | Combustion Turbine | Michigan | 0.5 | Dropped - Retired/Planned Retirement by 06/2023
Clinton | 1818 | 2 | Combustion Turbine | Michigan | 0.5 | Dropped - Retired/Planned Retirement by 06/2023
Clinton | 1818 | 3 | Combustion Turbine | Michigan | 0.4 | Dropped - Units whose status does not meet NEEDS criteria
Clinton | 1818 | 4 | Combustion Turbine | Michigan | 0.4 | Dropped - Units whose status does not meet NEEDS criteria
Clinton | 1818 | 5 | Combustion Turbine | Michigan | 0.4 | Dropped - Units whose status does not meet NEEDS criteria
Clinton | 1818 | 6 | Combustion Turbine | Michigan | 2 | Dropped - Retired/Planned Retirement by 06/2023
Coldwater | 1819 | 1 | Combustion Turbine | Michigan | 0.7 | Dropped - Units whose status does not meet NEEDS criteria
Coldwater | 1819 | 3 | Combustion Turbine | Michigan | 3.5 | Dropped - Units whose status does not meet NEEDS criteria
Coldwater | 1819 | IC4 | Combustion Turbine | Michigan | 2.5 | Dropped - Units whose status does not meet NEEDS criteria
Coldwater | 1819 | IC5 | Combustion Turbine | Michigan | 6 | Dropped - Units whose status does not meet NEEDS criteria
Mistersky | 1822 | 5 | O/G Steam | Michigan | 44 | Dropped - Units whose status does not meet NEEDS criteria
Mistersky | 1822 | 6 | O/G Steam | Michigan | 50 | Dropped - Units whose status does not meet NEEDS criteria
Mistersky | 1822 | 7 | O/G Steam | Michigan | 60 | Dropped - Units whose status does not meet NEEDS criteria
Mistersky | 1822 | GT1 | Combustion Turbine | Michigan | 25 | Dropped - Units whose status does not meet NEEDS criteria
Dowagiac | 1823 | 1 | Combustion Turbine | Michigan | 1 | Dropped - Units whose status does not meet NEEDS criteria
Dowagiac | 1823 | 2 | Combustion Turbine | Michigan | 0.3 | Dropped - Units whose status does not meet NEEDS criteria
Dowagiac | 1823 | 4 | Combustion Turbine | Michigan | 0.9 | Dropped - Units whose status does not meet NEEDS criteria
Dowagiac | 1823 | 5 | Combustion Turbine | Michigan | 1 | Dropped - Units whose status does not meet NEEDS criteria
J B Sims | 1825 | 3 | Coal Steam | Michigan | 69.1 | Dropped - Retired/Planned Retirement by 06/2023
Grand Haven Diesel Plant | 1826 | 1 | Combustion Turbine | Michigan | 8.4 | Dropped - Retired/Planned Retirement by 06/2023
Grand Haven Diesel Plant | 1826 | 2 | Combustion Turbine | Michigan | 2.3 | Dropped - Units whose status does not meet NEEDS criteria
Grand Haven Diesel Plant | 1826 | 5 | Combustion Turbine | Michigan | 3.2 | Dropped - Units whose status does not meet NEEDS criteria
Grand Haven Diesel Plant | 1826 | 6 | Combustion Turbine | Michigan | 2.8 | Dropped - Units whose status does not meet NEEDS criteria
Grand Haven Diesel Plant | 1826 | 7 | Combustion Turbine | Michigan | 5.1 | Dropped - Units whose status does not meet NEEDS criteria
Hillsdale | 1829 | 2 | Combustion Turbine | Michigan | 1.9 | Dropped - Units whose status does not meet NEEDS criteria
Hillsdale | 1829 | 3 | Combustion Turbine | Michigan | 2.4 | Dropped - Units whose status does not meet NEEDS criteria
Hillsdale | 1829 | 4 | Combustion Turbine | Michigan | 3.7 | Dropped - Units whose status does not meet NEEDS criteria
Hillsdale | 1829 | 7 | Combustion Turbine | Michigan | 1.5 | Dropped - Units whose status does not meet NEEDS criteria
Hillsdale | 1829 | 8 | Combustion Turbine | Michigan | 1.5 | Dropped - Units whose status does not meet NEEDS criteria
Hillsdale | 1829 | 9 | Combustion Turbine | Michigan | 1.8 | Dropped - Units whose status does not meet NEEDS criteria
Hillsdale | 1829 | 10 | Combustion Turbine | Michigan | 1.8 | Dropped - Units whose status does not meet NEEDS criteria
James De Young | 1830 | 3 | Coal Steam | Michigan | 10.5 | Dropped - Units whose status does not meet NEEDS criteria
James De Young | 1830 | 4 | Coal Steam | Michigan | 20.5 | Dropped - Units whose status does not meet NEEDS criteria
James De Young | 1830 | 5 | Coal Steam | Michigan | 27 | Dropped - Units whose status does not meet NEEDS criteria
Eckert Station | 1831 | 1 | Coal Steam | Michigan | 32.9 | Dropped - Units whose status does not meet NEEDS criteria
Eckert Station | 1831 | 2 | Coal Steam | Michigan | 31.6 | Dropped - Units whose status does not meet NEEDS criteria
Eckert Station | 1831 | 3 | Coal Steam | Michigan | 30.6 | Dropped - Units whose status does not meet NEEDS criteria
Eckert Station | 1831 | 4 | Coal Steam | Michigan | 64 | Dropped - Retired/Planned Retirement by 06/2023
Eckert Station | 1831 | 5 | Coal Steam | Michigan | 63.1 | Dropped - Retired/Planned Retirement by 06/2023
Eckert Station | 1831 | 6 | Coal Steam | Michigan | 62.8 | Dropped - Retired/Planned Retirement by 06/2023
Lowell | 1837 | 5 | Combustion Turbine | Michigan | 1.1 | Dropped - Units whose status does not meet NEEDS criteria
Lowell | 1837 | 6 | Combustion Turbine | Michigan | 1.1 | Dropped - Units whose status does not meet NEEDS criteria
Lowell | 1837 | 7 | Combustion Turbine | Michigan | 1.4 | Dropped - Units whose status does not meet NEEDS criteria
Shiras | 1843 | 1 | Coal Steam | Michigan | 11.6 | Dropped - Units whose status does not meet NEEDS criteria
Shiras | 1843 | 2 | Coal Steam | Michigan | 19.5 | Dropped - Units whose status does not meet NEEDS criteria
Shiras | 1843 | 3 | Coal Steam | Michigan | 41 | Dropped - Units whose status does not meet NEEDS criteria
Marshall (MI) | 1844 | IC2 | Combustion Turbine | Michigan | 0.9 | Dropped - Units whose status does not meet NEEDS criteria
Marshall (MI) | 1844 | IC4 | Combustion Turbine | Michigan | 0.7 | Dropped - Units whose status does not meet NEEDS criteria
Frank Jenkins | 1851 | 3 | Combustion Turbine | Michigan | 0.3 | Dropped - Units whose status does not meet NEEDS criteria
Sturgis City Diesel Plant | 1855 | 1 | Combustion Turbine | Michigan | 0.8 | Dropped - Units whose status does not meet NEEDS criteria
Sturgis City Diesel Plant | 1855 | 2 | Combustion Turbine | Michigan | 0.8 | Dropped - Units whose status does not meet NEEDS criteria
Sturgis City Diesel Plant | 1855 | 4 | Combustion Turbine | Michigan | 0.6 | Dropped - Units whose status does not meet NEEDS criteria
Sturgis City Diesel Plant | 1855 | 5 | Combustion Turbine | Michigan | 0.6 | Dropped - Units whose status does not meet NEEDS criteria
Bayside | 1859 | 1 | Coal Steam | Michigan | 3.1 | Dropped - Units whose status does not meet NEEDS criteria
Bayside | 1859 | 3 | Coal Steam | Michigan | 9.5 | Dropped - Units whose status does not meet NEEDS criteria
Bayside | 1859 | 4 | Coal Steam | Michigan | 13.7 | Dropped - Units whose status does not meet NEEDS criteria
Tower | 1873 | 2 | Combustion Turbine | Michigan | 1.3 | Dropped - Units whose status does not meet NEEDS criteria
Tower | 1873 | 3 | Combustion Turbine | Michigan | 1.3 | Dropped - Units whose status does not meet NEEDS criteria
Tower | 1873 | IC1 | Combustion Turbine | Michigan | 1.3 | Dropped - Units whose status does not meet NEEDS criteria
George Johnson | 1877 | 1 | Combustion Turbine | Michigan | 0.7 | Dropped - Units whose status does not meet NEEDS criteria
George Johnson | 1877 | 2 | Combustion Turbine | Michigan | 0.7 | Dropped - Units whose status does not meet NEEDS criteria
George Johnson | 1877 | 3 | Combustion Turbine | Michigan | 1.2 | Dropped - Units whose status does not meet NEEDS criteria
George Johnson | 1877 | 4 | Combustion Turbine | Michigan | 2.5 | Dropped - Units whose status does not meet NEEDS criteria
George Johnson | 1877 | 5 | Combustion Turbine | Michigan | 2.5 | Dropped - Units whose status does not meet NEEDS criteria
George Johnson | 1877 | 6 | Combustion Turbine | Michigan | 2.5 | Dropped - Units whose status does not meet NEEDS criteria
George Johnson | 1877 | 7 | Combustion Turbine | Michigan | 10.5 | Dropped - Units whose status does not meet NEEDS criteria
George Johnson | 1877 | 8 | Combustion Turbine | Michigan | 10.5 | Dropped - Units whose status does not meet NEEDS criteria
Scottville | 1879 | 4 | Combustion Turbine | Michigan | 1.1 | Dropped - Units whose status does not meet NEEDS criteria
Scottville | 1879 | 5 | Combustion Turbine | Michigan | 1.1 | Dropped - Units whose status does not meet NEEDS criteria
Scottville | 1879 | 6 | Combustion Turbine | Michigan | 1.7 | Dropped - Units whose status does not meet NEEDS criteria
Claude Vandyke | 1880 | 5 | Combustion Turbine | Michigan | 3 | Dropped - Units whose status does not meet NEEDS criteria
Claude Vandyke | 1880 | 6 | Combined Cycle | Michigan | 19.3 | Dropped - Retired/Planned Retirement by 06/2023
Vestaburg | 1881 | 2 | Combustion Turbine | Michigan | 0.3 | Dropped - Units whose status does not meet NEEDS criteria
Vestaburg | 1881 | 4 | Combustion Turbine | Michigan | 0.7 | Dropped - Units whose status does not meet NEEDS criteria
Vestaburg | 1881 | 5 | Combustion Turbine | Michigan | 0.7 | Dropped - Units whose status does not meet NEEDS criteria
Vestaburg | 1881 | 6 | Combustion Turbine | Michigan | 3 | Dropped - Units whose status does not meet NEEDS criteria
Vestaburg | 1881 | 7 | Combustion Turbine | Michigan | 3 | Dropped - Units whose status does not meet NEEDS criteria
Fox Lake | 1888 | 1 | O/G Steam | Minnesota | 12.5 | Dropped - Units whose status does not meet NEEDS criteria
Fox Lake | 1888 | 2 | O/G Steam | Minnesota | 11.6 | Dropped - Units whose status does not meet NEEDS criteria
Fox Lake | 1888 | 3 | O/G Steam | Minnesota | 79.6 | Dropped - Units whose status does not meet NEEDS criteria
Fox Lake | 1888 | 4 | Combustion Turbine | Minnesota | 18.8 | Dropped - Units whose status does not meet NEEDS criteria
Hills | 1889 | 1 | Combustion Turbine | Minnesota | 2 | Dropped - Units whose status does not meet NEEDS criteria
Hills | 1889 | 2 | Combustion Turbine | Minnesota | 2 | Dropped - Units whose status does not meet NEEDS criteria
Clay Boswell | 1893 | 1 | Coal Steam | Minnesota | 67.3 | Dropped - Units whose status does not meet NEEDS criteria
Clay Boswell | 1893 | 2 | Coal Steam | Minnesota | 67.4 | Dropped - Units whose status does not meet NEEDS criteria
M L Hibbard | 1897 | 1 | O/G Steam | Minnesota | 25 | Dropped - Units whose status does not meet NEEDS criteria
M L Hibbard | 1897 | 2 | O/G Steam | Minnesota | 25 | Dropped - Units whose status does not meet NEEDS criteria
Black Dog | 1904 | 1 | Coal Steam | Minnesota | 71.7 | Dropped - Units whose status does not meet NEEDS criteria
Black Dog | 1904 | 3 | Coal Steam | Minnesota | 79 | Dropped - Units whose status does not meet NEEDS criteria
Black Dog | 1904 | 4 | Coal Steam | Minnesota | 153 | Dropped - Units whose status does not meet NEEDS criteria
Black Dog | 1904 | 6 | Combined Cycle | Minnesota | 360 | Dropped - Units whose status does not meet NEEDS criteria
Black Dog | 1904 | 7 | Combined Cycle | Minnesota | 200 | Dropped - Units whose status does not meet NEEDS criteria
Black Dog | 1904 | 8 | Combined Cycle | Minnesota | 200 | Dropped - Units whose status does not meet NEEDS criteria
Granite City | 1910 | 1 | Combustion Turbine | Minnesota | 13 | Dropped - Units whose status does not meet NEEDS criteria
Granite City | 1910 | 2 | Combustion Turbine | Minnesota | 13 | Dropped - Units whose status does not meet NEEDS criteria
Granite City | 1910 | 3 | Combustion Turbine | Minnesota | 13 | Dropped - Units whose status does not meet NEEDS criteria
Granite City | 1910 | 4 | Combustion Turbine | Minnesota | 13 | Dropped - Units whose status does not meet NEEDS criteria
High Bridge | 1912 | 5 | Coal Steam | Minnesota | 99 | Dropped - Units whose status does not meet NEEDS criteria
High Bridge | 1912 | 6 | Coal Steam | Minnesota | 172.1 | Dropped - Units whose status does not meet NEEDS criteria
Key City | 1914 | 1 | Combustion Turbine | Minnesota | 8 | Dropped - Units whose status does not meet NEEDS criteria
Key City | 1914 | 2 | Combustion Turbine | Minnesota | 8 | Dropped - Units whose status does not meet NEEDS criteria
Key City | 1914 | 3 | Combustion Turbine | Minnesota | 13 | Dropped - Units whose status does not meet NEEDS criteria
Key City | 1914 | 4 | Combustion Turbine | Minnesota | 13 | Dropped - Units whose status does not meet NEEDS criteria
Minnesota Valley | 1918 | 3 | O/G Steam | Minnesota | 46.9 | Dropped - Units whose status does not meet NEEDS criteria
Riverside (MN) | 1927 | 8 | Coal Steam | Minnesota | 227 | Dropped - Units whose status does not meet NEEDS criteria
West Fairbault | 1932 | 2 | Combustion Turbine | Minnesota | 15.9 | Dropped - Units whose status does not meet NEEDS criteria
West Fairbault | 1932 | 3 | Combustion Turbine | Minnesota | 13.5 | Dropped - Units whose status does not meet NEEDS criteria
Hoot Lake | 1943 | 1 | Coal Steam | Minnesota | 7.7 | Dropped - Units whose status does not meet NEEDS criteria
Hoot Lake | 1943 | 2 | Coal Steam | Minnesota | 58 | Dropped - Retired/Planned Retirement by 06/2023
Hoot Lake | 1943 | 3 | Coal Steam | Minnesota | 80 | Dropped - Retired/Planned Retirement by 06/2023
Hoot Lake | 1943 | D1 | Combustion Turbine | Minnesota | 0.2 | Dropped - Retired/Planned Retirement by 06/2023
Hoot Lake | 1943 | D2 | Combustion Turbine | Minnesota | 0.1 | Dropped - Retired/Planned Retirement by 06/2023
Aitkin | 1957 | 1 | Combustion Turbine | Minnesota | 0.9 | Dropped - Units whose status does not meet NEEDS criteria
Aitkin | 1957 | 5 | Combustion Turbine | Minnesota | 0.7 | Dropped - Units whose status does not meet NEEDS criteria
Aitkin | 1957 | 6 | Combustion Turbine | Minnesota | 1 | Dropped - Units whose status does not meet NEEDS criteria
Austin Downtown | 1960 | 1 | O/G Steam | Minnesota | 5.3 | Dropped - Units whose status does not meet NEEDS criteria
Austin Downtown | 1960 | 2 | O/G Steam | Minnesota | 3.5 | Dropped - Units whose status does not meet NEEDS criteria
Austin Downtown | 1960 | 3 | O/G Steam | Minnesota | 8.8 | Dropped - Units whose status does not meet NEEDS criteria
Austin Downtown | 1960 | 4 | O/G Steam | Minnesota | 12.2 | Dropped - Units whose status does not meet NEEDS criteria
Austin Downtown | 1960 | 5 | Combustion Turbine | Minnesota | 5.4 | Dropped - Units whose status does not meet NEEDS criteria
Austin Northeast | 1961 | 1 | O/G Steam | Minnesota | 28 | Dropped - Units whose status does not meet NEEDS criteria
Benson City of | 1964 | 5 | Combustion Turbine | Minnesota | 0.9 | Dropped - Units whose status does not meet NEEDS criteria
Benson City of | 1964 | 6 | Combustion Turbine | Minnesota | 1.2 | Dropped - Units whose status does not meet NEEDS criteria
Blooming Prairie | 1966 | 1 | Combustion Turbine | Minnesota | 0.3 | Dropped - Units whose status does not meet NEEDS criteria
Blooming Prairie | 1966 | 2 | Combustion Turbine | Minnesota | 0.7 | Dropped - Units whose status does not meet NEEDS criteria
Blooming Prairie | 1966 | 3 | Combustion Turbine | Minnesota | 1.4 | Dropped - Units whose status does not meet NEEDS criteria
Fairfax | 1972 | 1 | Combustion Turbine | Minnesota | 0.9 | Dropped - Units whose status does not meet NEEDS criteria
Fairfax | 1972 | 4 | Combustion Turbine | Minnesota | 0.6 | Dropped - Units whose status does not meet NEEDS criteria
Fairmont (MN) | 1973 | 3 | O/G Steam | Minnesota | 4.9 | Dropped - Units whose status does not meet NEEDS criteria
Fairmont (MN) | 1973 | 4 | O/G Steam | Minnesota | 5 | Dropped - Units whose status does not meet NEEDS criteria
Fairmont (MN) | 1973 | 5 | O/G Steam | Minnesota | 7.8 | Dropped - Units whose status does not meet NEEDS criteria
Glencoe | 1975 | 6 | Combustion Turbine | Minnesota | 1 | Dropped - Units whose status does not meet NEEDS criteria
Grand Marais | 1976 | 2 | Combustion Turbine | Minnesota | 0.6 | Dropped - Units whose status does not meet NEEDS criteria
Grand Marais | 1976 | 4 | Combustion Turbine | Minnesota | 0.1 | Dropped - Units whose status does not meet NEEDS criteria
Grand Marais | 1976 | 5 | Combustion Turbine | Minnesota | 1.1 | Dropped - Units whose status does not meet NEEDS criteria
Grand Marais | 1976 | 6 | Combustion Turbine | Minnesota | 1.2 | Dropped - Units whose status does not meet NEEDS criteria
Hawley | 1978 | 1 | Combustion Turbine | Minnesota | 0.1 | Dropped - Units whose status does not meet NEEDS criteria
Hawley | 1978 | 2 | Combustion Turbine | Minnesota | 0.6 | Dropped - Units whose status does not meet NEEDS criteria
Hawley | 1978 | 3 | Combustion Turbine | Minnesota | 0.1 | Dropped - Units whose status does not meet NEEDS criteria
Hawley | 1978 | 4 | Combustion Turbine | Minnesota | 0.3 | Dropped - Units whose status does not meet NEEDS criteria
Hawley | 1978 | 5 | Combustion Turbine | Minnesota | 0.3 | Dropped - Units whose status does not meet NEEDS criteria
Hutchinson Plant #1 | 1980 | 2 | Combustion Turbine | Minnesota | 2 | Dropped - Units whose status does not meet NEEDS criteria
Hutchinson Plant #1 | 1980 | 5 | Combustion Turbine | Minnesota | 1.7 | Dropped - Units whose status does not meet NEEDS criteria
Hutchinson Plant #1 | 1980 | 6 | Combustion Turbine | Minnesota | 1.7 | Dropped - Units whose status does not meet NEEDS criteria
Hutchinson Plant #1 | 1980 | 7 | Combustion Turbine | Minnesota | 4.5 | Dropped - Units whose status does not meet NEEDS criteria
Lanesboro | 1987 | 3 | Combustion Turbine | Minnesota | 0.8 | Dropped - Units whose status does not meet NEEDS criteria
Luverne | 1990 | 3 | O/G Steam | Minnesota | 3 | Dropped - Units whose status does not meet NEEDS criteria
Luverne | 1990 | 4A | Combustion Turbine | Minnesota | 0.3 | Dropped - Units whose status does not meet NEEDS criteria
Luverne | 1990 | 4B | Combustion Turbine | Minnesota | 0.6 | Dropped - Units whose status does not meet NEEDS criteria
Moorhead | 1995 | 6 | Combustion Turbine | Minnesota | 5.9 | Dropped - Units whose status does not meet NEEDS criteria
Moose Lake | 1996 | 2 | Combustion Turbine | Minnesota | 1.1 | Dropped - Units whose status does not meet NEEDS criteria
New Prague | 1999 | 1 | Combustion Turbine | Minnesota | 1 | Dropped - Units whose status does not meet NEEDS criteria
New Ulm | 2001 | 3 | O/G Steam | Minnesota | 4.7 | Dropped - Units whose status does not meet NEEDS criteria
North Branch (MN) | 2002 | 1 | Combustion Turbine | Minnesota | 0.8 | Dropped - Units whose status does not meet NEEDS criteria
North Branch (MN) | 2002 | 2 | Combustion Turbine | Minnesota | 1.2 | Dropped - Units whose status does not meet NEEDS criteria
Owatonna | 2003 | 5 | O/G Steam | Minnesota | 5 | Dropped - Units whose status does not meet NEEDS criteria
Owatonna | 2003 | 6 | O/G Steam | Minnesota | 20.6 | Dropped - Units whose status does not meet NEEDS criteria
Princeton (MN) | 2005 | 1 | Combustion Turbine | Minnesota | 0.1 | Dropped - Units whose status does not meet NEEDS criteria
Princeton (MN) | 2005 | 2 | Combustion Turbine | Minnesota | 0.1 | Dropped - Units whose status does not meet NEEDS criteria
Silver Lake | 2008 | 1 | Coal Steam | Minnesota | 6.6 | Dropped - Units whose status does not meet NEEDS criteria
Silver Lake | 2008 | 2 | Coal Steam | Minnesota | 7 | Dropped - Units whose status does not meet NEEDS criteria
Silver Lake | 2008 | 3 | Coal Steam | Minnesota | 20 | Dropped - Units whose status does not meet NEEDS criteria
Silver Lake | 2008 | 4 | Coal Steam | Minnesota | 46.4 | Dropped - Units whose status does not meet NEEDS criteria
Redwood Falls | 2009 | 1 | Hydro | Minnesota | 0.3 | Dropped - Units whose status does not meet NEEDS criteria
Roseau | 2010 | 1 | Combustion Turbine | Minnesota | 1.3 | Dropped - Units whose status does not meet NEEDS criteria
Roseau | 2010 | 2 | Combustion Turbine | Minnesota | 1.1 | Dropped - Units whose status does not meet NEEDS criteria
Roseau | 2010 | 3 | Combustion Turbine | Minnesota | 0.5 | Dropped - Units whose status does not meet NEEDS criteria
Sleepy Eye | 2011 | 3 | Combustion Turbine | Minnesota | 1.5 | Dropped - Units whose status does not meet NEEDS criteria
Springfield (MN) | 2012 | 4 | O/G Steam | Minnesota | 3.7 | Dropped - Units whose status does not meet NEEDS criteria
Spring Valley | 2013 | 1 | Combustion Turbine | Minnesota | 0.8 | Dropped - Units whose status does not meet NEEDS criteria
Truman | 2015 | 1 | Combustion Turbine | Minnesota | 0.2 | Dropped - Units whose status does not meet NEEDS criteria
Truman | 2015 | 2 | Combustion Turbine | Minnesota | 0.2 | Dropped - Units whose status does not meet NEEDS criteria
Truman | 2015 | 4 | Combustion Turbine | Minnesota | 0.7 | Dropped - Units whose status does not meet NEEDS criteria
Truman | 2015 | 5 | Combustion Turbine | Minnesota | 0.8 | Dropped - Units whose status does not meet NEEDS criteria
Two Harbors | 2016 | 3 | Combustion Turbine | Minnesota | 1.9 | Dropped - Units whose status does not meet NEEDS criteria
Virginia | 2018 | 1A | Coal Steam | Minnesota | 4 | Dropped - Units whose status does not meet NEEDS criteria
Warren | 2019 | 1 | Combustion Turbine | Minnesota | 0.9 | Dropped - Units whose status does not meet NEEDS criteria
Warren | 2019 | 2 | Combustion Turbine | Minnesota | 0.3 | Dropped - Units whose status does not meet NEEDS criteria
Warren | 2019 | 3 | Combustion Turbine | Minnesota | 0.1 | Dropped - Units whose status does not meet NEEDS criteria
Warren | 2019 | 4 | Combustion Turbine | Minnesota | 0.1 | Dropped - Units whose status does not meet NEEDS criteria
Westbrook | 2021 | 4 | Combustion Turbine | Minnesota | 0.6 | Dropped - Units whose status does not meet NEEDS criteria
Willmar | 2022 | 2 | O/G Steam | Minnesota | 2.6 | Dropped - Retired/Planned Retirement by 06/2023
Willmar | 2022 | 3 | O/G Steam | Minnesota | 20.7 | Dropped - Retired/Planned Retirement by 06/2023
Willmar | 2022 | ST1 | Coal Steam | Minnesota | 4 | Dropped - Units whose status does not meet NEEDS criteria
Elk River | 2039 | 1 | Municipal Solid Waste | Minnesota | 8.9 | Dropped - Units whose status does not meet NEEDS criteria
Elk River | 2039 | 2 | Municipal Solid Waste | Minnesota | 9 | Dropped - Units whose status does not meet NEEDS criteria
Elk River | 2039 | 3 | Municipal Solid Waste | Minnesota | 16.9 | Dropped - Units whose status does not meet NEEDS criteria
Eaton | 2046 | 1 | O/G Steam | Mississippi | 24.5 | Dropped - Units whose status does not meet NEEDS criteria
Eaton | 2046 | 2 | O/G Steam | Mississippi | 24.5 | Dropped - Units whose status does not meet NEEDS criteria
Eaton | 2046 | 3 | O/G Steam | Mississippi | 24.6 | Dropped - Units whose status does not meet NEEDS criteria
Sweatt | 2048 | 1 | O/G Steam | Mississippi | 46 | Dropped - Units whose status does not meet NEEDS criteria
Sweatt | 2048 | 2 | O/G Steam | Mississippi | 46 | Dropped - Units whose status does not meet NEEDS criteria
Jack Watson | 2049 | 1 | O/G Steam | Mississippi | 76 | Dropped - Units whose status does not meet NEEDS criteria
Jack Watson | 2049 | 2 | O/G Steam | Mississippi | 76 | Dropped - Units whose status does not meet NEEDS criteria
Jack Watson | 2049 | 3 | O/G Steam | Mississippi | 107 | Dropped - Units whose status does not meet NEEDS criteria
Baxter Wilson | 2050 | 1 | O/G Steam | Mississippi | 529.8 | Dropped - Retired/Planned Retirement by 06/2023
Baxter Wilson | 2050 | 2 | O/G Steam | Mississippi | 530.7 | Dropped - Units whose status does not meet NEEDS criteria
Delta (MS) | 2051 | 1 | O/G Steam | Mississippi | 90 | Dropped - Units whose status does not meet NEEDS criteria
Delta (MS) | 2051 | 2 | O/G Steam | Mississippi | 87 | Dropped - Units whose status does not meet NEEDS criteria
Natchez | 2052 | 1 | O/G Steam | Mississippi | 73 | Dropped - Units whose status does not meet NEEDS criteria
Rex Brown | 2053 | 1 | O/G Steam | Mississippi | 15 | Dropped - Units whose status does not meet NEEDS criteria
Rex Brown | 2053 | 3 | O/G Steam | Mississippi | 29.3 | Dropped - Units whose status does not meet NEEDS criteria
Rex Brown | 2053 | 4 | O/G Steam | Mississippi | 197.7 | Dropped - Units whose status does not meet NEEDS criteria
Rex Brown | 2053 | GT1 | Combustion Turbine | Mississippi | 10.3 | Dropped - Units whose status does not meet NEEDS criteria
Third Street | 2060 | 4 | O/G Steam | Mississippi | 4 | Dropped - Units whose status does not meet NEEDS criteria
Third Street | 2060 | 5 | O/G Steam | Mississippi | 8 | Dropped - Units whose status does not meet NEEDS criteria
Henderson | 2062 | 1 | O/G Steam | Mississippi | 11 | Dropped - Units whose status does not meet NEEDS criteria
Henderson | 2062 | 3 | O/G Steam | Mississippi | 17.9 | Dropped - Units whose status does not meet NEEDS criteria
Henderson | 2062 | H10 | Combustion Turbine | Mississippi | 1.3 | Dropped - Units whose status does not meet NEEDS criteria
Henderson | 2062 | H11 | Combustion Turbine | Mississippi | 1.3 | Dropped - Units whose status does not meet NEEDS criteria
Henderson | 2062 | H2 | Combustion Turbine | Mississippi | 13 | Dropped - Units whose status does not meet NEEDS criteria
Henderson | 2062 | H4 | Combustion Turbine | Mississippi | 1.8 | Dropped - Units whose status does not meet NEEDS criteria
Henderson | 2062 | H5 | Combustion Turbine | Mississippi | 1.8 | Dropped - Units whose status does not meet NEEDS criteria
Henderson | 2062 | H6 | Combustion Turbine | Mississippi | 1.8 | Dropped - Units whose status does not meet NEEDS criteria
Henderson | 2062 | H7 | Combustion Turbine | Mississippi | 1.8 | Dropped - Units whose status does not meet NEEDS criteria
Henderson | 2062 | H8 | Combustion Turbine | Mississippi | 1.8 | Dropped - Units whose status does not meet NEEDS criteria
Henderson | 2062 | H9 | Combustion Turbine | Mississippi | 1.3 | Dropped - Units whose status does not meet NEEDS criteria
Wright | 2063 | W1 | O/G Steam | Mississippi | 8.3 | Dropped - Units whose status does not meet NEEDS criteria
Wright | 2063 | W2 | O/G Steam | Mississippi | 5.3 | Dropped - Units whose status does not meet NEEDS criteria
Wright | 2063 | W3 | O/G Steam | Mississippi | 5.3 | Dropped - Units whose status does not meet NEEDS criteria
Benndale | 2068 | 1 | Combustion Turbine | Mississippi | 14 | Dropped - Units whose status does not meet NEEDS criteria
Paulding | 2071 | 1 | Combustion Turbine | Mississippi | 16 | Dropped - Units whose status does not meet NEEDS criteria
Asbury | 2076 | 1 | Coal Steam | Missouri | 198 | Dropped - Retired/Planned Retirement by 06/2023
Asbury | 2076 | 2 | Coal Steam | Missouri | 14.5 | Dropped - Units whose status does not meet NEEDS criteria
Grand Avenue | 2078 | 7 | O/G Steam | Missouri | 33 | Dropped - Units whose status does not meet NEEDS criteria
Grand Avenue | 2078 | 9 | O/G Steam | Missouri | 32 | Dropped - Units whose status does not meet NEEDS criteria
Montrose | 2080 | 1 | Coal Steam | Missouri | 170 | Dropped - Units whose status does not meet NEEDS criteria
Montrose | 2080 | 2 | Coal Steam | Missouri | 164 | Dropped - Units whose status does not meet NEEDS criteria
Montrose | 2080 | 3 | Coal Steam | Missouri | 170 | Dropped - Units whose status does not meet NEEDS criteria
Kirksville | 2083 | 1 | Combustion Turbine | Missouri | 13 | Dropped - Units whose status does not meet NEEDS criteria
Sibley | 2094 | 1 | Coal Steam | Missouri | 42.2 | Dropped - Units whose status does not meet NEEDS criteria
Sibley | 2094 | 2 | Coal Steam | Missouri | 42.1 | Dropped - Units whose status does not meet NEEDS criteria
Sibley | 2094 | 3 | Coal Steam | Missouri | 364.1 | Dropped - Units whose status does not meet NEEDS criteria
Viaduct | 2096 | 1 | Combustion Turbine | Missouri | 25 | Dropped - Units whose status does not meet NEEDS criteria
Howard Bend | 2102 | 1 | Combustion Turbine | Missouri | 39 | Dropped - Units whose status does not meet NEEDS criteria
Meramec | 2104 | 1 | O/G Steam | Missouri | 118 | Dropped - Retired/Planned Retirement by 06/2023
Meramec | 2104 | 2 | O/G Steam | Missouri | 118 | Dropped - Retired/Planned Retirement by 06/2023
Meramec | 2104 | 3 | Coal Steam | Missouri | 260 | Dropped - Retired/Planned Retirement by 06/2023
Meramec | 2104 | 4 | Coal Steam | Missouri | 334 | Dropped - Retired/Planned Retirement by 06/2023
Albany | 2113 | 1 | Combustion Turbine | Missouri | 2.1 | Dropped - Units whose status does not meet NEEDS criteria
Albany | 2113 | 2 | Combustion Turbine | Missouri | 1 | Dropped - Units whose status does not meet NEEDS criteria
Albany | 2113 | 3 | Combustion Turbine | Missouri | 0.6 | Dropped - Units whose status does not meet NEEDS criteria
Albany | 2113 | IC5 | Combustion Turbine | Missouri | 1.2 | Dropped - Units whose status does not meet NEEDS criteria
Albany | 2113 | IC6 | Combustion Turbine | Missouri | 1.2 | Dropped - Units whose status does not meet NEEDS criteria
Bethany | 2114 | 2 | Combustion Turbine | Missouri | 0.8 | Dropped - Units whose status does not meet NEEDS criteria
Bethany | 2114 | 4 | Combustion Turbine | Missouri | 1.4 | Dropped - Units whose status does not meet NEEDS criteria
Bethany | 2114 | 5 | Combustion Turbine | Missouri | 1.7 | Dropped - Units whose status does not meet NEEDS criteria
Bethany | 2114 | 6 | Combustion Turbine | Missouri | 0.9 | Dropped - Units whose status does not meet NEEDS criteria
Bethany | 2114 | 7 | Combustion Turbine | Missouri | 1 | Dropped - Units whose status does not meet NEEDS criteria
Bethany | 2114 | 8 | Combustion Turbine | Missouri | 1 | Dropped - Units whose status does not meet NEEDS criteria
Butler Municipal Power Plant | 2115 | 3 | Combustion Turbine | Missouri | 0.6 | Dropped - Units whose status does not meet NEEDS criteria
Campbell City | 2118 | 2 | Combustion Turbine | Missouri | 0.5 | Dropped - Units whose status does not meet NEEDS criteria
Campbell City | 2118 | 3 | Combustion Turbine | Missouri | 1.1 | Dropped - Units whose status does not meet NEEDS criteria
Campbell City | 2118 | 4 | Combustion Turbine | Missouri | 0.3 | Dropped - Units whose status does not meet NEEDS criteria
Campbell City | 2118 | 5 | Combustion Turbine | Missouri | 1.3 | Dropped - Units whose status does not meet NEEDS criteria
Campbell City | 2118 | 6 | Combustion Turbine | Missouri | 1.5 | Dropped - Units whose status does not meet NEEDS criteria
Campbell City | 2118 | 7 | Combustion Turbine | Missouri | 1.5 | Dropped - Units whose status does not meet NEEDS criteria
Campbell City | 2118 | 8 | Combustion Turbine | Missouri | 1.8 | Dropped - Units whose status does not meet NEEDS criteria
Carrollton | 2120 | 4 | Combustion Turbine | Missouri | 0.7 | Dropped - Units whose status does not meet NEEDS criteria
Carrollton | 2120 | 5 | Combustion Turbine | Missouri | 0.8 | Dropped - Units whose status does not meet NEEDS criteria
Carrollton | 2120 | 6 | Combustion Turbine | Missouri | 1 | Dropped - Units whose status does not meet NEEDS criteria
Chillicothe | 2122 | 5 | Coal Steam | Missouri | 5 | Dropped - Units whose status does not meet NEEDS criteria
Chillicothe | 2122 | 6 | Coal Steam | Missouri | 6 | Dropped - Units whose status does not meet NEEDS criteria
Chillicothe | 2122 | 4A | Coal Steam | Missouri | 2.5 | Dropped - Units whose status does not meet NEEDS criteria
Columbia (MO) | 2123 | 5 | Coal Steam | Missouri | 16.5 | Dropped - Units whose status does not meet NEEDS criteria
Columbia (MO) | 2123 | 7 | Biomass | Missouri | 19 | Dropped - Retired/Planned Retirement by 06/2023
Fayette | 2125 | GT1 | Combustion Turbine | Missouri | 3 | Dropped - Units whose status does not meet NEEDS criteria
Fayette | 2125 | GT2 | Combustion Turbine | Missouri | 2.8 | Dropped - Units whose status does not meet NEEDS criteria
Fayette | 2125 | GT3 | Combustion Turbine | Missouri | 2.4 | Dropped - Units whose status does not meet NEEDS criteria
Fayette | 2125 | GT4 | Combustion Turbine | Missouri | 1 | Dropped - Units whose status does not meet NEEDS criteria
Fulton (MO) | 2126 | IC2 | Combustion Turbine | Missouri | 4.1 | Dropped - Units whose status does not meet NEEDS criteria
Higginsville | 2131 | 1 | Combustion Turbine | Missouri | 0.6 | Dropped - Units whose status does not meet NEEDS criteria
Higginsville | 2131 | 2 | Combustion Turbine | Missouri | 1 | Dropped - Units whose status does not meet NEEDS criteria
Higginsville | 2131 | 3 | Combustion Turbine | Missouri | 2.4 | Dropped - Units whose status does not meet NEEDS criteria
Blue Valley | 2132 | GT1 | Combustion Turbine | Missouri | 50 | Dropped - Units whose status does not meet NEEDS criteria
Jackson (MO) | 2137 | 1 | Combustion Turbine | Missouri | 0.9 | Dropped - Units whose status does not meet NEEDS criteria
Jackson (MO) | 2137 | 2 | Combustion Turbine | Missouri | 0.9 | Dropped - Units whose status does not meet NEEDS criteria
Kennett | 2139 | 1 | Combustion Turbine | Missouri | 0.4 | Dropped - Retired/Planned Retirement by 06/2023
Kennett | 2139 | 2 | Combustion Turbine | Missouri | 0.4 | Dropped - Retired/Planned Retirement by 06/2023
Kennett | 2139 | 3 | Combustion Turbine | Missouri | 0.8 | Dropped - Retired/Planned Retirement by 06/2023
Kennett | 2139 | 4 | Combustion Turbine | Missouri | 2.2 | Dropped - Retired/Planned Retirement by 06/2023
Kennett | 2139 | 5 | Combustion Turbine | Missouri | 1.3 | Dropped - Retired/Planned Retirement by 06/2023
Kennett | 2139 | 6 | Combustion Turbine | Missouri | 1.8 | Dropped - Retired/Planned Retirement by 06/2023
Kennett | 2139 | 7 | Combustion Turbine | Missouri | 2.2 | Dropped - Retired/Planned Retirement by 06/2023
Kennett | 2139 | 8 | Combustion Turbine | Missouri | 2.8 | Dropped - Retired/Planned Retirement by 06/2023
La Plata | 2140 | 5 | Combustion Turbine | Missouri | 0.8 | Dropped - Units whose status does not meet NEEDS criteria
La Plata | 2140 | 6 | Combustion Turbine | Missouri | 0.9 | Dropped - Units whose status does not meet NEEDS criteria
La Plata | 2140 | 7 | Combustion Turbine | Missouri | 0.9 | Dropped - Units whose status does not meet NEEDS criteria
La Plata | 2140 | 8 | Combustion Turbine | Missouri | 0.9 | Dropped - Units whose status does not meet NEEDS criteria
La Plata | 2140 | 9 | Combustion Turbine | Missouri | 0.9 | Dropped - Units whose status does not meet NEEDS criteria
Macon | 2141 | 1 | Combustion Turbine | Missouri | 4.8 | Dropped - Units whose status does not meet NEEDS criteria
Macon | 2141 | 3 | Combustion Turbine | Missouri | 4.6 | Dropped - Units whose status does not meet NEEDS criteria
Malden | 2142 | 1 | Combustion Turbine | Missouri | 1.2 | Dropped - Units whose status does not meet NEEDS criteria
Marshall (MO) | 2144 | 3 | O/G Steam | Missouri | 3.9 | Dropped - Units whose status does not meet NEEDS criteria
Marshall (MO) | 2144 | 4 | Coal Steam | Missouri | 5.8 | Dropped - Units whose status does not meet NEEDS criteria
Marshall (MO) | 2144 | 5 | Coal Steam | Missouri | 16 | Dropped - Units whose status does not meet NEEDS criteria
Monroe (MO) | 2146 | 2 | Combustion Turbine | Missouri | 1.3 | Dropped - Units whose status does not meet NEEDS criteria
Monroe (MO) | 2146 | 3 | Combustion Turbine | Missouri | 1.1 | Dropped - Units whose status does not meet NEEDS criteria
Monroe (MO) | 2146 | 4 | Combustion Turbine | Missouri | 1.1 | Dropped - Units whose status does not meet NEEDS criteria
Monroe (MO) | 2146 | 6 | Combustion Turbine | Missouri | 2 | Dropped - Units whose status does not meet NEEDS criteria
Monroe (MO) | 2146 | 7 | Combustion Turbine | Missouri | 2.2 | Dropped - Units whose status does not meet NEEDS criteria
Odessa | 2148 | 2 | Combustion Turbine | Missouri | 0.2 | Dropped - Units whose status does not meet NEEDS criteria
Odessa | 2148 | 3 | Combustion Turbine | Missouri | 1.8 | Dropped - Units whose status does not meet NEEDS criteria
Odessa | 2148 | 5 | Combustion Turbine | Missouri | 1 | Dropped - Units whose status does not meet NEEDS criteria
Odessa | 2148 | 6 | Combustion Turbine | Missouri | 2.7 | Dropped - Units whose status does not meet NEEDS criteria
Odessa | 2148 | IC4 | Combustion Turbine | Missouri | 0.8 | Dropped - Units whose status does not meet NEEDS criteria
Owensville | 2149 | 5 | Combustion Turbine | Missouri | 1.3 | Dropped - Units whose status does not meet NEEDS criteria
Owensville | 2149 | 6 | Combustion Turbine | Missouri | 1.8 | Dropped - Units whose status does not meet NEEDS criteria
Owensville | 2149 | 3A | Combustion Turbine | Missouri | 1.8 | Dropped - Units whose status does not meet NEEDS criteria
Owensville | 2149 | 4A | Combustion Turbine | Missouri | 1.3 | Dropped - Units whose status does not meet NEEDS criteria
Owensville | 2149 | 4B | Combustion Turbine | Missouri | 1.8 | Dropped - Units whose status does not meet NEEDS criteria
Owensville | 2149 | 6A | Combustion Turbine | Missouri | 1.8 | Dropped - Units whose status does not meet NEEDS criteria
Palmyra Municipal | 2150 | 2 | Combustion Turbine | Missouri | 0.4 | Dropped - Units whose status does not meet NEEDS criteria
Palmyra Municipal | 2150 | 3 | Combustion Turbine | Missouri | 1.2 | Dropped - Units whose status does not meet NEEDS criteria
Palmyra Municipal | 2150 | 4 | Combustion Turbine | Missouri | 0.7 | Dropped - Units whose status does not meet NEEDS criteria
Palmyra Municipal | 2150 | 6 | Combustion Turbine | Missouri | 2 | Dropped - Units whose status does not meet NEEDS criteria
Palmyra Municipal | 2150 | IC7 | Combustion Turbine | Missouri | 1.7 | Dropped - Units whose status does not meet NEEDS criteria
Rich Hill | 2154 | 1 | Combustion Turbine | Missouri | 0.1 | Dropped - Units whose status does not meet NEEDS criteria
Rich Hill | 2154 | 2 | Combustion Turbine | Missouri | 0.1 | Dropped - Units whose status does not meet NEEDS criteria
Rich Hill | 2154 | 3 | Combustion Turbine | Missouri | 0.1 | Dropped - Units whose status does not meet NEEDS criteria
Rich Hill | 2154 | 4 | Combustion Turbine | Missouri | 0.1 | Dropped - Units whose status does not meet NEEDS criteria
Coleman | 2158 | IC1 | Combustion Turbine | Missouri | 2 | Dropped - Units whose status does not meet NEEDS criteria
Coleman | 2158 | IC2 | Combustion Turbine | Missouri | 2.3 | Dropped - Units whose status does not meet NEEDS criteria
James River Power Station | 2161 | 1 | Coal Steam | Missouri | 21 | Dropped - Units whose status does not meet NEEDS criteria
James River Power Station | 2161 | 2 | Coal Steam | Missouri | 21 | Dropped - Units whose status does not meet NEEDS criteria
James River Power Station | 2161 | 3 | Coal Steam | Missouri | 41 | Dropped - Units whose status does not meet NEEDS criteria
James River Power Station | 2161 | 4 | O/G Steam | Missouri | 56 | Dropped - Retired/Planned Retirement by 06/2023
James River Power Station | 2161 | 5 | O/G Steam | Missouri | 97 | Dropped - Retired/Planned Retirement by 06/2023
Main Street (MO) | 2162 | 1 | Combustion Turbine | Missouri | 12 | Dropped - Units whose status does not meet NEEDS criteria
Trenton Diesel | 2163 | 1 | Combustion Turbine | Missouri | 0.3 | Dropped - Units whose status does not meet NEEDS criteria
Trenton Diesel | 2163 | 2 | Combustion Turbine | Missouri | 0.3 | Dropped - Units whose status does not meet NEEDS criteria
Trenton Diesel | 2163 | 4 | Combustion Turbine | Missouri | 0.9 | Dropped - Units whose status does not meet NEEDS criteria
Trenton Diesel | 2163 | 5 | Combustion Turbine | Missouri | 1 | Dropped - Units whose status does not meet NEEDS criteria
Trenton Diesel | 2163 | 6 | Combustion Turbine | Missouri | 1.2 | Dropped - Units whose status does not meet NEEDS criteria
Trenton Diesel | 2163 | 7 | Combustion Turbine | Missouri | 0.9 | Dropped - Units whose status does not meet NEEDS criteria
Vandalia | 2165 | 1 | Combustion Turbine | Missouri | 1 | Dropped - Units whose status does not meet NEEDS criteria
Vandalia | 2165 | 8 | Combustion Turbine | Missouri | 0.8 | Dropped - Units whose status does not meet NEEDS criteria
Vandalia | 2165 | 9 | Combustion Turbine | Missouri | 1.1 | Dropped - Units whose status does not meet NEEDS criteria
Vandalia | 2165 | 10 | Combustion Turbine | Missouri | 1.1 | Dropped - Units whose status does not meet NEEDS criteria
Vandalia | 2165 | 11 | Combustion Turbine | Missouri | 1 | Dropped - Units whose status does not meet NEEDS criteria
Vandalia | 2165 | 12 | Combustion Turbine | Missouri | 1 | Dropped - Units whose status does not meet NEEDS criteria
Vandalia | 2165 | 4A | Combustion Turbine | Missouri | 1 | Dropped - Units whose status does not meet NEEDS criteria
Vandalia | 2165 | 5A | Combustion Turbine | Missouri | 1 | Dropped - Units whose status does not meet NEEDS criteria
Chamois | 2169 | 1 | Coal Steam | Missouri | 16 | Dropped - Units whose status does not meet NEEDS criteria
Chamois | 2169 | 2 | Coal Steam | Missouri | 47 | Dropped - Units whose status does not meet NEEDS criteria
Missouri City | 2171 | 1 | Coal Steam | Missouri | 19 | Dropped - Units whose status does not meet NEEDS criteria
Missouri City | 2171 | 2 | Coal Steam | Missouri | 19 | Dropped - Units whose status does not meet NEEDS criteria
Hauser | 2185 | HAU4 | Hydro | Montana | 3 | Dropped - Units whose status does not meet NEEDS criteria
J E Corette Plant | 2187 | 1 | Coal Steam | Montana | 130 | Dropped - Units whose status does not meet NEEDS criteria
Milltown | 2190 | 1 | Hydro | Montana | 2.6 | Dropped - Units whose status does not meet NEEDS criteria
Milltown | 2190 | 2 | Hydro | Montana | 0.6 | Dropped - Units whose status does not meet NEEDS criteria
Milltown | 2190 | 3 | Hydro | Montana | 0.6 | Dropped - Units whose status does not meet NEEDS criteria
Milltown | 2190 | 4 | Hydro | Montana | 0.6 | Dropped - Units whose status does not meet NEEDS criteria
Milltown | 2190 | 5 | Hydro | Montana | 0.6 | Dropped - Units whose status does not meet NEEDS criteria
Rainbow (MT) | 2193 | RAI1 | Hydro | Montana | 4 | Dropped - Units whose status does not meet NEEDS criteria
Rainbow (MT) | 2193 | RAI2 | Hydro | Montana | 4 | Dropped - Units whose status does not meet NEEDS criteria
Rainbow (MT) | 2193 | RAI3 | Hydro | Montana | 4 | Dropped - Units whose status does not meet NEEDS criteria
Rainbow (MT) | 2193 | RAI4 | Hydro | Montana | 4 | Dropped - Units whose status does not meet NEEDS criteria
Rainbow (MT) | 2193 | RAI5 | Hydro | Montana | 4 | Dropped - Units whose status does not meet NEEDS criteria
Rainbow (MT) | 2193 | RAI6 | Hydro | Montana | 4 | Dropped - Units whose status does not meet NEEDS criteria
Rainbow (MT) | 2193 | RAI7 | Hydro | Montana | 6 | Dropped - Units whose status does not meet NEEDS criteria
Rainbow (MT) | 2193 | RAI8 | Hydro | Montana | 6 | Dropped - Units whose status does not meet NEEDS criteria
Arnold | 2216 | 2A | Combustion Turbine | Nebraska | 0.1 | Dropped - Units whose status does not meet NEEDS criteria
Benkelman | 2218 | 2 | Combustion Turbine | Nebraska | 0.2 | Dropped - Units whose status does not meet NEEDS criteria
Cambridge | 2223 | 1 | Combustion Turbine | Nebraska | 0.7 | Dropped - Units whose status does not meet NEEDS criteria
Cambridge | 2223 | 2 | Combustion Turbine | Nebraska | 0.8 | Dropped - Units whose status does not meet NEEDS criteria
Cambridge | 2223 | 3 | Combustion Turbine | Nebraska | 1.2 | Dropped - Units whose status does not meet NEEDS criteria
Chappell | 2230 | 1 | Combustion Turbine | Nebraska | 0.1 | Dropped - Units whose status does not meet NEEDS criteria
Crete | 2231 | 1 | Combustion Turbine | Nebraska | 0.4 | Dropped - Units whose status does not meet NEEDS criteria
Crete | 2231 | 2 | Combustion Turbine | Nebraska | 1.3 | Dropped - Units whose status does not meet NEEDS criteria
Crete | 2231 | 3 | Combustion Turbine | Nebraska | 0.8 | Dropped - Units whose status does not meet NEEDS criteria
Crete | 2231 | 4 | Combustion Turbine | Nebraska | 1 | Dropped - Units whose status does not meet NEEDS criteria
Crete | 2231 | 5 | Combustion Turbine | Nebraska | 2.4 | Dropped - Units whose status does not meet NEEDS criteria
Crete | 2231 | 6 | Combustion Turbine | Nebraska | 3.3 | Dropped - Units whose status does not meet NEEDS criteria
Fairbury | 2236 | 1 | O/G Steam | Nebraska | 3.8 | Dropped - Units whose status does not meet NEEDS criteria
Fairbury | 2236 | 2 | O/G Steam | Nebraska | 2.5 | Dropped - Units whose status does not meet NEEDS criteria
Fairbury | 2236 | 4 | O/G Steam | Nebraska | 12.5 | Dropped - Units whose status does not meet NEEDS criteria
C W Burdick | 2241 | 1 | O/G Steam | Nebraska | 16.5 | Dropped - Units whose status does not meet NEEDS criteria
C W Burdick | 2241 | 2 | O/G Steam | Nebraska | 22 | Dropped - Units whose status does not meet NEEDS criteria
C W Burdick | 2241 | 3 | O/G Steam | Nebraska | 54 | Dropped - Units whose status does not meet NEEDS criteria
Laurel | 2249 | 3 | Combustion Turbine | Nebraska | 0.5 | Dropped - Units whose status does not meet NEEDS criteria
Laurel | 2249 | 4 | Combustion Turbine | Nebraska | 0.3 | Dropped - Units whose status does not meet NEEDS criteria
Laurel | 2249 | 6 | Combustion Turbine | Nebraska | 0.2 | Dropped - Units whose status does not meet NEEDS criteria
Mullen | 2280 | 3 | Combustion Turbine | Nebraska | 0.3 | Dropped - Units whose status does not meet NEEDS criteria
Mullen | 2280 | 4 | Combustion Turbine | Nebraska | 0.6 | Dropped - Units whose status does not meet NEEDS criteria
Fort Calhoun | 2289 | 1 | Nuclear | Nebraska | 482.8 | Dropped - Units whose status does not meet NEEDS criteria
Red Cloud | 2299 | 1 | Combustion Turbine | Nebraska | 0.5 | Dropped - Units whose status does not meet NEEDS criteria
Sidney (NE) | 2302 | 2 | Combustion Turbine | Nebraska | 2 | Dropped - Units whose status does not meet NEEDS criteria
Sidney (NE) | 2302 | 4 | Combustion Turbine | Nebraska | 0.8 | Dropped - Units whose status does not meet NEEDS criteria
Sutherland IC | 2306 | 1 | Combustion Turbine | Nebraska | 0.5 | Dropped - Units whose status does not meet NEEDS criteria
Sutherland IC | 2306 | 2 | Combustion Turbine | Nebraska | 0.9 | Dropped - Units whose status does not meet NEEDS criteria
Sutherland IC | 2306 | 3 | Combustion Turbine | Nebraska | 0.1 | Dropped - Units whose status does not meet NEEDS criteria
Sutherland IC | 2306 | 4 | Combustion Turbine | Nebraska | 1.4 | Dropped - Units whose status does not meet NEEDS criteria
West Point Municipal | 2313 | 5 | Combustion Turbine | Nebraska | 4.1 | Dropped - Units whose status does not meet NEEDS criteria
Wisner | 2316 | 1 | Combustion Turbine | Nebraska | 0.6 | Dropped - Units whose status does not meet NEEDS criteria
Wisner | 2316 | 2 | Combustion Turbine | Nebraska | 0.4 | Dropped - Units whose status does not meet NEEDS criteria
Clark (NVE) | 2322 | 1 | O/G Steam | Nevada | 42 | Dropped - Units whose status does not meet NEEDS criteria
Clark (NVE) | 2322 | 2 | O/G Steam | Nevada | 66 | Dropped - Units whose status does not meet NEEDS criteria
Clark (NVE) | 2322 | 3 | O/G Steam | Nevada | 73 | Dropped - Units whose status does not meet NEEDS criteria
Reid Gardner | 2324 | 1 | Coal Steam | Nevada | 100 | Dropped - Units whose status does not meet NEEDS criteria
Reid Gardner | 2324 | 2 | Coal Steam | Nevada | 100 | Dropped - Units whose status does not meet NEEDS criteria
Reid Gardner | 2324 | 3 | Coal Steam | Nevada | 98 | Dropped - Units whose status does not meet NEEDS criteria
Reid Gardner | 2324 | 4 | Coal Steam | Nevada | 257 | Dropped - Units whose status does not meet NEEDS criteria
Sunrise | 2326 | 1 | O/G Steam | Nevada | 80 | Dropped - Units whose status does not meet NEEDS criteria
Sunrise | 2326 | 2 | Combustion Turbine | Nevada | 69 | Dropped - Units whose status does not meet NEEDS criteria
Tracy | 2336 | GT1 | Combustion Turbine | Nevada | 10 | Dropped - Units whose status does not meet NEEDS criteria
Tracy | 2336 | GT2 | Combustion Turbine | Nevada | 10 | Dropped - Units whose status does not meet NEEDS criteria
Tracy | 2336 | ST1 | O/G Steam | Nevada | 53 | Dropped - Units whose status does not meet NEEDS criteria
Tracy | 2336 | ST2 | O/G Steam | Nevada | 83 | Dropped - Units whose status does not meet NEEDS criteria
Mohave | 2341 | 1 | Coal Steam | Nevada | 790 | Dropped - Units whose status does not meet NEEDS criteria
Mohave | 2341 | 2 | Coal Steam | Nevada | 790 | Dropped - Units whose status does not meet NEEDS criteria
Vernon Dam | 2352 | 6 | Hydro | Vermont | 3.6 | Dropped - Units whose status does not meet NEEDS criteria
Vernon Dam | 2352 | 7 | Hydro | Vermont | 3.6 | Dropped - Units whose status does not meet NEEDS criteria
B L England | 2378 | 1 | Coal Steam | New Jersey | 113 | Dropped - Units whose status does not meet NEEDS criteria
B L England | 2378 | 2 | Coal Steam | New Jersey | 146 | Dropped - Units whose status does not meet NEEDS criteria
B L England | 2378 | 3 | O/G Steam | New Jersey | 146 | Dropped - Units whose status does not meet NEEDS criteria
B L England | 2378 | 4 | Combined Cycle | New Jersey | 282 | Dropped - Units whose status does not meet NEEDS criteria
B L England | 2378 | IC1 | Combustion Turbine | New Jersey | 2 | Dropped - Units whose status does not meet NEEDS criteria
B L England | 2378 | IC2 | Combustion Turbine | New Jersey | 2 | Dropped - Units whose status does not meet NEEDS criteria
B L England | 2378 | IC3 | Combustion Turbine | New Jersey | 2 | Dropped - Units whose status does not meet NEEDS criteria
B L England | 2378 | IC4 | Combustion Turbine | New Jersey | 2 | Dropped - Units whose status does not meet NEEDS criteria
Cedar Station | 2380 | CED1 | Combustion Turbine | New Jersey | 42.7 | Dropped - Units whose status does not meet NEEDS criteria
Cedar Station | 2380 | CED2 | Combustion Turbine | New Jersey | 22.7 | Dropped - Units whose status does not meet NEEDS criteria
Middle Station | 2382 | MID1 | Combustion Turbine | New Jersey | 19.2 | Dropped - Units whose status does not meet NEEDS criteria
Middle Station | 2382 | MID2 | Combustion Turbine | New Jersey | 19.4 | Dropped - Units whose status does not meet NEEDS criteria
Middle Station | 2382 | MID3 | Combustion Turbine | New Jersey | 34.8 | Dropped - Units whose status does not meet NEEDS criteria
Missouri Avenue | 2383 | MISB | Combustion Turbine | New Jersey | 18.5 | Dropped - Units whose status does not meet NEEDS criteria
Missouri Avenue | 2383 | MISC | Combustion Turbine | New Jersey | 20.5 | Dropped - Units whose status does not meet NEEDS criteria
Missouri Avenue | 2383 | MISD | Combustion Turbine | New Jersey | 20.5 | Dropped - Units whose status does not meet NEEDS criteria
Deepwater | 2384 | 1 | O/G Steam | New Jersey | 78.9 | Dropped - Units whose status does not meet NEEDS criteria
Deepwater | 2384 | 4 | O/G Steam | New Jersey | 54 | Dropped - Units whose status does not meet NEEDS criteria
Deepwater | 2384 | 6 | O/G Steam | New Jersey | 81.2 | Dropped - Units whose status does not meet NEEDS criteria
Deepwater | 2384 | CT1 | Combustion Turbine | New Jersey | 235 | Dropped - Units whose status does not meet NEEDS criteria
Deepwater | 2384 | GTA | Combustion Turbine | New Jersey | 19 | Dropped - Units whose status does not meet NEEDS criteria
Deepwater | 2384 | ST1 | O/G Steam | New Jersey | 198.5 | Dropped - Units whose status does not meet NEEDS criteria
Werner | 2385 | GT1 | Combustion Turbine | New Jersey | 46 | Dropped - Units whose status does not meet NEEDS criteria
Werner | 2385 | GT2 | Combustion Turbine | New Jersey | 46 | Dropped - Units whose status does not meet NEEDS criteria
Werner | 2385 | GT3 | Combustion Turbine | New Jersey | 46 | Dropped - Units whose status does not meet NEEDS criteria
Werner | 2385 | GT4 | Combustion Turbine | New Jersey | 46 | Dropped - Units whose status does not meet NEEDS criteria
Oyster Creek | 2388 | 1 | Nuclear | New Jersey | 607.7 | Dropped - Units whose status does not meet NEEDS criteria
Sayreville | 2390 | 4 | O/G Steam | New Jersey | 114 | Dropped - Units whose status does not meet NEEDS criteria
Sayreville | 2390 | 5 | O/G Steam | New Jersey | 115 | Dropped - Units whose status does not meet NEEDS criteria
Gilbert | 2393 | C1 | Combustion Turbine | New Jersey | 20 | Dropped - Units whose status does not meet NEEDS criteria
Gilbert | 2393 | C2 | Combustion Turbine | New Jersey | 22 | Dropped - Units whose status does not meet NEEDS criteria
Gilbert | 2393 | C3 | Combustion Turbine | New Jersey | 22 | Dropped - Units whose status does not meet NEEDS criteria
Gilbert | 2393 | C4 | Combustion Turbine | New Jersey | 22 | Dropped - Units whose status does not meet NEEDS criteria
PSEG Bayonne Generating Station | 2397 | 1 | Combustion Turbine | New Jersey | 20 | Dropped - Units whose status does not meet NEEDS criteria
PSEG Bayonne Generating Station | 2397 | 2 | Combustion Turbine | New Jersey | 20 | Dropped - Units whose status does not meet NEEDS criteria
Bergen Generating Station | 2398 | 3 | Combustion Turbine | New Jersey | 21 | Dropped - Units whose status does not meet NEEDS criteria
PSEG Burlington Generating Station | 2399 | 8 | Combustion Turbine | New Jersey | 22 | Dropped - Units whose status does not meet NEEDS criteria
PSEG Burlington Generating Station | 2399 | 91 | Combustion Turbine | New Jersey | 46.6 | Dropped - Units whose status does not meet NEEDS criteria
PSEG Burlington Generating Station | 2399 | 92 | Combustion Turbine | New Jersey | 47.3 | Dropped - Units whose status does not meet NEEDS criteria
PSEG Burlington Generating Station | 2399 | 93 | Combustion Turbine | New Jersey | 46.8 | Dropped - Units whose status does not meet NEEDS criteria
PSEG Burlington Generating Station | 2399 | 94 | Combustion Turbine | New Jersey | 46 | Dropped - Units whose status does not meet NEEDS criteria
PSEG Burlington Generating Station | 2399 | 101 | Combined Cycle | New Jersey | 49 | Dropped - Units whose status does not meet NEEDS criteria
PSEG Burlington Generating Station | 2399 | 102 | Combined Cycle | New Jersey | 49 | Dropped - Units whose status does not meet NEEDS criteria
PSEG Burlington Generating Station | 2399 | 103 | Combined Cycle | New Jersey | 49 | Dropped - Units whose status does not meet NEEDS criteria
PSEG Burlington Generating Station | 2399 | 104 | Combined Cycle | New Jersey | 49 | Dropped - Units whose status does not meet NEEDS criteria
PSEG Burlington Generating Station | 2399 | 105 | Combined Cycle | New Jersey | 49 | Dropped - Units whose status does not meet NEEDS criteria
PSEG Burlington Generating Station | 2399 | 111 | Combustion Turbine | New Jersey | 46 | Dropped - Units whose status does not meet NEEDS criteria
PSEG Burlington Generating Station | 2399 | 112 | Combustion Turbine | New Jersey | 46 | Dropped - Units whose status does not meet NEEDS criteria
PSEG Burlington Generating Station | 2399 | 113 | Combustion Turbine | New Jersey | 46 | Dropped - Units whose status does not meet NEEDS criteria
PSEG Burlington Generating Station | 2399 | 114 | Combustion Turbine | New Jersey | 46 | Dropped - Units whose status does not meet NEEDS criteria
PSEG Edison Generating Station | 2400 | 11 | Combustion Turbine | New Jersey | 43 | Dropped - Units whose status does not meet NEEDS criteria
PSEG Edison Generating Station | 2400 | 12 | Combustion Turbine | New Jersey | 43 | Dropped - Units whose status does not meet NEEDS criteria
PSEG Edison Generating Station | 2400 | 13 | Combustion Turbine | New Jersey | 43 | Dropped - Units whose status does not meet NEEDS criteria
PSEG Edison Generating Station | 2400 | 14 | Combustion Turbine | New Jersey | 43 | Dropped - Units whose status does not meet NEEDS criteria
PSEG Edison Generating Station | 2400 | 21 | Combustion Turbine | New Jersey | 43 | Dropped - Units whose status does not meet NEEDS criteria
PSEG Edison Generating Station | 2400 | 22 | Combustion Turbine | New Jersey | 43 | Dropped - Units whose status does not meet NEEDS criteria
PSEG Edison Generating Station | 2400 | 23 | Combustion Turbine | New Jersey | 43 | Dropped - Units whose status does not meet NEEDS criteria
PSEG Edison Generating Station | 2400 | 24 | Combustion Turbine | New Jersey | 43 | Dropped - Units whose status does not meet NEEDS criteria
PSEG Edison Generating Station | 2400 | 31 | Combustion Turbine | New Jersey | 43 | Dropped - Units whose status does not meet NEEDS criteria
PSEG Edison Generating Station | 2400 | 32 | Combustion Turbine | New Jersey | 43 | Dropped - Units whose status does not meet NEEDS criteria
PSEG Edison Generating Station | 2400 | 33 | Combustion Turbine | New Jersey | 43 | Dropped - Units whose status does not meet NEEDS criteria
PSEG Edison Generating Station | 2400 | 34 | Combustion Turbine | New Jersey | 43 | Dropped - Units whose status does not meet NEEDS criteria
PSEG Essex Generating Station | 2401 | 101 | Combustion Turbine | New Jersey | 43 | Dropped - Units whose status does not meet NEEDS criteria
PSEG Essex Generating Station | 2401 | 102 | Combustion Turbine | New Jersey | 43 | Dropped - Units whose status does not meet NEEDS criteria
PSEG Essex Generating Station | 2401 | 103 | Combustion Turbine | New Jersey | 43 | Dropped - Units whose status does not meet NEEDS criteria
PSEG Essex Generating Station | 2401 | 104 | Combustion Turbine | New Jersey | 43 | Dropped - Units whose status does not meet NEEDS criteria
PSEG Essex Generating Station | 2401 | 111 | Combustion Turbine | New Jersey | 46 | Dropped - Units whose status does not meet NEEDS criteria
PSEG Essex Generating Station | 2401 | 112 | Combustion Turbine | New Jersey | 46 | Dropped - Units whose status does not meet NEEDS criteria
PSEG Essex Generating Station | 2401 | 113 | Combustion Turbine | New Jersey | 46 | Dropped - Units whose status does not meet NEEDS criteria
PSEG Essex Generating Station | 2401 | 114 | Combustion Turbine | New Jersey | 46 | Dropped - Units whose status does not meet NEEDS criteria
PSEG Essex Generating Station | 2401 | 121 | Combustion Turbine | New Jersey | 46 | Dropped - Units whose status does not meet NEEDS criteria
PSEG Essex Generating Station | 2401 | 122 | Combustion Turbine | New Jersey | 46 | Dropped - Units whose status does not meet NEEDS criteria
PSEG Essex Generating Station | 2401 | 123 | Combustion Turbine | New Jersey | 46 | Dropped - Units whose status does not meet NEEDS criteria
PSEG Essex Generating Station | 2401 | 124 | Combustion Turbine | New Jersey | 46 | Dropped - Units whose status does not meet NEEDS criteria
PSEG Hudson Generating Station | 2403 | 1 | O/G Steam | New Jersey | 182.8 | Dropped - Units whose status does not meet NEEDS criteria
PSEG Hudson Generating Station | 2403 | 2 | O/G Steam | New Jersey | 620 | Dropped - Units whose status does not meet NEEDS criteria
PSEG Hudson Generating Station | 2403 | 3 | Combustion Turbine | New Jersey | 129 | Dropped - Units whose status does not meet NEEDS criteria
PSEG Kearny Generating Station | 2404 | 7 | O/G Steam | New Jersey | 150 | Dropped - Units whose status does not meet NEEDS criteria
PSEG Kearny Generating Station | 2404 | 8 | O/G Steam | New Jersey | 150 | Dropped - Units whose status does not meet NEEDS criteria
PSEG Kearny Generating Station | 2404 | 9 | Combustion Turbine | New Jersey | 21 | Dropped - Units whose status does not meet NEEDS criteria
PSEG Kearny Generating Station | 2404 | 10 | Combustion Turbine | New Jersey | 122 | Dropped - Units whose status does not meet NEEDS criteria
PSEG Kearny Generating Station | 2404 | 11 | Combustion Turbine | New Jersey | 128 | Dropped - Units whose status does not meet NEEDS criteria
PSEG Linden Generating Station | 2406 | 1 | O/G Steam | New Jersey | 180 | Dropped - Units whose status does not meet NEEDS criteria
PSEG Linden Generating Station | 2406 | 2 | O/G Steam | New Jersey | 250 | Dropped - Units whose status does not meet NEEDS criteria
PSEG Linden Generating Station | 2406 | 3 | Combustion Turbine | New Jersey | 18.5 | Dropped - Units whose status does not meet NEEDS criteria
PSEG Mercer Generating Station | 2408 | 1 | Coal Steam | New Jersey | 316 | Dropped - Units whose status does not meet NEEDS criteria
PSEG Mercer Generating Station | 2408 | 2 | Coal Steam | New Jersey | 316 | Dropped - Units whose status does not meet NEEDS criteria
PSEG Mercer Generating Station | 2408 | 3 | Combustion Turbine | New Jersey | 115 | Dropped - Units whose status does not meet NEEDS criteria
PSEG National Park Generating Station | 2409 | 1 | Combustion Turbine | New Jersey | 21 | Dropped - Units whose status does not meet NEEDS criteria
PSEG Sewaren Generating Station | 2411 | 1 | O/G Steam | New Jersey | 102.8 | Dropped - Units whose status does not meet NEEDS criteria
PSEG Sewaren Generating Station | 2411 | 2 | O/G Steam | New Jersey | 118 | Dropped - Units whose status does not meet NEEDS criteria
PSEG Sewaren Generating Station | 2411 | 3 | O/G Steam | New Jersey | 106.2 | Dropped - Units whose status does not meet NEEDS criteria
PSEG Sewaren Generating Station | 2411 | 4 | O/G Steam | New Jersey | 123.6 | Dropped - Units whose status does not meet NEEDS criteria
PSEG Sewaren Generating Station | 2411 | 6 | Combustion Turbine | New Jersey | 105 | Dropped - Units whose status does not meet NEEDS criteria
Howard Down | 2434 | 5 | O/G Steam | New Jersey | 3 | Dropped - Units whose status does not meet NEEDS criteria
Howard Down | 2434 | 6 | O/G Steam | New Jersey | 4 | Dropped - Units whose status does not meet NEEDS criteria
Howard Down | 2434 | 7 | O/G Steam | New Jersey | 8 | Dropped - Units whose status does not meet NEEDS criteria
Howard Down | 2434 | 8 | O/G Steam | New Jersey | 11 | Dropped - Units whose status does not meet NEEDS criteria
Howard Down | 2434 | 9 | O/G Steam | New Jersey | 17 | Dropped - Units whose status does not meet NEEDS criteria
Howard Down | 2434 | 10 | O/G Steam | New Jersey | 23 | Dropped - Units whose status does not meet NEEDS criteria
Four Corners | 2442 | 1 | Coal Steam | New Mexico | 170 | Dropped - Units whose status does not meet NEEDS criteria
Four Corners | 2442 | 2 | Coal Steam | New Mexico | 170 | Dropped - Units whose status does not meet NEEDS criteria
Four Corners | 2442 | 3 | Coal Steam | New Mexico | 220 | Dropped - Units whose status does not meet NEEDS criteria
Rio Grande | 2444 | 6 | O/G Steam | New Mexico | 45 | Dropped - Retired/Planned Retirement by 06/2023
Las Vegas | 2447 | 1 | Combustion Turbine | New Mexico | 20 | Dropped - Units whose status does not meet NEEDS criteria
San Juan | 2451 | 2 | Coal Steam | New Mexico | 340 | Dropped - Units whose status does not meet NEEDS criteria
San Juan | 2451 | 3 | Coal Steam | New Mexico | 497 | Dropped - Units whose status does not meet NEEDS criteria
Carlsbad | 2453 | 5 | Combustion Turbine | New Mexico | 10 | Dropped - Units whose status does not meet NEEDS criteria
Cunningham | 2454 | 1 | O/G Steam | New Mexico | 71 | Dropped - Retired/Planned Retirement by 06/2023
Animas | 2465 | 1 | Combined Cycle | New Mexico | 3 | Dropped - Units whose status does not meet NEEDS criteria
Animas | 2465 | 2 | Combined Cycle | New Mexico | 3 | Dropped - Units whose status does not meet NEEDS criteria
Animas | 2465 | 3 | O/G Steam | New Mexico | 9 | Dropped - Units whose status does not meet NEEDS criteria
Animas | 2465 | ST4 | O/G Steam | New Mexico | 16 | Dropped - Units whose status does not meet NEEDS criteria
Raton | 2468 | 5 | Coal Steam | New Mexico | 6.9 | Dropped - Units whose status does not meet NEEDS criteria
Raton | 2468 | 6 | Combustion Turbine | New Mexico | 7.3 | Dropped - Units whose status does not meet NEEDS criteria
Tucumcari | 2469 | 3 | Combustion Turbine | New Mexico | 1 | Dropped - Units whose status does not meet NEEDS criteria
Tucumcari | 2469 | 4 | Combustion Turbine | New Mexico | 2 | Dropped - Units whose status does not meet NEEDS criteria
Tucumcari | 2469 | 5 | Combustion Turbine | New Mexico | 1 | Dropped - Units whose status does not meet NEEDS criteria
Tucumcari | 2469 | 6 | Combustion Turbine | New Mexico | 3 | Dropped - Units whose status does not meet NEEDS criteria
Tucumcari | 2469 | 8 | Combustion Turbine | New Mexico | 3 | Dropped - Units whose status does not meet NEEDS criteria
Tucumcari | 2469 | 9 | Combustion Turbine | New Mexico | 5 | Dropped - Units whose status does not meet NEEDS criteria
Algodones | 2475 | 1 | O/G Steam | New Mexico | 15 | Dropped - Units whose status does not meet NEEDS criteria
Algodones | 2475 | 2 | O/G Steam | New Mexico | 15 | Dropped - Units whose status does not meet NEEDS criteria
Algodones | 2475 | 3 | O/G Steam | New Mexico | 15 | Dropped - Units whose status does not meet NEEDS criteria
Charles Poletti | 2491 | 6 | O/G Steam | New York | 847 | Dropped - Units whose status does not meet NEEDS criteria
Gowanus Gas Turbines Generating | 2494 | SS | Combustion Turbine | New York | 90 | Dropped - Units whose status does not meet NEEDS criteria
Hudson Avenue | 2496 | 4 | Combustion Turbine | New York | 13.5 | Dropped - Retired/Planned Retirement by 06/2023
Hudson Avenue | 2496 | 10 | O/G Steam | New York | 64.3 | Dropped - Units whose status does not meet NEEDS criteria
Indian Point 2 | 2497 | 2 | Nuclear | New York | 1018.5 | Dropped - Retired/Planned Retirement by 06/2023
Ravenswood | 2500 | GT33 | Combustion Turbine | New York | 42.9 | Dropped - Units whose status does not meet NEEDS criteria
Ravenswood | 2500 | GT4 | Combustion Turbine | New York | 12.9 | Dropped - Units whose status does not meet NEEDS criteria
Ravenswood | 2500 | GT5 | Combustion Turbine | New York | 15.5 | Dropped - Units whose status does not meet NEEDS criteria
Ravenswood | 2500 | GT6 | Combustion Turbine | New York | 12.6 | Dropped - Units whose status does not meet NEEDS criteria
Ravenswood | 2500 | GT7 | Combustion Turbine | New York | 22 | Dropped - Units whose status does not meet NEEDS criteria
Ravenswood | 2500 | GT8 | Combustion Turbine | New York | 25 | Dropped - Units whose status does not meet NEEDS criteria
Waterside | 2502 | 6 | O/G Steam | New York | 69 | Dropped - Units whose status does not meet NEEDS criteria
Waterside | 2502 | 8 | O/G Steam | New York | 49.8 | Dropped - Units whose status does not meet NEEDS criteria
Waterside | 2502 | 9 | O/G Steam | New York | 48.4 | Dropped - Units whose status does not meet NEEDS criteria
E F Barrett | 2511 | 7 | Combustion Turbine | New York | 18 | Dropped - Units whose status does not meet NEEDS criteria
Far Rockaway | 2513 | 4 | O/G Steam | New York | 100 | Dropped - Units whose status does not meet NEEDS criteria
Glenwood | 2514 | 4 | O/G Steam | New York | 114 | Dropped - Units whose status does not meet NEEDS criteria
Glenwood | 2514 | 5 | O/G Steam | New York | 114 | Dropped - Units whose status does not meet NEEDS criteria
Montauk | 2515 | 2 | Combustion Turbine | New York | 2 | Dropped - Units whose status does not meet NEEDS criteria
Montauk | 2515 | 3 | Combustion Turbine | New York | 2 | Dropped - Units whose status does not meet NEEDS criteria
Montauk | 2515 | 4 | Combustion Turbine | New York | 2 | Dropped - Units whose status does not meet NEEDS criteria
GMMM Westover | 2526 | 7 | Coal Steam | New York | 43.7 | Dropped - Units whose status does not meet NEEDS criteria
GMMM Westover | 2526 | 8 | Coal Steam | New York | 84 | Dropped - Units whose status does not meet NEEDS criteria
Greenidge Generation LLC | 2527 | 3 | Coal Steam | New York | 52 | Dropped - Units whose status does not meet NEEDS criteria
AES Hickling LLC | 2529 | 1 | Coal Steam | New York | 30 | Dropped - Units whose status does not meet NEEDS criteria
AES Hickling LLC | 2529 | 2 | Coal Steam | New York | 40 | Dropped - Units whose status does not meet NEEDS criteria
AES Jennison LLC | 2531 | 1 | Coal Steam | New York | 30 | Dropped - Units whose status does not meet NEEDS criteria
AES Jennison LLC | 2531 | 2 | Coal Steam | New York | 30 | Dropped - Units whose status does not meet NEEDS criteria
Keuka | 2533 | 1 | Hydro | New York | 1.9 | Dropped - Units whose status does not meet NEEDS criteria
Bethlehem Energy Center | 2539 | 1 | O/G Steam | New York | 90 | Dropped - Units whose status does not meet NEEDS criteria
Bethlehem Energy Center | 2539 | 2 | O/G Steam | New York | 90 | Dropped - Units whose status does not meet NEEDS criteria
Bethlehem Energy Center | 2539 | 3 | O/G Steam | New York | 91 | Dropped - Units whose status does not meet NEEDS criteria
Bethlehem Energy Center | 2539 | 4 | O/G Steam | New York | 94 | Dropped - Units whose status does not meet NEEDS criteria
C R Huntley Generating Station | 2549 | 63 | Coal Steam | New York | 80 | Dropped - Units whose status does not meet NEEDS criteria
C R Huntley Generating Station | 2549 | 64 | Coal Steam | New York | 100 | Dropped - Units whose status does not meet NEEDS criteria
C R Huntley Generating Station | 2549 | 65 | Coal Steam | New York | 100 | Dropped - Units whose status does not meet NEEDS criteria
C R Huntley Generating Station | 2549 | 66 | Coal Steam | New York | 100 | Dropped - Units whose status does not meet NEEDS criteria
C R Huntley Generating Station | 2549 | 67 | Coal Steam | New York | 190 | Dropped - Units whose status does not meet NEEDS criteria
C R Huntley Generating Station | 2549 | S68 | Coal Steam | New York | 190 | Dropped - Units whose status does not meet NEEDS criteria
Dunkirk Generating Plant | 2554 | 1 | Coal Steam | New York | 75 | Dropped - Units whose status does not meet NEEDS criteria
Dunkirk Generating Plant | 2554 | 2 | Coal Steam | New York | 75 | Dropped - Units whose status does not meet NEEDS criteria
Dunkirk Generating Plant | 2554 | 3 | Coal Steam | New York | 185 | Dropped - Units whose status does not meet NEEDS criteria
Dunkirk Generating Plant | 2554 | ST4 | Coal Steam | New York | 185 | Dropped - Units whose status does not meet NEEDS criteria
Higley | 2576 | 1 | Hydro | New York | 2 | Dropped - Units whose status does not meet NEEDS criteria
Higley | 2576 | 2 | Hydro | New York | 2 | Dropped - Units whose status does not meet NEEDS criteria
Higley | 2576 | 3 | Hydro | New York | 2 | Dropped - Units whose status does not meet NEEDS criteria
Mechanicville | 2584 | 1 | Hydro | New York | 0.8 | Dropped - Units whose status does not meet NEEDS criteria
Mechanicville | 2584 | 2 | Hydro | New York | 0.8 | Dropped - Units whose status does not meet NEEDS criteria
Mechanicville | 2584 | 3 | Hydro | New York | 0.8 | Dropped - Units whose status does not meet NEEDS criteria
Mechanicville | 2584 | 4 | Hydro | New York | 0.7 | Dropped - Units whose status does not meet NEEDS criteria
Mechanicville | 2584 | 5 | Hydro | New York | 0.7 | Dropped - Units whose status does not meet NEEDS criteria
Mechanicville | 2584 | 6 | Hydro | New York | 0.7 | Dropped - Units whose status does not meet NEEDS criteria
Mechanicville | 2584 | 7 | Hydro | New York | 0.7 | Dropped - Units whose status does not meet NEEDS criteria
Oswego Harbor Power | 2594 | 3 | O/G Steam | New York | 92 | Dropped - Units whose status does not meet NEEDS criteria
Oswego Falls West | 2596 | 3 | Hydro | New York | 0.9 | Dropped - Units whose status does not meet NEEDS criteria
Bowline Point | 2625 | BOW3 | Combined Cycle | New York | 750 | Dropped - Units whose status does not meet NEEDS criteria
Lovett | 2629 | 3 | O/G Steam | New York | 69 | Dropped - Units whose status does not meet NEEDS criteria
Lovett | 2629 | 4 | Coal Steam | New York | 172 | Dropped - Units whose status does not meet NEEDS criteria
Lovett | 2629 | 5 | Coal Steam | New York | 191 | Dropped - Units whose status does not meet NEEDS criteria
Swinging Bridge 1 | 2633 | SWI1 | Hydro | New York | 4.3 | Dropped - Units whose status does not meet NEEDS criteria
Rochester 3 | 2640 | 13 | Combustion Turbine | New York | 14.4 | Dropped - Units whose status does not meet NEEDS criteria
Rochester 7 | 2642 | 1 | Coal Steam | New York | 46 | Dropped - Units whose status does not meet NEEDS criteria
Rochester 7 | 2642 | 2 | Coal Steam | New York | 64 | Dropped - Units whose status does not meet NEEDS criteria
Rochester 7 | 2642 | 3 | Coal Steam | New York | 64 | Dropped - Units whose status does not meet NEEDS criteria
Rochester 7 | 2642 | 4 | Coal Steam | New York | 78 | Dropped - Units whose status does not meet NEEDS criteria
Rochester 9 | 2644 | 2 | Combustion Turbine | New York | 14 | Dropped - Units whose status does not meet NEEDS criteria
Wiscoy 170 | 2646 | 1 | Hydro | New York | 0.6 | Dropped - Units whose status does not meet NEEDS criteria
Wiscoy 170 | 2646 | 2 | Hydro | New York | 0.4 | Dropped - Units whose status does not meet NEEDS criteria
Plant No 1 Freeport | 2678 | 1 | Combustion Turbine | New York | 1.5 | Dropped - Units whose status does not meet NEEDS criteria
Plant No 2 Freeport | 2679 | 1 | Combustion Turbine | New York | 8 | Dropped - Units whose status does not meet NEEDS criteria
Plant No 2 Freeport | 2679 | 2 | Combustion Turbine | New York | 8 | Dropped - Units whose status does not meet NEEDS criteria
Greenport | 2681 | 2 | Combustion Turbine | New York | 1.5 | Dropped - Units whose status does not meet NEEDS criteria
Greenport | 2681 | 7 | Combustion Turbine | New York | 1.6 | Dropped - Units whose status does not meet NEEDS criteria
Asheville | 2706 | 1 | Coal Steam | North Carolina | 189 | Dropped - Retired/Planned Retirement by 06/2023
Asheville | 2706 | 2 | Coal Steam | North Carolina | 189 | Dropped - Retired/Planned Retirement by 06/2023
Cape Fear | 2708 | 1 | Combined Cycle | North Carolina | 11 | Dropped - Units whose status does not meet NEEDS criteria
Cape Fear | 2708 | 2 | Combined Cycle | North Carolina | 7 | Dropped - Units whose status does not meet NEEDS criteria
Cape Fear | 2708 | 5 | Coal Steam | North Carolina | 144 | Dropped - Units whose status does not meet NEEDS criteria
Cape Fear | 2708 | 6 | Coal Steam | North Carolina | 172 | Dropped - Units whose status does not meet NEEDS criteria
Cape Fear | 2708 | 1A | Combined Cycle | North Carolina | 11 | Dropped - Units whose status does not meet NEEDS criteria
Cape Fear | 2708 | 1B | Combined Cycle | North Carolina | 12 | Dropped - Units whose status does not meet NEEDS criteria
Cape Fear | 2708 | 2A | Combined Cycle | North Carolina | 12 | Dropped - Units whose status does not meet NEEDS criteria
Cape Fear | 2708 | 2B | Combined Cycle | North Carolina | 11 | Dropped - Units whose status does not meet NEEDS criteria
HF Lee Plant | 2709 | 1 | Coal Steam | North Carolina | 74 | Dropped - Units whose status does not meet NEEDS criteria
HF Lee Plant | 2709 | 2 | Coal Steam | North Carolina | 68 | Dropped - Units whose status does not meet NEEDS criteria
HF Lee Plant | 2709 | 3 | Coal Steam | North Carolina | 240 | Dropped - Units whose status does not meet NEEDS criteria
HF Lee Plant | 2709 | GT1 | Combustion Turbine | North Carolina | 12 | Dropped - Units whose status does not meet NEEDS criteria
HF Lee Plant | 2709 | GT2 | Combustion Turbine | North Carolina | 21 | Dropped - Units whose status does not meet NEEDS criteria
HF Lee Plant | 2709 | GT3 | Combustion Turbine | North Carolina | 21 | Dropped - Units whose status does not meet NEEDS criteria
HF Lee Plant | 2709 | GT4 | Combustion Turbine | North Carolina | 21 | Dropped - Units whose status does not meet NEEDS criteria
Morehead | 2711 | GT1 | Combustion Turbine | North Carolina | 12 | Dropped - Units whose status does not meet NEEDS criteria
Roxboro | 2712 | GT1 | Combustion Turbine | North Carolina | 12 | Dropped - Units whose status does not meet NEEDS criteria
L V Sutton Steam | 2713 | 1 | Coal Steam | North Carolina | 97 | Dropped - Units whose status does not meet NEEDS criteria
L V Sutton Steam | 2713 | 2 | Coal Steam | North Carolina | 90 | Dropped - Units whose status does not meet NEEDS criteria
L V Sutton Steam | 2713 | 3 | Coal Steam | North Carolina | 366 | Dropped - Units whose status does not meet NEEDS criteria
L V Sutton Steam | 2713 | GT1 | Combustion Turbine | North Carolina | 11 | Dropped - Units whose status does not meet NEEDS criteria
L V Sutton Steam | 2713 | GTA | Combustion Turbine | North Carolina | 23 | Dropped - Units whose status does not meet NEEDS criteria
L V Sutton Steam | 2713 | GTB | Combustion Turbine | North Carolina | 25 | Dropped - Units whose status does not meet NEEDS criteria
W H Weatherspoon | 2716 | 1 | Coal Steam | North Carolina | 48 | Dropped - Units whose status does not meet NEEDS criteria
W H Weatherspoon | 2716 | 2 | Coal Steam | North Carolina | 48 | Dropped - Units whose status does not meet NEEDS criteria
W H Weatherspoon | 2716 | 3 | Coal Steam | North Carolina | 74 | Dropped - Units whose status does not meet NEEDS criteria
Buck | 2720 | 3 | Coal Steam | North Carolina | 75 | Dropped - Units whose status does not meet NEEDS criteria
Buck | 2720 | 4 | Coal Steam | North Carolina | 38 | Dropped - Units whose status does not meet NEEDS criteria
Buck | 2720 | 5 | Coal Steam | North Carolina | 128 | Dropped - Units whose status does not meet NEEDS criteria
Buck | 2720 | 6 | Coal Steam | North Carolina | 128 | Dropped - Units whose status does not meet NEEDS criteria
Buck | 2720 | 7 | Combustion Turbine | North Carolina | 25 | Dropped - Units whose status does not meet NEEDS criteria
Buck | 2720 | 8 | Combustion Turbine | North Carolina | 25 | Dropped - Units whose status does not meet NEEDS criteria
Buck | 2720 | 9 | Combustion Turbine | North Carolina | 12 | Dropped - Units whose status does not meet NEEDS criteria
James E. Rogers Energy Complex | 2721 | 1 | Coal Steam | North Carolina | 38 | Dropped - Units whose status does not meet NEEDS criteria
James E. Rogers Energy Complex | 2721 | 2 | Coal Steam | North Carolina | 38 | Dropped - Units whose status does not meet NEEDS criteria
James E. Rogers Energy Complex | 2721 | 3 | Coal Steam | North Carolina | 61 | Dropped - Units whose status does not meet NEEDS criteria
James E. Rogers Energy Complex | 2721 | 4 | Coal Steam | North Carolina | 61 | Dropped - Units whose status does not meet NEEDS criteria
James E. Rogers Energy Complex | 2721 | 7 | Coal Steam | North Carolina | 800 | Dropped - Units whose status does not meet NEEDS criteria
Dan River | 2723 | 1 | Coal Steam | North Carolina | 67 | Dropped - Units whose status does not meet NEEDS criteria
Dan River | 2723 | 2 | Coal Steam | North Carolina | 67 | Dropped - Units whose status does not meet NEEDS criteria
Dan River | 2723 | 3 | Coal Steam | North Carolina | 142 | Dropped - Units whose status does not meet NEEDS criteria
Dan River | 2723 | 4 | Combustion Turbine | North Carolina | 24 | Dropped - Units whose status does not meet NEEDS criteria
Dan River | 2723 | 5 | Combustion Turbine | North Carolina | 24 | Dropped - Units whose status does not meet NEEDS criteria
Dan River | 2723 | 6 | Combustion Turbine | North Carolina | 24 | Dropped - Units whose status does not meet NEEDS criteria
Riverbend | 2732 | 4 | Coal Steam | North Carolina | 94 | Dropped - Units whose status does not meet NEEDS criteria
Riverbend | 2732 | 5 | Coal Steam | North Carolina | 94 | Dropped - Units whose status does not meet NEEDS criteria
Riverbend | 2732 | 6 | Coal Steam | North Carolina | 133 | Dropped - Units whose status does not meet NEEDS criteria
Riverbend | 2732 | 7 | Coal Steam | North Carolina | 133 | Dropped - Units whose status does not meet NEEDS criteria
Riverbend | 2732 | 8 | Combustion Turbine | North Carolina | 20 | Dropped - Units whose status does not meet NEEDS criteria
Riverbend | 2732 | 9 | Combustion Turbine | North Carolina | 22 | Dropped - Units whose status does not meet NEEDS criteria
Riverbend | 2732 | 10 | Combustion Turbine | North Carolina | 22 | Dropped - Units whose status does not meet NEEDS criteria
Riverbend | 2732 | 11 | Combustion Turbine | North Carolina | 20 | Dropped - Units whose status does not meet NEEDS criteria
Kitty Hawk | 2757 | GT1 | Combustion Turbine | North Carolina | 16 | Dropped - Units whose status does not meet NEEDS criteria
Kitty Hawk | 2757 | GT2 | Combustion Turbine | North Carolina | 15 | Dropped - Units whose status does not meet NEEDS criteria
R M Heskett | 2790 | 1 | Coal Steam | North Dakota | 29.5 | Dropped - Retired/Planned Retirement by 06/2023
R M Heskett | 2790 | 2 | Coal Steam | North Dakota | 74.8 | Dropped - Retired/Planned Retirement by 06/2023
R M Heskett | 2790 | 4 | Combustion Turbine | North Dakota | 88 | Dropped - Units whose status does not meet NEEDS criteria
Williston | 2791 | 2 | Combustion Turbine | North Dakota | 4.7 | Dropped - Units whose status does not meet NEEDS criteria
Williston | 2791 | 3 | Combustion Turbine | North Dakota | 4.9 | Dropped - Units whose status does not meet NEEDS criteria
Grand Forks | 2821 | 1 | Combustion Turbine | North Dakota | 0.7 | Dropped - Units whose status does not meet NEEDS criteria
Grand Forks | 2821 | 2 | Combustion Turbine | North Dakota | 0.7 | Dropped - Units whose status does not meet NEEDS criteria
Grand Forks | 2821 | 3 | Combustion Turbine | North Dakota | 0.7 | Dropped - Units whose status does not meet NEEDS criteria
Grand Forks | 2821 | 4 | Combustion Turbine | North Dakota | 1 | Dropped - Units whose status does not meet NEEDS criteria
Grand Forks | 2821 | 5 | Combustion Turbine | North Dakota | 1 | Dropped - Units whose status does not meet NEEDS criteria
Grand Forks | 2821 | 6 | Combustion Turbine | North Dakota | 1 | Dropped - Units whose status does not meet NEEDS criteria
Grand Forks | 2821 | 7 | Combustion Turbine | North Dakota | 1.1 | Dropped - Units whose status does not meet NEEDS criteria
Grand Forks | 2821 | 8 | Combustion Turbine | North Dakota | 1.1 | Dropped - Units whose status does not meet NEEDS criteria
Grand Forks | 2821 | 9 | Combustion Turbine | North Dakota | 1.1 | Dropped - Units whose status does not meet NEEDS criteria
Grand Forks | 2821 | 10 | Combustion Turbine | North Dakota | 1.1 | Dropped - Units whose status does not meet NEEDS criteria
Grand Forks | 2821 | 11 | Combustion Turbine | North Dakota | 1.1 | Dropped - Units whose status does not meet NEEDS criteria
Harwood | 2822 | 1 | Combustion Turbine | North Dakota | 1.6 | Dropped - Units whose status does not meet NEEDS criteria
Harwood | 2822 | 2 | Combustion Turbine | North Dakota | 1.6 | Dropped - Units whose status does not meet NEEDS criteria
Harwood | 2822 | 3 | Combustion Turbine | North Dakota | 1.6 | Dropped - Units whose status does not meet NEEDS criteria
Stanton | 2824 | 1 | Coal Steam | North Dakota | 187.2 | Dropped - Units whose status does not meet NEEDS criteria
Stanton | 2824 | 2 | Combustion Turbine | North Dakota | 1 | Dropped - Units whose status does not meet NEEDS criteria
Walter C Beckjord | 2830 | 1 | Coal Steam | Ohio | 94 | Dropped - Units whose status does not meet NEEDS criteria
Walter C Beckjord | 2830 | 2 | Coal Steam | Ohio | 94 | Dropped - Units whose status does not meet NEEDS criteria
Walter C Beckjord | 2830 | 3 | Coal Steam | Ohio | 128 | Dropped - Units whose status does not meet NEEDS criteria
Walter C Beckjord | 2830 | 4 | Coal Steam | Ohio | 150 | Dropped - Units whose status does not meet NEEDS criteria
Walter C Beckjord | 2830 | 5 | Coal Steam | Ohio | 238 | Dropped - Units whose status does not meet NEEDS criteria
Walter C Beckjord | 2830 | 6 | Coal Steam | Ohio | 414 | Dropped - Units whose status does not meet NEEDS criteria
Walter C Beckjord | 2830 | GT1 | Combustion Turbine | Ohio | 47 | Dropped - Units whose status does not meet NEEDS criteria
Walter C Beckjord | 2830 | GT2 | Combustion Turbine | Ohio | 47 | Dropped - Units whose status does not meet NEEDS criteria
Walter C Beckjord | 2830 | GT3 | Combustion Turbine | Ohio | 47 | Dropped - Units whose status does not meet NEEDS criteria
Walter C Beckjord | 2830 | GT4 | Combustion Turbine | Ohio | 47 | Dropped - Units whose status does not meet NEEDS criteria
Miami Fort | 2832 | 5 | Coal Steam | Ohio | 80 | Dropped - Units whose status does not meet NEEDS criteria
Miami Fort | 2832 | 6 | Coal Steam | Ohio | 163 | Dropped - Units whose status does not meet NEEDS criteria
FirstEnergy Ashtabula | 2835 | 5 | Coal Steam | Ohio | 244 | Dropped - Units whose status does not meet NEEDS criteria
FirstEnergy Ashtabula | 2835 | 6 | Coal Steam | Ohio | 44 | Dropped - Units whose status does not meet NEEDS criteria
FirstEnergy Ashtabula | 2835 | 7 | Coal Steam | Ohio | 44 | Dropped - Units whose status does not meet NEEDS criteria
FirstEnergy Ashtabula | 2835 | 8 | Coal Steam | Ohio | 44 | Dropped - Units whose status does not meet NEEDS criteria
FirstEnergy Ashtabula | 2835 | 9 | Coal Steam | Ohio | 44 | Dropped - Units whose status does not meet NEEDS criteria
Avon Lake | 2836 | 6 | O/G Steam | Ohio | 10 | Dropped - Units whose status does not meet NEEDS criteria
Avon Lake | 2836 | 7 | Coal Steam | Ohio | 70 | Dropped - Units whose status does not meet NEEDS criteria
FirstEnergy Eastlake | 2837 | 1 | Coal Steam | Ohio | 132 | Dropped - Units whose status does not meet NEEDS criteria
FirstEnergy Eastlake | 2837 | 2 | Coal Steam | Ohio | 132 | Dropped - Units whose status does not meet NEEDS criteria
FirstEnergy Eastlake | 2837 | 3 | Coal Steam | Ohio | 132 | Dropped - Units whose status does not meet NEEDS criteria
FirstEnergy Eastlake | 2837 | 4 | Coal Steam | Ohio | 240 | Dropped - Units whose status does not meet NEEDS criteria
FirstEnergy Eastlake | 2837 | 5 | Coal Steam | Ohio | 597 | Dropped - Units whose status does not meet NEEDS criteria
FirstEnergy Eastlake | 2837 | 6 | Combustion Turbine | Ohio | 24 | Dropped - Retired/Planned Retirement by 06/2023
FirstEnergy Lake Shore | 2838 | 18 | Coal Steam | Ohio | 245 | Dropped - Units whose status does not meet NEEDS criteria
FirstEnergy Lake Shore | 2838 | IC1 | Combustion Turbine | Ohio | 2 | Dropped - Units whose status does not meet NEEDS criteria
FirstEnergy Lake Shore | 2838 | IC2 | Combustion Turbine | Ohio | 2 | Dropped - Units whose status does not meet NEEDS criteria
Conesville | 2840 | 1 | Coal Steam | Ohio | 115 | Dropped - Units whose status does not meet NEEDS criteria
Conesville | 2840 | 2 | Coal Steam | Ohio | 115 | Dropped - Units whose status does not meet NEEDS criteria
Conesville | 2840 | 3 | Coal Steam | Ohio | 165 | Dropped - Units whose status does not meet NEEDS criteria
Conesville | 2840 | 4 | Coal Steam | Ohio | 780 | Dropped - Retired/Planned Retirement by 06/2023
Conesville | 2840 | 5 | Coal Steam | Ohio | 375 | Dropped - Units whose status does not meet NEEDS criteria
Conesville | 2840 | 6 | Coal Steam | Ohio | 375 | Dropped - Units whose status does not meet NEEDS criteria
Picway | 2843 | 5 | Coal Steam | Ohio | 95 | Dropped - Units whose status does not meet NEEDS criteria
O H Hutchings | 2848 | 1 | Coal Steam | Ohio | 58 | Dropped - Units whose status does not meet NEEDS criteria
O H Hutchings | 2848 | 2 | Coal Steam | Ohio | 55 | Dropped - Units whose status does not meet NEEDS criteria
O H Hutchings | 2848 | 3 | Coal Steam | Ohio | 63 | Dropped - Units whose status does not meet NEEDS criteria
O H Hutchings | 2848 | 4 | Coal Steam | Ohio | 63 | Dropped - Units whose status does not meet NEEDS criteria
O H Hutchings | 2848 | 5 | Coal Steam | Ohio | 63 | Dropped - Units whose status does not meet NEEDS criteria
O H Hutchings | 2848 | 6 | Coal Steam | Ohio | 63 | Dropped - Units whose status does not meet NEEDS criteria
J M Stuart | 2850 | 1 | Coal Steam | Ohio | 577 | Dropped - Units whose status does not meet NEEDS criteria
J M Stuart | 2850 | 2 | Coal Steam | Ohio | 577 | Dropped - Units whose status does not meet NEEDS criteria
J M Stuart | 2850 | 3 | Coal Steam | Ohio | 577 | Dropped - Units whose status does not meet NEEDS criteria
J M Stuart | 2850 | 4 | Coal Steam | Ohio | 577 | Dropped - Units whose status does not meet NEEDS criteria
J M Stuart | 2850 | D1 | Combustion Turbine | Ohio | 2.2 | Dropped - Units whose status does not meet NEEDS criteria
J M Stuart | 2850 | D2 | Combustion Turbine | Ohio | 2.2 | Dropped - Units whose status does not meet NEEDS criteria
J M Stuart | 2850 | D3 | Combustion Turbine | Ohio | 2.2 | Dropped - Units whose status does not meet NEEDS criteria
J M Stuart | 2850 | D4 | Combustion Turbine | Ohio | 2.2 | Dropped - Units whose status does not meet NEEDS criteria
FirstEnergy Edgewater | 2857 | 4 | O/G Steam | Ohio | 100 | Dropped - Units whose status does not meet NEEDS criteria
FirstEnergy Edgewater | 2857 | CTA | Combustion Turbine | Ohio | 19 | Dropped - Units whose status does not meet NEEDS criteria
FirstEnergy Edgewater | 2857 | CTB | Combustion Turbine | Ohio | 19 | Dropped - Units whose status does not meet NEEDS criteria
FirstEnergy Mad River | 2860 | CTA | Combustion Turbine | Ohio | 25 | Dropped - Units whose status does not meet NEEDS criteria
FirstEnergy Mad River | 2860 | CTB | Combustion Turbine | Ohio | 25 | Dropped - Units whose status does not meet NEEDS criteria
Niles Power Plant | 2861 | 1 | Coal Steam | Ohio | 108 | Dropped - Units whose status does not meet NEEDS criteria
Niles Power Plant | 2861 | 2 | Coal Steam | Ohio | 108 | Dropped - Units whose status does not meet NEEDS criteria
FirstEnergy R E Burger | 2864 | 3 | Coal Steam | Ohio | 94 | Dropped - Units whose status does not meet NEEDS criteria
FirstEnergy R E Burger | 2864 | 4 | Coal Steam | Ohio | 156 | Dropped - Units whose status does not meet NEEDS criteria
FirstEnergy R E Burger | 2864 | 5 | Coal Steam | Ohio | 156 | Dropped - Units whose status does not meet NEEDS criteria
FirstEnergy R E Burger | 2864 | A1 | Combustion Turbine | Ohio | 2 | Dropped - Units whose status does not meet NEEDS criteria
FirstEnergy R E Burger | 2864 | B1 | Combustion Turbine | Ohio | 2 | Dropped - Units whose status does not meet NEEDS criteria
FirstEnergy R E Burger | 2864 | B2 | Combustion Turbine | Ohio | 3 | Dropped - Units whose status does not meet NEEDS criteria
FirstEnergy W H Sammis | 2866 | 1 | Coal Steam | Ohio | 180 | Dropped - Retired/Planned Retirement by 06/2023
FirstEnergy W H Sammis | 2866 | 2 | Coal Steam | Ohio | 180 | Dropped - Retired/Planned Retirement by 06/2023
FirstEnergy W H Sammis | 2866 | 3 | Coal Steam | Ohio | 180 | Dropped - Retired/Planned Retirement by 06/2023
FirstEnergy W H Sammis | 2866 | 4 | Coal Steam | Ohio | 180 | Dropped - Retired/Planned Retirement by 06/2023
FirstEnergy Toronto | 2867 | 5 | Coal Steam | Ohio | 42 | Dropped - Units whose status does not meet NEEDS criteria
FirstEnergy Toronto | 2867 | 6 | Coal Steam | Ohio | 65 | Dropped - Units whose status does not meet NEEDS criteria
FirstEnergy Toronto | 2867 | 7 | Coal Steam | Ohio | 65 | Dropped - Units whose status does not meet NEEDS criteria
Muskingum River | 2872 | 1 | Coal Steam | Ohio | 190 | Dropped - Units whose status does not meet NEEDS criteria
Muskingum River | 2872 | 2 | Coal Steam | Ohio | 190 | Dropped - Units whose status does not meet NEEDS criteria
Muskingum River | 2872 | 3 | Coal Steam | Ohio | 205 | Dropped - Units whose status does not meet NEEDS criteria
Muskingum River | 2872 | 4 | Coal Steam | Ohio | 205 | Dropped - Units whose status does not meet NEEDS criteria
Muskingum River | 2872 | 5 | Coal Steam | Ohio | 585 | Dropped - Units whose status does not meet NEEDS criteria
FirstEnergy Bay Shore | 2878 | 2 | Coal Steam | Ohio | 138 | Dropped - Units whose status does not meet NEEDS criteria
FirstEnergy Bay Shore | 2878 | 3 | Coal Steam | Ohio | 142 | Dropped - Units whose status does not meet NEEDS criteria
FirstEnergy Bay Shore | 2878 | 4 | Coal Steam | Ohio | 215 | Dropped - Units whose status does not meet NEEDS criteria
Dover | 2914 | 2 | Coal Steam | Ohio | 4 | Dropped - Units whose status does not meet NEEDS criteria
Hamilton (OH) | 2917 | GT1 | Combustion Turbine | Ohio | 8 | Dropped - Units whose status does not meet NEEDS criteria
Lebanon | 2921 | 1 | Combustion Turbine | Ohio | 0.7 | Dropped - Units whose status does not meet NEEDS criteria
Lebanon | 2921 | 3 | Combustion Turbine | Ohio | 1.3 | Dropped - Units whose status does not meet NEEDS criteria
Lebanon | 2921 | 4 | Combustion Turbine | Ohio | 1.3 | Dropped - Units whose status does not meet NEEDS criteria
Oberlin (OH) | 2933 | 5 | Combustion Turbine | Ohio | 2 | Dropped - Units whose status does not meet NEEDS criteria
Orrville | 2935 | 7 | Coal Steam | Ohio | 5 | Dropped - Units whose status does not meet NEEDS criteria
Orrville | 2935 | 8 | Coal Steam | Ohio | 7.5 | Dropped - Units whose status does not meet NEEDS criteria
Piqua Power Plant | 2937 | 3 | Coal Steam | Ohio | 4 | Dropped - Units whose status does not meet NEEDS criteria
Piqua Power Plant | 2937 | 4 | Coal Steam | Ohio | 7.5 | Dropped - Units whose status does not meet NEEDS criteria
Piqua Power Plant | 2937 | 6 | Coal Steam | Ohio | 12.5 | Dropped - Units whose status does not meet NEEDS criteria
Piqua Power Plant | 2937 | 7 | Coal Steam | Ohio | 20 | Dropped - Units whose status does not meet NEEDS criteria
Piqua Power Plant | 2937 | 10 | Coal Steam | Ohio | 0.8 | Dropped - Units whose status does not meet NEEDS criteria
St Marys | 2942 | 5 | Coal Steam | Ohio | 5.8 | Dropped - Units whose status does not meet NEEDS criteria
St Marys | 2942 | 6 | Coal Steam | Ohio | 9 | Dropped - Units whose status does not meet NEEDS criteria
St Marys | 2942 | AUX | Combustion Turbine | Ohio | 0.8 | Dropped - Units whose status does not meet NEEDS criteria
Shelby Municipal Light Plant | 2943 | 1 | Coal Steam | Ohio | 12 | Dropped - Units whose status does not meet NEEDS criteria
Shelby Municipal Light Plant | 2943 | 2 | Coal Steam | Ohio | 12 | Dropped - Units whose status does not meet NEEDS criteria
Shelby Municipal Light Plant | 2943 | 3 | Coal Steam | Ohio | 5 | Dropped - Units whose status does not meet NEEDS criteria
Shelby Municipal Light Plant | 2943 | 4 | Coal Steam | Ohio | 7 | Dropped - Units whose status does not meet NEEDS criteria
Arbuckle | 2947 | 1 | O/G Steam | Oklahoma | 74 | Dropped - Units whose status does not meet NEEDS criteria
Enid | 2950 | 1 | Combustion Turbine | Oklahoma | 11.1 | Dropped - Units whose status does not meet NEEDS criteria
Enid | 2950 | 2 | Combustion Turbine | Oklahoma | 10.5 | Dropped - Units whose status does not meet NEEDS criteria
Enid | 2950 | 3 | Combustion Turbine | Oklahoma | 11.5 | Dropped - Units whose status does not meet NEEDS criteria
Enid | 2950 | 4 | Combustion Turbine | Oklahoma | 10.5 | Dropped - Units whose status does not meet NEEDS criteria
Horseshoe Lake | 2951 | GT7 | Combustion Turbine | Oklahoma | 27 | Dropped - Units whose status does not meet NEEDS criteria
Muskogee | 2952 | 3 | O/G Steam | Oklahoma | 173 | Dropped - Units whose status does not meet NEEDS criteria
Mustang | 2953 | 1 | O/G Steam | Oklahoma | 82 | Dropped - Units whose status does not meet NEEDS criteria
Mustang | 2953 | 2 | O/G Steam | Oklahoma | 63 | Dropped - Units whose status does not meet NEEDS criteria
Mustang | 2953 | 3 | O/G Steam | Oklahoma | 133 | Dropped - Units whose status does not meet NEEDS criteria
Mustang | 2953 | 4 | O/G Steam | Oklahoma | 253 | Dropped - Units whose status does not meet NEEDS criteria
Seminole (OK) | 2956 | GT1 | Combustion Turbine | Oklahoma | 23 | Dropped - Units whose status does not meet NEEDS criteria
Woodward | 2958 | GT1 | Combustion Turbine | Oklahoma | 9.5 | Dropped - Units whose status does not meet NEEDS criteria
Northeastern | 2963 | 4 | Coal Steam | Oklahoma | 460 | Dropped - Units whose status does not meet NEEDS criteria
Southwestern | 2964 | IC1 | Combustion Turbine | Oklahoma | 2 | Dropped - Units whose status does not meet NEEDS criteria
Tulsa | 2965 | 3 | O/G Steam | Oklahoma | 95 | Dropped - Units whose status does not meet NEEDS criteria
Fairview | 2978 | 4 | Combustion Turbine | Oklahoma | 0.8 | Dropped - Units whose status does not meet NEEDS criteria
Fairview | 2978 | 5 | Combustion Turbine | Oklahoma | 1 | Dropped - Units whose status does not meet NEEDS criteria
Pensacola | 2981 | A | Hydro | Oklahoma | 0.5 | Dropped - Units whose status does not meet NEEDS criteria
Lindsay | 2990 | 1 | Combustion Turbine | Oklahoma | 0.9 | Dropped - Units whose status does not meet NEEDS criteria
Mangum | 2991 | 2 | Combustion Turbine | Oklahoma | 0.5 | Dropped - Units whose status does not meet NEEDS criteria
Mangum | 2991 | 3 | Combustion Turbine | Oklahoma | 0.2 | Dropped - Units whose status does not meet NEEDS criteria
Ponca Diesel | 2997 | 4 | Combustion Turbine | Oklahoma | 1.6 | Dropped - Units whose status does not meet NEEDS criteria
Ponca Diesel | 2997 | 6 | Combustion Turbine | Oklahoma | 1 | Dropped - Units whose status does not meet NEEDS criteria
Ponca Diesel | 2997 | 7 | Combustion Turbine | Oklahoma | 2 | Dropped - Units whose status does not meet NEEDS criteria
Ponca Diesel | 2997 | 8 | Combustion Turbine | Oklahoma | 3.1 | Dropped - Units whose status does not meet NEEDS criteria
Ponca Diesel | 2997 | 9 | Combustion Turbine | Oklahoma | 5.1 | Dropped - Units whose status does not meet NEEDS criteria
Ponca Diesel | 2997 | 10 | Combustion Turbine | Oklahoma | 1.9 | Dropped - Units whose status does not meet NEEDS criteria
Boomer Lake Station | 3000 | 1 | O/G Steam | Oklahoma | 11.5 | Dropped - Units whose status does not meet NEEDS criteria
Boomer Lake Station | 3000 | 2 | O/G Steam | Oklahoma | 13 | Dropped - Units whose status does not meet NEEDS criteria
Powerdale | 3031 | 1 | Hydro | Oregon | 6 | Dropped - Units whose status does not meet NEEDS criteria
Bull Run Hydro | 3044 | 1 | Hydro | Oregon | 5.5 | Dropped - Units whose status does not meet NEEDS criteria
Bull Run Hydro | 3044 | 2 | Hydro | Oregon | 5.5 | Dropped - Units whose status does not meet NEEDS criteria
Bull Run Hydro | 3044 | 3 | Hydro | Oregon | 5.5 | Dropped - Units whose status does not meet NEEDS criteria
Bull Run Hydro | 3044 | 4 | Hydro | Oregon | 5.5 | Dropped - Units whose status does not meet NEEDS criteria
Faraday | 3045 | 1 | Hydro | Oregon | 3.9 | Dropped - Units whose status does not meet NEEDS criteria
Faraday | 3045 | 2 | Hydro | Oregon | 3.9 | Dropped - Units whose status does not meet NEEDS criteria
Faraday | 3045 | 3 | Hydro | Oregon | 3.4 | Dropped - Units whose status does not meet NEEDS criteria
Faraday | 3045 | 4 | Hydro | Oregon | 5.6 | Dropped - Units whose status does not meet NEEDS criteria
Faraday | 3045 | 5 | Hydro | Oregon | 5.1 | Dropped - Units whose status does not meet NEEDS criteria
Brunot Island | 3096 | 1B | Combustion Turbine | Pennsylvania | 15 | Dropped - Units whose status does not meet NEEDS criteria
Brunot Island | 3096 | 1C | Combustion Turbine | Pennsylvania | 15 | Dropped - Units whose status does not meet NEEDS criteria
Elrama Power Plant | 3098 | 1 | Coal Steam | Pennsylvania | 93 | Dropped - Units whose status does not meet NEEDS criteria
Elrama Power Plant | 3098 | 2 | Coal Steam | Pennsylvania | 93 | Dropped - Units whose status does not meet NEEDS criteria
Elrama Power Plant | 3098 | 3 | Coal Steam | Pennsylvania | 103 | Dropped - Units whose status does not meet NEEDS criteria
Elrama Power Plant | 3098 | 4 | Coal Steam | Pennsylvania | 171 | Dropped - Units whose status does not meet NEEDS criteria
F R Phillips | 3099 | 1 | Coal Steam | Pennsylvania | 58 | Dropped - Units whose status does not meet NEEDS criteria
F R Phillips | 3099 | 2 | Coal Steam | Pennsylvania | 59 | Dropped - Units whose status does not meet NEEDS criteria
F R Phillips | 3099 | 3 | Coal Steam | Pennsylvania | 59 | Dropped - Units whose status does not meet NEEDS criteria
F R Phillips | 3099 | 4 | Coal Steam | Pennsylvania | 134 | Dropped - Units whose status does not meet NEEDS criteria
Portland (PA) | 3113 | 1 | O/G Steam | Pennsylvania | 151 | Dropped - Units whose status does not meet NEEDS criteria
Portland (PA) | 3113 | 2 | Coal Steam | Pennsylvania | 226 | Dropped - Units whose status does not meet NEEDS criteria
Titus | 3115 | 1 | Coal Steam | Pennsylvania | 72 | Dropped - Units whose status does not meet NEEDS criteria
Titus | 3115 | 2 | Coal Steam | Pennsylvania | 72 | Dropped - Units whose status does not meet NEEDS criteria
Titus | 3115 | 3 | Coal Steam | Pennsylvania | 72 | Dropped - Units whose status does not meet NEEDS criteria
Seward (PA) | 3130 | 4 | Coal Steam | Pennsylvania | 60 | Dropped - Units whose status does not meet NEEDS criteria
Seward (PA) | 3130 | 5 | Coal Steam | Pennsylvania | 136 | Dropped - Units whose status does not meet NEEDS criteria
Warren | 3132 | 1 | Coal Steam | Pennsylvania | 41 | Dropped - Units whose status does not meet NEEDS criteria
Warren | 3132 | 2 | Coal Steam | Pennsylvania | 41 | Dropped - Units whose status does not meet NEEDS criteria
Wayne | 3134 | A | Combustion Turbine | Pennsylvania | 56 | Dropped - Units whose status does not meet NEEDS criteria
New Castle Plant | 3138 | EMDB | Combustion Turbine | Pennsylvania | 2.5 | Dropped - Units whose status does not meet NEEDS criteria
Brunner Island | 3140 | BID1 | Combustion Turbine | Pennsylvania | 2.7 | Dropped - Units whose status does not meet NEEDS criteria
Brunner Island | 3140 | BID2 | Combustion Turbine | Pennsylvania | 2.7 | Dropped - Units whose status does not meet NEEDS criteria
Brunner Island | 3140 | BID3 | Combustion Turbine | Pennsylvania | 2 | Dropped - Units whose status does not meet NEEDS criteria
TalenEnergy Martins Creek LLC Harrisburg | 3143 | CTG4 | Combustion Turbine | Pennsylvania | 14 | Dropped - Units whose status does not meet NEEDS criteria
TalenEnergy Martins Creek | 3148 | 1 | Coal Steam | Pennsylvania | 140 | Dropped - Units whose status does not meet NEEDS criteria
TalenEnergy Martins Creek | 3148 | 2 | Coal Steam | Pennsylvania | 140 | Dropped - Units whose status does not meet NEEDS criteria
TalenEnergy Martins Creek | 3148 | MCD1 | Combustion Turbine | Pennsylvania | 2.5 | Dropped - Units whose status does not meet NEEDS criteria
TalenEnergy Martins Creek | 3148 | MCD2 | Combustion Turbine | Pennsylvania | 2.5 | Dropped - Units whose status does not meet NEEDS criteria
TalenEnergy Montour | 3149 | 11 | Coal Steam | Pennsylvania | 11 | Dropped - Units whose status does not meet NEEDS criteria
Sunbury Generation LP | 3152 | 1 | Coal Steam | Pennsylvania | 80 | Dropped - Units whose status does not meet NEEDS criteria
Sunbury Generation LP | 3152 | 2 | Coal Steam | Pennsylvania | 80 | Dropped - Units whose status does not meet NEEDS criteria
Sunbury Generation LP | 3152 | 3 | Coal Steam | Pennsylvania | 94 | Dropped - Units whose status does not meet NEEDS criteria
Sunbury Generation LP | 3152 | 4 | Coal Steam | Pennsylvania | 128 | Dropped - Units whose status does not meet NEEDS criteria
Cromby Generating Station | 3159 | 1 | Coal Steam | Pennsylvania | 144 | Dropped - Units whose status does not meet NEEDS criteria
Cromby Generating Station | 3159 | 2 | O/G Steam | Pennsylvania | 201 | Dropped - Units whose status does not meet NEEDS criteria
Cromby Generating Station | 3159 | ICI | Combustion Turbine | Pennsylvania | 2.7 | Dropped - Units whose status does not meet NEEDS criteria
Delaware Generating Station | 3160 | 1 | Combustion Turbine | Pennsylvania | 2.7 | Dropped - Units whose status does not meet NEEDS criteria
Delaware Generating Station | 3160 | 7 | O/G Steam | Pennsylvania | 126 | Dropped - Units whose status does not meet NEEDS criteria
Delaware Generating Station | 3160 | 8 | O/G Steam | Pennsylvania | 124 | Dropped - Units whose status does not meet NEEDS criteria
Eddystone Generating Station | 3161 | 1 | Coal Steam | Pennsylvania | 279 | Dropped - Units whose status does not meet NEEDS criteria
Eddystone Generating Station | 3161 | 2 | Coal Steam | Pennsylvania | 309 | Dropped - Units whose status does not meet NEEDS criteria
Schuylkill Generating Station | 3169 | 1 | O/G Steam | Pennsylvania | 166 | Dropped - Units whose status does not meet NEEDS criteria
Schuylkill Generating Station | 3169 | IC1 | Combustion Turbine | Pennsylvania | 2.7 | Dropped - Units whose status does not meet NEEDS criteria
FirstEnergy Armstrong Power Station | 3178 | 1 | Coal Steam | Pennsylvania | 172 | Dropped - Units whose status does not meet NEEDS criteria
FirstEnergy Armstrong Power Station | 3178 | 2 | Coal Steam | Pennsylvania | 172 | Dropped - Units whose status does not meet NEEDS criteria
Hatfields Ferry Power Station | 3179 | 1 | Coal Steam | Pennsylvania | 530 | Dropped - Units whose status does not meet NEEDS criteria
Hatfields Ferry Power Station | 3179 | 2 | Coal Steam | Pennsylvania | 530 | Dropped - Units whose status does not meet NEEDS criteria
Hatfields Ferry Power Station | 3179 | 3 | Coal Steam | Pennsylvania | 530 | Dropped - Units whose status does not meet NEEDS criteria
FirstEnergy Mitchell Power Station | 3181 | 1 | O/G Steam | Pennsylvania | 82 | Dropped - Units whose status does not meet NEEDS criteria
FirstEnergy Mitchell Power Station | 3181 | 2 | O/G Steam | Pennsylvania | 82 | Dropped - Units whose status does not meet NEEDS criteria
FirstEnergy Mitchell Power Station | 3181 | 3 | Coal Steam | Pennsylvania | 278 | Dropped - Units whose status does not meet NEEDS criteria
FirstEnergy Springdale Power Station | 3182 | 7 | O/G Steam | Pennsylvania | 86 | Dropped - Units whose status does not meet NEEDS criteria
FirstEnergy Springdale Power Station | 3182 | 8 | O/G Steam | Pennsylvania | 121 | Dropped - Units whose status does not meet NEEDS criteria
Providence | 3245 | 1 | Hydro | Rhode Island | 1.4 | Dropped - Units whose status does not meet NEEDS criteria
Darlington County | 3250 | 5 | Combustion Turbine | South Carolina | 51 | Dropped - Units whose status does not meet NEEDS criteria
Darlington County | 3250 | 9 | Combustion Turbine | South Carolina | 50 | Dropped - Units whose status does not meet NEEDS criteria
Darlington County | 3250 | 11 | Combustion Turbine | South Carolina | 52 | Dropped - Units whose status does not meet NEEDS criteria
H B Robinson | 3251 | 1 | Coal Steam | South Carolina | 177 | Dropped - Units whose status does not meet NEEDS criteria
H B Robinson | 3251 | GT1 | Combustion Turbine | South Carolina | 11 | Dropped - Units whose status does not meet NEEDS criteria
Great Falls (SC) | 3259 | 3 | Hydro | South Carolina | 3 | Dropped - Units whose status does not meet NEEDS criteria
Great Falls (SC) | 3259 | 4 | Hydro | South Carolina | 3 | Dropped - Units whose status does not meet NEEDS criteria
Great Falls (SC) | 3259 | 7 | Hydro | South Carolina | 3 | Dropped - Units whose status does not meet NEEDS criteria
Great Falls (SC) | 3259 | 8 | Hydro | South Carolina | 3 | Dropped - Units whose status does not meet NEEDS criteria
W S Lee | 3264 | 1 | Coal Steam | South Carolina | 100 | Dropped - Units whose status does not meet NEEDS criteria
W S Lee | 3264 | 2 | Coal Steam | South Carolina | 100 | Dropped - Units whose status does not meet NEEDS criteria
W S Lee | 3264 | 4 | Combustion Turbine | South Carolina | 30 | Dropped - Units whose status does not meet NEEDS criteria
W S Lee | 3264 | 5 | Combustion Turbine | South Carolina | 30 | Dropped - Units whose status does not meet NEEDS criteria
W S Lee | 3264 | 6 | Combustion Turbine | South Carolina | 30 | Dropped - Units whose status does not meet NEEDS criteria
Rocky Creek | 3266 | 1 | Hydro | South Carolina | 2.9 | Dropped - Units whose status does not meet NEEDS criteria
Rocky Creek | 3266 | 2 | Hydro | South Carolina | 2.9 | Dropped - Units whose status does not meet NEEDS criteria
Rocky Creek | 3266 | 3 | Hydro | South Carolina | 2.9 | Dropped - Units whose status does not meet NEEDS criteria
Rocky Creek | 3266 | 4 | Hydro | South Carolina | 2.9 | Dropped - Units whose status does not meet NEEDS criteria
Rocky Creek | 3266 | 5 | Hydro | South Carolina | 4.8 | Dropped - Units whose status does not meet NEEDS criteria
Rocky Creek | 3266 | 6 | Hydro | South Carolina | 4.8 | Dropped - Units whose status does not meet NEEDS criteria
Rocky Creek | 3266 | 7 | Hydro | South Carolina | 2.9 | Dropped - Units whose status does not meet NEEDS criteria
Rocky Creek | 3266 | 8 | Hydro | South Carolina | 2.9 | Dropped - Units whose status does not meet NEEDS criteria
99 Islands | 3272 | 5 | Hydro | South Carolina | 2.4 | Dropped - Units whose status does not meet NEEDS criteria
99 Islands | 3272 | 6 | Hydro | South Carolina | 2.4 | Dropped - Units whose status does not meet NEEDS criteria
Burton | 3277 | 1 | Combustion Turbine | South Carolina | 9 | Dropped - Units whose status does not meet NEEDS criteria
Burton | 3277 | 2 | Combustion Turbine | South Carolina | 9 | Dropped - Units whose status does not meet NEEDS criteria
Burton | 3277 | 3 | Combustion Turbine | South Carolina | 9 | Dropped - Units whose status does not meet NEEDS criteria
Canadys Steam | 3280 | 1 | Coal Steam | South Carolina | 105 | Dropped - Units whose status does not meet NEEDS criteria
Canadys Steam | 3280 | 2 | Coal Steam | South Carolina | 115 | Dropped - Units whose status does not meet NEEDS criteria
Canadys Steam | 3280 | 3 | Coal Steam | South Carolina | 180 | Dropped - Units whose status does not meet NEEDS criteria
Columbia Canal Hydro | 3283 | 1 | Hydro | South Carolina | 1.3 | Dropped - Units whose status does not meet NEEDS criteria
Columbia Canal Hydro | 3283 | 2 | Hydro | South Carolina | 1.7 | Dropped - Units whose status does not meet NEEDS criteria
Columbia Canal Hydro | 3283 | 3 | Hydro | South Carolina | 1.3 | Dropped - Units whose status does not meet NEEDS criteria
Columbia Canal Hydro | 3283 | 4 | Hydro | South Carolina | 1.3 | Dropped - Units whose status does not meet NEEDS criteria
Columbia Canal Hydro | 3283 | 5 | Hydro | South Carolina | 1.7 | Dropped - Units whose status does not meet NEEDS criteria
Columbia Canal Hydro | 3283 | 6 | Hydro | South Carolina | 1.3 | Dropped - Units whose status does not meet NEEDS criteria
Columbia Canal Hydro | 3283 | 7 | Hydro | South Carolina | 1.3 | Dropped - Units whose status does not meet NEEDS criteria
Faber Place | 3284 | 1 | Combustion Turbine | South Carolina | 8 | Dropped - Units whose status does not meet NEEDS criteria
Rocky River (SC) | 3305 | IC1 | Combustion Turbine | South Carolina | 1.1 | Dropped - Units whose status does not meet NEEDS criteria
Dolphus M Grainger | 3317 | 1 | Coal Steam | South Carolina | 83 | Dropped - Units whose status does not meet NEEDS criteria
Dolphus M Grainger | 3317 | 2 | Coal Steam | South Carolina | 83 | Dropped - Units whose status does not meet NEEDS criteria
Jefferies | 3319 | 1 | Fossil Waste | South Carolina | 42 | Dropped - Units whose status does not meet NEEDS criteria
Jefferies | 3319 | 2 | Fossil Waste | South Carolina | 42 | Dropped - Units whose status does not meet NEEDS criteria
Jefferies | 3319 | 3 | Coal Steam | South Carolina | 152 | Dropped - Units whose status does not meet NEEDS criteria
Jefferies | 3319 | 4 | Coal Steam | South Carolina | 150 | Dropped - Units whose status does not meet NEEDS criteria
Ben French | 3325 | ST1 | Coal Steam | South Dakota | 21.6 | Dropped - Units whose status does not meet NEEDS criteria
Highmore | 3343 | 1 | Combustion Turbine | South Dakota | 0.6 | Dropped - Units whose status does not meet NEEDS criteria
Highmore | 3343 | 2 | Combustion Turbine | South Dakota | 1.3 | Dropped - Units whose status does not meet NEEDS criteria
Highmore | 3343 | 3 | Combustion Turbine | South Dakota | 2.6 | Dropped - Units whose status does not meet NEEDS criteria
Mobile Unit | 3346 | 1 | Combustion Turbine | South Dakota | 0.5 | Dropped - Units whose status does not meet NEEDS criteria
Redfield | 3347 | 1 | Combustion Turbine | South Dakota | 1.3 | Dropped - Units whose status does not meet NEEDS criteria
Redfield | 3347 | 2 | Combustion Turbine | South Dakota | 1.3 | Dropped - Units whose status does not meet NEEDS criteria
Redfield | 3347 | 3 | Combustion Turbine | South Dakota | 1.3 | Dropped - Units whose status does not meet NEEDS criteria
Webster IC | 3348 | 1 | Combustion Turbine | South Dakota | 0.8 | Dropped - Units whose status does not meet NEEDS criteria
Webster IC | 3348 | 2 | Combustion Turbine | South Dakota | 1.9 | Dropped - Units whose status does not meet NEEDS criteria
Allen | 3393 | 1 | Coal Steam | Tennessee | 247 | Dropped - Units whose status does not meet NEEDS criteria
Allen | 3393 | 2 | Coal Steam | Tennessee | 247 | Dropped - Units whose status does not meet NEEDS criteria
Allen | 3393 | 3 | Coal Steam | Tennessee | 247 | Dropped - Units whose status does not meet NEEDS criteria
John Sevier | 3405 | 1 | Coal Steam | Tennessee | 176 | Dropped - Units whose status does not meet NEEDS criteria
John Sevier | 3405 | 2 | Coal Steam | Tennessee | 176 | Dropped - Units whose status does not meet NEEDS criteria
John Sevier | 3405 | 3 | Coal Steam | Tennessee | 176 | Dropped - Units whose status does not meet NEEDS criteria
John Sevier | 3405 | 4 | Coal Steam | Tennessee | 176 | Dropped - Units whose status does not meet NEEDS criteria
Johnsonville | 3406 | 1 | Coal Steam | Tennessee | 107 | Dropped - Units whose status does not meet NEEDS criteria
Johnsonville | 3406 | 2 | Coal Steam | Tennessee | 107 | Dropped - Units whose status does not meet NEEDS criteria
Johnsonville | 3406 | 3 | Coal Steam | Tennessee | 107 | Dropped - Units whose status does not meet NEEDS criteria
Johnsonville | 3406 | 4 | Coal Steam | Tennessee | 107 | Dropped - Units whose status does not meet NEEDS criteria
Johnsonville | 3406 | 5 | Coal Steam | Tennessee | 107 | Dropped - Units whose status does not meet NEEDS criteria
Johnsonville | 3406 | 6 | Coal Steam | Tennessee | 107 | Dropped - Units whose status does not meet NEEDS criteria
Johnsonville | 3406 | 7 | Coal Steam | Tennessee | 141 | Dropped - Units whose status does not meet NEEDS criteria
Johnsonville | 3406 | 8 | Coal Steam | Tennessee | 141 | Dropped - Units whose status does not meet NEEDS criteria
Johnsonville | 3406 | 9 | Coal Steam | Tennessee | 141 | Dropped - Units whose status does not meet NEEDS criteria
Johnsonville | 3406 | 10 | Coal Steam | Tennessee | 141 | Dropped - Units whose status does not meet NEEDS criteria
Watts Bar Fossil | 3419 | ST1 | Coal Steam | Tennessee | 56 | Dropped - Units whose status does not meet NEEDS criteria
Watts Bar Fossil | 3419 | ST2 | Coal Steam | Tennessee | 56 | Dropped - Units whose status does not meet NEEDS criteria
Watts Bar Fossil | 3419 | ST3 | Coal Steam | Tennessee | 56 | Dropped - Units whose status does not meet NEEDS criteria
Watts Bar Fossil | 3419 | ST4 | Coal Steam | Tennessee | 56 | Dropped - Units whose status does not meet NEEDS criteria
E S Joslin | 3436 | 1 | O/G Steam | Texas | 254 | Dropped - Units whose status does not meet NEEDS criteria
J L Bates | 3438 | 1 | O/G Steam | Texas | 72 | Dropped - Units whose status does not meet NEEDS criteria
J L Bates | 3438 | 2 | O/G Steam | Texas | 110 | Dropped - Units whose status does not meet NEEDS criteria
Laredo | 3439 | 1 | O/G Steam | Texas | 32 | Dropped - Units whose status does not meet NEEDS criteria
Laredo | 3439 | 2 | O/G Steam | Texas | 32 | Dropped - Units whose status does not meet NEEDS criteria
Laredo | 3439 | 3 | O/G Steam | Texas | 105 | Dropped - Units whose status does not meet NEEDS criteria
Lon C Hill | 3440 | 1 | O/G Steam | Texas | 75 | Dropped - Units whose status does not meet NEEDS criteria
Lon C Hill | 3440 | 2 | O/G Steam | Texas | 75 | Dropped - Units whose status does not meet NEEDS criteria
Lon C Hill | 3440 | 3 | O/G Steam | Texas | 164 | Dropped - Units whose status does not meet NEEDS criteria
Lon C Hill | 3440 | 4 | O/G Steam | Texas | 245 | Dropped - Units whose status does not meet NEEDS criteria
Nueces Bay | 3441 | 5 | O/G Steam | Texas | 30 | Dropped - Units whose status does not meet NEEDS criteria
Nueces Bay | 3441 | 6 | O/G Steam | Texas | 161 | Dropped - Units whose status does not meet NEEDS criteria
La Palma | 3442 | 4 | O/G Steam | Texas | 24 | Dropped - Units whose status does not meet NEEDS criteria
La Palma | 3442 | 5 | O/G Steam | Texas | 24 | Dropped - Units whose status does not meet NEEDS criteria
La Palma | 3442 | 6 | O/G Steam | Texas | 155 | Dropped - Units whose status does not meet NEEDS criteria
La Palma | 3442 | 7 | Combustion Turbine | Texas | 52 | Dropped - Units whose status does not meet NEEDS criteria
Victoria | 3443 | 4 | O/G Steam | Texas | 69 | Dropped - Units whose status does not meet NEEDS criteria
Victoria | 3443 | 6 | O/G Steam | Texas | 250 | Dropped - Units whose status does not meet NEEDS criteria
Mountain Creek | 3453 | 2 | O/G Steam | Texas | 24 | Dropped - Units whose status does not meet NEEDS criteria
Mountain Creek | 3453 | 3 | O/G Steam | Texas | 70 | Dropped - Units whose status does not meet NEEDS criteria
North Lake | 3454 | 1 | O/G Steam | Texas | 175 | Dropped - Units whose status does not meet NEEDS criteria
North Lake | 3454 | 2 | O/G Steam | Texas | 175 | Dropped - Units whose status does not meet NEEDS criteria
North Lake | 3454 | 3 | O/G Steam | Texas | 365 | Dropped - Units whose status does not meet NEEDS criteria
Parkdale | 3455 | 1 | O/G Steam | Texas | 87 | Dropped - Units whose status does not meet NEEDS criteria
Parkdale | 3455 | 2 | O/G Steam | Texas | 115 | Dropped - Units whose status does not meet NEEDS criteria
Parkdale | 3455 | 3 | O/G Steam | Texas | 125 | Dropped - Units whose status does not meet NEEDS criteria
Newman | 3456 | 1 | O/G Steam | Texas | 74 | Dropped - Retired/Planned Retirement by 06/2023
Newman | 3456 | 2 | O/G Steam | Texas | 76 | Dropped - Retired/Planned Retirement by 06/2023
Sabine | 3459 | 2 | O/G Steam | Texas | 213.2 | Dropped - Units whose status does not meet NEEDS criteria
Cedar Bayou | 3460 | 3 | O/G Steam | Texas | 760 | Dropped - Units whose status does not meet NEEDS criteria
Deepwater | 3461 | 7 | O/G Steam | Texas | 174 | Dropped - Units whose status does not meet NEEDS criteria
Hiram Clarke | 3465 | 1 | Combustion Turbine | Texas | 13 | Dropped - Units whose status does not meet NEEDS criteria
Hiram Clarke | 3465 | 2 | Combustion Turbine | Texas | 13 | Dropped - Units whose status does not meet NEEDS criteria
Hiram Clarke | 3465 | 3 | Combustion Turbine | Texas | 13 | Dropped - Units whose status does not meet NEEDS criteria
Hiram Clarke | 3465 | 4 | Combustion Turbine | Texas | 13 | Dropped - Units whose status does not meet NEEDS criteria
Hiram Clarke | 3465 | 5 | Combustion Turbine | Texas | 13 | Dropped - Units whose status does not meet NEEDS criteria
Hiram Clarke | 3465 | 6 | Combustion Turbine | Texas | 13 | Dropped - Units whose status does not meet NEEDS criteria
P H Robinson | 3466 | 1 | O/G Steam | Texas | 461 | Dropped - Units whose status does not meet NEEDS criteria
P H Robinson | 3466 | 2 | O/G Steam | Texas | 461 | Dropped - Units whose status does not meet NEEDS criteria
P H Robinson | 3466 | 3 | O/G Steam | Texas | 552 | Dropped - Units whose status does not meet NEEDS criteria
P H Robinson | 3466 | 4 | O/G Steam | Texas | 737 | Dropped - Units whose status does not meet NEEDS criteria
Sam Bertron | 3468 | 3 | O/G Steam | Texas | 230 | Dropped - Units whose status does not meet NEEDS criteria
Sam Bertron | 3468 | 4 | O/G Steam | Texas | 230 | Dropped - Units whose status does not meet NEEDS criteria
Sam Bertron | 3468 | GT1 | Combustion Turbine | Texas | 20 | Dropped - Units whose status does not meet NEEDS criteria
Sam Bertron | 3468 | GT2 | Combustion Turbine | Texas | 13 | Dropped - Units whose status does not meet NEEDS criteria
Sam Bertron | 3468 | ST1 | O/G Steam | Texas | 118 | Dropped - Units whose status does not meet NEEDS criteria
Sam Bertron | 3468 | ST2 | O/G Steam | Texas | 174 | Dropped - Units whose status does not meet NEEDS criteria
T H Wharton | 3469 | 2 | O/G Steam | Texas | 229 | Dropped - Units whose status does not meet NEEDS criteria
Webster | 3471 | 3 | O/G Steam | Texas | 374 | Dropped - Units whose status does not meet NEEDS criteria
Webster | 3471 | GT1 | Combustion Turbine | Texas | 13 | Dropped - Units whose status does not meet NEEDS criteria
Knox Lee | 3476 | 4 | O/G Steam | Texas | 73 | Dropped - Units whose status does not meet NEEDS criteria
Moore County | 3483 | 3 | O/G Steam | Texas | 46 | Dropped - Units whose status does not meet NEEDS criteria
Nichols | 3484 | 1 | O/G Steam | Texas | 107 | Dropped - Retired/Planned Retirement by 06/2023
Plant X | 3485 | 1 | O/G Steam | Texas | 38 | Dropped - Retired/Planned Retirement by 06/2023
Plant X | 3485 | 2 | O/G Steam | Texas | 90 | Dropped - Retired/Planned Retirement by 06/2023
Riverview | 3487 | 6 | Combustion Turbine | Texas | 22 | Dropped - Units whose status does not meet NEEDS criteria
Eagle Mountain | 3489 | 1 | O/G Steam | Texas | 115 | Dropped - Units whose status does not meet NEEDS criteria
Eagle Mountain | 3489 | 2 | O/G Steam | Texas | 175 | Dropped - Units whose status does not meet NEEDS criteria
Eagle Mountain | 3489 | 3 | O/G Steam | Texas | 375 | Dropped - Units whose status does not meet NEEDS criteria
Eagle Mountain | 3489 | CT1 | Combined Cycle | Texas | 224.9 | Dropped - Units whose status does not meet NEEDS criteria
Eagle Mountain | 3489 | CT2 | Combined Cycle | Texas | 224.9 | Dropped - Units whose status does not meet NEEDS criteria
Eagle Mountain | 3489 | ST1 | Combined Cycle | Texas | 344.4 | Dropped - Units whose status does not meet NEEDS criteria
Handley | 3491 | 1 | O/G Steam | Texas | 42 | Dropped - Units whose status does not meet NEEDS criteria
Handley | 3491 | 2 | O/G Steam | Texas | 75 | Dropped - Units whose status does not meet NEEDS criteria
Morgan Creek | 3492 | 2 | O/G Steam | Texas | 17.5 | Dropped - Units whose status does not meet NEEDS criteria
Morgan Creek | 3492 | 3 | O/G Steam | Texas | 43 | Dropped - Units whose status does not meet NEEDS criteria
Morgan Creek | 3492 | 4 | O/G Steam | Texas | 70 | Dropped - Units whose status does not meet NEEDS criteria
Morgan Creek | 3492 | 5 | O/G Steam | Texas | 175 | Dropped - Units whose status does not meet NEEDS criteria
Morgan Creek | 3492 | 6 | O/G Steam | Texas | 511 | Dropped - Units whose status does not meet NEEDS criteria
Morgan Creek | 3492 | 7 | Coal Steam | Texas | 800 | Dropped - Units whose status does not meet NEEDS criteria
North Main | 3493 | 4 | O/G Steam | Texas | 80 | Dropped - Units whose status does not meet NEEDS criteria
Permian Basin | 3494 | 5 | O/G Steam | Texas | 112 | Dropped - Units whose status does not meet NEEDS criteria
Permian Basin | 3494 | 6 | O/G Steam | Texas | 515 | Dropped - Units whose status does not meet NEEDS criteria
Big Brown | 3497 | 1 | Coal Steam | Texas | 606 | Dropped - Units whose status does not meet NEEDS criteria
Big Brown | 3497 | 2 | Coal Steam | Texas | 602 | Dropped - Units whose status does not meet NEEDS criteria
Big Brown | 3497 | 3 | Coal Steam | Texas | 800 | Dropped - Units whose status does not meet NEEDS criteria
Collin | 3500 | 1 | O/G Steam | Texas | 154 | Dropped - Units whose status does not meet NEEDS criteria
Lake Creek | 3502 | CT1 | Combustion Turbine | Texas | 207 | Dropped - Units whose status does not meet NEEDS criteria
Lake Creek | 3502 | D1 | Combustion Turbine | Texas | 2 | Dropped - Units whose status does not meet NEEDS criteria
Lake Creek | 3502 | D2 | Combustion Turbine | Texas | 2 | Dropped - Units whose status does not meet NEEDS criteria
Lake Creek | 3502 | D3 | Combustion Turbine | Texas | 2 | Dropped - Units whose status does not meet NEEDS criteria
Lake Creek | 3502 | ST1 | O/G Steam | Texas | 87 | Dropped - Units whose status does not meet NEEDS criteria
Lake Creek | 3502 | ST2 | O/G Steam | Texas | 230 | Dropped - Units whose status does not meet NEEDS criteria
Lake Creek | 3502 | ST3 | Coal Steam | Texas | 800 | Dropped - Units whose status does not meet NEEDS criteria
River Crest | 3503 | 1 | O/G Steam | Texas | 110 | Dropped - Units whose status does not meet NEEDS criteria
Tradinghouse | 3506 | CT1 | Combustion Turbine | Texas | 207 | Dropped - Units whose status does not meet NEEDS criteria
Tradinghouse | 3506 | CT2 | Combustion Turbine | Texas | 207 | Dropped - Units whose status does not meet NEEDS criteria
Valley (TX) | 3508 | 1 | O/G Steam | Texas | 174 | Dropped - Units whose status does not meet NEEDS criteria
Valley (TX) | 3508 | 2 | O/G Steam | Texas | 520 | Dropped - Units whose status does not meet NEEDS criteria
Valley (TX) | 3508 | 3 | O/G Steam | Texas | 375 | Dropped - Units whose status does not meet NEEDS criteria
Valley (TX) | 3508 | 4 | Coal Steam | Texas | 800 | Dropped - Units whose status does not meet NEEDS criteria
Abilene | 3517 | 4 | O/G Steam | Texas | 18 | Dropped - Units whose status does not meet NEEDS criteria
Fort Stockton | 3520 | 2 | Combustion Turbine | Texas | 5 | Dropped - Units whose status does not meet NEEDS criteria
Lake Pauline | 3521 | 1 | O/G Steam | Texas | 12 | Dropped - Units whose status does not meet NEEDS criteria
Lake Pauline | 3521 | 2 | O/G Steam | Texas | 23 | Dropped - Units whose status does not meet NEEDS criteria
Oak Creek | 3523 | 1 | O/G Steam | Texas | 85 | Dropped - Units whose status does not meet NEEDS criteria
Paint Creek | 3524 | 1 | O/G Steam | Texas | 31 | Dropped - Units whose status does not meet NEEDS criteria
Paint Creek | 3524 | 2 | O/G Steam | Texas | 31 | Dropped - Units whose status does not meet NEEDS criteria
Paint Creek | 3524 | 3 | O/G Steam | Texas | 53 | Dropped - Units whose status does not meet NEEDS criteria
Paint Creek | 3524 | 4 | O/G Steam | Texas | 116 | Dropped - Units whose status does not meet NEEDS criteria
Presidio | 3525 | 5 | Combustion Turbine | Texas | 1 | Dropped - Units whose status does not meet NEEDS criteria
Presidio | 3525 | 6 | Combustion Turbine | Texas | 1 | Dropped - Units whose status does not meet NEEDS criteria
Rio Pecos | 3526 | 4 | Combined Cycle | Texas | 5 | Dropped - Units whose status does not meet NEEDS criteria
Rio Pecos | 3526 | 5 | Combined Cycle | Texas | 38 | Dropped - Units whose status does not meet NEEDS criteria
Rio Pecos | 3526 | 6 | O/G Steam | Texas | 98 | Dropped - Units whose status does not meet NEEDS criteria
San Angelo | 3527 | 1 | Combined Cycle | Texas | 21 | Dropped - Units whose status does not meet NEEDS criteria
San Angelo | 3527 | 2 | Combined Cycle | Texas | 102 | Dropped - Units whose status does not meet NEEDS criteria
Holly Street | 3549 | 1 | O/G Steam | Texas | 100 | Dropped - Units whose status does not meet NEEDS criteria
Holly Street | 3549 | 2 | O/G Steam | Texas | 100 | Dropped - Units whose status does not meet NEEDS criteria
Holly Street | 3549 | 3 | O/G Steam | Texas | 195 | Dropped - Units whose status does not meet NEEDS criteria
Holly Street | 3549 | 4 | O/G Steam | Texas | 196 | Dropped - Units whose status does not meet NEEDS criteria
Morris Sheppard | 3557 | 1 | Hydro | Texas | 12 | Dropped - Units whose status does not meet NEEDS criteria
Morris Sheppard | 3557 | 2 | Hydro | Texas | 12 | Dropped - Units whose status does not meet NEEDS criteria
Brownfield | 3558 | 1 | Combustion Turbine | Texas | 0.7 | Dropped - Units whose status does not meet NEEDS criteria
Brownfield | 3558 | 3 | Combustion Turbine | Texas | 1.5 | Dropped - Units whose status does not meet NEEDS criteria
Brownfield | 3558 | 4 | Combustion Turbine | Texas | 1.8 | Dropped - Units whose status does not meet NEEDS criteria
Brownfield | 3558 | 5 | Combustion Turbine | Texas | 1.8 | Dropped - Units whose status does not meet NEEDS criteria
Brownfield | 3558 | GT1 | Combustion Turbine | Texas | 6 | Dropped - Units whose status does not meet NEEDS criteria
Silas Ray | 3559 | 5 | O/G Steam | Texas | 18 | Dropped - Units whose status does not meet NEEDS criteria
Bryan (TX) | 3561 | 3 | O/G Steam | Texas | 12 | Dropped - Units whose status does not meet NEEDS criteria
Bryan (TX) | 3561 | 4 | O/G Steam | Texas | 22 | Dropped - Units whose status does not meet NEEDS criteria
Bryan (TX) | 3561 | 5 | O/G Steam | Texas | 25 | Dropped - Units whose status does not meet NEEDS criteria
Bryan (TX) | 3561 | 6 | O/G Steam | Texas | 50 | Dropped - Units whose status does not meet NEEDS criteria
Coleman | 3566 | IC1 | Combustion Turbine | Texas | 1.3 | Dropped - Units whose status does not meet NEEDS criteria
Coleman | 3566 | IC2 | Combustion Turbine | Texas | 1 | Dropped - Units whose status does not meet NEEDS criteria
Coleman | 3566 | IC3 | Combustion Turbine | Texas | 1.1 | Dropped - Units whose status does not meet NEEDS criteria
Coleman | 3566 | IC4 | Combustion Turbine | Texas | 1.3 | Dropped - Units whose status does not meet NEEDS criteria
Coleman | 3566 | IC5 | Combustion Turbine | Texas | 1.8 | Dropped - Units whose status does not meet NEEDS criteria
Coleman | 3566 | IC6 | Combustion Turbine | Texas | 2.2 | Dropped - Units whose status does not meet NEEDS criteria
Coleman | 3566 | IC7 | Combustion Turbine | Texas | 1.2 | Dropped - Units whose status does not meet NEEDS criteria
Coleman | 3566 | IC8 | Combustion Turbine | Texas | 0.8 | Dropped - Units whose status does not meet NEEDS criteria
Coleman | 3566 | IC9 | Combustion Turbine | Texas | 3.6 | Dropped - Units whose status does not meet NEEDS criteria
Floydada | 3573 | 2 | Combustion Turbine | Texas | 1 | Dropped - Units whose status does not meet NEEDS criteria
Floydada | 3573 | 3 | Combustion Turbine | Texas | 1 | Dropped - Units whose status does not meet NEEDS criteria
Floydada | 3573 | 4 | Combustion Turbine | Texas | 0.9 | Dropped - Units whose status does not meet NEEDS criteria
Floydada | 3573 | 5 | Combustion Turbine | Texas | 0.9 | Dropped - Units whose status does not meet NEEDS criteria
Floydada | 3573 | 6 | Combustion Turbine | Texas | 1.4 | Dropped - Units whose status does not meet NEEDS criteria
C E Newman | 3574 | 1 | O/G Steam | Texas | 8 | Dropped - Units whose status does not meet NEEDS criteria
C E Newman | 3574 | 2 | O/G Steam | Texas | 8 | Dropped - Units whose status does not meet NEEDS criteria
C E Newman | 3574 | 3 | O/G Steam | Texas | 17 | Dropped - Units whose status does not meet NEEDS criteria
C E Newman | 3574 | 4 | O/G Steam | Texas | 18 | Dropped - Units whose status does not meet NEEDS criteria
C E Newman | 3574 | 5 | O/G Steam | Texas | 37 | Dropped - Units whose status does not meet NEEDS criteria
Ty Cooke | 3602 | GT1 | Combustion Turbine | Texas | 11 | Dropped - Units whose status does not meet NEEDS criteria
J Robert Massengale | 3604 | 4 | O/G Steam | Texas | 10 | Dropped - Units whose status does not meet NEEDS criteria
J Robert Massengale | 3604 | 5 | O/G Steam | Texas | 10 | Dropped - Units whose status does not meet NEEDS criteria
Robstown | 3608 | 3 | Combustion Turbine | Texas | 2.1 | Dropped - Units whose status does not meet NEEDS criteria
Robstown | 3608 | 4 | Combustion Turbine | Texas | 2 | Dropped - Units whose status does not meet NEEDS criteria
Robstown | 3608 | 5 | Combustion Turbine | Texas | 2 | Dropped - Units whose status does not meet NEEDS criteria
Robstown | 3608 | 7 | Combustion Turbine | Texas | 0.9 | Dropped - Units whose status does not meet NEEDS criteria
Robstown | 3608 | 8 | Combustion Turbine | Texas | 0.9 | Dropped - Units whose status does not meet NEEDS criteria
Robstown | 3608 | 9 | Combustion Turbine | Texas | 2.2 | Dropped - Units whose status does not meet NEEDS criteria
Robstown | 3608 | 10 | Combustion Turbine | Texas | 3.5 | Dropped - Units whose status does not meet NEEDS criteria
Robstown | 3608 | 11 | Combustion Turbine | Texas | 4 | Dropped - Units whose status does not meet NEEDS criteria
Leon Creek | 3609 | 3 | O/G Steam | Texas | 60 | Dropped - Units whose status does not meet NEEDS criteria
Leon Creek | 3609 | 4 | O/G Steam | Texas | 95 | Dropped - Units whose status does not meet NEEDS criteria
Mission Road | 3610 | 3 | O/G Steam | Texas | 100 | Dropped - Units whose status does not meet NEEDS criteria
W B Tuttle | 3613 | 1 | O/G Steam | Texas | 60 | Dropped - Units whose status does not meet NEEDS criteria
W B Tuttle | 3613 | 2 | O/G Steam | Texas | 100 | Dropped - Units whose status does not meet NEEDS criteria
W B Tuttle | 3613 | 3 | O/G Steam | Texas | 100 | Dropped - Units whose status does not meet NEEDS criteria
W B Tuttle | 3613 | 4 | O/G Steam | Texas | 154 | Dropped - Units whose status does not meet NEEDS criteria
Tulia | 3619 | 2 | Combustion Turbine | Texas | 0.3 | Dropped - Units whose status does not meet NEEDS criteria
Tulia | 3619 | 5 | Combustion Turbine | Texas | 0.9 | Dropped - Units whose status does not meet NEEDS criteria
Tulia | 3619 | 6 | Combustion Turbine | Texas | 0.7 | Dropped - Units whose status does not meet NEEDS criteria
Tulia | 3619 | 7 | Combustion Turbine | Texas | 0.7 | Dropped - Units whose status does not meet NEEDS criteria
Tulia | 3619 | 8 | Combustion Turbine | Texas | 1.2 | Dropped - Units whose status does not meet NEEDS criteria
Tulia | 3619 | 9 | Combustion Turbine | Texas | 1.2 | Dropped - Units whose status does not meet NEEDS criteria
Tulia | 3619 | 10 | Combustion Turbine | Texas | 1.5 | Dropped - Units whose status does not meet NEEDS criteria
Tulia | 3619 | 11 | Combustion Turbine | Texas | 3.5 | Dropped - Units whose status does not meet NEEDS criteria
Tulia | 3619 | 12 | Combustion Turbine | Texas | 2.4 | Dropped - Units whose status does not meet NEEDS criteria
Vernon | 3623 | 1 | Combustion Turbine | Texas | 2 | Dropped - Units whose status does not meet NEEDS criteria
Vernon | 3623 | 2 | Combustion Turbine | Texas | 1 | Dropped - Units whose status does not meet NEEDS criteria
Vernon | 3623 | 3 | Combustion Turbine | Texas | 1.1 | Dropped - Units whose status does not meet NEEDS criteria
Vernon | 3623 | 4 | Combustion Turbine | Texas | 4 | Dropped - Units whose status does not meet NEEDS criteria
Vernon | 3623 | 7 | Combustion Turbine | Texas | 1 | Dropped - Units whose status does not meet NEEDS criteria
Weatherford | 3624 | 1 | Combustion Turbine | Texas | 0.1 | Dropped - Units whose status does not meet NEEDS criteria
Weatherford | 3624 | 2 | Combustion Turbine | Texas | 0.1 | Dropped - Units whose status does not meet NEEDS criteria
Weatherford | 3624 | 3 | Combustion Turbine | Texas | 0.1 | Dropped - Units whose status does not meet NEEDS criteria
Weatherford | 3624 | 4 | Combustion Turbine | Texas | 0.6 | Dropped - Units whose status does not meet NEEDS criteria
Weatherford | 3624 | 6 | Combustion Turbine | Texas | 1.2 | Dropped - Units whose status does not meet NEEDS criteria
Weatherford | 3624 | 7 | Combustion Turbine | Texas | 1.1 | Dropped - Units whose status does not meet NEEDS criteria
Weatherford | 3624 | 8 | Combustion Turbine | Texas | 1.1 | Dropped - Units whose status does not meet NEEDS criteria
Whitesboro | 3625 | 1 | Combustion Turbine | Texas | 1.2 | Dropped - Units whose status does not meet NEEDS criteria
Whitesboro | 3625 | 2 | Combustion Turbine | Texas | 0.9 | Dropped - Units whose status does not meet NEEDS criteria
Whitesboro | 3625 | 3 | Combustion Turbine | Texas | 0.5 | Dropped - Units whose status does not meet NEEDS criteria
Whitesboro | 3625 | 4 | Combustion Turbine | Texas | 1.2 | Dropped - Units whose status does not meet NEEDS criteria
North Texas | 3627 | 1 | O/G Steam | Texas | 16.5 | Dropped - Units whose status does not meet NEEDS criteria
North Texas | 3627 | 2 | O/G Steam | Texas | 16.5 | Dropped - Units whose status does not meet NEEDS criteria
North Texas | 3627 | 3 | O/G Steam | Texas | 38 | Dropped - Units whose status does not meet NEEDS criteria
Pearsall | 3630 | 1 | O/G Steam | Texas | 23 | Dropped - Units whose status does not meet NEEDS criteria
Pearsall | 3630 | 2 | O/G Steam | Texas | 23 | Dropped - Units whose status does not meet NEEDS criteria
Pearsall | 3630 | 3 | O/G Steam | Texas | 23 | Dropped - Units whose status does not meet NEEDS criteria
Sam Rayburn | 3631 | 3 | O/G Steam | Texas | 22 | Dropped - Units whose status does not meet NEEDS criteria
Carbon | 3644 | 1 | Coal Steam | Utah | 67 | Dropped - Units whose status does not meet NEEDS criteria
Carbon | 3644 | 2 | Coal Steam | Utah | 105 | Dropped - Units whose status does not meet NEEDS criteria
Olmstead | 3655 | 1 | Hydro | Utah | 2.3 | Dropped - Units whose status does not meet NEEDS criteria
Olmstead | 3655 | 2 | Hydro | Utah | 2.3 | Dropped - Units whose status does not meet NEEDS criteria
Olmstead | 3655 | 4 | Hydro | Utah | 5.4 | Dropped - Units whose status does not meet NEEDS criteria
Bountiful City | 3665 | 2 | Combustion Turbine | Utah | 1.2 | Dropped - Units whose status does not meet NEEDS criteria
Bountiful City | 3665 | 3 | Combustion Turbine | Utah | 1.2 | Dropped - Units whose status does not meet NEEDS criteria
Bountiful City | 3665 | 4 | Combustion Turbine | Utah | 1 | Dropped - Units whose status does not meet NEEDS criteria
Bountiful City | 3665 | 5 | Combustion Turbine | Utah | 1 | Dropped - Units whose status does not meet NEEDS criteria
Bountiful City | 3665 | 6 | Combustion Turbine | Utah | 2.5 | Dropped - Units whose status does not meet NEEDS criteria
Bountiful City | 3665 | 7 | Combustion Turbine | Utah | 0.1 | Dropped - Units whose status does not meet NEEDS criteria
Bountiful City | 3665 | IC8 | Combustion Turbine | Utah | 7 | Dropped - Units whose status does not meet NEEDS criteria
Hydro III | 3675 | HY3 | Hydro | Utah | 0.1 | Dropped - Units whose status does not meet NEEDS criteria
Hydro III | 3675 | IC1 | Combustion Turbine | Utah | 0.6 | Dropped - Units whose status does not meet NEEDS criteria
Murray City | 3683 | 3 | Combustion Turbine | Utah | 2 | Dropped - Units whose status does not meet NEEDS criteria
Murray City | 3683 | 4 | Combustion Turbine | Utah | 0.9 | Dropped - Units whose status does not meet NEEDS criteria
Murray City | 3683 | 5 | Combustion Turbine | Utah | 0.9 | Dropped - Units whose status does not meet NEEDS criteria
Murray City | 3683 | 6 | Combustion Turbine | Utah | 2.3 | Dropped - Units whose status does not meet NEEDS criteria
Provo | 3686 | 4 | O/G Steam | Utah | 9.2 | Dropped - Units whose status does not meet NEEDS criteria
Provo | 3686 | 5 | Combustion Turbine | Utah | 2.5 | Dropped - Units whose status does not meet NEEDS criteria
Provo | 3686 | 6 | Combustion Turbine | Utah | 2.5 | Dropped - Units whose status does not meet NEEDS criteria
Provo | 3686 | 7 | Combustion Turbine | Utah | 2.5 | Dropped - Units whose status does not meet NEEDS criteria
Provo | 3686 | 8 | Combustion Turbine | Utah | 2.5 | Dropped - Units whose status does not meet NEEDS criteria
Bartholomew | 3688 | 1 | Hydro | Utah | 0.5 | Dropped - Units whose status does not meet NEEDS criteria
St Albans | 3726 | IC1 | Combustion Turbine | Vermont | 1.1 | Dropped - Units whose status does not meet NEEDS criteria
St Albans | 3726 | IC2 | Combustion Turbine | Vermont | 1.1 | Dropped - Units whose status does not meet NEEDS criteria
Newport Diesels | 3730 | 4 | Combustion Turbine | Vermont | 0.9 | Dropped - Units whose status does not meet NEEDS criteria
Newport Diesels | 3730 | 5 | Combustion Turbine | Vermont | 0.9 | Dropped - Units whose status does not meet NEEDS criteria
Newport Diesels | 3730 | 6 | Combustion Turbine | Vermont | 0.9 | Dropped - Units whose status does not meet NEEDS criteria
Newport Diesels | 3730 | 7 | Combustion Turbine | Vermont | 0.9 | Dropped - Units whose status does not meet NEEDS criteria
Newport Diesels | 3730 | 8 | Combustion Turbine | Vermont | 1 | Dropped - Units whose status does not meet NEEDS criteria
Newport Diesels | 3730 | 9 | Combustion Turbine | Vermont | 1 | Dropped - Units whose status does not meet NEEDS criteria
Newport Diesels | 3730 | 10 | Combustion Turbine | Vermont | 1 | Dropped - Units whose status does not meet NEEDS criteria
Essex Junction 19 | 3737 | IC5 | Combustion Turbine | Vermont | 1 | Dropped - Units whose status does not meet NEEDS criteria
Essex Junction 19 | 3737 | IC6 | Combustion Turbine | Vermont | 1 | Dropped - Units whose status does not meet NEEDS criteria
Essex Junction 19 | 3737 | IC7 | Combustion Turbine | Vermont | 1 | Dropped - Units whose status does not meet NEEDS criteria
Essex Junction 19 | 3737 | IC8 | Combustion Turbine | Vermont | 1 | Dropped - Units whose status does not meet NEEDS criteria
Vermont Yankee | 3751 | 1 | Nuclear | Vermont | 612.4 | Dropped - Units whose status does not meet NEEDS criteria
West Charleston | 3753 | IC3 | Combustion Turbine | Vermont | 0.9 | Dropped - Units whose status does not meet NEEDS criteria
West Charleston | 3753 | IC4 | Combustion Turbine | Vermont | 0.9 | Dropped - Units whose status does not meet NEEDS criteria
Clinch River | 3775 | 3 | Coal Steam | Virginia | 230 | Dropped - Units whose status does not meet NEEDS criteria
Glen Lyn | 3776 | 5 | Coal Steam | Virginia | 90 | Dropped - Units whose status does not meet NEEDS criteria
Glen Lyn | 3776 | 6 | Coal Steam | Virginia | 235 | Dropped - Units whose status does not meet NEEDS criteria
Potomac River | 3788 | 1 | Coal Steam | Virginia | 88 | Dropped - Units whose status does not meet NEEDS criteria
Potomac River | 3788 | 2 | Coal Steam | Virginia | 88 | Dropped - Units whose status does not meet NEEDS criteria
Potomac River | 3788 | 3 | Coal Steam | Virginia | 102 | Dropped - Units whose status does not meet NEEDS criteria
Potomac River | 3788 | 4 | Coal Steam | Virginia | 102 | Dropped - Units whose status does not meet NEEDS criteria
Potomac River | 3788 | 5 | Coal Steam | Virginia | 102 | Dropped - Units whose status does not meet NEEDS criteria
Bremo Bluff | 3796 | 3 | O/G Steam | Virginia | 71 | Dropped - Units whose status does not meet NEEDS criteria
Bremo Bluff | 3796 | 4 | O/G Steam | Virginia | 156 | Dropped - Units whose status does not meet NEEDS criteria
Chesterfield | 3797 | 3 | Coal Steam | Virginia | 97.5 | Dropped - Units whose status does not meet NEEDS criteria
Chesterfield | 3797 | 4 | Coal Steam | Virginia | 162.5 | Dropped - Units whose status does not meet NEEDS criteria
Chesapeake | 3803 | 3 | Coal Steam | Virginia | 156 | Dropped - Units whose status does not meet NEEDS criteria
Chesapeake | 3803 | 7 | Combustion Turbine | Virginia | 16 | Dropped - Units whose status does not meet NEEDS criteria
Chesapeake | 3803 | 8 | Combustion Turbine | Virginia | 16 | Dropped - Units whose status does not meet NEEDS criteria
Chesapeake | 3803 | 9 | Combustion Turbine | Virginia | 16 | Dropped - Units whose status does not meet NEEDS criteria
Chesapeake | 3803 | 10 | Combustion Turbine | Virginia | 16 | Dropped - Units whose status does not meet NEEDS criteria
Chesapeake | 3803 | ST1 | Coal Steam | Virginia | 111 | Dropped - Units whose status does not meet NEEDS criteria
Chesapeake | 3803 | ST2 | Coal Steam | Virginia | 111 | Dropped - Units whose status does not meet NEEDS criteria
Chesapeake | 3803 | ST4 | Coal Steam | Virginia | 217 | Dropped - Units whose status does not meet NEEDS criteria
Possum Point | 3804 | 1 | O/G Steam | Virginia | 74 | Dropped - Units whose status does not meet NEEDS criteria
Possum Point | 3804 | 2 | O/G Steam | Virginia | 69 | Dropped - Units whose status does not meet NEEDS criteria
Possum Point | 3804 | 3 | O/G Steam | Virginia | 96 | Dropped - Units whose status does not meet NEEDS criteria
Possum Point | 3804 | 4 | O/G Steam | Virginia | 220 | Dropped - Units whose status does not meet NEEDS criteria
Yorktown | 3809 | 1 | Coal Steam | Virginia | 159 | Dropped - Units whose status does not meet NEEDS criteria
Yorktown | 3809 | 2 | Coal Steam | Virginia | 164 | Dropped - Units whose status does not meet NEEDS criteria
Transalta Centralia Generation | 3845 | 1 | Coal Steam | Washington | 670 | Dropped - Retired/Planned Retirement by 06/2023
Transalta Centralia Generation | 3845 | 30 | Combined Cycle | Washington | 44 | Dropped - Units whose status does not meet NEEDS criteria
Transalta Centralia Generation | 3845 | 40 | Combined Cycle | Washington | 44 | Dropped - Units whose status does not meet NEEDS criteria
Transalta Centralia Generation | 3845 | 50 | Combined Cycle | Washington | 44 | Dropped - Units whose status does not meet NEEDS criteria
Transalta Centralia Generation | 3845 | 60 | Combined Cycle | Washington | 44 | Dropped - Units whose status does not meet NEEDS criteria
Transalta Centralia Generation | 3845 | 70 | Combined Cycle | Washington | 80 | Dropped - Units whose status does not meet NEEDS criteria
Condit | 3846 | 1 | Hydro | Washington | 7.7 | Dropped - Units whose status does not meet NEEDS criteria
Condit | 3846 | 2 | Hydro | Washington | 7.4 | Dropped - Units whose status does not meet NEEDS criteria
Naches Drop | 3848 | 1 | Hydro | Washington | 1 | Dropped - Units whose status does not meet NEEDS criteria
Naches | 3849 | 2 | Hydro | Washington | 2.6 | Dropped - Units whose status does not meet NEEDS criteria
Naches | 3849 | 4 | Hydro | Washington | 4 | Dropped - Units whose status does not meet NEEDS criteria
Snoqualmie | 3860 | 5 | Hydro | Washington | 6.5 | Dropped - Units whose status does not meet NEEDS criteria
White River (WA) | 3862 | 1 | Hydro | Washington | 15 | Dropped - Units whose status does not meet NEEDS criteria
White River (WA) | 3862 | 2 | Hydro | Washington | 15 | Dropped - Units whose status does not meet NEEDS criteria
White River (WA) | 3862 | 3 | Hydro | Washington | 20 | Dropped - Units whose status does not meet NEEDS criteria
White River (WA) | 3862 | 4 | Hydro | Washington | 20 | Dropped - Units whose status does not meet NEEDS criteria
Wanapum | 3888 | 1 | Hydro | Washington | 103.8 | Dropped - Units whose status does not meet NEEDS criteria
Wanapum | 3888 | 2 | Hydro | Washington | 103.8 | Dropped - Units whose status does not meet NEEDS criteria
Wanapum | 3888 | 3 | Hydro | Washington | 103.8 | Dropped - Units whose status does not meet NEEDS criteria
Wanapum | 3888 | 4 | Hydro | Washington | 103.8 | Dropped - Units whose status does not meet NEEDS criteria
Wanapum | 3888 | 5 | Hydro | Washington | 103.8 | Dropped - Units whose status does not meet NEEDS criteria
Wanapum | 3888 | 6 | Hydro | Washington | 103.8 | Dropped - Units whose status does not meet NEEDS criteria
Wanapum | 3888 | 7 | Hydro | Washington | 103.8 | Dropped - Units whose status does not meet NEEDS criteria
Wanapum | 3888 | 8 | Hydro | Washington | 103.8 | Dropped - Units whose status does not meet NEEDS criteria
Wanapum | 3888 | 9 | Hydro | Washington | 103.8 | Dropped - Units whose status does not meet NEEDS criteria
Wanapum | 3888 | 10 | Hydro | Washington | 103.8 | Dropped - Units whose status does not meet NEEDS criteria
Steam plant | 3920 | 1 | Biomass | Washington | 25 | Dropped - Units whose status does not meet NEEDS criteria
Steam plant | 3920 | 2 | Biomass | Washington | 25 | Dropped - Units whose status does not meet NEEDS criteria
Eastsound | 3930 | 4 | Combustion Turbine | Washington | 0.4 | Dropped - Units whose status does not meet NEEDS criteria
Eastsound | 3930 | 5 | Combustion Turbine | Washington | 0.4 | Dropped - Units whose status does not meet NEEDS criteria
Kanawha River | 3936 | 1 | Coal Steam | West Virginia | 200 | Dropped - Units whose status does not meet NEEDS criteria
Kanawha River | 3936 | 2 | Coal Steam | West Virginia | 200 | Dropped - Units whose status does not meet NEEDS criteria
Philip Sporn | 3938 | 1 | Coal Steam | West Virginia | 145 | Dropped - Units whose status does not meet NEEDS criteria
Philip Sporn | 3938 | 2 | Coal Steam | West Virginia | 145 | Dropped - Units whose status does not meet NEEDS criteria
Philip Sporn | 3938 | 3 | Coal Steam | West Virginia | 145 | Dropped - Units whose status does not meet NEEDS criteria
Philip Sporn | 3938 | 4 | Coal Steam | West Virginia | 145 | Dropped - Units whose status does not meet NEEDS criteria
Philip Sporn | 3938 | 5 | Coal Steam | West Virginia | 440 | Dropped - Units whose status does not meet NEEDS criteria
FirstEnergy Albright | 3942 | 1 | Coal Steam | West Virginia | 73 | Dropped - Units whose status does not meet NEEDS criteria
FirstEnergy Albright | 3942 | 2 | Coal Steam | West Virginia | 73 | Dropped - Units whose status does not meet NEEDS criteria
FirstEnergy Albright | 3942 | 3 | Coal Steam | West Virginia | 137 | Dropped - Units whose status does not meet NEEDS criteria
FirstEnergy Rivesville | 3945 | 5 | Coal Steam | West Virginia | 37 | Dropped - Units whose status does not meet NEEDS criteria
FirstEnergy Rivesville | 3945 | 6 | Coal Steam | West Virginia | 88 | Dropped - Units whose status does not meet NEEDS criteria
FirstEnergy Willow Island | 3946 | 1 | Coal Steam | West Virginia | 54 | Dropped - Units whose status does not meet NEEDS criteria
FirstEnergy Willow Island | 3946 | 2 | Coal Steam | West Virginia | 181 | Dropped - Units whose status does not meet NEEDS criteria
Kammer | 3947 | 1 | Coal Steam | West Virginia | 200 | Dropped - Units whose status does not meet NEEDS criteria
Kammer | 3947 | 2 | Coal Steam | West Virginia | 200 | Dropped - Units whose status does not meet NEEDS criteria
Kammer | 3947 | 3 | Coal Steam | West Virginia | 200 | Dropped - Units whose status does not meet NEEDS criteria
Biron | 3971 | 3 | Hydro | Wisconsin | 0.4 | Dropped - Units whose status does not meet NEEDS criteria
Biron | 3971 | 4 | Hydro | Wisconsin | 0.4 | Dropped - Units whose status does not meet NEEDS criteria
Biron | 3971 | 5 | Hydro | Wisconsin | 0.4 | Dropped - Units whose status does not meet NEEDS criteria
Biron | 3971 | 7 | Hydro | Wisconsin | 0.4 | Dropped - Units whose status does not meet NEEDS criteria
Stevens Point | 3973 | 6 | Hydro | Wisconsin | 0.8 | Dropped - Units whose status does not meet NEEDS criteria
Whiting | 3975 | 1 | Hydro | Wisconsin | 1.2 | Dropped - Units whose status does not meet NEEDS criteria
Whiting | 3975 | 3 | Hydro | Wisconsin | 0.5 | Dropped - Units whose status does not meet NEEDS criteria
Bay Front | 3982 | 4 | Biomass | Wisconsin | 15 | Dropped - Units whose status does not meet NEEDS criteria
Northern States Flambeau | 3984 | 1 | Combustion Turbine | Wisconsin | 12 | Dropped - Units whose status does not meet NEEDS criteria
Blount Street | 3992 | 1 | Coal Steam | Wisconsin | 6.8 | Dropped - Units whose status does not meet NEEDS criteria
Blount Street | 3992 | 3 | Coal Steam | Wisconsin | 30.1 | Dropped - Units whose status does not meet NEEDS criteria
Blount Street | 3992 | 4 | Coal Steam | Wisconsin | 12 | Dropped - Units whose status does not meet NEEDS criteria
Blount Street | 3992 | 5 | Coal Steam | Wisconsin | 22.9 | Dropped - Units whose status does not meet NEEDS criteria
Grimh | 3996 | 1 | Hydro | Wisconsin | 0.1 | Dropped - Units whose status does not meet NEEDS criteria
Grimh | 3996 | 3 | Hydro | Wisconsin | 0.2 | Dropped - Units whose status does not meet NEEDS criteria
Grimh | 3996 | IC1 | Combustion Turbine | Wisconsin | 0.6 | Dropped - Units whose status does not meet NEEDS criteria
Dells | 4002 | 6 | Hydro | Wisconsin | 0.7 | Dropped - Units whose status does not meet NEEDS criteria
Dells | 4002 | 7 | Hydro | Wisconsin | 0.7 | Dropped - Units whose status does not meet NEEDS criteria
French Island | 4005 | 3 | Combustion Turbine | Wisconsin | 61 | Dropped - Retired/Planned Retirement by 06/2023
French Island | 4005 | 4 | Combustion Turbine | Wisconsin | 61 | Dropped - Retired/Planned Retirement by 06/2023
Wheaton | 4014 | 5 | Combustion Turbine | Wisconsin | 52 | Dropped - Units whose status does not meet NEEDS criteria
Port Washington Generating Station | 4040 | 1 | Coal Steam | Wisconsin | 65 | Dropped - Units whose status does not meet NEEDS criteria
Port Washington Generating Station | 4040 | 2 | Coal Steam | Wisconsin | 80 | Dropped - Units whose status does not meet NEEDS criteria
Port Washington Generating Station | 4040 | 3 | Coal Steam | Wisconsin | 80 | Dropped - Units whose status does not meet NEEDS criteria
Port Washington Generating Station | 4040 | 4 | Coal Steam | Wisconsin | 80 | Dropped - Units whose status does not meet NEEDS criteria
Port Washington Generating Station | 4040 | 6 | Combustion Turbine | Wisconsin | 17 | Dropped - Units whose status does not meet NEEDS criteria
South Oak Creek | 4041 | 9 | Combustion Turbine | Wisconsin | 18 | Dropped - Units whose status does not meet NEEDS criteria
Blackhawk | 4048 | 3 | O/G Steam | Wisconsin | 26.5 | Dropped - Units whose status does not meet NEEDS criteria
Blackhawk | 4048 | 4 | O/G Steam | Wisconsin | 24.3 | Dropped - Units whose status does not meet NEEDS criteria
Edgewater | 4050 | 3 | Coal Steam | Wisconsin | 47.2 | Dropped - Units whose status does not meet NEEDS criteria
Edgewater | 4050 | 4 | Coal Steam | Wisconsin | 294.4 | Dropped - Units whose status does not meet NEEDS criteria
Nelson Dewey Generating Station | 4054 | 1 | Coal Steam | Wisconsin | 103.9 | Dropped - Units whose status does not meet NEEDS criteria
Nelson Dewey Generating Station | 4054 | 2 | Coal Steam | Wisconsin | 105.2 | Dropped - Units whose status does not meet NEEDS criteria
Rock River | 4057 | 1 | O/G Steam | Wisconsin | 72.9 | Dropped - Units whose status does not meet NEEDS criteria
Rock River | 4057 | 2 | O/G Steam | Wisconsin | 76.7 | Dropped - Units whose status does not meet NEEDS criteria
Rock River | 4057 | 3 | Combustion Turbine | Wisconsin | 21.5 | Dropped - Retired/Planned Retirement by 06/2023
Rock River | 4057 | 4 | Combustion Turbine | Wisconsin | 14.3 | Dropped - Retired/Planned Retirement by 06/2023
Rock River | 4057 | 5 | Combustion Turbine | Wisconsin | 45.1 | Dropped - Retired/Planned Retirement by 06/2023
Rock River | 4057 | 6 | Combustion Turbine | Wisconsin | 33.7 | Dropped - Retired/Planned Retirement by 06/2023
Sheepskin | 4059 | 1 | Combustion Turbine | Wisconsin | 27.2 | Dropped - Retired/Planned Retirement by 06/2023
Eagle River | 4062 | 1 | Combustion Turbine | Wisconsin | 2.1 | Dropped - Units whose status does not meet NEEDS criteria
Eagle River | 4062 | 2 | Combustion Turbine | Wisconsin | 2.1 | Dropped - Units whose status does not meet NEEDS criteria
Pulliam | 4072 | 3 | Coal Steam | Wisconsin | 25.8 | Dropped - Units whose status does not meet NEEDS criteria
Pulliam | 4072 | 4 | Coal Steam | Wisconsin | 30.1 | Dropped - Units whose status does not meet NEEDS criteria
Pulliam | 4072 | 5 | Coal Steam | Wisconsin | 47.7 | Dropped - Units whose status does not meet NEEDS criteria
Pulliam | 4072 | 6 | Coal Steam | Wisconsin | 69.8 | Dropped - Units whose status does not meet NEEDS criteria
Pulliam | 4072 | 7 | Coal Steam | Wisconsin | 76.1 | Dropped - Units whose status does not meet NEEDS criteria
Pulliam | 4072 | 8 | Coal Steam | Wisconsin | 133.8 | Dropped - Units whose status does not meet NEEDS criteria
Pulliam | 4072 | GT1 | Combustion Turbine | Wisconsin | 74 | Dropped - Units whose status does not meet NEEDS criteria
Pulliam | 4072 | GT2 | Combustion Turbine | Wisconsin | 74 | Dropped - Units whose status does not meet NEEDS criteria
Weston | 4078 | 1 | Coal Steam | Wisconsin | 50.7 | Dropped - Units whose status does not meet NEEDS criteria
Barron | 4102 | 7 | Combustion Turbine | Wisconsin | 0.6 | Dropped - Units whose status does not meet NEEDS criteria
Black River Falls | 4104 | 1 | Combustion Turbine | Wisconsin | 0.3 | Dropped - Units whose status does not meet NEEDS criteria
Black River Falls | 4104 | 2 | Combustion Turbine | Wisconsin | 0.5 | Dropped - Units whose status does not meet NEEDS criteria
Black River Falls | 4104 | 3 | Combustion Turbine | Wisconsin | 0.9 | Dropped - Units whose status does not meet NEEDS criteria
Black River Falls | 4104 | 4 | Combustion Turbine | Wisconsin | 1.4 | Dropped - Units whose status does not meet NEEDS criteria
New Badger | 4120 | 1 | Hydro | Wisconsin | 1.8 | Dropped - Units whose status does not meet NEEDS criteria
New Badger | 4120 | 2 | Hydro | Wisconsin | 1.8 | Dropped - Units whose status does not meet NEEDS criteria
Old Badger | 4121 | 3 | Hydro | Wisconsin | 1 | Dropped - Units whose status does not meet NEEDS criteria
Old Badger | 4121 | 4 | Hydro | Wisconsin | 1 | Dropped - Units whose status does not meet NEEDS criteria
Manitowoc | 4125 | 2 | Coal Steam | Wisconsin | 5 | Dropped - Units whose status does not meet NEEDS criteria
Manitowoc | 4125 | 3 | Coal Steam | Wisconsin | 10 | Dropped - Units whose status does not meet NEEDS criteria
Manitowoc | 4125 | 4 | Coal Steam | Wisconsin | 9.5 | Dropped - Units whose status does not meet NEEDS criteria
Manitowoc | 4125 | IC1 | Combustion Turbine | Wisconsin | 5 | Dropped - Units whose status does not meet NEEDS criteria
Manitowoc | 4125 | IC2 | Combustion Turbine | Wisconsin | 5 | Dropped - Units whose status does not meet NEEDS criteria
Menasha | 4127 | 3 | Coal Steam | Wisconsin | 7.5 | Dropped - Units whose status does not meet NEEDS criteria
Menasha | 4127 | 4 | Coal Steam | Wisconsin | 12.5 | Dropped - Units whose status does not meet NEEDS criteria
Menasha | 4127 | 5 | Coal Steam | Wisconsin | 6.9 | Dropped - Units whose status does not meet NEEDS criteria
Menasha | 4127 | IC1 | Combustion Turbine | Wisconsin | 1 | Dropped - Units whose status does not meet NEEDS criteria
New Lisbon | 4130 | 1 | Combustion Turbine | Wisconsin | 0.1 | Dropped - Units whose status does not meet NEEDS criteria
New Lisbon | 4130 | 3 | Combustion Turbine | Wisconsin | 0.2 | Dropped - Units whose status does not meet NEEDS criteria
New Lisbon | 4130 | 4 | Combustion Turbine | Wisconsin | 0.3 | Dropped - Units whose status does not meet NEEDS criteria
Junction | 4133 | 5 | Combustion Turbine | Wisconsin | 2.5 | Dropped - Units whose status does not meet NEEDS criteria
Junction | 4133 | 6 | Combustion Turbine | Wisconsin | 1.9 | Dropped - Units whose status does not meet NEEDS criteria
Junction | 4133 | 7 | Combustion Turbine | Wisconsin | 5.9 | Dropped - Units whose status does not meet NEEDS criteria
Junction | 4133 | 8 | Combustion Turbine | Wisconsin | 0.4 | Dropped - Units whose status does not meet NEEDS criteria
Junction | 4133 | 9 | Combustion Turbine | Wisconsin | 6 | Dropped - Units whose status does not meet NEEDS criteria
Junction | 4133 | 10 | Combustion Turbine | Wisconsin | 3.1 | Dropped - Units whose status does not meet NEEDS criteria
Alma | 4140 | 1 | Coal Steam | Wisconsin | 18.9 | Dropped - Units whose status does not meet NEEDS criteria
Alma | 4140 | 2 | Coal Steam | Wisconsin | 18 | Dropped - Units whose status does not meet NEEDS criteria
Alma | 4140 | 3 | Coal Steam | Wisconsin | 18.9 | Dropped - Units whose status does not meet NEEDS criteria
Alma | 4140 | 4 | Coal Steam | Wisconsin | 40.4 | Dropped - Units whose status does not meet NEEDS criteria
Alma | 4140 | 5 | Coal Steam | Wisconsin | 62.1 | Dropped - Units whose status does not meet NEEDS criteria
Genoa | 4143 | 1 | Coal Steam | Wisconsin | 308 | Dropped - Retired/Planned Retirement by 06/2023
E J Stoneman Station | 4146 | 1 | Biomass | Wisconsin | 15 | Dropped - Units whose status does not meet NEEDS criteria
E J Stoneman Station | 4146 | 2 | Biomass | Wisconsin | 35 | Dropped - Units whose status does not meet NEEDS criteria
Neil Simpson | 4150 | 5 | Coal Steam | Wyoming | 14.6 | Dropped - Units whose status does not meet NEEDS criteria
Osage (WY) | 4151 | 1 | Coal Steam | Wyoming | 10.1 | Dropped - Units whose status does not meet NEEDS criteria
Osage (WY) | 4151 | 2 | Coal Steam | Wyoming | 10.1 | Dropped - Units whose status does not meet NEEDS criteria
Osage (WY) | 4151 | 3 | Coal Steam | Wyoming | 10.1 | Dropped - Units whose status does not meet NEEDS criteria
Boardman | 4249 | HC1 | Hydro | Michigan | 0.8 | Dropped - Units whose status does not meet NEEDS criteria
Logan City | 4251 | IC2 | Combustion Turbine | Utah | 0.1 | Dropped - Units whose status does not meet NEEDS criteria
Logan City | 4251 | IC3 | Combustion Turbine | Utah | 0.1 | Dropped - Units whose status does not meet NEEDS criteria
Logan City | 4251 | IC4 | Combustion Turbine | Utah | 0.1 | Dropped - Units whose status does not meet NEEDS criteria
Logan City | 4251 | IC5A | Combustion Turbine | Utah | 1.1 | Dropped - Units whose status does not meet NEEDS criteria
Logan City | 4251 | IC5B | Combustion Turbine | Utah | 1.1 | Dropped - Units whose status does not meet NEEDS criteria
Logan City | 4251 | IC6 | Combustion Turbine | Utah | 2.2 | Dropped - Units whose status does not meet NEEDS criteria
Endicott Station | 4259 | 1 | Coal Steam | Michigan | 55 | Dropped - Units whose status does not meet NEEDS criteria
Endicott Station | 4259 | 2 | Combustion Turbine | Michigan | 1.6 | Dropped - Units whose status does not meet NEEDS criteria
Endicott Station | 4259 | 3 | Combustion Turbine | Michigan | 1.6 | Dropped - Units whose status does not meet NEEDS criteria
Joes Valley Dam | 4264 | NA1 | Hydro | Utah | 0.7 | Dropped - Units whose status does not meet NEEDS criteria
Joes Valley Dam | 4264 | NA2 | Hydro | Utah | 0.7 | Dropped - Units whose status does not meet NEEDS criteria
Joes Valley Dam | 4264 | NA3 | Hydro | Utah | 1 | Dropped - Units whose status does not meet NEEDS criteria
Spencer | 4266 | 1 | O/G Steam | Texas | 12 | Dropped - Units whose status does not meet NEEDS criteria
Spencer | 4266 | 2 | O/G Steam | Texas | 12 | Dropped - Units whose status does not meet NEEDS criteria
Spencer | 4266 | 3 | O/G Steam | Texas | 22 | Dropped - Units whose status does not meet NEEDS criteria
Thomas C Ferguson | 4937 | 1 | O/G Steam | Texas | 350 | Dropped - Units whose status does not meet NEEDS criteria
Fort Phantom | 4938 | 1 | O/G Steam | Texas | 158 | Dropped - Units whose status does not meet NEEDS criteria
Fort Phantom | 4938 | 2 | O/G Steam | Texas | 204 | Dropped - Units whose status does not meet NEEDS criteria
Navajo | 4941 | NAV1 | Coal Steam | Arizona | 750 | Dropped - Retired/Planned Retirement by 06/2023
Navajo | 4941 | NAV2 | Coal Steam | Arizona | 750 | Dropped - Retired/Planned Retirement by 06/2023
Navajo | 4941 | NAV3 | Coal Steam | Arizona | 750 | Dropped - Retired/Planned Retirement by 06/2023
KMS Joliet Power Partners LP | 5756 | E-1 | Landfill Gas | Illinois | 0.8 | Dropped - Units whose status does not meet NEEDS criteria
KMS Joliet Power Partners LP | 5756 | E-2 | Landfill Gas | Illinois | 0.4 | Dropped - Units whose status does not meet NEEDS criteria
KMS Joliet Power Partners LP | 5756 | E-3 | Landfill Gas | Illinois | 0.4 | Dropped - Units whose status does not meet NEEDS criteria
KMS Joliet Power Partners LP | 5756 | E-4 | Landfill Gas | Illinois | 0.4 | Dropped - Units whose status does not meet NEEDS criteria
Olive | 6013 | O3 | Combustion Turbine | California | 23.5 | Dropped - Units whose status does not meet NEEDS criteria
Olive | 6013 | O4 | Combustion Turbine | California | 32 | Dropped - Units whose status does not meet NEEDS criteria
Duck Creek | 6016 | 1 | Coal Steam | Illinois | 410 | Dropped - Retired/Planned Retirement by 06/2023
Newton | 6017 | 2 | Coal Steam | Illinois | 600 | Dropped - Units whose status does not meet NEEDS criteria
Collins | 6025 | 1 | O/G Steam | Illinois | 554 | Dropped - Units whose status does not meet NEEDS criteria
Collins | 6025 | 2 | O/G Steam | Illinois | 554 | Dropped - Units whose status does not meet NEEDS criteria
Collins | 6025 | 3 | O/G Steam | Illinois | 530 | Dropped - Units whose status does not meet NEEDS criteria
Collins | 6025 | 4 | O/G Steam | Illinois | 530 | Dropped - Units whose status does not meet NEEDS criteria
Collins | 6025 | 5 | O/G Steam | Illinois | 503 | Dropped - Units whose status does not meet NEEDS criteria
Coal Creek | 6030 | 3 | Combustion Turbine | North Dakota | 3 | Dropped - Units whose status does not meet NEEDS criteria
Killen Station | 6031 | 2 | Coal Steam | Ohio | 600 | Dropped - Units whose status does not meet NEEDS criteria
Killen Station | 6031 | GT1 | Combustion Turbine | Ohio | 18 | Dropped - Units whose status does not meet NEEDS criteria
Martin | 6043 | 1 | O/G Steam | Florida | 826 | Dropped - Units whose status does not meet NEEDS criteria
Martin | 6043 | 2 | O/G Steam | Florida | 826 | Dropped - Units whose status does not meet NEEDS criteria
Martin | 6043 | 5CC | Combined Cycle | Florida | 419 | Dropped - Units whose status does not meet NEEDS criteria
Martin | 6043 | 5CW | Combined Cycle | Florida | 394 | Dropped - Units whose status does not meet NEEDS criteria
Martin | 6043 | 6CC | Combined Cycle | Florida | 419 | Dropped - Units whose status does not meet NEEDS criteria
Martin | 6043 | 6CW | Combined Cycle | Florida | 394 | Dropped - Units whose status does not meet NEEDS criteria
DeBary | 6046 | P1 | Combustion Turbine | Florida | 54 | Dropped - Units whose status does not meet NEEDS criteria
Big Cajun 2 | 6055 | BC24 | Coal Steam | Louisiana | 705 | Dropped - Units whose status does not meet NEEDS criteria
Kahului | 6056 | 1 | O/G Steam | Hawaii | 4.7 | Dropped - in Alaska or in Hawaii or Puerto Rico
Kahului | 6056 | 2 | O/G Steam | Hawaii | 4.8 | Dropped - in Alaska or in Hawaii or Puerto Rico
Kahului | 6056 | 3 | O/G Steam | Hawaii | 11 | Dropped - in Alaska or in Hawaii or Puerto Rico
Kahului | 6056 | 4 | O/G Steam | Hawaii | 11.9 | Dropped - in Alaska or in Hawaii or Puerto Rico
R D Morrow | 6061 | 1 | Coal Steam | Mississippi | 180 | Dropped - Units whose status does not meet NEEDS criteria
R D Morrow | 6061 | 2 | Coal Steam | Mississippi | 180 | Dropped - Units whose status does not meet NEEDS criteria
Nearman Creek | 6064 | 2 | Coal Steam | Kansas | 235 | Dropped - Units whose status does not meet NEEDS criteria
Nearman Creek | 6064 | CT5 | Combustion Turbine | Kansas | 45 | Dropped - Units whose status does not meet NEEDS criteria
Colstrip | 6076 | 1 | Coal Steam | Montana | 307 | Dropped - Retired/Planned Retirement by 06/2023
Colstrip | 6076 | 2 | Coal Steam | Montana | 307 | Dropped - Retired/Planned Retirement by 06/2023
Stony Brook | 6081 | 3A | Combined Cycle | Massachusetts | 289 | Dropped - Units whose status does not meet NEEDS criteria
Stony Brook | 6081 | CT4 | Combined Cycle | Massachusetts | 100 | Dropped - Units whose status does not meet NEEDS criteria
R M Schahfer | 6085 | 14 | Coal Steam | Indiana | 431 | Dropped - Retired/Planned Retirement by 06/2023
R M Schahfer | 6085 | 15 | Coal Steam | Indiana | 472 | Dropped - Retired/Planned Retirement by 06/2023
Lewis & Clark | 6089 | 1 | Coal Steam | Montana | 53.1 | Dropped - Retired/Planned Retirement by 06/2023
Sherburne County | 6090 | 2 | Coal Steam | Minnesota | 682 | Dropped - Retired/Planned Retirement by 06/2023
FirstEnergy Bruce Mansfield | 6094 | 1 | Coal Steam | Pennsylvania | 830 | Dropped - Units whose status does not meet NEEDS criteria
FirstEnergy Bruce Mansfield | 6094 | 2 | Coal Steam | Pennsylvania | 830 | Dropped - Units whose status does not meet NEEDS criteria
FirstEnergy Bruce Mansfield | 6094 | 3 | Coal Steam | Pennsylvania | 830 | Dropped - Retired/Planned Retirement by 06/2023
Sooner | 6095 | RR1 | Coal Steam | Oklahoma | 885 | Dropped - Units whose status does not meet NEEDS criteria
Helms Pumped Storage | 6100 | 1 | Pumped Storage | California | 404 | Dropped - Units whose status does not meet NEEDS criteria
Boardman | 6106 | 1 | Coal Steam | Oregon | 585 | Dropped - Retired/Planned Retirement by 06/2023
McIntosh | 6124 | 1 | Coal Steam | Georgia | 142.5 | Dropped - Units whose status does not meet NEEDS criteria
V C Summer | 6127 | 2 | Nuclear | South Carolina | 1100 | Dropped - Units whose status does not meet NEEDS criteria
V C Summer | 6127 | 3 | Nuclear | South Carolina | 1100 | Dropped - Units whose status does not meet NEEDS criteria
Welsh | 6139 | 2 | Coal Steam | Texas | 528 | Dropped - Units whose status does not meet NEEDS criteria
Kansas City International | 6144 | 1 | Combustion Turbine | Missouri | 16.7 | Dropped - Units whose status does not meet NEEDS criteria
Kansas City International | 6144 | 2 | Combustion Turbine | Missouri | 16.9 | Dropped - Units whose status does not meet NEEDS criteria
Martin Lake | 6146 | 4 | Coal Steam | Texas | 800 | Dropped - Units whose status does not meet NEEDS criteria
Monticello | 6147 | 1 | Coal Steam | Texas | 535 | Dropped - Units whose status does not meet NEEDS criteria
Monticello | 6147 | 2 | Coal Steam | Texas | 535 | Dropped - Units whose status does not meet NEEDS criteria
Monticello | 6147 | 3 | Coal Steam | Texas | 795 | Dropped - Units whose status does not meet NEEDS criteria
Monticello | 6147 | 4 | Coal Steam | Texas | 800 | Dropped - Units whose status does not meet NEEDS criteria
Bellefonte | 6150 | DG-1 | Combustion Turbine | Alabama | 7 | Dropped - Units whose status does not meet NEEDS criteria
Bellefonte | 6150 | DG-2 | Combustion Turbine | Alabama | 7 | Dropped - Units whose status does not meet NEEDS criteria
Pleasant Prairie | 6170 | 1 | Coal Steam | Wisconsin | 594 | Dropped - Units whose status does not meet NEEDS criteria
Pleasant Prairie | 6170 | 2 | Coal Steam | Wisconsin | 594 | Dropped - Units whose status does not meet NEEDS criteria
Pleasant Prairie | 6170 | 3 | Combustion Turbine | Wisconsin | 2 | Dropped - Units whose status does not meet NEEDS criteria
Portland (FL) | 6192 | 1 | Combustion Turbine | Florida | 7 | Dropped - Units whose status does not meet NEEDS criteria
Tacoma | 6206 | 3 | Hydro | Colorado | 4 | Dropped - Units whose status does not meet NEEDS criteria
Mobile GT | 6212 | 1 | Combustion Turbine | California | 15 | Dropped - Units whose status does not meet NEEDS criteria
Mobile GT | 6212 | 2 | Combustion Turbine | California | 15 | Dropped - Units whose status does not meet NEEDS criteria
Mobile GT | 6212 | 3 | Combustion Turbine | California | 15 | Dropped - Units whose status does not meet NEEDS criteria
Durant | 6220 | 4 | Combustion Turbine | Iowa | 0.5 | Dropped - Units whose status does not meet NEEDS criteria
Durant | 6220 | 5 | Combustion Turbine | Iowa | 0.5 | Dropped - Units whose status does not meet NEEDS criteria
Durant | 6220 | 6A | Combustion Turbine | Iowa | 2.1 | Dropped - Units whose status does not meet NEEDS criteria
Jasper 2 | 6225 | 1 | Coal Steam | Indiana | 13.6 | Dropped - Units whose status does not meet NEEDS criteria
Mobile | 6229 | 3 | Combustion Turbine | Nebraska | 0.8 | Dropped - Units whose status does not meet NEEDS criteria
Apple River | 6231 | 2 | Hydro | Wisconsin | 0.8 | Dropped - Units whose status does not meet NEEDS criteria
Pittsfield | 6237 | 1 | Combustion Turbine | Illinois | 1 | Dropped - Units whose status does not meet NEEDS criteria
Pittsfield | 6237 | 2 | Combustion Turbine | Illinois | 1 | Dropped - Units whose status does not meet NEEDS criteria
Pittsfield | 6237 | 3 | Combustion Turbine | Illinois | 1 | Dropped - Units whose status does not meet NEEDS criteria
Pittsfield | 6237 | 4 | Combustion Turbine | Illinois | 2.7 | Dropped - Units whose status does not meet NEEDS criteria
Pittsfield | 6237 | 5 | Combustion Turbine | Illinois | 2.7 | Dropped - Units whose status does not meet NEEDS criteria
Pearl Station | 6238 | 1 | Coal Steam | Illinois | 22.2 | Dropped - Units whose status does not meet NEEDS criteria
Putnam | 6246 | 1GT1 | Combined Cycle | Florida | 85 | Dropped - Units whose status does not meet NEEDS criteria
Putnam | 6246 | 1GT2 | Combined Cycle | Florida | 85 | Dropped - Units whose status does not meet NEEDS criteria
Putnam | 6246 | 1ST | Combined Cycle | Florida | 249 | Dropped - Units whose status does not meet NEEDS criteria
Putnam | 6246 | 2GT1 | Combined Cycle | Florida | 85 | Dropped - Units whose status does not meet NEEDS criteria
Putnam | 6246 | 2GT2 | Combined Cycle | Florida | 85 | Dropped - Units whose status does not meet NEEDS criteria
Putnam | 6246 | 2ST | Combined Cycle | Florida | 249 | Dropped - Units whose status does not meet NEEDS criteria
Swift 2 | 6265 | 21 | Hydro | Washington | 34 | Dropped - Units whose status does not meet NEEDS criteria
Swift 2 | 6265 | 22 | Hydro | Washington | 31 | Dropped - Units whose status does not meet NEEDS criteria
Kodiak Microgrid | 6281 | 1 | Combustion Turbine | Alaska | 2.5 | Dropped - in Alaska or in Hawaii or Puerto Rico
Kodiak Microgrid | 6281 | 2 | Combustion Turbine | Alaska | 5.2 | Dropped - Units whose status does not meet NEEDS criteria
Kodiak Microgrid | 6281 | 3 | Combustion Turbine | Alaska | 5.2 | Dropped - Units whose status does not meet NEEDS criteria
Kodiak Microgrid | 6281 | 4 | Combustion Turbine | Alaska | 7 | Dropped - in Alaska or in Hawaii or Puerto Rico
Kodiak Microgrid | 6281 | 6 | Combustion Turbine | Alaska | 2 | Dropped - Units whose status does not meet NEEDS criteria
Kodiak Microgrid | 6281 | 7 | Combustion Turbine | Alaska | 2 | Dropped - Units whose status does not meet NEEDS criteria
Kodiak Microgrid | 6281 | 8 | Combustion Turbine | Alaska | 2 | Dropped - Units whose status does not meet NEEDS criteria
Kodiak Microgrid | 6281 | 9 | Combustion Turbine | Alaska | 2 | Dropped - Units whose status does not meet NEEDS criteria
Kodiak Microgrid | 6281 | 2c | Combustion Turbine | Alaska | 4.4 | Dropped - in Alaska or in Hawaii or Puerto Rico
Kodiak Microgrid | 6281 | 3c | Combustion Turbine | Alaska | 4.4 | Dropped - in Alaska or in Hawaii or Puerto Rico
Port Lions Microgrid | 6282 | 1 | Combustion Turbine | Alaska | 0.3 | Dropped - Units whose status does not meet NEEDS criteria
Port Lions Microgrid | 6282 | 2 | Combustion Turbine | Alaska | 0.2 | Dropped - Units whose status does not meet NEEDS criteria
Port Lions Microgrid | 6282 | 3 | Combustion Turbine | Alaska | 0.2 | Dropped - Units whose status does not meet NEEDS criteria
Port Lions Microgrid | 6282 | 4 | Combustion Turbine | Alaska | 0.2 | Dropped - Units whose status does not meet NEEDS criteria
Port Lions Microgrid | 6282 | 5 | Combustion Turbine | Alaska | 0.5 | Dropped - in Alaska or in Hawaii or Puerto Rico
Seldovia | 6283 | 1 | Combustion Turbine | Alaska | 0.3 | Dropped - Units whose status does not meet NEEDS criteria
Seldovia | 6283 | 2 | Combustion Turbine | Alaska | 0.6 | Dropped - Units whose status does not meet NEEDS criteria
Seldovia | 6283 | 3 | Combustion Turbine | Alaska | 0.6 | Dropped - Units whose status does not meet NEEDS criteria
Seldovia | 6283 | 4 | Combustion Turbine | Alaska | 0.6 | Dropped - Units whose status does not meet NEEDS criteria
Seldovia | 6283 | 5 | Combustion Turbine | Alaska | 1.2 | Dropped - in Alaska or in Hawaii or Puerto Rico
Seldovia | 6283 | 6 | Combustion Turbine | Alaska | 1.2 | Dropped - Units whose status does not meet NEEDS criteria
Seldovia | 6283 | 7 | Combustion Turbine | Alaska | 1 | Dropped - in Alaska or in Hawaii or Puerto Rico
North Pole | 6285 | 1 | Combustion Turbine | Alaska | 44 | Dropped - in Alaska or in Hawaii or Puerto Rico
North Pole | 6285 | 2 | Combustion Turbine | Alaska | 50 | Dropped - in Alaska or in Hawaii or Puerto Rico
North Pole | 6285 | GT3 | Fossil Waste | Alaska | 41 | Dropped - in Alaska or in Hawaii or Puerto Rico
North Pole | 6285 | STG1 | Fossil Waste | Alaska | 10 | Dropped - in Alaska or in Hawaii or Puerto Rico
Fairbanks | 6286 | 5 | Combustion Turbine | Alaska | 2.8 | Dropped - in Alaska or in Hawaii or Puerto Rico
Fairbanks | 6286 | 6 | Combustion Turbine | Alaska | 2.8 | Dropped - in Alaska or in Hawaii or Puerto Rico
Fairbanks | 6286 | GT1 | Combustion Turbine | Alaska | 15.5 | Dropped - in Alaska or in Hawaii or Puerto Rico
Fairbanks | 6286 | GT2 | Combustion Turbine | Alaska | 15 | Dropped - in Alaska or in Hawaii or Puerto Rico
Healy | 6288 | 1 | Coal Steam | Alaska | 25 | Dropped - in Alaska or in Hawaii or Puerto Rico
Healy | 6288 | 2 | Coal Steam | Alaska | 50 | Dropped - in Alaska or in Hawaii or Puerto Rico
Healy | 6288 | IC1 | Combustion Turbine | Alaska | 2.8 | Dropped - in Alaska or in Hawaii or Puerto Rico
Cooper Lake | 6291 | 1 | Hydro | Alaska | 9.7 | Dropped - in Alaska or in Hawaii or Puerto Rico
Cooper Lake | 6291 | 2 | Hydro | Alaska | 9.7 | Dropped - in Alaska or in Hawaii or Puerto Rico
Bernice Lake | 6292 | 2 | Combustion Turbine | Alaska | 17 | Dropped - in Alaska or in Hawaii or Puerto Rico
Bernice Lake | 6292 | 3 | Combustion Turbine | Alaska | 22.9 | Dropped - in Alaska or in Hawaii or Puerto Rico
Bernice Lake | 6292 | 4 | Combustion Turbine | Alaska | 22.5 | Dropped - in Alaska or in Hawaii or Puerto Rico
International | 6293 | 1 | Combustion Turbine | Alaska | 12.6 | Dropped - in Alaska or in Hawaii or Puerto Rico
International | 6293 | 2 | Combustion Turbine | Alaska | 12.6 | Dropped - in Alaska or in Hawaii or Puerto Rico
International | 6293 | 3 | Combustion Turbine | Alaska | 16.7 | Dropped - Units whose status does not meet NEEDS criteria
Unalakleet | 6299 | 1 | Combustion Turbine | Alaska | 0.3 | Dropped - Units whose status does not meet NEEDS criteria
Unalakleet | 6299 | 2 | Combustion Turbine | Alaska | 0.5 | Dropped - Units whose status does not meet NEEDS criteria
Unalakleet | 6299 | 3 | Combustion Turbine | Alaska | 0.4 | Dropped - Units whose status does not meet NEEDS criteria
Unalakleet | 6299 | 4 | Combustion Turbine | Alaska | 0.4 | Dropped - Units whose status does not meet NEEDS criteria
Unalakleet | 6299 | 5 | Combustion Turbine | Alaska | 0.4 | Dropped - in Alaska or in Hawaii or Puerto Rico
Unalakleet | 6299 | 6 | Combustion Turbine | Alaska | 0.4 | Dropped - in Alaska or in Hawaii or Puerto Rico
Unalakleet | 6299 | 7 | Combustion Turbine | Alaska | 0.4 | Dropped - in Alaska or in Hawaii or Puerto Rico
Unalakleet | 6299 | 8 | Combustion Turbine | Alaska | 0.4 | Dropped - in Alaska or in Hawaii or Puerto Rico
Naknek | 6301 | 5 | Combustion Turbine | Alaska | 0.4 | Dropped - Units whose status does not meet NEEDS criteria
Naknek | 6301 | 6 | Combustion Turbine | Alaska | 0.4 | Dropped - Units whose status does not meet NEEDS criteria
Naknek | 6301 | 7 | Combustion Turbine | Alaska | 0.4 | Dropped - Units whose status does not meet NEEDS criteria
Naknek | 6301 | 8 | Combustion Turbine | Alaska | 1 | Dropped - in Alaska or in Hawaii or Puerto Rico
Naknek | 6301 | 4A | Combustion Turbine | Alaska | 1.3 | Dropped - in Alaska or in Hawaii or Puerto Rico
Naknek | 6301 | 5A | Combustion Turbine | Alaska | 1 | Dropped - in Alaska or in Hawaii or Puerto Rico
Naknek | 6301 | 6A | Combustion Turbine | Alaska | 1 | Dropped - in Alaska or in Hawaii or Puerto Rico
Naknek | 6301 | 7A | Combustion Turbine | Alaska | 1 | Dropped - in Alaska or in Hawaii or Puerto Rico
Naknek | 6301 | NA1 | Combustion Turbine | Alaska | 1.1 | Dropped - in Alaska or in Hawaii or Puerto Rico
Naknek | 6301 | NA2 | Combustion Turbine | Alaska | 1.1 | Dropped - in Alaska or in Hawaii or Puerto Rico
Naknek | 6301 | NA3 | Combustion Turbine | Alaska | 0.8 | Dropped - in Alaska or in Hawaii or Puerto Rico
Naknek | 6301 | NA4 | Combustion Turbine | Alaska | 0.8 | Dropped - in Alaska or in Hawaii or Puerto Rico
Naknek | 6301 | NA5 | Combustion Turbine | Alaska | 0.8 | Dropped - in Alaska or in Hawaii or Puerto Rico
Naknek | 6301 | NA6 | Combustion Turbine | Alaska | 3 | Dropped - in Alaska or in Hawaii or Puerto Rico
Naknek | 6301 | NA7 | Combustion Turbine | Alaska | 3 | Dropped - in Alaska or in Hawaii or Puerto Rico
Purple Lake | 6302 | 1 | Hydro | Alaska | 1.3 | Dropped - in Alaska or in Hawaii or Puerto Rico
Purple Lake | 6302 | 2 | Hydro | Alaska | 1.3 | Dropped - in Alaska or in Hawaii or Puerto Rico
Purple Lake | 6302 | 3 | Hydro | Alaska | 1.3 | Dropped - in Alaska or in Hawaii or Puerto Rico
Kotzebue Hybrid | 6304 | 9 | Combustion Turbine | Alaska | 2.1 | Dropped - Units whose status does not meet NEEDS criteria
Kotzebue Hybrid | 6304 | 10 | Combustion Turbine | Alaska | 3 | Dropped - in Alaska or in Hawaii or Puerto Rico
Kotzebue Hybrid | 6304 | 11 | Combustion Turbine | Alaska | 1 | Dropped - Units whose status does not meet NEEDS criteria
Kotzebue Hybrid | 6304 | 12 | Combustion Turbine | Alaska | 1 | Dropped - Units whose status does not meet NEEDS criteria
Kotzebue Hybrid | 6304 | 14 | Combustion Turbine | Alaska | 2.8 | Dropped - in Alaska or in Hawaii or Puerto Rico
Kotzebue Hybrid | 6304 | 15 | Combustion Turbine | Alaska | 2.8 | Dropped - in Alaska or in Hawaii or Puerto Rico
Kotzebue Hybrid | 6304 | 16 | Combustion Turbine | Alaska | 1.4 | Dropped - in Alaska or in Hawaii or Puerto Rico
Kotzebue Hybrid | 6304 | 17 | Combustion Turbine | Alaska | 0.7 | Dropped - in Alaska or in Hawaii or Puerto Rico
Kotzebue Hybrid | 6304 | 10wt | Onshore Wind | Alaska | 0.1 | Dropped - in Alaska or in Hawaii or Puerto Rico
Kotzebue Hybrid | 6304 | 11wt | Onshore Wind | Alaska | 0.1 | Dropped - in Alaska or in Hawaii or Puerto Rico
Kotzebue Hybrid | 6304 | 12wt | Onshore Wind | Alaska | 0.1 | Dropped - in Alaska or in Hawaii or Puerto Rico
Kotzebue Hybrid | 6304 | 13WT | Onshore Wind | Alaska | 0.1 | Dropped - in Alaska or in Hawaii or Puerto Rico
Kotzebue Hybrid | 6304 | 14wt | Onshore Wind | Alaska | 0.1 | Dropped - in Alaska or in Hawaii or Puerto Rico
Kotzebue Hybrid | 6304 | 15WT | Onshore Wind | Alaska | 0.1 | Dropped - in Alaska or in Hawaii or Puerto Rico
Kotzebue Hybrid | 6304 | 16WT | Onshore Wind | Alaska | 0.1 | Dropped - in Alaska or in Hawaii or Puerto Rico
Kotzebue Hybrid | 6304 | 17WT | Onshore Wind | Alaska | 0.1 | Dropped - in Alaska or in Hawaii or Puerto Rico
Kotzebue Hybrid | 6304 | 18WT | Onshore Wind | Alaska | 0.9 | Dropped - in Alaska or in Hawaii or Puerto Rico
Kotzebue Hybrid | 6304 | 19WT | Onshore Wind | Alaska | 0.9 | Dropped - in Alaska or in Hawaii or Puerto Rico
Kotzebue Hybrid | 6304 | 1WT | Onshore Wind | Alaska | 0.6 | Dropped - in Alaska or in Hawaii or Puerto Rico
Kotzebue Hybrid | 6304 | 2WT | Onshore Wind | Alaska | 0.1 | Dropped - in Alaska or in Hawaii or Puerto Rico
Kotzebue Hybrid | 6304 | 3WT | Onshore Wind | Alaska | 0.2 | Dropped - in Alaska or in Hawaii or Puerto Rico
Kotzebue Hybrid | 6304 | 4WT | Onshore Wind | Alaska | 0.5 | Dropped - in Alaska or in Hawaii or Puerto Rico
Kotzebue Hybrid | 6304 | 5WT | Onshore Wind | Alaska | 0.1 | Dropped - in Alaska or in Hawaii or Puerto Rico
Kotzebue Hybrid | 6304 | 6WT | Onshore Wind | Alaska | 0.1 | Dropped - in Alaska or in Hawaii or Puerto Rico
Kotzebue Hybrid | 6304 | 7A | Combustion Turbine | Alaska | 1.1 | Dropped - in Alaska or in Hawaii or Puerto Rico
Kotzebue Hybrid | 6304 | 7WT | Onshore Wind | Alaska | 0.1 | Dropped - in Alaska or in Hawaii or Puerto Rico
Kotzebue Hybrid | 6304 | 8WT | Onshore Wind | Alaska | 0.1 | Dropped - in Alaska or in Hawaii or Puerto Rico
Kotzebue Hybrid | 6304 | 9wt | Onshore Wind | Alaska | 0.1 | Dropped - in Alaska or in Hawaii or Puerto Rico
Kotzebue Hybrid | 6304 | ES1 | Energy Storage | Alaska | 1.2 | Dropped - in Alaska or in Hawaii or Puerto Rico
Glennallen | 6305 | 1 | Combustion Turbine | Alaska | 0.3 | Dropped - Units whose status does not meet NEEDS criteria
Glennallen | 6305 | 2 | Combustion Turbine | Alaska | 0.3 | Dropped - Units whose status does not meet NEEDS criteria
Glennallen | 6305 | 3 | Combustion Turbine | Alaska | 0.5 | Dropped - in Alaska or in Hawaii or Puerto Rico
Glennallen | 6305 | 4 | Combustion Turbine | Alaska | 0.5 | Dropped - in Alaska or in Hawaii or Puerto Rico
Glennallen | 6305 | 5 | Combustion Turbine | Alaska | 0.5 | Dropped - in Alaska or in Hawaii or Puerto Rico
Glennallen | 6305 | 6 | Combustion Turbine | Alaska | 2.5 | Dropped - in Alaska or in Hawaii or Puerto Rico
Glennallen | 6305 | 7 | Combustion Turbine | Alaska | 2.5 | Dropped - in Alaska or in Hawaii or Puerto Rico
Glennallen | 6305 | 8 | Combustion Turbine | Alaska | 1.2 | Dropped - in Alaska or in Hawaii or Puerto Rico
Glennallen | 6305 | 9 | Combustion Turbine | Alaska | 2.8 | Dropped - in Alaska or in Hawaii or Puerto Rico
Valdez | 6306 | 1 | Combustion Turbine | Alaska | 0.5 | Dropped - Units whose status does not meet NEEDS criteria
Valdez | 6306 | 2 | Combustion Turbine | Alaska | 0.5 | Dropped - Units whose status does not meet NEEDS criteria
Valdez | 6306 | 3 | Combustion Turbine | Alaska | 0.5 | Dropped - Units whose status does not meet NEEDS criteria
Valdez | 6306 | 4 | Combustion Turbine | Alaska | 1.5 | Dropped - in Alaska or in Hawaii or Puerto Rico
Valdez | 6306 | 5 | Combustion Turbine | Alaska | 2 | Dropped - in Alaska or in Hawaii or Puerto Rico
Valdez | 6306 | 6 | Combustion Turbine | Alaska | 0.8 | Dropped - in Alaska or in Hawaii or Puerto Rico
Valdez | 6306 | 7 | Combustion Turbine | Alaska | 2.8 | Dropped - Units whose status does not meet NEEDS criteria
Chevak | 6311 | 1 | Combustion Turbine | Alaska | 0.4 | Dropped - Units whose status does not meet NEEDS criteria
Chevak | 6311 | 2 | Combustion Turbine | Alaska | 0.3 | Dropped - Units whose status does not meet NEEDS criteria
Chevak | 6311 | 3 | Combustion Turbine | Alaska | 0.3 | Dropped - Units whose status does not meet NEEDS criteria
Chevak | 6311 | 1A | Combustion Turbine | Alaska | 0.5 | Dropped - in Alaska or in Hawaii or Puerto Rico
Chevak | 6311 | 2A | Combustion Turbine | Alaska | 0.5 | Dropped - in Alaska or in Hawaii or Puerto Rico
Chevak | 6311 | 3A | Combustion Turbine | Alaska | 0.8 | Dropped - in Alaska or in Hawaii or Puerto Rico
Emmonak | 6314 | 2 | Combustion Turbine | Alaska | 0.3 | Dropped - Units whose status does not meet NEEDS criteria
Emmonak | 6314 | 4 | Combustion Turbine | Alaska | 0.3 | Dropped - Units whose status does not meet NEEDS criteria
Emmonak | 6314 | 5 | Combustion Turbine | Alaska | 0.5 | Dropped - Units whose status does not meet NEEDS criteria
Emmonak | 6314 | 6 | Combustion Turbine | Alaska | 0.9 | Dropped - in Alaska or in Hawaii or Puerto Rico
Emmonak | 6314 | 2A | Combustion Turbine | Alaska | 0.5 | Dropped - in Alaska or in Hawaii or Puerto Rico
Emmonak | 6314 | 4a | Combustion Turbine | Alaska | 0.5 | Dropped - in Alaska or in Hawaii or Puerto Rico
Emmonak | 6314 | 5a | Combustion Turbine | Alaska | 0.5 | Dropped - Units whose status does not meet NEEDS criteria
Emmonak | 6314 | 5B | Combustion Turbine | Alaska | 1.3 | Dropped - in Alaska or in Hawaii or Puerto Rico
Hooper Bay | 6319 | 5 | Combustion Turbine | Alaska | 0.5 | Dropped - Units whose status does not meet NEEDS criteria
Hooper Bay | 6319 | 6 | Combustion Turbine | Alaska | 0.5 | Dropped - in Alaska or in Hawaii or Puerto Rico
Hooper Bay | 6319 | 3A | Combustion Turbine | Alaska | 0.3 | Dropped - Units whose status does not meet NEEDS criteria
Hooper Bay | 6319 | 3B | Combustion Turbine | Alaska | 0.4 | Dropped - in Alaska or in Hawaii or Puerto Rico
Hooper Bay | 6319 | 4A | Combustion Turbine | Alaska | 0.3 | Dropped - Units whose status does not meet NEEDS criteria
Hooper Bay | 6319 | 4B | Combustion Turbine | Alaska | 0.5 | Dropped - in Alaska or in Hawaii or Puerto Rico
Hooper Bay | 6319 | 5A | Combustion Turbine | Alaska | 0.8 | Dropped - in Alaska or in Hawaii or Puerto Rico
Kiana | 6323 | 4 | Combustion Turbine | Alaska | 0.5 | Dropped - in Alaska or in Hawaii or Puerto Rico
Kiana | 6323 | 1B | Combustion Turbine | Alaska | 0.3 | Dropped - in Alaska or in Hawaii or Puerto Rico
Kiana | 6323 | 3A | Combustion Turbine | Alaska | 0.4 | Dropped - in Alaska or in Hawaii or Puerto Rico
Mountain Village | 6329 | 1 | Combustion Turbine | Alaska | 0.3 | Dropped - in Alaska or in Hawaii or Puerto Rico
Mountain Village | 6329 | 4 | Combustion Turbine | Alaska | 0.6 | Dropped - Units whose status does not meet NEEDS criteria
Mountain Village | 6329 | 5 | Combustion Turbine | Alaska | 0.5 | Dropped - Units whose status does not meet NEEDS criteria
Mountain Village | 6329 | 3A | Combustion Turbine | Alaska | 0.3 | Dropped - Units whose status does not meet NEEDS criteria
Mountain Village | 6329 | 3B | Combustion Turbine | Alaska | 0.5 | Dropped - in Alaska or in Hawaii or Puerto Rico
Mountain Village | 6329 | 4A | Combustion Turbine | Alaska | 0.8 | Dropped - in Alaska or in Hawaii or Puerto Rico
Mountain Village | 6329 | 5A | Combustion Turbine | Alaska | 0.7 | Dropped - in Alaska or in Hawaii or Puerto Rico
Noorvik | 6330 | 3 | Combustion Turbine | Alaska | 0.3 | Dropped - Units whose status does not meet NEEDS criteria
Noorvik | 6330 | 1A | Combustion Turbine | Alaska | 0.3 | Dropped - in Alaska or in Hawaii or Puerto Rico
Noorvik | 6330 | 2A | Combustion Turbine | Alaska | 0.4 | Dropped - Units whose status does not meet NEEDS criteria
Noorvik | 6330 | 2B | Combustion Turbine | Alaska | 0.5 | Dropped - in Alaska or in Hawaii or Puerto Rico
Noorvik | 6330 | 3A | Combustion Turbine | Alaska | 0.7 | Dropped - in Alaska or in Hawaii or Puerto Rico
Nunapitchuk | 6333 | 2 | Combustion Turbine | Alaska | 0.3 | Dropped - Units whose status does not meet NEEDS criteria
Nunapitchuk | 6333 | 3 | Combustion Turbine | Alaska | 0.3 | Dropped - Units whose status does not meet NEEDS criteria
Nunapitchuk | 6333 | 4 | Combustion Turbine | Alaska | 0.6 | Dropped - Units whose status does not meet NEEDS criteria
Nunapitchuk | 6333 | 5 | Combustion Turbine | Alaska | 0.5 | Dropped - Units whose status does not meet NEEDS criteria
Nunapitchuk | 6333 | 1A | Combustion Turbine | Alaska | 0.5 | Dropped - in Alaska or in Hawaii or Puerto Rico
St Marys IC | 6338 | 1 | Combustion Turbine | Alaska | 0.6 | Dropped - Units whose status does not meet NEEDS criteria
St Marys IC | 6338 | 2 | Combustion Turbine | Alaska | 0.6 | Dropped - in Alaska or in Hawaii or Puerto Rico
St Marys IC | 6338 | 3 | Combustion Turbine | Alaska | 0.9 | Dropped - in Alaska or in Hawaii or Puerto Rico
St Marys IC | 6338 | 1B | Combustion Turbine | Alaska | 0.5 | Dropped - in Alaska or in Hawaii or Puerto Rico
Selawik | 6341 | 1 | Combustion Turbine | Alaska | 0.3 | Dropped - Units whose status does not meet NEEDS criteria
Selawik | 6341 | 2 | Combustion Turbine | Alaska | 0.7 | Dropped - Units whose status does not meet NEEDS criteria
Selawik | 6341 | 3 | Combustion Turbine | Alaska | 0.3 | Dropped - Units whose status does not meet NEEDS criteria
Selawik | 6341 | 1A | Combustion Turbine | Alaska | 0.3 | Dropped - in Alaska or in Hawaii or Puerto Rico
Selawik | 6341 | 2A | Combustion Turbine | Alaska | 0.5 | Dropped - Units whose status does not meet NEEDS criteria
Selawik | 6341 | 2B | Combustion Turbine | Alaska | 0.5 | Dropped - in Alaska or in Hawaii or Puerto Rico
Selawik | 6341 | 3A | Combustion Turbine | Alaska | 0.8 | Dropped - Units whose status does not meet NEEDS criteria
Selawik | 6341 | 3B | Combustion Turbine | Alaska | 0.5 | Dropped - in Alaska or in Hawaii or Puerto Rico
Shishmaref | 6345 | 1 | Combustion Turbine | Alaska | 0.3 | Dropped - in Alaska or in Hawaii or Puerto Rico
Shishmaref | 6345 | 2 | Combustion Turbine | Alaska | 0.3 | Dropped - in Alaska or in Hawaii or Puerto Rico
Shishmaref | 6345 | 3 | Combustion Turbine | Alaska | 0.3 | Dropped - Units whose status does not meet NEEDS criteria
Shishmaref | 6345 | 4 | Combustion Turbine | Alaska | 0.5 | Dropped - Units whose status does not meet NEEDS criteria
Shishmaref | 6345 | 3A | Combustion Turbine | Alaska | 0.4 | Dropped - in Alaska or in Hawaii or Puerto Rico
Shishmaref | 6345 | 4A | Combustion Turbine | Alaska | 0.5 | Dropped - in Alaska or in Hawaii or Puerto Rico
Togiak | 6348 | 1 | Combustion Turbine | Alaska | 0.6 | Dropped - in Alaska or in Hawaii or Puerto Rico
Togiak | 6348 | 2 | Combustion Turbine | Alaska | 0.3 | Dropped - Units whose status does not meet NEEDS criteria
Togiak | 6348 | 3 | Combustion Turbine | Alaska | 1.1 | Dropped - in Alaska or in Hawaii or Puerto Rico
Togiak | 6348 | 4 | Combustion Turbine | Alaska | 0.3 | Dropped - Units whose status does not meet NEEDS criteria
Togiak | 6348 | 5 | Combustion Turbine | Alaska | 0.5 | Dropped - Units whose status does not meet NEEDS criteria
Togiak | 6348 | 2a | Combustion Turbine | Alaska | 0.5 | Dropped - Units whose status does not meet NEEDS criteria
Togiak | 6348 | 2B | Combustion Turbine | Alaska | 0.6 | Dropped - in Alaska or in Hawaii or Puerto Rico
Togiak | 6348 | 4a | Combustion Turbine | Alaska | 0.5 | Dropped - Units whose status does not meet NEEDS criteria
Togiak | 6348 | 4B | Combustion Turbine | Alaska | 0.8 | Dropped - Units whose status does not meet NEEDS criteria
Togiak | 6348 | 4C | Combustion Turbine | Alaska | 0.5 | Dropped - in Alaska or in Hawaii or Puerto Rico
Togiak | 6348 | 5A | Combustion Turbine | Alaska | 0.8 | Dropped - Units whose status does not meet NEEDS criteria
Black Canyon | 6396 | 3 | Hydro | Idaho | 12.5 | Dropped - Units whose status does not meet NEEDS criteria
Boise R Diversion | 6397 | 1 | Hydro | Idaho | 0.5 | Dropped - Units whose status does not meet NEEDS criteria
Boise R Diversion | 6397 | 2 | Hydro | Idaho | 0.5 | Dropped - Units whose status does not meet NEEDS criteria
Boise R Diversion | 6397 | 3 | Hydro | Idaho | 0.5 | Dropped - Units whose status does not meet NEEDS criteria
Port Allen (HI) | 6474 | 3 | Combustion Turbine | Hawaii | 2.5 | Dropped - in Alaska or in Hawaii or Puerto Rico
Port Allen (HI) | 6474 | 4 | Combustion Turbine | Hawaii | 2.5 | Dropped - in Alaska or in Hawaii or Puerto Rico
Port Allen (HI) | 6474 | 5 | Combustion Turbine | Hawaii | 2.5 | Dropped - in Alaska or in Hawaii or Puerto Rico
Port Allen (HI) | 6474 | 8 | Combustion Turbine | Hawaii | 7.6 | Dropped - in Alaska or in Hawaii or Puerto Rico
Port Allen (HI) | 6474 | 9 | Combustion Turbine | Hawaii | 7.6 | Dropped - in Alaska or in Hawaii or Puerto Rico
Port Allen (HI) | 6474 | D6 | Combustion Turbine | Hawaii | 7.6 | Dropped - in Alaska or in Hawaii or Puerto Rico
Port Allen (HI) | 6474 | D7 | Combustion Turbine | Hawaii | 7.6 | Dropped - in Alaska or in Hawaii or Puerto Rico
Port Allen (HI) | 6474 | GT1 | Combustion Turbine | Hawaii | 19 | Dropped - in Alaska or in Hawaii or Puerto Rico
Port Allen (HI) | 6474 | GT2 | Combustion Turbine | Hawaii | 22.6 | Dropped - in Alaska or in Hawaii or Puerto Rico
Port Allen (HI) | 6474 | IC1 | Combustion Turbine | Hawaii | 1.5 | Dropped - in Alaska or in Hawaii or Puerto Rico
Port Allen (HI) | 6474 | IC2 | Combustion Turbine | Hawaii | 1.5 | Dropped - in Alaska or in Hawaii or Puerto Rico
Port Allen (HI) | 6474 | ST1 | O/G Steam | Hawaii | 9 | Dropped - in Alaska or in Hawaii or Puerto Rico
Shipman | 6478 | 3 | O/G Steam | Hawaii | 7.5 | Dropped - Units whose status does not meet NEEDS criteria
Shipman | 6478 | 4 | O/G Steam | Hawaii | 7.5 | Dropped - Units whose status does not meet NEEDS criteria
San Francisquito 2 | 6480 | 1 | Hydro | California | 14.5 | Dropped - Units whose status does not meet NEEDS criteria
Cline Falls | 6482 | 1 | Hydro | Oregon | 1.1 | Dropped - Units whose status does not meet NEEDS criteria
Maalaea | 6504 | 1 | Combustion Turbine | Hawaii | 2.5 | Dropped - in Alaska or in Hawaii or Puerto Rico
Maalaea | 6504 | 2 | Combustion Turbine | Hawaii | 2.5 | Dropped - in Alaska or in Hawaii or Puerto Rico
Maalaea | 6504 | 3 | Combustion Turbine | Hawaii | 2.5 | Dropped - in Alaska or in Hawaii or Puerto Rico
Maalaea | 6504 | 4 | Combustion Turbine | Hawaii | 5.5 | Dropped - in Alaska or in Hawaii or Puerto Rico
Maalaea | 6504 | 5 | Combustion Turbine | Hawaii | 5.5 | Dropped - in Alaska or in Hawaii or Puerto Rico
Maalaea | 6504 | 6 | Combustion Turbine | Hawaii | 5.5 | Dropped - in Alaska or in Hawaii or Puerto Rico
Maalaea | 6504 | 7 | Combustion Turbine | Hawaii | 5.5 | Dropped - in Alaska or in Hawaii or Puerto Rico
Maalaea | 6504 | 8 | Combustion Turbine | Hawaii | 5.5 | Dropped - in Alaska or in Hawaii or Puerto Rico
Maalaea | 6504 | 9 | Combustion Turbine | Hawaii | 5.5 | Dropped - in Alaska or in Hawaii or Puerto Rico
Maalaea | 6504 | 10 | Combustion Turbine | Hawaii | 12.3 | Dropped - in Alaska or in Hawaii or Puerto Rico
Maalaea | 6504 | 11 | Combustion Turbine | Hawaii | 12.3 | Dropped - in Alaska or in Hawaii or Puerto Rico
Maalaea | 6504 | 12 | Combustion Turbine | Hawaii | 12.3 | Dropped - in Alaska or in Hawaii or Puerto Rico
Maalaea | 6504 | 13 | Combustion Turbine | Hawaii | 12.3 | Dropped - in Alaska or in Hawaii or Puerto Rico
Maalaea | 6504 | 14 | Combined Cycle | Hawaii | 21.1 | Dropped - in Alaska or in Hawaii or Puerto Rico
Maalaea | 6504 | 15 | Combined Cycle | Hawaii | 12 | Dropped - in Alaska or in Hawaii or Puerto Rico
Maalaea | 6504 | 16 | Combined Cycle | Hawaii | 21.1 | Dropped - in Alaska or in Hawaii or Puerto Rico
Maalaea | 6504 | 17 | Combined Cycle | Hawaii | 17.6 | Dropped - in Alaska or in Hawaii or Puerto Rico
Maalaea | 6504 | 18 | Combined Cycle | Hawaii | 13.8 | Dropped - in Alaska or in Hawaii or Puerto Rico
Maalaea | 6504 | 19 | Combined Cycle | Hawaii | 17.6 | Dropped - in Alaska or in Hawaii or Puerto Rico
Maalaea | 6504 | X1 | Combustion Turbine | Hawaii | 2.5 | Dropped - in Alaska or in Hawaii or Puerto Rico
Maalaea | 6504 | X2 | Combustion Turbine | Hawaii | 2.5 | Dropped - in Alaska or in Hawaii or Puerto Rico
Drop 3 (WA) | 6508 | 1 | Hydro | Washington | 0.5 | Dropped - Units whose status does not meet NEEDS criteria
Drop 3 (WA) | 6508 | 2 | Hydro | Washington | 0.5 | Dropped - Units whose status does not meet NEEDS criteria
Battle Mountain | 6509 | 1 | Combustion Turbine | Nevada | 1.8 | Dropped - Units whose status does not meet NEEDS criteria
Battle Mountain | 6509 | 2 | Combustion Turbine | Nevada | 1.8 | Dropped - Units whose status does not meet NEEDS criteria
Battle Mountain | 6509 | 3 | Combustion Turbine | Nevada | 1.8 | Dropped - Units whose status does not meet NEEDS criteria
Battle Mountain | 6509 | 4 | Combustion Turbine | Nevada | 1.8 | Dropped - Units whose status does not meet NEEDS criteria
Brunswick | 6510 | 1 | Combustion Turbine | Nevada | 2 | Dropped - Units whose status does not meet NEEDS criteria
Brunswick | 6510 | 2 | Combustion Turbine | Nevada | 2 | Dropped - Units whose status does not meet NEEDS criteria
Brunswick | 6510 | 3 | Combustion Turbine | Nevada | 2 | Dropped - Units whose status does not meet NEEDS criteria
Farad | 6512 | 1 | Hydro | California | 1.4 | Dropped - Units whose status does not meet NEEDS criteria
Farad | 6512 | 2 | Hydro | California | 1.4 | Dropped - Units whose status does not meet NEEDS criteria
Gabbs | 6514 | 1 | Combustion Turbine | Nevada | 2.7 | Dropped - Units whose status does not meet NEEDS criteria
Gabbs | 6514 | 2 | Combustion Turbine | Nevada | 2.7 | Dropped - Units whose status does not meet NEEDS criteria
Rocky Ford | 6516 | IC1 | Combustion Turbine | Colorado | 2 | Dropped - Units whose status does not meet NEEDS criteria
Kings Beach | 6518 | 1 | Combustion Turbine | California | 2.7 | Dropped - Units whose status does not meet NEEDS criteria
Kings Beach | 6518 | 2 | Combustion Turbine | California | 2.7 | Dropped - Units whose status does not meet NEEDS criteria
Kings Beach | 6518 | 3 | Combustion Turbine | California | 2.7 | Dropped - Units whose status does not meet NEEDS criteria
Kings Beach | 6518 | 4 | Combustion Turbine | California | 2.7 | Dropped - Units whose status does not meet NEEDS criteria
Kings Beach | 6518 | 5 | Combustion Turbine | California | 2.7 | Dropped - Units whose status does not meet NEEDS criteria
Kings Beach | 6518 | 6 | Combustion Turbine | California | 2.7 | Dropped - Units whose status does not meet NEEDS criteria
Portola | 6524 | 1 | Combustion Turbine | California | 2 | Dropped - Units whose status does not meet NEEDS criteria
Portola | 6524 | 2 | Combustion Turbine | California | 2 | Dropped - Units whose status does not meet NEEDS criteria
Portola | 6524 | 3 | Combustion Turbine | California | 2 | Dropped - Units whose status does not meet NEEDS criteria
Valley Road | 6530 | 1 | Combustion Turbine | Nevada | 2 | Dropped - Units whose status does not meet NEEDS criteria
Valley Road | 6530 | 2 | Combustion Turbine | Nevada | 2 | Dropped - Units whose status does not meet NEEDS criteria
Valley Road | 6530 | 3 | Combustion Turbine | Nevada | 2 | Dropped - Units whose status does not meet NEEDS criteria
Winnemucca | 6533 | 1 | Combustion Turbine | Nevada | 15 | Dropped - Units whose status does not meet NEEDS criteria
Little Mountain | 6553 | 1 | Combustion Turbine | Utah | 14 | Dropped - Units whose status does not meet NEEDS criteria
Waverly Municipal Electric North Plant | 6554 | 5 | Combustion Turbine | Iowa | 1.2 | Dropped - Units whose status does not meet NEEDS criteria
Waverly Municipal Electric North Plant | 6554 | 6 | Combustion Turbine | Iowa | 1.3 | Dropped - Units whose status does not meet NEEDS criteria
McGrath | 6555 | 3 | Combustion Turbine | Alaska | 0.2 | Dropped - Units whose status does not meet NEEDS criteria
McGrath | 6555 | 4 | Combustion Turbine | Alaska | 0.1 | Dropped - Units whose status does not meet NEEDS criteria
McGrath | 6555 | 5 | Combustion Turbine | Alaska | 0.6 | Dropped - Units whose status does not meet NEEDS criteria
McGrath | 6555 | 6 | Combustion Turbine | Alaska | 0.6 | Dropped - in Alaska or in Hawaii or Puerto Rico
McGrath | 6555 | 7 | Combustion Turbine | Alaska | 0.6 | Dropped - in Alaska or in Hawaii or Puerto Rico
McGrath | 6555 | 3A | Combustion Turbine | Alaska | 0.5 | Dropped - in Alaska or in Hawaii or Puerto Rico
McGrath | 6555 | 4A | Combustion Turbine | Alaska | 0.5 | Dropped - in Alaska or in Hawaii or Puerto Rico
D G Hunter | 6558 | 1 | O/G Steam | Louisiana | 16 | Dropped - Units whose status does not meet NEEDS criteria
D G Hunter | 6558 | 2 | O/G Steam | Louisiana | 16 | Dropped - Units whose status does not meet NEEDS criteria
D G Hunter | 6558 | 3 | O/G Steam | Louisiana | 50 | Dropped - Units whose status does not meet NEEDS criteria
D G Hunter | 6558 | 4 | O/G Steam | Louisiana | 80 | Dropped - Units whose status does not meet NEEDS criteria
George M Sullivan Generation Plant 2 | 6559 | 5 | Combined Cycle | Alaska | 33.8 | Dropped - Units whose status does not meet NEEDS criteria
George M Sullivan Generation Plant 2 | 6559 | 6 | Combined Cycle | Alaska | 34 | Dropped - Units whose status does not meet NEEDS criteria
George M Sullivan Generation Plant 2 | 6559 | 7 | Combined Cycle | Alaska | 102.6 | Dropped - in Alaska or in Hawaii or Puerto Rico
George M Sullivan Generation Plant 2 | 6559 | 9 | Combined Cycle | Alaska | 50 | Dropped - in Alaska or in Hawaii or Puerto Rico
George M Sullivan Generation Plant 2 | 6559 | 10 | Combined Cycle | Alaska | 50 | Dropped - in Alaska or in Hawaii or Puerto Rico
George M Sullivan Generation Plant 2 | 6559 | 11 | Combined Cycle | Alaska | 29 | Dropped - in Alaska or in Hawaii or Puerto Rico
George M Sullivan Generation Plant 2 | 6559 | GT8 | Combustion Turbine | Alaska | 77.7 | Dropped - in Alaska or in Hawaii or Puerto Rico
Unionville | 6563 | 1 | Combustion Turbine | Missouri | 22 | Dropped - Units whose status does not meet NEEDS criteria
Unionville | 6563 | 2 | Combustion Turbine | Missouri | 22 | Dropped - Units whose status does not meet NEEDS criteria
Berlin | 6565 | 2A | Combustion Turbine | Maryland | 1.8 | Dropped - Units whose status does not meet NEEDS criteria
Berlin | 6565 | 3A | Combustion Turbine | Maryland | 1.8 | Dropped - Units whose status does not meet NEEDS criteria
Berlin | 6565 | 6A | Combustion Turbine | Maryland | 5 | Dropped - Units whose status does not meet NEEDS criteria
Berlin | 6565 | 7A | Combustion Turbine | Maryland | 7.5 | Dropped - Units whose status does not meet NEEDS criteria
Bethel | 6566 | 1 | Combustion Turbine | Alaska | 2.1 | Dropped - in Alaska or in Hawaii or Puerto Rico
Bethel | 6566 | 2 | Combustion Turbine | Alaska | 2.1 | Dropped - in Alaska or in Hawaii or Puerto Rico
Bethel | 6566 | 3 | Combustion Turbine | Alaska | 2.1 | Dropped - in Alaska or in Hawaii or Puerto Rico
Bethel | 6566 | 4 | Combustion Turbine | Alaska | 2.1 | Dropped - in Alaska or in Hawaii or Puerto Rico
Bethel | 6566 | 6 | Combustion Turbine | Alaska | 2.1 | Dropped - in Alaska or in Hawaii or Puerto Rico
Bethel | 6566 | 7 | Combustion Turbine | Alaska | 2.1 | Dropped - in Alaska or in Hawaii or Puerto Rico
Block Island | 6567 | 11 | Combustion Turbine | Rhode Island | 0.8 | Dropped - Units whose status does not meet NEEDS criteria
Block Island | 6567 | 19 | Combustion Turbine | Rhode Island | 1 | Dropped - Units whose status does not meet NEEDS criteria
Block Island | 6567 | 21 | Combustion Turbine | Rhode Island | 1.5 | Dropped - Units whose status does not meet NEEDS criteria
Block Island | 6567 | 22 | Combustion Turbine | Rhode Island | 1.2 | Dropped - Units whose status does not meet NEEDS criteria
Block Island | 6567 | 26 | Combustion Turbine | Rhode Island | 1.8 | Dropped - Units whose status does not meet NEEDS criteria
Fishers Island | 6575 | 4 | Combustion Turbine | New York | 0.3 | Dropped - Units whose status does not meet NEEDS criteria
Fishers Island | 6575 | 5 | Combustion Turbine | New York | 0.7 | Dropped - Units whose status does not meet NEEDS criteria
Johnson | 6579 | 1 | Combustion Turbine | Kansas | 0.6 | Dropped - Units whose status does not meet NEEDS criteria
Johnson | 6579 | 2 | Combustion Turbine | Kansas | 0.7 | Dropped - Units whose status does not meet NEEDS criteria
Johnson | 6579 | 4 | Combustion Turbine | Kansas | 0.5 | Dropped - Units whose status does not meet NEEDS criteria
Johnson | 6579 | 5 | Combustion Turbine | Kansas | 0.3 | Dropped - Units whose status does not meet NEEDS criteria
Johnson | 6579 | 7 | Combustion Turbine | Kansas | 1.2 | Dropped - Units whose status does not meet NEEDS criteria
Johnson | 6579 | 8 | Combustion Turbine | Kansas | 1.1 | Dropped - Units whose status does not meet NEEDS criteria
Johnson | 6579 | IC6 | Combustion Turbine | Kansas | 1.2 | Dropped - Units whose status does not meet NEEDS criteria
Beaver Falls | 6580 | 1 | Hydro | Alaska | 1 | Dropped - in Alaska or in Hawaii or Puerto Rico
Beaver Falls | 6580 | 3 | Hydro | Alaska | 2.2 | Dropped - in Alaska or in Hawaii or Puerto Rico
Beaver Falls | 6580 | 4 | Hydro | Alaska | 2.2 | Dropped - in Alaska or in Hawaii or Puerto Rico
Silvis | 6581 | 1 | Hydro | Alaska | 2.1 | Dropped - in Alaska or in Hawaii or Puerto Rico
Cudjoe | 6582 | 2 | Combustion Turbine | Florida | 2.5 | Dropped - Units whose status does not meet NEEDS criteria
Cudjoe | 6582 | 3 | Combustion Turbine | Florida | 2 | Dropped - Units whose status does not meet NEEDS criteria
Stock Island | 6584 | IC1 | Combustion Turbine | Florida | 1.5 | Dropped - Units whose status does not meet NEEDS criteria
Stock Island | 6584 | IC2 | Combustion Turbine | Florida | 1.5 | Dropped - Units whose status does not meet NEEDS criteria
Stock Island | 6584 | IC3 | Combustion Turbine | Florida | 1.5 | Dropped - Units whose status does not meet NEEDS criteria
Commercial Street | 6585 | 2 | Combustion Turbine | Massachusetts | 1 | Dropped - Units whose status does not meet NEEDS criteria
Rockport (MO) | 6594 | 1 | Combustion Turbine | Missouri | 1.1 | Dropped - Units whose status does not meet NEEDS criteria
Rockport (MO) | 6594 | 2 | Combustion Turbine | Missouri | 1.1 | Dropped - Units whose status does not meet NEEDS criteria
Rockport (MO) | 6594 | 3 | Combustion Turbine | Missouri | 0.4 | Dropped - Units whose status does not meet NEEDS criteria
Rockport (MO) | 6594 | 4 | Combustion Turbine | Missouri | 0.3 | Dropped - Units whose status does not meet NEEDS criteria
Rockport (MO) | 6594 | 5 | Combustion Turbine | Missouri | 1.3 | Dropped - Units whose status does not meet NEEDS criteria
Rockport (MO) | 6594 | 6 | Combustion Turbine | Missouri | 1.3 | Dropped - Units whose status does not meet NEEDS criteria
South Norwalk Electric | 6598 | 1 | Combustion Turbine | Connecticut | 5 | Dropped - Units whose status does not meet NEEDS criteria
South Norwalk Electric | 6598 | 2 | Combustion Turbine | Connecticut | 2 | Dropped - Units whose status does not meet NEEDS criteria
South Norwalk Electric | 6598 | 3 | Combustion Turbine | Connecticut | 2 | Dropped - Units whose status does not meet NEEDS criteria
South Norwalk Electric | 6598 | 4 | Combustion Turbine | Connecticut | 3.1 | Dropped - Units whose status does not meet NEEDS criteria
South Norwalk Electric | 6598 | 5 | Combustion Turbine | Connecticut | 3.2 | Dropped - Units whose status does not meet NEEDS criteria
South Norwalk Electric | 6598 | 6 | Combustion Turbine | Connecticut | 1.1 | Dropped - Units whose status does not meet NEEDS criteria
South Norwalk Electric | 6598 | 7 | Combustion Turbine | Connecticut | 22 | Dropped - Units whose status does not meet NEEDS criteria
Highgate Falls | 6618 | 3 | Hydro | Vermont | 2.9 | Dropped - Retired/Planned Retirement by 06/2023
Fort Peck | 6623 | 2 | Hydro | Montana | 20 | Dropped - Units whose status does not meet NEEDS criteria
Yakutat | 6637 | 5 | Combustion Turbine | Alaska | 0.3 | Dropped - Units whose status does not meet NEEDS criteria
Yakutat | 6637 | 6 | Combustion Turbine | Alaska | 1.2 | Dropped - in Alaska or in Hawaii or Puerto Rico
Yakutat | 6637 | 7 | Combustion Turbine | Alaska | 1.2 | Dropped - in Alaska or in Hawaii or Puerto Rico
Yakutat | 6637 | 2B | Combustion Turbine | Alaska | 0.8 | Dropped - in Alaska or in Hawaii or Puerto Rico
Yakutat | 6637 | 3A | Combustion Turbine | Alaska | 0.6 | Dropped - in Alaska or in Hawaii or Puerto Rico
Yakutat | 6637 | 4A | Combustion Turbine | Alaska | 1.1 | Dropped - Units whose status does not meet NEEDS criteria
Sandow No 4 | 6648 | 4 | Coal Steam | Texas | 600 | Dropped - Units whose status does not meet NEEDS criteria
Pelican | 6702 | HC1 | Hydro | Alaska | 0.5 | Dropped - in Alaska or in Hawaii or Puerto Rico
Pelican | 6702 | HC2 | Hydro | Alaska | 0.1 | Dropped - in Alaska or in Hawaii or Puerto Rico
Pelican | 6702 | IC1 | Combustion Turbine | Alaska | 0.3 | Dropped - Units whose status does not meet NEEDS criteria
Pelican | 6702 | IC2 | Combustion Turbine | Alaska | 0.1 | Dropped - Units whose status does not meet NEEDS criteria
Pelican | 6702 | IC3 | Combustion Turbine | Alaska | 0.2 | Dropped - Units whose status does not meet NEEDS criteria
Pelican | 6702 | IC4 | Combustion Turbine | Alaska | 0.2 | Dropped - Units whose status does not meet NEEDS criteria
Pelican | 6702 | IC5 | Combustion Turbine | Alaska | 0.4 | Dropped - Units whose status does not meet NEEDS criteria
Pelican | 6702 | IC6 | Combustion Turbine | Alaska | 0.4 | Dropped - in Alaska or in Hawaii or Puerto Rico
Pelican | 6702 | IC7 | Combustion Turbine | Alaska | 0.4 | Dropped - in Alaska or in Hawaii or Puerto Rico
Pelican | 6702 | IC8 | Combustion Turbine | Alaska | 0.2 | Dropped - in Alaska or in Hawaii or Puerto Rico
Pebbly Beach Generating Station | 6704 | MT12 | Combustion Turbine | California | 0.1 | Dropped - Units whose status does not meet NEEDS criteria
Pebbly Beach Generating Station | 6704 | MT13 | Combustion Turbine | California | 0.1 | Dropped - Units whose status does not meet NEEDS criteria
Thibodaux | 6706 | 9 | O/G Steam | Louisiana | 19 | Dropped - Units whose status does not meet NEEDS criteria
Naval Training Center | 6707 | NTCG | Combustion Turbine | California | 13 | Dropped - Units whose status does not meet NEEDS criteria
Hugo | 6772 | 2 | Coal Steam | Oklahoma | 750 | Dropped - Units whose status does not meet NEEDS criteria
Jarvis Street | 6801 | 1 | Combustion Turbine | Alaska | 2 | Dropped - in Alaska or in Hawaii or Puerto Rico
Jarvis Street | 6801 | 2 | Combustion Turbine | Alaska | 2.8 | Dropped - in Alaska or in Hawaii or Puerto Rico
Jarvis Street | 6801 | 3 | Combustion Turbine | Alaska | 2.8 | Dropped - in Alaska or in Hawaii or Puerto Rico
Jarvis Street | 6801 | 4 | Combustion Turbine | Alaska | 4 | Dropped - in Alaska or in Hawaii or Puerto Rico
Jarvis Street | 6801 | 5 | Combustion Turbine | Alaska | 13.5 | Dropped - in Alaska or in Hawaii or Puerto Rico
Major Oak Power | 7030 | 3 | Coal Steam | Texas | 600 | Dropped - Units whose status does not meet NEEDS criteria
Humpback Creek | 7042 | 1 | Hydro | Alaska | 0.4 | Dropped - in Alaska or in Hawaii or Puerto Rico
Humpback Creek | 7042 | 2 | Hydro | Alaska | 0.4 | Dropped - in Alaska or in Hawaii or Puerto Rico
Humpback Creek | 7042 | 3 | Hydro | Alaska | 0.2 | Dropped - in Alaska or in Hawaii or Puerto Rico
Bates Mill Upper | 7044 | BU1 | Hydro | Maine | 0.9 | Dropped - Units whose status does not meet NEEDS criteria
Bates Mill Upper | 7044 | BU2 | Hydro | Maine | 0.9 | Dropped - Units whose status does not meet NEEDS criteria
Bates Mill Upper | 7044 | BU3 | Hydro | Maine | 0.9 | Dropped - Units whose status does not meet NEEDS criteria
Hill Mill | 7048 | HM1 | Hydro | Maine | 0.3 | Dropped - Units whose status does not meet NEEDS criteria
Hill Mill | 7048 | HM2 | Hydro | Maine | 0.3 | Dropped - Units whose status does not meet NEEDS criteria
Hill Mill | 7048 | HM3 | Hydro | Maine | 0.3 | Dropped - Units whose status does not meet NEEDS criteria
Hill Mill | 7048 | HM4 | Hydro | Maine | 0.3 | Dropped - Units whose status does not meet NEEDS criteria
Hill Mill | 7048 | HM5 | Hydro | Maine | 0.3 | Dropped - Units whose status does not meet NEEDS criteria
Hill Mill | 7048 | HM6 | Hydro | Maine | 0.3 | Dropped - Units whose status does not meet NEEDS criteria
NA 1 (SC) | 7106 | GT1 | Combustion Turbine | South Carolina | 150 | Dropped - Units whose status does not meet NEEDS criteria
Heber City | 7111 | NA1 | Combustion Turbine | Utah | 0.6 | Dropped - Units whose status does not meet NEEDS criteria
Heber City | 7111 | NA2 | Combustion Turbine | Utah | 0.6 | Dropped - Units whose status does not meet NEEDS criteria
Heber City | 7111 | NA3 | Combustion Turbine | Utah | 0.6 | Dropped - Units whose status does not meet NEEDS criteria
Heber City | 7111 | NA4 | Combustion Turbine | Utah | 0.6 | Dropped - Units whose status does not meet NEEDS criteria
Heber City | 7111 | NA7 | Combustion Turbine | Utah | 1.5 | Dropped - Units whose status does not meet NEEDS criteria
Heber City | 7111 | NA8 | Combustion Turbine | Utah | 1.5 | Dropped - Units whose status does not meet NEEDS criteria
Centennial | 7112 | IC6 | Combustion Turbine | Alaska | 3.3 | Dropped - in Alaska or in Hawaii or Puerto Rico
Centennial | 7112 | IC7 | Combustion Turbine | Alaska | 1.8 | Dropped - Units whose status does not meet NEEDS criteria
Hoist | 7115 | 1 | Hydro | Michigan | 1 | Dropped - Units whose status does not meet NEEDS criteria
Puna | 7130 | 1 | O/G Steam | Hawaii | 14 | Dropped - in Alaska or in Hawaii or Puerto Rico
Puna | 7130 | 3 | Combustion Turbine | Hawaii | 20 | Dropped - in Alaska or in Hawaii or Puerto Rico
Grinnell | 7137 | 1 | Combustion Turbine | Iowa | 26.2 | Dropped - Units whose status does not meet NEEDS criteria
Grinnell | 7137 | 2 | Combustion Turbine | Iowa | 20.9 | Dropped - Units whose status does not meet NEEDS criteria
Chester Lake | 7168 | 1 | Hydro | Alaska | 1.2 | Dropped - in Alaska or in Hawaii or Puerto Rico
Northway | 7169 | 5 | Combustion Turbine | Alaska | 0.4 | Dropped - in Alaska or in Hawaii or Puerto Rico
Northway | 7169 | 1A | Combustion Turbine | Alaska | 0.3 | Dropped - in Alaska or in Hawaii or Puerto Rico
Northway | 7169 | 2A | Combustion Turbine | Alaska | 0.2 | Dropped - in Alaska or in Hawaii or Puerto Rico
Barrow | 7173 | 6 | Combustion Turbine | Alaska | 2.5 | Dropped - in Alaska or in Hawaii or Puerto Rico
Barrow | 7173 | 7 | Combustion Turbine | Alaska | 2.5 | Dropped - in Alaska or in Hawaii or Puerto Rico
Barrow | 7173 | 8 | Combustion Turbine | Alaska | 2.5 | Dropped - in Alaska or in Hawaii or Puerto Rico
Barrow | 7173 | 9 | Combustion Turbine | Alaska | 1.5 | Dropped - Units whose status does not meet NEEDS criteria
Barrow | 7173 | 10 | Combustion Turbine | Alaska | 1.5 | Dropped - Units whose status does not meet NEEDS criteria
Barrow | 7173 | 11 | Combustion Turbine | Alaska | 4.8 | Dropped - in Alaska or in Hawaii or Puerto Rico
Barrow | 7173 | 12 | Combustion Turbine | Alaska | 5 | Dropped - in Alaska or in Hawaii or Puerto Rico
Gwitchyaa Zhee | 7174 | 1 | Combustion Turbine | Alaska | 0.3 | Dropped - Units whose status does not meet NEEDS criteria
Gwitchyaa Zhee | 7174 | 3 | Combustion Turbine | Alaska | 0.4 | Dropped - Units whose status does not meet NEEDS criteria
Gwitchyaa Zhee | 7174 | 5 | Combustion Turbine | Alaska | 0.4 | Dropped - Units whose status does not meet NEEDS criteria
Gwitchyaa Zhee | 7174 | 6 | Combustion Turbine | Alaska | 0.3 | Dropped - Units whose status does not meet NEEDS criteria
Gwitchyaa Zhee | 7174 | 7 | Combustion Turbine | Alaska | 0.4 | Dropped - in Alaska or in Hawaii or Puerto Rico
Gwitchyaa Zhee | 7174 | 8 | Combustion Turbine | Alaska | 0.4 | Dropped - in Alaska or in Hawaii or Puerto Rico
Gwitchyaa Zhee | 7174 | 9 | Combustion Turbine | Alaska | 0.2 | Dropped - in Alaska or in Hawaii or Puerto Rico
Gwitchyaa Zhee | 7174 | 10 | Combustion Turbine | Alaska | 0.2 | Dropped - in Alaska or in Hawaii or Puerto Rico
Gwitchyaa Zhee | 7174 | 2A | Combustion Turbine | Alaska | 0.3 | Dropped - Units whose status does not meet NEEDS criteria
Gwitchyaa Zhee | 7174 | 4A | Combustion Turbine | Alaska | 0.3 | Dropped - Units whose status does not meet NEEDS criteria
Aniak | 7182 | 1 | Combustion Turbine | Alaska | 0.2 | Dropped - in Alaska or in Hawaii or Puerto Rico
Aniak | 7182 | 3 | Combustion Turbine | Alaska | 0.2 | Dropped - Units whose status does not meet NEEDS criteria
Aniak | 7182 | 4 | Combustion Turbine | Alaska | 0.2 | Dropped - Units whose status does not meet NEEDS criteria
Aniak | 7182 | 9 | Combustion Turbine | Alaska | 0.6 | Dropped - in Alaska or in Hawaii or Puerto Rico
Aniak | 7182 | 10 | Combustion Turbine | Alaska | 0.6 | Dropped - in Alaska or in Hawaii or Puerto Rico
Newhalen | 7183 | 1 | Combustion Turbine | Alaska | 0.3 | Dropped - Units whose status does not meet NEEDS criteria
Newhalen | 7183 | 2 | Combustion Turbine | Alaska | 0.3 | Dropped - Units whose status does not meet NEEDS criteria
Newhalen | 7183 | 3 | Combustion Turbine | Alaska | 0.3 | Dropped - Units whose status does not meet NEEDS criteria
Newhalen | 7183 | 4 | Combustion Turbine | Alaska | 0.6 | Dropped - Units whose status does not meet NEEDS criteria
Newhalen | 7183 | 5 | Combustion Turbine | Alaska | 0.3 | Dropped - in Alaska or in Hawaii or Puerto Rico
Newhalen | 7183 | 6 | Combustion Turbine | Alaska | 0.3 | Dropped - in Alaska or in Hawaii or Puerto Rico
Newhalen | 7183 | 7 | Combustion Turbine | Alaska | 0.3 | Dropped - in Alaska or in Hawaii or Puerto Rico
Newhalen | 7183 | H-1 | Hydro | Alaska | 0.4 | Dropped - in Alaska or in Hawaii or Puerto Rico
Newhalen | 7183 | H-2 | Hydro | Alaska | 0.4 | Dropped - in Alaska or in Hawaii or Puerto Rico
Conoco | 7185 | 1 | Combustion Turbine | Oklahoma | 31.5 | Dropped - Units whose status does not meet NEEDS criteria
Conoco | 7185 | 2 | Combustion Turbine | Oklahoma | 28.3 | Dropped - Units whose status does not meet NEEDS criteria
NA 1 (IN) | 7228 | 1 | Combustion Turbine | Indiana | 286 | Dropped - Units whose status does not meet NEEDS criteria
NA 1 (IN) | 7228 | 2 | Combustion Turbine | Indiana | 72.5 | Dropped - Units whose status does not meet NEEDS criteria
NA 1 (IN) | 7228 | 3 | Combustion Turbine | Indiana | 72.5 | Dropped - Units whose status does not meet NEEDS criteria
NA 1 (IN) | 7228 | 4 | Combustion Turbine | Indiana | 96 | Dropped - Units whose status does not meet NEEDS criteria
NA 1 (IN) | 7228 | 5 | Combustion Turbine | Indiana | 156 | Dropped - Units whose status does not meet NEEDS criteria
NA 1 (IN) | 7228 | 6 | Combustion Turbine | Indiana | 156 | Dropped - Units whose status does not meet NEEDS criteria
NA 1 (IN) | 7228 | 7 | Combustion Turbine | Indiana | 156 | Dropped - Units whose status does not meet NEEDS criteria
NA 1 (IN) | 7228 | 8 | Combustion Turbine | Indiana | 552 | Dropped - Units whose status does not meet NEEDS criteria
NA 1 (IN) | 7228 | 9 | Combustion Turbine | Indiana | 191 | Dropped - Units whose status does not meet NEEDS criteria
NA 1 (IN) | 7228 | 10 | Combustion Turbine | Indiana | 191 | Dropped - Units whose status does not meet NEEDS criteria
NA 1 (IN) | 7228 | 11 | Combustion Turbine | Indiana | 252.2 | Dropped - Units whose status does not meet NEEDS criteria
NA 1 (IN) | 7228 | 12 | Combustion Turbine | Indiana | 214 | Dropped - Units whose status does not meet NEEDS criteria
NA 1 (IN) | 7228 | 13 | Combustion Turbine | Indiana | 214 | Dropped - Units whose status does not meet NEEDS criteria
NA 1 (IN) | 7228 | 14 | Combustion Turbine | Indiana | 214 | Dropped - Units whose status does not meet NEEDS criteria
NA 1 (IN) | 7228 | 15 | Combustion Turbine | Indiana | 214 | Dropped - Units whose status does not meet NEEDS criteria
NA 1 (IN) | 7228 | 16 | Combustion Turbine | Indiana | 214 | Dropped - Units whose status does not meet NEEDS criteria
Polk | 7242 | 6 | Combined Cycle | Florida | 459 | Dropped - Units whose status does not meet NEEDS criteria
Polk | 7242 | 7 | Combustion Turbine | Florida | 155 | Dropped - Units whose status does not meet NEEDS criteria
Polk | 7242 | 8 | Combustion Turbine | Florida | 459 | Dropped - Units whose status does not meet NEEDS criteria
Polk | 7242 | 9 | Combined Cycle | Florida | 459 | Dropped - Units whose status does not meet NEEDS criteria
Auke Bay | 7250 | 4 | Combustion Turbine | Alaska | 2.5 | Dropped - in Alaska or in Hawaii or Puerto Rico
Auke Bay | 7250 | 13 | Combustion Turbine | Alaska | 2.8 | Dropped - in Alaska or in Hawaii or Puerto Rico
Auke Bay | 7250 | 14 | Combustion Turbine | Alaska | 23 | Dropped - in Alaska or in Hawaii or Puerto Rico
NA 5 | 7253 | NA5 | Combustion Turbine | South Carolina | 150 | Dropped - Units whose status does not meet NEEDS criteria
Miki Basin | 7264 | LL1 | Combustion Turbine | Hawaii | 1 | Dropped - in Alaska or in Hawaii or Puerto Rico
Miki Basin | 7264 | LL2 | Combustion Turbine | Hawaii | 1 | Dropped - in Alaska or in Hawaii or Puerto Rico
Miki Basin | 7264 | LL3 | Combustion Turbine | Hawaii | 1 | Dropped - in Alaska or in Hawaii or Puerto Rico
Miki Basin | 7264 | LL4 | Combustion Turbine | Hawaii | 1 | Dropped - in Alaska or in Hawaii or Puerto Rico
Miki Basin | 7264 | LL5 | Combustion Turbine | Hawaii | 1 | Dropped - in Alaska or in Hawaii or Puerto Rico
Miki Basin | 7264 | LL6 | Combustion Turbine | Hawaii | 1 | Dropped - in Alaska or in Hawaii or Puerto Rico
Miki Basin | 7264 | LL7 | Combustion Turbine | Hawaii | 2.1 | Dropped - in Alaska or in Hawaii or Puerto Rico
Miki Basin | 7264 | LL8 | Combustion Turbine | Hawaii | 2.1 | Dropped - in Alaska or in Hawaii or Puerto Rico
Richard Gorsuch | 7286 | 1 | Coal Steam | Ohio | 50 | Dropped - Units whose status does not meet NEEDS criteria
Richard Gorsuch | 7286 | 2 | Coal Steam | Ohio | 50 | Dropped - Units whose status does not meet NEEDS criteria
Richard Gorsuch | 7286 | 3 | Coal Steam | Ohio | 50 | Dropped - Units whose status does not meet NEEDS criteria
Richard Gorsuch | 7286 | 4 | Coal Steam | Ohio | 50 | Dropped - Units whose status does not meet NEEDS criteria
NA 8 | 7300 | GT8 | Combustion Turbine | South Carolina | 150 | Dropped - Units whose status does not meet NEEDS criteria
Hines Energy Complex | 7302 | 5 | Combined Cycle | Florida | 461 | Dropped - Units whose status does not meet NEEDS criteria
Hines Energy Complex | 7302 | 6 | Combined Cycle | Florida | 461 | Dropped - Units whose status does not meet NEEDS criteria
Palmyra Municipal 2 | 7304 | IC10 | Combustion Turbine | Missouri | 3.5 | Dropped - Units whose status does not meet NEEDS criteria
Palmyra Municipal 2 | 7304 | IC9 | Combustion Turbine | Missouri | 3.5 | Dropped - Units whose status does not meet NEEDS criteria
Lincoln Turbines | 7366 | 1 | Onshore Wind | Wisconsin | 0.7 | Dropped - Units whose status does not meet NEEDS criteria
Bradley Lake | 7367 | 1 | Hydro | Alaska | 63 | Dropped - in Alaska or in Hawaii or Puerto Rico
Bradley Lake | 7367 | 2 | Hydro | Alaska | 63 | Dropped - in Alaska or in Hawaii or Puerto Rico
Bonnett | 7370 | CT1 | Geothermal | Utah | 7 | Dropped - Units whose status does not meet NEEDS criteria
Bonnett | 7370 | OEC1 | Geothermal | Utah | 0.7 | Dropped - Units whose status does not meet NEEDS criteria
Bonnett | 7370 | OEC2 | Geothermal | Utah | 0.7 | Dropped - Units whose status does not meet NEEDS criteria
Bonnett | 7370 | OEC3 | Geothermal | Utah | 0.7 | Dropped - Units whose status does not meet NEEDS criteria
Bonnett | 7370 | OEC4 | Geothermal | Utah | 0.7 | Dropped - Units whose status does not meet NEEDS criteria
Alliant Techsystems | 7376 | 1 | Combustion Turbine | Minnesota | 1.6 | Dropped - Units whose status does not meet NEEDS criteria
United Health Care | 7377 | 1 | Combustion Turbine | Minnesota | 1.8 | Dropped - Units whose status does not meet NEEDS criteria
United Health Care | 7377 | 2 | Combustion Turbine | Minnesota | 1.8 | Dropped - Units whose status does not meet NEEDS criteria
United Hospital | 7378 | 1 | Combustion Turbine | Minnesota | 1.6 | Dropped - Units whose status does not meet NEEDS criteria
United Hospital | 7378 | 2 | Combustion Turbine | Minnesota | 1.6 | Dropped - Units whose status does not meet NEEDS criteria
United Hospital | 7378 | 3 | Combustion Turbine | Minnesota | 1.6 | Dropped - Units whose status does not meet NEEDS criteria
Midulla Generating Station | 7380 | 1 | Combined Cycle | Florida | 260 | Dropped - Units whose status does not meet NEEDS criteria
Midulla Generating Station | 7380 | 2 | Combined Cycle | Florida | 153 | Dropped - Units whose status does not meet NEEDS criteria
Midulla Generating Station | 7380 | PW9 | Combined Cycle | Florida | 54 | Dropped - Units whose status does not meet NEEDS criteria
Indian Trails Cogen 1 | 7384 | 1 | O/G Steam | Illinois | 10 | Dropped - Units whose status does not meet NEEDS criteria
Lakin Municipal | 7393 | LK1 | Combustion Turbine | Kansas | 4.1 | Dropped - Retired/Planned Retirement by 06/2023
Gonzales Hydro Plant | 7394 | 1 | Hydro | Texas | 0.3 | Dropped - Units whose status does not meet NEEDS criteria
Gonzales Hydro Plant | 7394 | 2 | Hydro | Texas | 0.3 | Dropped - Units whose status does not meet NEEDS criteria
Gonzales Hydro Plant | 7394 | 3 | Hydro | Texas | 0.3 | Dropped - Units whose status does not meet NEEDS criteria
John Harmon Gen | 7412 | JH-1 | Combustion Turbine | Georgia | 3 | Dropped - Units whose status does not meet NEEDS criteria
Thorne Bay Plant | 7414 | 2 | Combustion Turbine | Alaska | 0.6 | Dropped - in Alaska or in Hawaii or Puerto Rico
Thorne Bay Plant | 7414 | 4 | Combustion Turbine | Alaska | 0.4 | Dropped - in Alaska or in Hawaii or Puerto Rico
Lakefield Utilities | 7415 | 1 | Combustion Turbine | Minnesota | 0.2 | Dropped - Units whose status does not meet NEEDS criteria
Lakefield Utilities | 7415 | 2 | Combustion Turbine | Minnesota | 0.3 | Dropped - Units whose status does not meet NEEDS criteria
Lakefield Utilities | 7415 | 3 | Combustion Turbine | Minnesota | 0.5 | Dropped - Units whose status does not meet NEEDS criteria
Lakefield Utilities | 7415 | 4 | Combustion Turbine | Minnesota | 0.8 | Dropped - Units whose status does not meet NEEDS criteria
Edenton Generators | 7429 | 1 | Combustion Turbine | North Carolina | 1.2 | Dropped - Units whose status does not meet NEEDS criteria
Oxford (KS) | 7432 | 1 | Combustion Turbine | Kansas | 0.6 | Dropped - Units whose status does not meet NEEDS criteria
Oxford (KS) | 7432 | 2 | Combustion Turbine | Kansas | 0.6 | Dropped - Units whose status does not meet NEEDS criteria
Oxford (KS) | 7432 | 3 | Combustion Turbine | Kansas | 0.6 | Dropped - Units whose status does not meet NEEDS criteria
Vernon | 7436 | JH1 | Combustion Turbine | California | 3.6 | Dropped - Units whose status does not meet NEEDS criteria
Vernon | 7436 | JH2 | Combustion Turbine | California | 3.6 | Dropped - Units whose status does not meet NEEDS criteria
Vernon | 7436 | JH3 | Combustion Turbine | California | 3.6 | Dropped - Units whose status does not meet NEEDS criteria
Vernon | 7436 | JH4 | Combustion Turbine | California | 3.6 | Dropped - Units whose status does not meet NEEDS criteria
Vernon | 7436 | JH5 | Combustion Turbine | California | 3.6 | Dropped - Units whose status does not meet NEEDS criteria
Galena Electric Utility | 7437 | 2 | Combustion Turbine | Alaska | 0.7 | Dropped - Units whose status does not meet NEEDS criteria
Galena Electric Utility | 7437 | 3 | Combustion Turbine | Alaska | 0.7 | Dropped - Units whose status does not meet NEEDS criteria
Galena Electric Utility | 7437 | 4 | Combustion Turbine | Alaska | 0.7 | Dropped - Units whose status does not meet NEEDS criteria
Galena Electric Utility | 7437 | 5 | Combustion Turbine | Alaska | 0.7 | Dropped - Units whose status does not meet NEEDS criteria
Galena Electric Utility | 7437 | 6 | Combustion Turbine | Alaska | 0.5 | Dropped - Units whose status does not meet NEEDS criteria
Galena Electric Utility | 7437 | 1A | Combustion Turbine | Alaska | 0.8 | Dropped - in Alaska or in Hawaii or Puerto Rico
Galena Electric Utility | 7437 | 2A | Combustion Turbine | Alaska | 0.5 | Dropped - in Alaska or in Hawaii or Puerto Rico
Galena Electric Utility | 7437 | 3A | Combustion Turbine | Alaska | 0.8 | Dropped - in Alaska or in Hawaii or Puerto Rico
Galena Electric Utility | 7437 | 4A | Combustion Turbine | Alaska | 1 | Dropped - in Alaska or in Hawaii or Puerto Rico
Galena Electric Utility | 7437 | 5A | Combustion Turbine | Alaska | 0.8 | Dropped - in Alaska or in Hawaii or Puerto Rico
Galena Electric Utility | 7437 | 6A | Combustion Turbine | Alaska | 0.4 | Dropped - Units whose status does not meet NEEDS criteria
Church Street Plant | 7438 | C1 | Combustion Turbine | Virginia | 0.8 | Dropped - Units whose status does not meet NEEDS criteria
Church Street Plant | 7438 | C2 | Combustion Turbine | Virginia | 0.8 | Dropped - Units whose status does not meet NEEDS criteria
Church Street Plant | 7438 | C4 | Combustion Turbine | Virginia | 1 | Dropped - Units whose status does not meet NEEDS criteria
VMEA 1 Credit Gen | 7440 | V9 | Combustion Turbine | Virginia | 1.5 | Dropped - Units whose status does not meet NEEDS criteria
Angoon | 7462 | 1 | Combustion Turbine | Alaska | 0.4 | Dropped - Units whose status does not meet NEEDS criteria
Angoon | 7462 | 3 | Combustion Turbine | Alaska | 0.5 | Dropped - in Alaska or in Hawaii or Puerto Rico
Angoon | 7462 | 1A | Combustion Turbine | Alaska | 0.5 | Dropped - in Alaska or in Hawaii or Puerto Rico
Angoon | 7462 | 2A | Combustion Turbine | Alaska | 0.5 | Dropped - in Alaska or in Hawaii or Puerto Rico
Hoonah | 7463 | 1 | Combustion Turbine | Alaska | 0.6 | Dropped - Units whose status does not meet NEEDS criteria
Hoonah | 7463 | 3 | Combustion Turbine | Alaska | 0.5 | Dropped - Units whose status does not meet NEEDS criteria
Hoonah | 7463 | 4 | Combustion Turbine | Alaska | 0.5 | Dropped - in Alaska or in Hawaii or Puerto Rico
Hoonah | 7463 | 2A | Combustion Turbine | Alaska | 1 | Dropped - in Alaska or in Hawaii or Puerto Rico
Hoonah | 7463 | 3A | Combustion Turbine | Alaska | 0.5 | Dropped - in Alaska or in Hawaii or Puerto Rico
Kake | 7464 | 1 | Combustion Turbine | Alaska | 0.6 | Dropped - Units whose status does not meet NEEDS criteria
Kake | 7464 | 2 | Combustion Turbine | Alaska | 1.1 | Dropped - in Alaska or in Hawaii or Puerto Rico
Kake | 7464 | 4 | Combustion Turbine | Alaska | 0.5 | Dropped - in Alaska or in Hawaii or Puerto Rico
Kake | 7464 | 1A | Combustion Turbine | Alaska | 0.5 | Dropped - Units whose status does not meet NEEDS criteria
Kake | 7464 | 1B | Combustion Turbine | Alaska | 0.5 | Dropped - in Alaska or in Hawaii or Puerto Rico
Kake | 7464 | 2A | Combustion Turbine | Alaska | 0.5 | Dropped - in Alaska or in Hawaii or Puerto Rico
Kake | 7464 | 3A | Combustion Turbine | Alaska | 0.8 | Dropped - Units whose status does not meet NEEDS criteria
Kake | 7464 | 3B | Combustion Turbine | Alaska | 0.5 | Dropped - in Alaska or in Hawaii or Puerto Rico
Chilkat Valley | 7467 | 2A | Combustion Turbine | Alaska | 0.5 | Dropped - Units whose status does not meet NEEDS criteria
Madison Utilities | 7469 | FM4 | Combustion Turbine | Nebraska | 0.5 | Dropped - Units whose status does not meet NEEDS criteria
Marceline | 7470 | 3 | Combustion Turbine | Missouri | 1.2 | Dropped - Units whose status does not meet NEEDS criteria
Marceline | 7470 | 4 | Combustion Turbine | Missouri | 0.4 | Dropped - Units whose status does not meet NEEDS criteria
Rowesville Rd Plant | 7480 | 3 | Combustion Turbine | South Carolina | 4.2 | Dropped - Units whose status does not meet NEEDS criteria
Rowesville Rd Plant | 7480 | 4 | Combustion Turbine | South Carolina | 4.2 | Dropped - Units whose status does not meet NEEDS criteria
NSB Atqasuk Utility | 7482 | NA1 | Combustion Turbine | Alaska | 0.9 | Dropped - in Alaska or in Hawaii or Puerto Rico
NSB Atqasuk Utility | 7482 | NA2 | Combustion Turbine | Alaska | 0.9 | Dropped - in Alaska or in Hawaii or Puerto Rico
NSB Atqasuk Utility | 7482 | NA3 | Combustion Turbine | Alaska | 0.4 | Dropped - in Alaska or in Hawaii or Puerto Rico
NSB Atqasuk Utility | 7482 | PG1 | Combustion Turbine | Alaska | 0.2 | Dropped - Units whose status does not meet NEEDS criteria
NSB Atqasuk Utility | 7482 | PG2 | Combustion Turbine | Alaska | 0.4 | Dropped - in Alaska or in Hawaii or Puerto Rico
NSB Atqasuk Utility | 7482 | PG3 | Combustion Turbine | Alaska | 0.6 | Dropped - in Alaska or in Hawaii or Puerto Rico
NSB Kaktovik Utility | 7483 | PG1A | Combustion Turbine | Alaska | 0.9 | Dropped - in Alaska or in Hawaii or Puerto Rico
NSB Kaktovik Utility | 7483 | PG2A | Combustion Turbine | Alaska | 0.9 | Dropped - in Alaska or in Hawaii or Puerto Rico
NSB Kaktovik Utility | 7483 | PG3A | Combustion Turbine | Alaska | 0.4 | Dropped - in Alaska or in Hawaii or Puerto Rico
NSB Kaktovik Utility | 7483 | PG4A | Combustion Turbine | Alaska | 0.4 | Dropped - in Alaska or in Hawaii or Puerto Rico
NSB Nuiqsut Utility | 7484 | PG1A | Combustion Turbine | Alaska | 0.9 | Dropped - in Alaska or in Hawaii or Puerto Rico
NSB Nuiqsut Utility | 7484 | PG2A | Combustion Turbine | Alaska | 0.9 | Dropped - in Alaska or in Hawaii or Puerto Rico
NSB Nuiqsut Utility | 7484 | PG3A | Combustion Turbine | Alaska | 0.4 | Dropped - in Alaska or in Hawaii or Puerto Rico
NSB Nuiqsut Utility | 7484 | PG3B | Combustion Turbine | Alaska | 0.6 | Dropped - in Alaska or in Hawaii or Puerto Rico
NSB Nuiqsut Utility | 7484 | PG4A | Combustion Turbine | Alaska | 0.4 | Dropped - Units whose status does not meet NEEDS criteria
NSB Nuiqsut Utility | 7484 | PG5A | Combustion Turbine | Alaska | 0.8 | Dropped - in Alaska or in Hawaii or Puerto Rico
NSB Nuiqsut Utility | 7484 | PG6A | Combustion Turbine | Alaska | 0.8 | Dropped - in Alaska or in Hawaii or Puerto Rico
NSB Point Hope Utility | 7485 | PG1 | Combustion Turbine | Alaska | 0.3 | Dropped - Units whose status does not meet NEEDS criteria
NSB Point Hope Utility | 7485 | PG1A | Combustion Turbine | Alaska | 1 | Dropped - in Alaska or in Hawaii or Puerto Rico
NSB Point Hope Utility | 7485 | PG2 | Combustion Turbine | Alaska | 0.3 | Dropped - Units whose status does not meet NEEDS criteria
NSB Point Hope Utility | 7485 | PG3 | Combustion Turbine | Alaska | 0.3 | Dropped - Units whose status does not meet NEEDS criteria
NSB Point Hope Utility | 7485 | PG4 | Combustion Turbine | Alaska | 0.4 | Dropped - Units whose status does not meet NEEDS criteria
NSB Point Hope Utility | 7485 | PG5 | Combustion Turbine | Alaska | 0.2 | Dropped - Units whose status does not meet NEEDS criteria
NSB Point Hope Utility | 7485 | PG6 | Combustion Turbine | Alaska | 0.6 | Dropped - in Alaska or in Hawaii or Puerto Rico
NSB Point Hope Utility | 7485 | PG7 | Combustion Turbine | Alaska | 0.6 | Dropped - in Alaska or in Hawaii or Puerto Rico
NSB Point Hope Utility | 7485 | PG8 | Combustion Turbine | Alaska | 0.9 | Dropped - in Alaska or in Hawaii or Puerto Rico
NSB Point Lay Utility | 7486 | PG10 | Combustion Turbine | Alaska | 0.6 | Dropped - in Alaska or in Hawaii or Puerto Rico
NSB Point Lay Utility | 7486 | PG1A | Combustion Turbine | Alaska | 0.3 | Dropped - Units whose status does not meet NEEDS criteria
NSB Point Lay Utility | 7486 | PG2A | Combustion Turbine | Alaska | 0.3 | Dropped - Units whose status does not meet NEEDS criteria
NSB Point Lay Utility | 7486 | PG3A | Combustion Turbine | Alaska | 0.3 | Dropped - Units whose status does not meet NEEDS criteria
NSB Point Lay Utility | 7486 | PG4 | Combustion Turbine | Alaska | 0.2 | Dropped - Units whose status does not meet NEEDS criteria
NSB Point Lay Utility | 7486 | PG4A | Combustion Turbine | Alaska | 0.3 | Dropped - Units whose status does not meet NEEDS criteria
NSB Point Lay Utility | 7486 | PG5 | Combustion Turbine | Alaska | 0.3 | Dropped - Units whose status does not meet NEEDS criteria
NSB Point Lay Utility | 7486 | PG6 | Combustion Turbine | Alaska | 0.3 | Dropped - Units whose status does not meet NEEDS criteria
NSB Point Lay Utility | 7486 | PG7 | Combustion Turbine | Alaska | 0.6 | Dropped - in Alaska or in Hawaii or Puerto Rico
NSB Point Lay Utility | 7486 | PG8 | Combustion Turbine | Alaska | 0.6 | Dropped - in Alaska or in Hawaii or Puerto Rico
NSB Point Lay Utility | 7486 | PG9 | Combustion Turbine | Alaska | 0.6 | Dropped - in Alaska or in Hawaii or Puerto Rico
NSB Anaktuvuk Pass | 7487 | 1 | Combustion Turbine | Alaska | 0.3 | Dropped - in Alaska or in Hawaii or Puerto Rico
NSB Anaktuvuk Pass | 7487 | 2 | Combustion Turbine | Alaska | 0.3 | Dropped - in Alaska or in Hawaii or Puerto Rico
NSB Anaktuvuk Pass | 7487 | 3 | Combustion Turbine | Alaska | 0.3 | Dropped - in Alaska or in Hawaii or Puerto Rico
NSB Anaktuvuk Pass | 7487 | 4 | Combustion Turbine | Alaska | 0.1 | Dropped - Units whose status does not meet NEEDS criteria
NSB Anaktuvuk Pass | 7487 | 5 | Combustion Turbine | Alaska | 0.1 | Dropped - Units whose status does not meet NEEDS criteria
NSB Anaktuvuk Pass | 7487 | 6 | Combustion Turbine | Alaska | 0.9 | Dropped - in Alaska or in Hawaii or Puerto Rico
NSB Anaktuvuk Pass | 7487 | 7 | Combustion Turbine | Alaska | 0.9 | Dropped - in Alaska or in Hawaii or Puerto Rico
NSB Wainwright Utility | 7488 | PG1 | Combustion Turbine | Alaska | 0.4 | Dropped - in Alaska or in Hawaii or Puerto Rico
NSB Wainwright Utility | 7488 | PG2 | Combustion Turbine | Alaska | 0.4 | Dropped - in Alaska or in Hawaii or Puerto Rico
NSB Wainwright Utility | 7488 | PG3 | Combustion Turbine | Alaska | 0.4 | Dropped - in Alaska or in Hawaii or Puerto Rico
NSB Wainwright Utility | 7488 | PG4 | Combustion Turbine | Alaska | 0.3 | Dropped - Units whose status does not meet NEEDS criteria
NSB Wainwright Utility | 7488 | PG4A | Combustion Turbine | Alaska | 0.9 | Dropped - in Alaska or in Hawaii or Puerto Rico
NSB Wainwright Utility | 7488 | PG5 | Combustion Turbine | Alaska | 0.9 | Dropped - in Alaska or in Hawaii or Puerto Rico
King Cove | 7493 | 1 | Combustion Turbine | Alaska | 0.3 | Dropped - in Alaska or in Hawaii or Puerto Rico
King Cove | 7493 | 2 | Combustion Turbine | Alaska | 0.4 | Dropped - in Alaska or in Hawaii or Puerto Rico
King Cove | 7493 | 3 | Combustion Turbine | Alaska | 0.6 | Dropped - in Alaska or in Hawaii or Puerto Rico
King Cove | 7493 | 4 | Hydro | Alaska | 0.7 | Dropped - in Alaska or in Hawaii or Puerto Rico
King Cove | 7493 | 5 | Combustion Turbine | Alaska | 0.3 | Dropped - in Alaska or in Hawaii or Puerto Rico
Princeton Wind Farm | 7501 | 1 | Onshore Wind | Massachusetts | 0.3 | Dropped - Units whose status does not meet NEEDS criteria
Dutch Harbor | 7502 | 1 | Combustion Turbine | Alaska | 0.3 | Dropped - Units whose status does not meet NEEDS criteria
Dutch Harbor | 7502 | 2 | Combustion Turbine | Alaska | 0.3 | Dropped - Units whose status does not meet NEEDS criteria
Dutch Harbor | 7502 | 3 | Combustion Turbine | Alaska | 0.5 | Dropped - Units whose status does not meet NEEDS criteria
Dutch Harbor | 7502 | 4 | Combustion Turbine | Alaska | 0.7 | Dropped - Units whose status does not meet NEEDS criteria
Dutch Harbor | 7502 | 5 | Combustion Turbine | Alaska | 0.5 | Dropped - Units whose status does not meet NEEDS criteria
Dutch Harbor | 7502 | 6 | Combustion Turbine | Alaska | 1.2 | Dropped - Units whose status does not meet NEEDS criteria
Dutch Harbor | 7502 | 8 | Combustion Turbine | Alaska | 1 | Dropped - in Alaska or in Hawaii or Puerto Rico
Dutch Harbor | 7502 | 9 | Combustion Turbine | Alaska | 1 | Dropped - in Alaska or in Hawaii or Puerto Rico
Dutch Harbor | 7502 | 10 | Combustion Turbine | Alaska | 4.4 | Dropped - in Alaska or in Hawaii or Puerto Rico
Dutch Harbor | 7502 | 11 | Combustion Turbine | Alaska | 4.4 | Dropped - in Alaska or in Hawaii or Puerto Rico
Dutch Harbor | 7502 | 12 | Combustion Turbine | Alaska | 3.7 | Dropped - in Alaska or in Hawaii or Puerto Rico
Dutch Harbor | 7502 | 13 | Combustion Turbine | Alaska | 3.7 | Dropped - in Alaska or in Hawaii or Puerto Rico
Dutch Harbor | 7502 | 15 | Combustion Turbine | Alaska | 0.2 | Dropped - in Alaska or in Hawaii or Puerto Rico
Unalaska Power Module | 7503 | 7 | Combustion Turbine | Alaska | 0.8 | Dropped - in Alaska or in Hawaii or Puerto Rico
ReEnergy Fort Fairfield | 7513 | BOIL1 | Biomass | Maine | 32 | Dropped - Retired/Planned Retirement by 06/2023
North Branch (WV) | 7537 | 1 | Coal Steam | West Virginia | 74 | Dropped - Units whose status does not meet NEEDS criteria
NA 1 (NC) | 7539 | 4 | Combined Cycle | North Carolina | 167 | Dropped - Units whose status does not meet NEEDS criteria
NA 1 (NC) | 7539 | 5 | Combined Cycle | North Carolina | 162 | Dropped - Units whose status does not meet NEEDS criteria
NA 1 (NC) | 7539 | 6 | Combined Cycle | North Carolina | 167 | Dropped - Units whose status does not meet NEEDS criteria
NA 1 (NC) | 7539 | 7 | Combined Cycle | North Carolina | 483 | Dropped - Units whose status does not meet NEEDS criteria
NA 1 (NC) | 7539 | 9 | Combined Cycle | North Carolina | 155 | Dropped - Units whose status does not meet NEEDS criteria
NA 1 (NC) | 7539 | 10 | Combined Cycle | North Carolina | 160 | Dropped - Units whose status does not meet NEEDS criteria
NA 1 (NC) | 7539 | 11 | Combined Cycle | North Carolina | 167 | Dropped - Units whose status does not meet NEEDS criteria
NA 1 (NC) | 7539 | 12 | Combined Cycle | North Carolina | 183 | Dropped - Units whose status does not meet NEEDS criteria
NA 1 (NC) | 7539 | CCE1 | Combined Cycle | North Carolina | 474 | Dropped - Units whose status does not meet NEEDS criteria
NA 1 (NC) | 7539 | CCW1 | Combined Cycle | North Carolina | 237 | Dropped - Units whose status does not meet NEEDS criteria
NA 1 (NC) | 7539 | CT1 | Combustion Turbine | North Carolina | 153 | Dropped - Units whose status does not meet NEEDS criteria
NA 1 (NC) | 7539 | CT2 | Combustion Turbine | North Carolina | 153 | Dropped - Units whose status does not meet NEEDS criteria
Milwaukee County | 7549 | 1 | Coal Steam | Wisconsin | 7 | Dropped - Units whose status does not meet NEEDS criteria
Bowling Green | 7575 | 1 | Combustion Turbine | Ohio | 1.6 | Dropped - Units whose status does not meet NEEDS criteria
Bowling Green | 7575 | 2 | Combustion Turbine | Ohio | 7.2 | Dropped - Units whose status does not meet NEEDS criteria
Engle | 7576 | 16 | Combustion Turbine | Ohio | 9 | Dropped - Units whose status does not meet NEEDS criteria
Jackson (OH) | 7577 | 12 | Combustion Turbine | Ohio | 3.6 | Dropped - Units whose status does not meet NEEDS criteria
Napoleon | 7578 | 1 | Combustion Turbine | Ohio | 1.8 | Dropped - Units whose status does not meet NEEDS criteria
Napoleon | 7578 | 2 | Combustion Turbine | Ohio | 1.8 | Dropped - Units whose status does not meet NEEDS criteria
Napoleon | 7578 | 3 | Combustion Turbine | Ohio | 1.8 | Dropped - Units whose status does not meet NEEDS criteria
Niles | 7579 | 13 | Combustion Turbine | Ohio | 5.4 | Dropped - Units whose status does not meet NEEDS criteria
Wadsworth | 7580 | 13 | Combustion Turbine | Ohio | 5.4 | Dropped - Units whose status does not meet NEEDS criteria
Red Cedar | 7595 | 1 | Combustion Turbine | Iowa | 13 | Dropped - Units whose status does not meet NEEDS criteria
Oneida Casino | 7602 | 1 | Combustion Turbine | Wisconsin | 1.8 | Dropped - Units whose status does not meet NEEDS criteria
Oneida Casino | 7602 | 2 | Combustion Turbine | Wisconsin | 1.8 | Dropped - Units whose status does not meet NEEDS criteria
Everett Cogen | 7627 | 1 | Biomass | Washington | 36 | Dropped - Units whose status does not meet NEEDS criteria
US DOE Savannah River Site (D Area) | 7652 | HP-1 | Coal Steam | South Carolina | 9.4 | Dropped - Units whose status does not meet NEEDS criteria
US DOE Savannah River Site (D Area) | 7652 | HP-2 | Coal Steam | South Carolina | 9.4 | Dropped - Units whose status does not meet NEEDS criteria
US DOE Savannah River Site (D Area) | 7652 | HP-3 | Coal Steam | South Carolina | 9.4 | Dropped - Units whose status does not meet NEEDS criteria
US DOE Savannah River Site (D Area) | 7652 | LP-1 | Coal Steam | South Carolina | 12.5 | Dropped - Units whose status does not meet NEEDS criteria
US DOE Savannah River Site (D Area) | 7652 | LP-2 | Coal Steam | South Carolina | 12.5 | Dropped - Units whose status does not meet NEEDS criteria
US DOE Savannah River Site (D Area) | 7652 | LP-3 | Coal Steam | South Carolina | 12.5 | Dropped - Units whose status does not meet NEEDS criteria
US DOE Savannah River Site (D Area) | 7652 | LP-4 | Coal Steam | South Carolina | 12.5 | Dropped - Units whose status does not meet NEEDS criteria
Auglaize Hydro | 7657 | 3 | Hydro | Ohio | 1.3 | Dropped - Units whose status does not meet NEEDS criteria
Celanese | 7678 | 1 | Energy Storage | Texas | 13 | Dropped - Units whose status does not meet NEEDS criteria
Celanese | 7678 | 2 | Non-Fossil Waste | Texas | 26 | Dropped - Units whose status does not meet NEEDS criteria
Anaheim GT | 7693 | 1 | Combustion Turbine | California | 44.5 | Dropped - Retired/Planned Retirement by 06/2023
Fairless Hills | 7701 | A | Landfill Gas | Pennsylvania | 30 | Dropped - Retired/Planned Retirement by 06/2023
Fairless Hills | 7701 | B | Landfill Gas | Pennsylvania | 30 | Dropped - Retired/Planned Retirement by 06/2023
Girvin Landfill | 7705 | 1 | Landfill Gas | Florida | 3 | Dropped - Units whose status does not meet NEEDS criteria
Agency GT | 7706 | 1 | Combustion Turbine | Iowa | 15.8 | Dropped - Units whose status does not meet NEEDS criteria
Agency GT | 7706 | 2 | Combustion Turbine | Iowa | 15.5 | Dropped - Units whose status does not meet NEEDS criteria
Agency GT | 7706 | 3 | Combustion Turbine | Iowa | 12.2 | Dropped - Units whose status does not meet NEEDS criteria
Agency GT | 7706 | 4 | Combustion Turbine | Iowa | 16.6 | Dropped - Units whose status does not meet NEEDS criteria
APC1 | 7708 | 2 | Combined Cycle | Alabama | 270 | Dropped - Units whose status does not meet NEEDS criteria
H Allen Franklin Combined Cycle | 7710 | CT4A | Combined Cycle | Alabama | 203.1 | Dropped - Units whose status does not meet NEEDS criteria
H Allen Franklin Combined Cycle | 7710 | CT4B | Combined Cycle | Alabama | 203.1 | Dropped - Units whose status does not meet NEEDS criteria
H Allen Franklin Combined Cycle | 7710 | ST4 | Combined Cycle | Alabama | 282 | Dropped - Units whose status does not meet NEEDS criteria
GPC3 | 7711 | 1 | Combined Cycle | Georgia | 660 | Dropped - Units whose status does not meet NEEDS criteria
GPC4 | 7712 | 1 | Combustion Turbine | Georgia | 570 | Dropped - Units whose status does not meet NEEDS criteria
GPC5 | 7713 | 1 | Combustion Turbine | Georgia | 930 | Dropped - Units whose status does not meet NEEDS criteria
GPC6 | 7714 | 1 | Combined Cycle | Georgia | 570 | Dropped - Units whose status does not meet NEEDS criteria
Nymans Plant Microgrid | 7723 | 1 | Combustion Turbine | Alaska | 2.5 | Dropped - in Alaska or in Hawaii or Puerto Rico
Nymans Plant Microgrid | 7723 | 2 | Combustion Turbine | Alaska | 7.3 | Dropped - in Alaska or in Hawaii or Puerto Rico
Fort Davis | 7724 | 1 | Onshore Wind | Texas | 6.6 | Dropped - Units whose status does not meet NEEDS criteria
Future Gen Plant 1 | 7727 | 1 | Combined Cycle | North Carolina | 162 | Dropped - Units whose status does not meet NEEDS criteria
Future Gen Plant 2 | 7728 | 1 | Combined Cycle | North Carolina | 480 | Dropped - Units whose status does not meet NEEDS criteria
SECC | 7730 | 1 | Combustion Turbine | Colorado | 1.1 | Dropped - Units whose status does not meet NEEDS criteria
Turbine | 7732 | 1 | Combustion Turbine | Texas | 121 | Dropped - Units whose status does not meet NEEDS criteria
Unknown | 7738 | 1 | Combustion Turbine | Florida | 300 | Dropped - Units whose status does not meet NEEDS criteria
Unknown | 7738 | GT1 | Combustion Turbine | Florida | 153 | Dropped - Units whose status does not meet NEEDS criteria
Unknown | 7738 | GT2 | Combustion Turbine | Florida | 153 | Dropped - Units whose status does not meet NEEDS criteria
Unknown | 7738 | GT3 | Combustion Turbine | Florida | 153 | Dropped - Units whose status does not meet NEEDS criteria
Unknown | 7738 | GT4 | Combustion Turbine | Florida | 153 | Dropped - Units whose status does not meet NEEDS criteria
Unknown | 7738 | GT5 | Combustion Turbine | Florida | 153 | Dropped - Units whose status does not meet NEEDS criteria
Unknown | 7738 | GT6 | Combustion Turbine | Florida | 153 | Dropped - Units whose status does not meet NEEDS criteria
Unknown | 7738 | GT7 | Combustion Turbine | Florida | 153 | Dropped - Units whose status does not meet NEEDS criteria
Unsited | 7744 | 1 | Combined Cycle | Florida | 448 | Dropped - Units whose status does not meet NEEDS criteria
Unsited | 7744 | 2 | Combined Cycle | Florida | 448 | Dropped - Units whose status does not meet NEEDS criteria
Essex | 7749 | 2 | Combustion Turbine | Missouri | 104 | Dropped - Units whose status does not meet NEEDS criteria
Goat Lake Hydro | 7751 | 1 | Hydro | Alaska | 4 | Dropped - in Alaska or in Hawaii or Puerto Rico
Black Bear Lake | 7752 | 1 | Hydro | Alaska | 4.5 | Dropped - in Alaska or in Hawaii or Puerto Rico
Bloomington Power Plant | 7767 | 7 | Combustion Turbine | Utah | 1.5 | Dropped - Units whose status does not meet NEEDS criteria
Lalamilo Windfarm | 7769 | 8211 | Onshore Wind | Hawaii | 0.6 | Dropped - Units whose status does not meet NEEDS criteria
Lalamilo Windfarm | 7769 | 1-81 | Onshore Wind | Hawaii | 1.6 | Dropped - Units whose status does not meet NEEDS criteria
Springview | 7771 | 1 | Onshore Wind | Nebraska | 0.7 | Dropped - Units whose status does not meet NEEDS criteria
Springview | 7771 | 2 | Onshore Wind | Nebraska | 0.7 | Dropped - Units whose status does not meet NEEDS criteria
Bonanza | 7790 | 2 | Coal Steam | Utah | 86 | Dropped - Units whose status does not meet NEEDS criteria
Kaukauna Diesels | 7793 | 2 | Combustion Turbine | Wisconsin | 2.2 | Dropped - Units whose status does not meet NEEDS criteria
Kaukauna Diesels | 7793 | 3 | Combustion Turbine | Wisconsin | 2.3 | Dropped - Units whose status does not meet NEEDS criteria
Kaukauna Diesels | 7793 | IC1 | Combustion Turbine | Wisconsin | 2.2 | Dropped - Units whose status does not meet NEEDS criteria
Dominion/Lo Mar | 7797 | DOM3 | Combustion Turbine | Virginia | 1.6 | Dropped - Units whose status does not meet NEEDS criteria
Dominion/Lo Mar | 7797 | DOM4 | Combustion Turbine | Virginia | 1.6 | Dropped - Units whose status does not meet NEEDS criteria
Dominion/Lo Mar | 7797 | LOM4 | Combustion Turbine | Virginia | 1.6 | Dropped - Units whose status does not meet NEEDS criteria
Pine Street | 7806 | 1 | Combustion Turbine | Michigan | 1 | Dropped - Units whose status does not meet NEEDS criteria
Pine Street | 7806 | 2 | Combustion Turbine | Michigan | 1 | Dropped - Units whose status does not meet NEEDS criteria
Pine Street | 7806 | 3 | Combustion Turbine | Michigan | 1 | Dropped - Units whose status does not meet NEEDS criteria
Pine Street | 7806 | 4 | Combustion Turbine | Michigan | 1 | Dropped - Units whose status does not meet NEEDS criteria
Pine Street | 7806 | 5 | Combustion Turbine | Michigan | 1.2 | Dropped - Units whose status does not meet NEEDS criteria
Pine Street | 7806 | 6 | Combustion Turbine | Michigan | 1.2 | Dropped - Units whose status does not meet NEEDS criteria
Argyle | 7810 | 4 | Combustion Turbine | Wisconsin | 1.1 | Dropped - Units whose status does not meet NEEDS criteria
Argyle | 7810 | 2A | Combustion Turbine | Wisconsin | 1.1 | Dropped - Units whose status does not meet NEEDS criteria
Roosevelt Biogas 1 | 7832 | 6 | Landfill Gas | Washington | 2.1 | Dropped - Units whose status does not meet NEEDS criteria
John S Rainey | 7834 | CT4B | Combustion Turbine | South Carolina | 146 | Dropped - Units whose status does not meet NEEDS criteria
John S Rainey | 7834 | CT5B | Combined Cycle | South Carolina | 146 | Dropped - Units whose status does not meet NEEDS criteria
John S Rainey | 7834 | ST5S | Combined Cycle | South Carolina | 160 | Dropped - Units whose status does not meet NEEDS criteria
Essential Power Rock Springs LLC | 7835 | 5 | Combustion Turbine | Maryland | 0 | Dropped - Units whose status does not meet NEEDS criteria
Essential Power Rock Springs LLC | 7835 | 6 | Combustion Turbine | Maryland | 1 | Dropped - Units whose status does not meet NEEDS criteria
Marsh Run Generation Facility | 7836 | 4 | Combustion Turbine | Virginia | 195.5 | Dropped - Units whose status does not meet NEEDS criteria
Valdez Cogen | 7841 | 1 | Fossil Waste | Alaska | 5.1 | Dropped - in Alaska or in Hawaii or Puerto Rico
Power Creek | 7862 | 4 | Hydro | Alaska | 2.8 | Dropped - in Alaska or in Hawaii or Puerto Rico
Power Creek | 7862 | 5 | Hydro | Alaska | 2.8 | Dropped - in Alaska or in Hawaii or Puerto Rico
Elk Mound | 7863 | 3 | Combustion Turbine | Wisconsin | 35.5 | Dropped - Units whose status does not meet NEEDS criteria
Elk Mound | 7863 | 4 | Combustion Turbine | Wisconsin | 35.5 | Dropped - Units whose status does not meet NEEDS criteria
Snoqualmie 2 | 7867 | 6 | Hydro | Washington | 13.9 | Dropped - Units whose status does not meet NEEDS criteria
H L Culbreath Bayside Power Station | 7873 | 7 | Combustion Turbine | Florida | 56 | Dropped - Units whose status does not meet NEEDS criteria
H L Culbreath Bayside Power Station | 7873 | 8 | Combustion Turbine | Florida | 56 | Dropped - Units whose status does not meet NEEDS criteria
H L Culbreath Bayside Power Station | 7873 | 3A | Combustion Turbine | Florida | 160 | Dropped - Units whose status does not meet NEEDS criteria
H L Culbreath Bayside Power Station | 7873 | 3B | Combustion Turbine | Florida | 160 | Dropped - Units whose status does not meet NEEDS criteria
MPC1 | 7875 | 1 | Combustion Turbine | Mississippi | 360 | Dropped - Units whose status does not meet NEEDS criteria
APC2 | 7876 | 1 | Combined Cycle | Alabama | 300 | Dropped - Units whose status does not meet NEEDS criteria
APC3 | 7877 | 1 | Combined Cycle | Alabama | 200 | Dropped - Units whose status does not meet NEEDS criteria
MEAG1 | 7879 | 1 | Combined Cycle | Georgia | 162 | Dropped - Units whose status does not meet NEEDS criteria
MEAG2 | 7880 | 1 | Combined Cycle | Georgia | 162 | Dropped - Units whose status does not meet NEEDS criteria
MEAG3 | 7881 | 1 | Combined Cycle | Georgia | 162 | Dropped - Units whose status does not meet NEEDS criteria
Glenmore Turbines | 7882 | 1 | Onshore Wind | Wisconsin | 0.1 | Dropped - Units whose status does not meet NEEDS criteria
Parkside | 7888 | 2 | Combustion Turbine | Illinois | 1.8 | Dropped - Units whose status does not meet NEEDS criteria
Parkside | 7888 | 3 | Combustion Turbine | Illinois | 1.8 | Dropped - Units whose status does not meet NEEDS criteria
Parkside | 7888 | 4 | Combustion Turbine | Illinois | 1.8 | Dropped - Units whose status does not meet NEEDS criteria
NA 1 | 7889 | 1 | Combustion Turbine | Florida | 150 | Dropped - Units whose status does not meet NEEDS criteria
Unnamed | 7890 | CC1 | Combined Cycle | Florida | 153 | Dropped - Units whose status does not meet NEEDS criteria
Unnamed | 7890 | CC2 | Combined Cycle | Florida | 153 | Dropped - Units whose status does not meet NEEDS criteria
Unnamed | 7890 | GT1 | Combustion Turbine | Florida | 153 | Dropped - Units whose status does not meet NEEDS criteria
Unnamed | 7890 | GT2 | Combustion Turbine | Florida | 153 | Dropped - Units whose status does not meet NEEDS criteria
Unnamed | 7890 | GT3 | Combustion Turbine | Florida | 153 | Dropped - Units whose status does not meet NEEDS criteria
Gillum | 7891 | 1 | Combustion Turbine | Illinois | 1.8 | Dropped - Units whose status does not meet NEEDS criteria
Gillum | 7891 | 2 | Combustion Turbine | Illinois | 1.8 | Dropped - Units whose status does not meet NEEDS criteria
Midway | 7893 | 1 | Combined Cycle | Florida | 324 | Dropped - Units whose status does not meet NEEDS criteria
Midway | 7893 | 2 | Combined Cycle | Florida | 324 | Dropped - Units whose status does not meet NEEDS criteria
Midway | 7893 | 3 | Combined Cycle | Florida | 394 | Dropped - Units whose status does not meet NEEDS criteria
Unknown | 7894 | 1 | Combustion Turbine | Kentucky | 148 | Dropped - Units whose status does not meet NEEDS criteria
Unknown | 7894 | 2 | Combustion Turbine | Kentucky | 148 | Dropped - Units whose status does not meet NEEDS criteria
Unknown | 7894 | 3 | Combustion Turbine | Kentucky | 148 | Dropped - Units whose status does not meet NEEDS criteria
Unknown | 7894 | 4 | Combustion Turbine | Kentucky | 160 | Dropped - Units whose status does not meet NEEDS criteria
Unknown | 7894 | 5 | Combustion Turbine | Kentucky | 160 | Dropped - Units whose status does not meet NEEDS criteria
Unknown | 7894 | 6 | Combustion Turbine | Kentucky | 150 | Dropped - Units whose status does not meet NEEDS criteria
Unknown | 7894 | 7 | Combustion Turbine | Kentucky | 150 | Dropped - Units whose status does not meet NEEDS criteria
Unknown | 7894 | 8 | Combustion Turbine | Kentucky | 160 | Dropped - Units whose status does not meet NEEDS criteria
Hallock | 7895 | 1 | Combustion Turbine | Illinois | 1.6 | Dropped - Units whose status does not meet NEEDS criteria
Hallock | 7895 | 2 | Combustion Turbine | Illinois | 1.6 | Dropped - Units whose status does not meet NEEDS criteria
Hallock | 7895 | 3 | Combustion Turbine | Illinois | 1.6 | Dropped - Units whose status does not meet NEEDS criteria
Hallock | 7895 | 4 | Combustion Turbine | Illinois | 1.6 | Dropped - Units whose status does not meet NEEDS criteria
Hallock | 7895 | 5 | Combustion Turbine | Illinois | 1.6 | Dropped - Units whose status does not meet NEEDS criteria
Hallock | 7895 | 6 | Combustion Turbine | Illinois | 1.6 | Dropped - Units whose status does not meet NEEDS criteria
Hallock | 7895 | 7 | Combustion Turbine | Illinois | 1.6 | Dropped - Units whose status does not meet NEEDS criteria
Hallock | 7895 | 8 | Combustion Turbine | Illinois | 1.6 | Dropped - Units whose status does not meet NEEDS criteria
Kickapoo | 7896 | 1 | Combustion Turbine | Illinois | 1.6 | Dropped - Units whose status does not meet NEEDS criteria
Kickapoo | 7896 | 2 | Combustion Turbine | Illinois | 1.6 | Dropped - Units whose status does not meet NEEDS criteria
Kickapoo | 7896 | 3 | Combustion Turbine | Illinois | 1.6 | Dropped - Units whose status does not meet NEEDS criteria
Kickapoo | 7896 | 4 | Combustion Turbine | Illinois | 1.6 | Dropped - Units whose status does not meet NEEDS criteria
Kickapoo | 7896 | 5 | Combustion Turbine | Illinois | 1.6 | Dropped - Units whose status does not meet NEEDS criteria
Kickapoo | 7896 | 6 | Combustion Turbine | Illinois | 1.6 | Dropped - Units whose status does not meet NEEDS criteria
Kickapoo | 7896 | 7 | Combustion Turbine | Illinois | 1.6 | Dropped - Units whose status does not meet NEEDS criteria
Kickapoo | 7896 | 8 | Combustion Turbine | Illinois | 1.6 | Dropped - Units whose status does not meet NEEDS criteria
E B Harris Electric Generating Plant | 7897 | 3 | Combined Cycle | Alabama | 615 | Dropped - Units whose status does not meet NEEDS criteria
E B Harris Electric Generating Plant | 7897 | 4 | Combined Cycle | Alabama | 615 | Dropped - Units whose status does not meet NEEDS criteria
Brooklyn City North Plant | 7922 | 6 | Combustion Turbine | Iowa | 1.8 | Dropped - Retired/Planned Retirement by 06/2023
Osawatomie | 7928 | 2 | Combustion Turbine | Kansas | 69.6 | Dropped - Units whose status does not meet NEEDS criteria
Osawatomie | 7928 | 3 | Combustion Turbine | Kansas | 69.6 | Dropped - Units whose status does not meet NEEDS criteria
Osawatomie | 7928 | 4 | Combustion Turbine | Kansas | 69.6 | Dropped - Units whose status does not meet NEEDS criteria
Osawatomie | 7928 | 5 | Combustion Turbine | Kansas | 69.6 | Dropped - Units whose status does not meet NEEDS criteria
Osawatomie | 7928 | 6 | Combustion Turbine | Kansas | 69.6 | Dropped - Units whose status does not meet NEEDS criteria
Osawatomie | 7928 | 7 | Combustion Turbine | Kansas | 69.6 | Dropped - Units whose status does not meet NEEDS criteria
Osawatomie | 7928 | 8 | Combustion Turbine | Kansas | 69.6 | Dropped - Units whose status does not meet NEEDS criteria
Ponnequin | 7937 | 8 | Onshore Wind | Colorado | 15.4 | Dropped - Units whose status does not meet NEEDS criteria
Ponnequin | 7937 | 30 | Onshore Wind | Colorado | 9.9 | Dropped - Units whose status does not meet NEEDS criteria
Diamond Valley Lake | 7942 | 1 | Hydro | California | 3.3 | Dropped - Units whose status does not meet NEEDS criteria
Diamond Valley Lake | 7942 | 5 | Hydro | California | 3.3 | Dropped - Units whose status does not meet NEEDS criteria
Diamond Valley Lake | 7942 | 9 | Hydro | California | 3.3 | Dropped - Units whose status does not meet NEEDS criteria
Bethany II | 7944 | 9 | Combustion Turbine | Missouri | 1.2 | Dropped - Units whose status does not meet NEEDS criteria
Finley Combustion Turbine Plant | 7945 | 0001 | Combustion Turbine | Washington | 27 | Dropped - Units whose status does not meet NEEDS criteria
Franklin (TN) | 7950 | 1 | Combined Cycle | Tennessee | 170 | Dropped - Units whose status does not meet NEEDS criteria
Franklin (TN) | 7950 | 2 | Combined Cycle | Tennessee | 170 | Dropped - Units whose status does not meet NEEDS criteria
Franklin (TN) | 7950 | 3 | Combined Cycle | Tennessee | 170 | Dropped - Units whose status does not meet NEEDS criteria
Future CT | 7956 | 1 | Combustion Turbine | South Dakota | 24 | Dropped - Units whose status does not meet NEEDS criteria
Future CT | 7956 | 2 | Combustion Turbine | South Dakota | 24 | Dropped - Units whose status does not meet NEEDS criteria
Sediver | 7957 | CT2A | Combined Cycle | South Carolina | 146 | Dropped - Units whose status does not meet NEEDS criteria
Sediver | 7957 | CT2B | Combined Cycle | South Carolina | 146 | Dropped - Units whose status does not meet NEEDS criteria
Sediver | 7957 | ST1S | Combined Cycle | South Carolina | 160 | Dropped - Units whose status does not meet NEEDS criteria
Horry Land Fill Gas Site | 7958 | HG4 | Landfill Gas | South Carolina | 1.1 | Dropped - Units whose status does not meet NEEDS criteria
South West Landfill | 7963 | 1 | Landfill Gas | Florida | 0.7 | Dropped - Units whose status does not meet NEEDS criteria
South West Landfill | 7963 | 2 | Landfill Gas | Florida | 0.7 | Dropped - Units whose status does not meet NEEDS criteria
South West Landfill | 7963 | 3 | Landfill Gas | Florida | 0.7 | Dropped - Units whose status does not meet NEEDS criteria
W R Clayton Plant | 7968 | 1 | Combustion Turbine | Georgia | 155 | Dropped - Units whose status does not meet NEEDS criteria
W R Clayton Plant | 7968 | 2 | Combustion Turbine | Georgia | 155 | Dropped - Units whose status does not meet NEEDS criteria
W R Clayton Plant | 7968 | 3 | Combustion Turbine | Georgia | 155 | Dropped - Units whose status does not meet NEEDS criteria
State St Generating | 7970 | 1 | Combustion Turbine | Michigan | 1.8 | Dropped - Units whose status does not meet NEEDS criteria
State St Generating | 7970 | 2 | Combustion Turbine | Michigan | 1.8 | Dropped - Units whose status does not meet NEEDS criteria
State St Generating | 7970 | 3 | Combustion Turbine | Michigan | 1.8 | Dropped - Units whose status does not meet NEEDS criteria
State St Generating | 7970 | 4 | Combustion Turbine | Michigan | 1.8 | Dropped - Units whose status does not meet NEEDS criteria
State St Generating | 7970 | 5 | Combustion Turbine | Michigan | 1.8 | Dropped - Units whose status does not meet NEEDS criteria
State St Generating | 7970 | 6 | Combustion Turbine | Michigan | 1.8 | Dropped - Units whose status does not meet NEEDS criteria
State St Generating | 7970 | 7 | Combustion Turbine | Michigan | 1.8 | Dropped - Units whose status does not meet NEEDS criteria
State St Generating | 7970 | 8 | Combustion Turbine | Michigan | 1.8 | Dropped - Units whose status does not meet NEEDS criteria
State St Generating | 7970 | 9 | Combustion Turbine | Michigan | 1.8 | Dropped - Units whose status does not meet NEEDS criteria
Randolph Road | 7994 | 1 | Combustion Turbine | Washington | 1.8 | Dropped - Units whose status does not meet NEEDS criteria
Randolph Road | 7994 | 2 | Combustion Turbine | Washington | 1.8 | Dropped - Units whose status does not meet NEEDS criteria
Randolph Road | 7994 | 3 | Combustion Turbine | Washington | 1.8 | Dropped - Units whose status does not meet NEEDS criteria
Randolph Road | 7994 | 4 | Combustion Turbine | Washington | 1.8 | Dropped - Units whose status does not meet NEEDS criteria
Randolph Road | 7994 | 5 | Combustion Turbine | Washington | 1.8 | Dropped - Units whose status does not meet NEEDS criteria
Randolph Road | 7994 | 6 | Combustion Turbine | Washington | 1.8 | Dropped - Units whose status does not meet NEEDS criteria
Randolph Road | 7994 | 7 | Combustion Turbine | Washington | 1.8 | Dropped - Units whose status does not meet NEEDS criteria
Randolph Road | 7994 | 8 | Combustion Turbine | Washington | 1.8 | Dropped - Units whose status does not meet NEEDS criteria
Randolph Road | 7994 | 9 | Combustion Turbine | Washington | 1.8 | Dropped - Units whose status does not meet NEEDS criteria
Randolph Road | 7994 | 10 | Combustion Turbine | Washington | 1.8 | Dropped - Units whose status does not meet NEEDS criteria
Randolph Road | 7994 | 11 | Combustion Turbine | Washington | 1.8 | Dropped - Units whose status does not meet NEEDS criteria
Randolph Road | 7994 | 12 | Combustion Turbine | Washington | 1.8 | Dropped - Units whose status does not meet NEEDS criteria
Randolph Road | 7994 | 13 | Combustion Turbine | Washington | 1.8 | Dropped - Units whose status does not meet NEEDS criteria
Randolph Road | 7994 | 14 | Combustion Turbine | Washington | 1.8 | Dropped - Units whose status does not meet NEEDS criteria
Randolph Road | 7994 | 15 | Combustion Turbine | Washington | 1.8 | Dropped - Units whose status does not meet NEEDS criteria
Randolph Road | 7994 | 16 | Combustion Turbine | Washington | 1.8 | Dropped - Units whose status does not meet NEEDS criteria
Randolph Road | 7994 | 17 | Combustion Turbine | Washington | 1.8 | Dropped - Units whose status does not meet NEEDS criteria
Randolph Road | 7994 | 18 | Combustion Turbine | Washington | 1.8 | Dropped - Units whose status does not meet NEEDS criteria
Randolph Road | 7994 | 19 | Combustion Turbine | Washington | 1.8 | Dropped - Units whose status does not meet NEEDS criteria
Randolph Road | 7994 | 20 | Combustion Turbine | Washington | 1.8 | Dropped - Units whose status does not meet NEEDS criteria
Tri Cities | 7998 | TC1 | Landfill Gas | Arizona | 0.8 | Dropped - Units whose status does not meet NEEDS criteria
Tri Cities | 7998 | TC2 | Landfill Gas | Arizona | 0.8 | Dropped - Units whose status does not meet NEEDS criteria
Tri Cities | 7998 | TC3 | Landfill Gas | Arizona | 0.8 | Dropped - Units whose status does not meet NEEDS criteria
Tri Cities | 7998 | TC4 | Landfill Gas | Arizona | 0.8 | Dropped - Units whose status does not meet NEEDS criteria
Tri Cities | 7998 | TC5 | Landfill Gas | Arizona | 0.8 | Dropped - Units whose status does not meet NEEDS criteria
Prairie Energy | 8003 | 1 | Coal Steam | Illinois | 82 | Dropped - Units whose status does not meet NEEDS criteria
Three Mile Island | 8011 | 1 | Nuclear | Pennsylvania | 802.8 | Dropped - Units whose status does not meet NEEDS criteria
Co Rd 33 | 8014 | 7 | Combustion Turbine | Minnesota | 2.5 | Dropped - Units whose status does not meet NEEDS criteria
Co Rd 33 | 8014 | 8 | Combustion Turbine | Minnesota | 2.5 | Dropped - Units whose status does not meet NEEDS criteria
Gallatin #2 | 8017 | 7 | Combustion Turbine | Missouri | 1.6 | Dropped - Units whose status does not meet NEEDS criteria
Gallatin #2 | 8017 | 8 | Combustion Turbine | Missouri | 1.6 | Dropped - Units whose status does not meet NEEDS criteria
Kewaunee | 8024 | 1 | Nuclear | Wisconsin | 566 | Dropped - Units whose status does not meet NEEDS criteria
Montgomery | 8025 | 1 | Combustion Turbine | Minnesota | 28.8 | Dropped - Units whose status does not meet NEEDS criteria
Juneau | 8050 | 31 | Combustion Turbine | Wisconsin | 12.6 | Dropped - Units whose status does not meet NEEDS criteria
Superior Generation Energy Center | 8057 | GEN1 | Combustion Turbine | Wisconsin | 145 | Dropped - Units whose status does not meet NEEDS criteria
Comanche (OK) | 8059 | IC1 | Combustion Turbine | Oklahoma | 4 | Dropped - Units whose status does not meet NEEDS criteria
DeCordova Steam Electric Station | 8063 | 1 | O/G Steam | Texas | 771 | Dropped - Units whose status does not meet NEEDS criteria
DeCordova Steam Electric Station | 8063 | CT5 | Combustion Turbine | Texas | 207 | Dropped - Units whose status does not meet NEEDS criteria
DeCordova Steam Electric Station | 8063 | CT6 | Combustion Turbine | Texas | 207 | Dropped - Units whose status does not meet NEEDS criteria
Keahole | 8083 | 2 | Combustion Turbine | Hawaii | 15.9 | Dropped - in Alaska or in Hawaii or Puerto Rico
Keahole | 8083 | 7 | Combined Cycle | Hawaii | 16 | Dropped - in Alaska or in Hawaii or Puerto Rico
Keahole | 8083 | 18 | Combustion Turbine | Hawaii | 2.5 | Dropped - Units whose status does not meet NEEDS criteria
Keahole | 8083 | 19 | Combustion Turbine | Hawaii | 2.5 | Dropped - Units whose status does not meet NEEDS criteria
Keahole | 8083 | 20 | Combustion Turbine | Hawaii | 2.5 | Dropped - Units whose status does not meet NEEDS criteria
Keahole | 8083 | 21 | Combustion Turbine | Hawaii | 2.5 | Dropped - in Alaska or in Hawaii or Puerto Rico
Keahole | 8083 | 22 | Combustion Turbine | Hawaii | 2.5 | Dropped - in Alaska or in Hawaii or Puerto Rico
Keahole | 8083 | 23 | Combustion Turbine | Hawaii | 2.5 | Dropped - in Alaska or in Hawaii or Puerto Rico
Keahole | 8083 | CT4 | Combined Cycle | Hawaii | 19.8 | Dropped - in Alaska or in Hawaii or Puerto Rico
Keahole | 8083 | CT5 | Combined Cycle | Hawaii | 19.8 | Dropped - in Alaska or in Hawaii or Puerto Rico
Halstad | 8105 | 1 | Combustion Turbine | Minnesota | 0.6 | Dropped - Units whose status does not meet NEEDS criteria
Halstad | 8105 | 2 | Combustion Turbine | Minnesota | 0.3 | Dropped - Units whose status does not meet NEEDS criteria
Halstad | 8105 | 3 | Combustion Turbine | Minnesota | 0.1 | Dropped - Units whose status does not meet NEEDS criteria
Tipton | 8106 | 4 | Combustion Turbine | Iowa | 0.3 | Dropped - Units whose status does not meet NEEDS criteria
Tipton | 8106 | 5A | Combustion Turbine | Iowa | 1.1 | Dropped - Units whose status does not meet NEEDS criteria
Hopkinton | 8108 | IC2 | Combustion Turbine | Iowa | 1.7 | Dropped - Units whose status does not meet NEEDS criteria
Hopkinton | 8108 | IC3 | Combustion Turbine | Iowa | 1.2 | Dropped - Units whose status does not meet NEEDS criteria
Stanberry | 8110 | 3 | Combustion Turbine | Missouri | 0.2 | Dropped - Units whose status does not meet NEEDS criteria
Stanberry | 8110 | 4 | Combustion Turbine | Missouri | 0.2 | Dropped - Units whose status does not meet NEEDS criteria
Springerville | 8223 | 5 | Coal Steam | Arizona | 375 | Dropped - Units whose status does not meet NEEDS criteria
Glen Gardner | 8227 | 1 | Combustion Turbine | New Jersey | 18 | Dropped - Units whose status does not meet NEEDS criteria
Glen Gardner | 8227 | 2 | Combustion Turbine | New Jersey | 18 | Dropped - Units whose status does not meet NEEDS criteria
Glen Gardner | 8227 | 3 | Combustion Turbine | New Jersey | 18 | Dropped - Units whose status does not meet NEEDS criteria
Glen Gardner | 8227 | 4 | Combustion Turbine | New Jersey | 18 | Dropped - Units whose status does not meet NEEDS criteria
Glen Gardner | 8227 | 5 | Combustion Turbine | New Jersey | 18 | Dropped - Units whose status does not meet NEEDS criteria
Glen Gardner | 8227 | 6 | Combustion Turbine | New Jersey | 18 | Dropped - Units whose status does not meet NEEDS criteria
Glen Gardner | 8227 | 7 | Combustion Turbine | New Jersey | 18 | Dropped - Units whose status does not meet NEEDS criteria
Glen Gardner | 8227 | 8 | Combustion Turbine | New Jersey | 18 | Dropped - Units whose status does not meet NEEDS criteria
Astoria Generating Station | 8906 | 4 | O/G Steam | New York | 380 | Dropped - Units whose status does not meet NEEDS criteria
Indian Point 3 | 8907 | 3 | Nuclear | New York | 1037.8 | Dropped - Retired/Planned Retirement by 06/2023
Cherry Street | 9038 | 9 | Combustion Turbine | Massachusetts | 2.3 | Dropped - Units whose status does not meet NEEDS criteria
Cabot Holyoke | 9864 | 6 | O/G Steam | Massachusetts | 9.3 | Dropped - Units whose status does not meet NEEDS criteria
Cabot Holyoke | 9864 | 8 | O/G Steam | Massachusetts | 9.3 | Dropped - Units whose status does not meet NEEDS criteria
Cabot Holyoke | 9864 | 9 | O/G Steam | Massachusetts | 5.7 | Dropped - Units whose status does not meet NEEDS criteria
ACE Cogeneration Facility | 10002 | GEN1 | Coal Steam | California | 101.2 | Dropped - Units whose status does not meet NEEDS criteria
Colorado Energy Nations Company | 10003 | VBPT | O/G Steam | Colorado | 0.4 | Dropped - Units whose status does not meet NEEDS criteria
Baptist Medical Center | 10008 | CG-1 | Combustion Turbine | Florida | 0.5 | Dropped - Units whose status does not meet NEEDS criteria
Baptist Medical Center | 10008 | CG-3 | Combustion Turbine | Florida | 0.5 | Dropped - Units whose status does not meet NEEDS criteria
Baptist Medical Center | 10008 | CG-4 | Combustion Turbine | Florida | 0.5 | Dropped - Units whose status does not meet NEEDS criteria
Baptist Medical Center | 10008 | TG-1 | Combustion Turbine | Florida | 2.3 | Dropped - Units whose status does not meet NEEDS criteria
Covanta Warren Energy | 10012 | 1 | Municipal Solid Waste | New Jersey | 10 | Dropped - Units whose status does not meet NEEDS criteria
WestRock-West Point Mill | 10017 | GEN8 | Non-Fossil Waste | Virginia | 5 | Dropped - Onsite Unit
WestRock-West Point Mill | 10017 | GEN9 | Non-Fossil Waste | Virginia | 10 | Dropped - Onsite Unit
WestRock-West Point Mill | 10017 | GN10 | Non-Fossil Waste | Virginia | 25 | Dropped - Onsite Unit
WestRock-West Point Mill | 10017 | GN11 | Non-Fossil Waste | Virginia | 15 | Dropped - Onsite Unit
WestRock-West Point Mill | 10017 | GN12 | Non-Fossil Waste | Virginia | 46 | Dropped - Onsite Unit
Desert Peak Power Plant | 10018 | GEN1 | Geothermal | Nevada | 9 | Dropped - Units whose status does not meet NEEDS criteria
Cutrale Citrus Juices USA I | 10020 | GEN1 | Combustion Turbine | Florida | 3.1 | Dropped - Units whose status does not meet NEEDS criteria
Cutrale Citrus Juices USA I | 10020 | GEN2 | Combustion Turbine | Florida | 4.3 | Dropped - Units whose status does not meet NEEDS criteria
Cutrale Citrus Juices USA I | 10020 | GEN3 | Combustion Turbine | Florida | 4.3 | Dropped - Onsite Unit
The Bellevue | 10021 | GEN1 | Combustion Turbine | Pennsylvania | 1.5 | Dropped - Units whose status does not meet NEEDS criteria
RED-Rochester, LLC | 10025 | 11TG | Coal Steam | New York | 6.3 | Dropped - Units whose status does not meet NEEDS criteria
RED-Rochester, LLC | 10025 | 13TG | Coal Steam | New York | 10.4 | Dropped - Units whose status does not meet NEEDS criteria
RED-Rochester, LLC | 10025 | 14TG | Coal Steam | New York | 10.4 | Dropped - Units whose status does not meet NEEDS criteria
RED-Rochester, LLC | 10025 | 15TG | Coal Steam | New York | 17.5 | Dropped - Units whose status does not meet NEEDS criteria
RED-Rochester, LLC | 10025 | 16TG | O/G Steam | New York | 25.6 | Dropped - Units whose status does not meet NEEDS criteria
RED-Rochester, LLC | 10025 | 22TG | Coal Steam | New York | 12.5 | Dropped - Units whose status does not meet NEEDS criteria
Encina Water Pollution Control | 10026 | EG1 | Combustion Turbine | California | 0.5 | Dropped - Units whose status does not meet NEEDS criteria
Encina Water Pollution Control | 10026 | EG10 | Non-Fossil Waste | California | 0.8 | Dropped - Onsite Unit
Encina Water Pollution Control | 10026 | EG2 | Combustion Turbine | California | 0.5 | Dropped - Units whose status does not meet NEEDS criteria
Encina Water Pollution Control | 10026 | EG20 | Non-Fossil Waste | California | 0.8 | Dropped - Onsite Unit
Encina Water Pollution Control | 10026 | EG3 | Non-Fossil Waste | California | 0.5 | Dropped - Units whose status does not meet NEEDS criteria
Encina Water Pollution Control | 10026 | EG30 | Non-Fossil Waste | California | 0.8 | Dropped - Onsite Unit
Encina Water Pollution Control | 10026 | EG40 | Non-Fossil Waste | California | 0.8 | Dropped - Onsite Unit
Windpark Unlimited 1 | 10027 | EXIS | Onshore Wind | California | 9.4 | Dropped - Retired/Planned Retirement by 06/2023
General Electric Aircraft Engines | 10029 | GEN5 | O/G Steam | Massachusetts | 8.5 | Dropped - Onsite Unit
General Electric Aircraft Engines | 10029 | GEN6 | O/G Steam | Massachusetts | 8.5 | Dropped - Onsite Unit
General Electric Aircraft Engines | 10029 | GEN7 | O/G Steam | Massachusetts | 6.8 | Dropped - Onsite Unit
General Electric Aircraft Engines | 10029 | GEN8 | Combustion Turbine | Massachusetts | 19.1 | Dropped - Units whose status does not meet NEEDS criteria
General Electric Aircraft Engines | 10029 | PV | Solar PV | Massachusetts | 2.1 | Dropped - Onsite Unit
General Mills Operations Lodi | 10031 | 1 | Combustion Turbine | California | 3.2 | Dropped - Units whose status does not meet NEEDS criteria
Powertrain Warren General Motors | 10032 | GT1 | Combustion Turbine | Michigan | 2.7 | Dropped - Units whose status does not meet NEEDS criteria
Siskiyou Forest Products | 10037 | GEN1 | Biomass | California | 6.3 | Dropped - Units whose status does not meet NEEDS criteria
John Deere Harvester Works | 10039 | GEN2 | Coal Steam | Illinois | 2 | Dropped - Units whose status does not meet NEEDS criteria
John Deere Harvester Works | 10039 | GEN4 | Coal Steam | Illinois | 2.5 | Dropped - Units whose status does not meet NEEDS criteria
John Deere Harvester Works | 10039 | GEN5 | Coal Steam | Illinois | 3 | Dropped - Units whose status does not meet NEEDS criteria
John Deere Harvester Works | 10039 | GEN6 | Coal Steam | Illinois | 2.5 | Dropped - Units whose status does not meet NEEDS criteria
John Deere Harvester Works | 10039 | GEN7 | Coal Steam | Illinois | 0.8 | Dropped - Units whose status does not meet NEEDS criteria
Kaweah Delta District Hospital | 10042 | KDH1 | Combustion Turbine | California | 0.5 | Dropped - Units whose status does not meet NEEDS criteria
Kaweah Delta District Hospital | 10042 | KDH2 | Combustion Turbine | California | 0.5 | Dropped - Units whose status does not meet NEEDS criteria
Kaweah Delta District Hospital | 10042 | KDH3 | Combustion Turbine | California | 0.7 | Dropped - Units whose status does not meet NEEDS criteria
Schweitzer Mauduit International | 10044 | 1 | O/G Steam | New Jersey | 0.8 | Dropped - Units whose status does not meet NEEDS criteria
Kinsleys Landfill | 10045 | 0011 | Landfill Gas | New Jersey | 0.5 | Dropped - Units whose status does not meet NEEDS criteria
Kinsleys Landfill | 10045 | 0012 | Landfill Gas | New Jersey | 0.5 | Dropped - Units whose status does not meet NEEDS criteria
Kinsleys Landfill | 10045 | 0013 | Landfill Gas | New Jersey | 0.5 | Dropped - Units whose status does not meet NEEDS criteria
Kinsleys Landfill | 10045 | 0014 | Landfill Gas | New Jersey | 0.5 | Dropped - Units whose status does not meet NEEDS criteria
Orange County New York | 10047 | 1 | Landfill Gas | New York | 2.1 | Dropped - Units whose status does not meet NEEDS criteria
Central Utilities Plant LAX | 10048 | GEN1 | Combustion Turbine | California | 3.5 | Dropped - Units whose status does not meet NEEDS criteria
Central Utilities Plant LAX | 10048 | GEN2 | Combustion Turbine | California | 3.5 | Dropped - Units whose status does not meet NEEDS criteria
Fourche Creek Wastewater | 10050 | 1 | Non-Fossil Waste | Arkansas | 0.5 | Dropped - Units whose status does not meet NEEDS criteria
Fourche Creek Wastewater | 10050 | 2 | Non-Fossil Waste | Arkansas | 0.5 | Dropped - Units whose status does not meet NEEDS criteria
Fourche Creek Wastewater | 10050 | 3 | Non-Fossil Waste | Arkansas | 0.5 | Dropped - Units whose status does not meet NEEDS criteria
Perma Treat Corporation | 10053 | 1 | Biomass | Maine | 0.5 | Dropped - Units whose status does not meet NEEDS criteria
Perma Treat Corporation | 10053 | DG2 | Combustion Turbine | Maine | 0.5 | Dropped - Units whose status does not meet NEEDS criteria
General Electric Diesel Engine Plant | 10058 | REGN | Combustion Turbine | Pennsylvania | 4.3 | Dropped - Onsite Unit
General Electric Great Falls Upper Hydro | 10059 | 500 | Hydro | New Hampshire | 0.5 | Dropped - Units whose status does not meet NEEDS criteria
General Electric Great Falls Upper Hydro | 10059 | 1575 | Hydro | New Hampshire | 1.6 | Dropped - Units whose status does not meet NEEDS criteria
Mars Wrigley Confectionery US, LLC | 10061 | GEN2 | Combined Cycle | New Jersey | 0.7 | Dropped - Units whose status does not meet NEEDS criteria
Portsmouth Genco LLC | 10071 | GEN1 | Coal Steam | Virginia | 57.5 | Dropped - Units whose status does not meet NEEDS criteria
Portsmouth Genco LLC | 10071 | GEN2 | Coal Steam | Virginia | 57.5 | Dropped - Units whose status does not meet NEEDS criteria
Lihue Plantation Ltd | 10073 | GEN1 | Biomass | Hawaii | 20.2 | Dropped - Units whose status does not meet NEEDS criteria
Lihue Plantation Ltd | 10073 | GEN2 | Hydro | Hawaii | 0.5 | Dropped - Units whose status does not meet NEEDS criteria
Lihue Plantation Ltd | 10073 | GEN3 | Hydro | Hawaii | 0.8 | Dropped - Units whose status does not meet NEEDS criteria
Pulp Mill Power House | 10074 | GEN1 | Non-Fossil Waste | California | 20 | Dropped - Units whose status does not meet NEEDS criteria
Taconite Harbor Energy Center | 10075 | GEN3 | Coal Steam | Minnesota | 83.6 | Dropped - Units whose status does not meet NEEDS criteria
Commerce Refuse To Energy | 10090 | GEN1 | Municipal Solid Waste | California | 10 | Dropped - Units whose status does not meet NEEDS criteria
Total Energy Facilities | 10091 | GEN2 | Non-Fossil Waste | California | 8 | Dropped - Units whose status does not meet NEEDS criteria
Tesoro Hawaii | 10093 | GEN1 | Fossil Waste | Hawaii | 20 | Dropped - in Alaska or in Hawaii or Puerto Rico
Crozer Chester Medical Center | 10097 | 1 | Combustion Turbine | Pennsylvania | 1.1 | Dropped - Units whose status does not meet NEEDS criteria
Crozer Chester Medical Center | 10097 | 2 | Combustion Turbine | Pennsylvania | 1.1 | Dropped - Units whose status does not meet NEEDS criteria
Crozer Chester Medical Center | 10097 | 3 | Combustion Turbine | Pennsylvania | 0.9 | Dropped - Units whose status does not meet NEEDS criteria
Hampton Facility | 10108 | GEN1 | Combustion Turbine | New Hampshire | 0.5 | Dropped - Units whose status does not meet NEEDS criteria
Hampton Facility | 10108 | GEN2 | Combustion Turbine | New Hampshire | 0.5 | Dropped - Units whose status does not meet NEEDS criteria
Hampton Facility | 10108 | GEN3 | Combustion Turbine | New Hampshire | 0.7 | Dropped - Units whose status does not meet NEEDS criteria
Hampton Facility | 10108 | GEN4 | Combustion Turbine | New Hampshire | 0.7 | Dropped - Units whose status does not meet NEEDS criteria
Hampton Facility | 10108 | GEN5 | Combustion Turbine | New Hampshire | 0.7 | Dropped - Units whose status does not meet NEEDS criteria
Hampton Facility | 10108 | GEN6 | Combustion Turbine | New Hampshire | 0.7 | Dropped - Units whose status does not meet NEEDS criteria
Hampton Facility | 10108 | GEN8 | Combustion Turbine | New Hampshire | 3.8 | Dropped - Onsite Unit
DTE Pontiac North LLC | 10111 | GEN1 | Coal Steam | Michigan | 19 | Dropped - Units whose status does not meet NEEDS criteria
Goodyear Power Plant | 10114 | T-1 | Coal Steam | Ohio | 5 | Dropped - Units whose status does not meet NEEDS criteria
Goodyear Power Plant | 10114 | T-2 | Coal Steam | Ohio | 10 | Dropped - Units whose status does not meet NEEDS criteria
Goodyear Power Plant | 10114 | T-3 | Coal Steam | Ohio | 6 | Dropped - Units whose status does not meet NEEDS criteria
Goodyear Power Plant | 10114 | T-4 | Coal Steam | Ohio | 12 | Dropped - Units whose status does not meet NEEDS criteria
Grossmont Hospital | 10115 | GEN1 | Combustion Turbine | California | 0.8 | Dropped - Units whose status does not meet NEEDS criteria
Grossmont Hospital | 10115 | GEN2 | Combustion Turbine | California | 0.8 | Dropped - Units whose status does not meet NEEDS criteria
Harrisburg Facility | 10118 | GEN1 | Municipal Solid Waste | Pennsylvania | 16.7 | Dropped - Units whose status does not meet NEEDS criteria
PInova Inc | 10120 | GEN5 | Biomass | Georgia | 7.1 | Dropped - Onsite Unit
PInova Inc | 10120 | GEN6 | Biomass | Georgia | 2 | Dropped - Units whose status does not meet NEEDS criteria
CIP II/AR Bridgewater Holdings - NJCOE | 10122 | 01 | Combustion Turbine | New Jersey | 2.7 | Dropped - Units whose status does not meet NEEDS criteria
CIP II/AR Bridgewater Holdings - NJCOE | 10122 | 02 | Combustion Turbine | New Jersey | 4.1 | Dropped - Onsite Unit
Hoffmann LaRoche | 10123 | TG01 | Combustion Turbine | New Jersey | 4.1 | Dropped - Onsite Unit
Hoffmann LaRoche | 10123 | TG03 | Combustion Turbine | New Jersey | 4.1 | Dropped - Onsite Unit
Hoffmann LaRoche | 10123 | TG1 | Combustion Turbine | New Jersey | 3 | Dropped - Units whose status does not meet NEEDS criteria
Hoffmann LaRoche | 10123 | TG2 | Combustion Turbine | New Jersey | 3 | Dropped - Units whose status does not meet NEEDS criteria
Hoffmann LaRoche | 10123 | TG3 | Combustion Turbine | New Jersey | 3 | Dropped - Units whose status does not meet NEEDS criteria
Honeywell Farms | 10125 | 1 | Combustion Turbine | New York | 0.8 | Dropped - Units whose status does not meet NEEDS criteria
Honeywell Farms | 10125 | 2 | Combustion Turbine | New York | 0.8 | Dropped - Units whose status does not meet NEEDS criteria
Honeywell Farms | 10125 | 3 | Combustion Turbine | New York | 0.8 | Dropped - Units whose status does not meet NEEDS criteria
Honeywell Farms | 10125 | 4 | Combustion Turbine | New York | 0.8 | Dropped - Units whose status does not meet NEEDS criteria
Honeywell Farms | 10125 | 5 | Combustion Turbine | New York | 0.8 | Dropped - Units whose status does not meet NEEDS criteria
Honeywell Farms | 10125 | 6 | Combustion Turbine | New York | 0.4 | Dropped - Units whose status does not meet NEEDS criteria
Fort Bend Utilities | 10136 | ENGN | Combustion Turbine | Texas | 0.5 | Dropped - Units whose status does not meet NEEDS criteria
Fort Bend Utilities | 10136 | GEN1 | O/G Steam | Texas | 1.8 | Dropped - Units whose status does not meet NEEDS criteria
Fort Bend Utilities | 10136 | GEN2 | O/G Steam | Texas | 0.8 | Dropped - Units whose status does not meet NEEDS criteria
Fort Bend Utilities | 10136 | GEN3 | O/G Steam | Texas | 2.7 | Dropped - Units whose status does not meet NEEDS criteria
Sierra Pacific Lincoln Facility | 10144 | GEN2 | Biomass | California | 10 | Dropped - Units whose status does not meet NEEDS criteria
Sierra Pacific Lincoln Facility | 10144 | GEN3 | Biomass | California | 1.2 | Dropped - Units whose status does not meet NEEDS criteria
White Pine Electric Power | 10148 | GEN1 | O/G Steam | Michigan | 18 | Dropped - Units whose status does not meet NEEDS criteria
White Pine Electric Power | 10148 | GEN2 | O/G Steam | Michigan | 18 | Dropped - Units whose status does not meet NEEDS criteria
White Pine Electric Power | 10148 | GEN3 | O/G Steam | Michigan | 18 | Dropped - Units whose status does not meet NEEDS criteria
Decorative Panels Intl | 10149 | GEN1 | O/G Steam | Michigan | 7 | Dropped - Onsite Unit
Power Island | 10154 | GEN1 | Combustion Turbine | Texas | 30 | Dropped - Onsite Unit
Power Island | 10154 | GEN2 | Combustion Turbine | Texas | 50 | Dropped - Onsite Unit
Power Island | 10154 | GEN3 | Combustion Turbine | Texas | 50 | Dropped - Onsite Unit
Fresno Cogen Partners | 10156 | GEN1 | Combined Cycle | California | 21.5 | Dropped - Units whose status does not meet NEEDS criteria
Asbury Park Press | 10157 | ENG1 | Combustion Turbine | New Jersey | 0.7 | Dropped - Units whose status does not meet NEEDS criteria
Asbury Park Press | 10157 | ENG2 | Combustion Turbine | New Jersey | 0.7 | Dropped - Units whose status does not meet NEEDS criteria
Apogee Technology Inc | 10159 | GEN1 | Combustion Turbine | Pennsylvania | 10.7 | Dropped - Units whose status does not meet NEEDS criteria
Worcester Energy | 10165 | GEN1 | Biomass | Maine | 4 | Dropped - Units whose status does not meet NEEDS criteria
Worcester Energy | 10165 | GEN2 | Biomass | Maine | 13 | Dropped - Units whose status does not meet NEEDS criteria
Cardinal Cogen | 10168 | GTG1 | Combined Cycle | California | 42.1 | Dropped - Units whose status does not meet NEEDS criteria
Cardinal Cogen | 10168 | STG1 | Combined Cycle | California | 9.4 | Dropped - Units whose status does not meet NEEDS criteria
5 in 1 Dam Hydroelectric | 10171 | GEN1 | Hydro | Iowa | 0.7 | Dropped - Units whose status does not meet NEEDS criteria
5 in 1 Dam Hydroelectric | 10171 | GEN2 | Hydro | Iowa | 0.7 | Dropped - Units whose status does not meet NEEDS criteria
5 in 1 Dam Hydroelectric | 10171 | GEN3 | Hydro | Iowa | 0.7 | Dropped - Units whose status does not meet NEEDS criteria
Childrens Hospital | 10175 | 1631 | Combustion Turbine | California | 0.6 | Dropped - Units whose status does not meet NEEDS criteria
Childrens Hospital | 10175 | 1698 | Combustion Turbine | California | 0.3 | Dropped - Units whose status does not meet NEEDS criteria
Childrens Hospital | 10175 | 1699 | Combustion Turbine | California | 0.3 | Dropped - Units whose status does not meet NEEDS criteria
Childrens Hospital | 10175 | 1710 | Combustion Turbine | California | 0.3 | Dropped - Units whose status does not meet NEEDS criteria
Memphis Hardwood Flooring | 10178 | MEM1 | Biomass | Tennessee | 1.2 | Dropped - Units whose status does not meet NEEDS criteria
Memphis Hardwood Flooring | 10178 | MEM2 | Biomass | Tennessee | 1 | Dropped - Units whose status does not meet NEEDS criteria
Merrimac Paper | 10179 | 1 | Hydro | Massachusetts | 0.2 | Dropped - Units whose status does not meet NEEDS criteria
Merrimac Paper | 10179 | 2 | Hydro | Massachusetts | 0.4 | Dropped - Units whose status does not meet NEEDS criteria
Merrimac Paper | 10179 | 3 | Hydro | Massachusetts | 0.6 | Dropped - Units whose status does not meet NEEDS criteria
Merrimac Paper | 10179 | 4 | Hydro | Massachusetts | 0.3 | Dropped - Units whose status does not meet NEEDS criteria
Merrimac Paper | 10179 | COON | O/G Steam | Massachusetts | 0.1 | Dropped - Units whose status does not meet NEEDS criteria
Metropolitan Sewerage District | 10181 | GEN1 | Hydro | North Carolina | 0.8 | Dropped - Onsite Unit
Metropolitan Sewerage District | 10181 | GEN2 | Hydro | North Carolina | 0.8 | Dropped - Onsite Unit
Metropolitan Sewerage District | 10181 | GEN3 | Hydro | North Carolina | 0.8 | Dropped - Onsite Unit
Anson Abenaki Hydros | 10186 | STG1 | O/G Steam | Maine | 2 | Dropped - Units whose status does not meet NEEDS criteria
Engineered Carbons Echo Cogeneration | 10187 | GEN1 | Fossil Waste | Texas | 8.9 | Dropped - Units whose status does not meet NEEDS criteria
Cutrale Citrus Juices USA II | 10188 | GEN1 | Combined Cycle | Florida | 3 | Dropped - Units whose status does not meet NEEDS criteria
Cutrale Citrus Juices USA II | 10188 | GEN2 | Combined Cycle | Florida | 3 | Dropped - Units whose status does not meet NEEDS criteria
Cutrale Citrus Juices USA II | 10188 | GEN3 | Combined Cycle | Florida | 1.3 | Dropped - Units whose status does not meet NEEDS criteria
Cutrale Citrus Juices USA II | 10188 | GEN4 | Combustion Turbine | Florida | 4.3 | Dropped - Units whose status does not meet NEEDS criteria
Cutrale Citrus Juices USA II | 10188 | GEN5 | Combustion Turbine | Florida | 4.3 | Dropped - Units whose status does not meet NEEDS criteria
Cutrale Citrus Juices USA II | 10188 | GEN6 | Combustion Turbine | Florida | 4.3 | Dropped - Onsite Unit
Cutrale Citrus Juices USA II | 10188 | GEN7 | Combustion Turbine | Florida | 4.3 | Dropped - Onsite Unit
Tehachapi Wind Resource I | 10191 | PLAN | Onshore Wind | California | 0.6 | Dropped - Units whose status does not meet NEEDS criteria
Hawaii Cogen | 10194 | GEN1 | Fossil Waste | Hawaii | 3.2 | Dropped - in Alaska or in Hawaii or Puerto Rico
Hawaii Cogen | 10194 | GEN2 | Fossil Waste | Hawaii | 3.2 | Dropped - in Alaska or in Hawaii or Puerto Rico
Hawaii Cogen | 10194 | GEN3 | Fossil Waste | Hawaii | 3.2 | Dropped - in Alaska or in Hawaii or Puerto Rico
Hawaii Cogen | 10194 | GEN4 | Fossil Waste | Hawaii | 3.2 | Dropped - in Alaska or in Hawaii or Puerto Rico
CF Industries Yazoo City Complex | 10195 | EXIS | Combustion Turbine | Mississippi | 20 | Dropped - Onsite Unit
Mosaic Phosphates Uncle Sam | 10198 | GEN1 | Energy Storage | Louisiana | 10.2 | Dropped - Units whose status does not meet NEEDS criteria
West Ford Flat Power Plant | 10199 | WFF1 | Geothermal | California | 19 | Dropped - Units whose status does not meet NEEDS criteria
West Ford Flat Power Plant | 10199 | WFF2 | Geothermal | California | 19 | Dropped - Units whose status does not meet NEEDS criteria
Fernandina Beach Mill | 10202 | GEN4 | Coal Steam | Florida | 7 | Dropped - Units whose status does not meet NEEDS criteria
Fernandina Beach Mill | 10202 | GEN5 | Non-Fossil Waste | Florida | 30 | Dropped - Onsite Unit
Fernandina Beach Mill | 10202 | GEN6 | Non-Fossil Waste | Florida | 50 | Dropped - Onsite Unit
Valero Refinery Corpus Christi East | 10203 | GEN1 | Combustion Turbine | Texas | 17 | Dropped - Units whose status does not meet NEEDS criteria
Valero Refinery Corpus Christi East | 10203 | GEN2 | Combustion Turbine | Texas | 17 | Dropped - Units whose status does not meet NEEDS criteria
Mosaic Co Greenbay | 10205 | GEN1 | Energy Storage | Florida | 37.2 | Dropped - Units whose status does not meet NEEDS criteria
Loma Linda University Cogen | 10206 | GEN1 | Combustion Turbine | California | 4.8 | Dropped - Onsite Unit
Loma Linda University Cogen | 10206 | GEN2 | Combustion Turbine | California | 4.8 | Dropped - Onsite Unit
Loma Linda University Cogen | 10206 | GEN3 | Combined Cycle | California | 1.2 | Dropped - Units whose status does not meet NEEDS criteria
Loma Linda University Cogen | 10206 | GEN4 | Combustion Turbine | California | 1.7 | Dropped - Onsite Unit
Loma Linda University Cogen | 10206 | GEN5 | Combustion Turbine | California | 1 | Dropped - Onsite Unit
Ashland Inc | 10207 | GEN1 | Coal Steam | Missouri | 8.6 | Dropped - Units whose status does not meet NEEDS criteria
Ashland Inc | 10207 | GEN2 | Coal Steam | Missouri | 8.6 | Dropped - Units whose status does not meet NEEDS criteria
Escanaba Mill | 10208 | NO.7 | Non-Fossil Waste | Michigan | 32 | Dropped - Onsite Unit
Escanaba Mill | 10208 | NO.8 | Non-Fossil Waste | Michigan | 23 | Dropped - Onsite Unit
Escanaba Mill | 10208 | NO9 | Non-Fossil Waste | Michigan | 45 | Dropped - Onsite Unit
2 AC Station | 10211 | 10TG | Fossil Waste | Indiana | 18 | Dropped - Units whose status does not meet NEEDS criteria
2 AC Station | 10211 | 11TG | Fossil Waste | Indiana | 18 | Dropped - Units whose status does not meet NEEDS criteria
2 AC Station | 10211 | 7TG | Fossil Waste | Indiana | 10 | Dropped - Units whose status does not meet NEEDS criteria
2 AC Station | 10211 | 8TG | Fossil Waste | Indiana | 10 | Dropped - Units whose status does not meet NEEDS criteria
AG Processing Inc | 10223 | E.C. | Coal Steam | Iowa | 8.5 | Dropped - Units whose status does not meet NEEDS criteria
Merck Rahway Power Plant | 10224 | GEN7 | O/G Steam | New Jersey | 3.8 | Dropped - Units whose status does not meet NEEDS criteria
Merck Rahway Power Plant | 10224 | GEN8 | O/G Steam | New Jersey | 4.8 | Dropped - Onsite Unit
Merck Rahway Power Plant | 10224 | GEN9 | O/G Steam | New Jersey | 10 | Dropped - Onsite Unit
Merck Rahway Power Plant | 10224 | GEN9A | O/G Steam | New Jersey | 4.5 | Dropped - Onsite Unit
Merck Rahway Power Plant | 10224 | SOLAR | Solar PV | New Jersey | 0.4 | Dropped - Onsite Unit
Hutzel Hospital | 10232 | TB-1 | Combustion Turbine | Michigan | 0.7 | Dropped - Units whose status does not meet NEEDS criteria
Hutzel Hospital | 10232 | TB-2 | Combustion Turbine | Michigan | 0.7 | Dropped - Units whose status does not meet NEEDS criteria
Biron Mill | 10234 | GEN1 | Coal Steam | Wisconsin | 15.3 | Dropped - Onsite Unit
Biron Mill | 10234 | GEN3 | O/G Steam | Wisconsin | 7.5 | Dropped - Onsite Unit
Biron Mill | 10234 | GEN4 | O/G Steam | Wisconsin | 12.5 | Dropped - Onsite Unit
Biron Mill | 10234 | GEN5 | Coal Steam | Wisconsin | 20 | Dropped - Onsite Unit
Ford Motor Co Rawsonville Plant | 10235 | GEN1 | Combustion Turbine | Michigan | 4.5 | Dropped - Units whose status does not meet NEEDS criteria
Ticona Polymers Inc | 10243 | GEN1 | Combustion Turbine | Texas | 1.4 | Dropped - Units whose status does not meet NEEDS criteria
Ticona Polymers Inc | 10243 | GEN2 | Combustion Turbine | Texas | 1.4 | Dropped - Units whose status does not meet NEEDS criteria
Ticona Polymers Inc | 10243 | GEN3 | Combustion Turbine | Texas | 1.6 | Dropped - Units whose status does not meet NEEDS criteria
Ticona Polymers Inc | 10243 | GEN4 | Combined Cycle | Texas | 5.7 | Dropped - Units whose status does not meet NEEDS criteria
Pixelle Specialty Solutions LLC - Chillicothe Facility | 10244 | T-10 | Non-Fossil Waste | Ohio | 7.3 | Dropped - Onsite Unit
Pixelle Specialty Solutions LLC - Chillicothe Facility | 10244 | T-11 | Non-Fossil Waste | Ohio | 14.8 | Dropped - Onsite Unit
Pixelle Specialty Solutions LLC - Chillicothe Facility | 10244 | T-12 | Non-Fossil Waste | Ohio | 19.5 | Dropped - Onsite Unit
Pixelle Specialty Solutions LLC - Chillicothe Facility | 10244 | T-13 | O/G Steam | Ohio | 3.8 | Dropped - Onsite Unit
ArcelorMittal Burns Harbor | 10245 | GEN5 | Fossil Waste | Indiana | 60.5 | Dropped - Onsite Unit
ArcelorMittal Burns Harbor | 10245 | GEN6 | Fossil Waste | Indiana | 51 | Dropped - Onsite Unit
ArcelorMittal Burns Harbor | 10245 | GEN7 | Fossil Waste | Indiana | 63.2 | Dropped - Onsite Unit
Los Angeles Cold Storage | 10251 | 3981 | Combustion Turbine | California | 0.4 | Dropped - Units whose status does not meet NEEDS criteria
Los Angeles Cold Storage | 10251 | 3982 | Combustion Turbine | California | 0.4 | Dropped - Units whose status does not meet NEEDS criteria
Los Angeles Cold Storage | 10251 | 3983 | Combustion Turbine | California | 0.4 | Dropped - Units whose status does not meet NEEDS criteria
Domtar Kingsport Mill | 10252 | NO.1 | Non-Fossil Waste | Tennessee | 46.5 | Dropped - Onsite Unit
Domtar Kingsport Mill | 10252 | NO.6 | Non-Fossil Waste | Tennessee | 7 | Dropped - Units whose status does not meet NEEDS criteria
Domtar Kingsport Mill | 10252 | NO.7 | Non-Fossil Waste | Tennessee | 12 | Dropped - Units whose status does not meet NEEDS criteria
Diamond Walnut | 10257 | DWG1 | Biomass | California | 4.2 | Dropped - Units whose status does not meet NEEDS criteria
Enterprise Products Operating | 10261 | GEN1 | Combustion Turbine | Texas | 2.3 | Dropped - Onsite Unit
Enterprise Products Operating | 10261 | GEN2 | Combustion Turbine | Texas | 2.3 | Dropped - Onsite Unit
Enterprise Products Operating | 10261 | GEN3 | Combustion Turbine | Texas | 3 | Dropped - Onsite Unit
Enterprise Products Operating | 10261 | GEN4 | Combustion Turbine | Texas | 3 | Dropped - Onsite Unit
Enterprise Products Operating | 10261 | GEN5 | Combustion Turbine | Texas | 3 | Dropped - Onsite Unit
Enterprise Products Operating | 10261 | GEN6 | Combustion Turbine | Texas | 3 | Dropped - Onsite Unit
Enterprise Products Operating | 10261 | GEN7 | Combustion Turbine | Texas | 3 | Dropped - Onsite Unit
Enterprise Products Operating | 10261 | GEN8 | Combustion Turbine | Texas | 3 | Dropped - Onsite Unit
California Institute of Technology | 10262 | GEN1 | Combined Cycle | California | 1 | Dropped - Units whose status does not meet NEEDS criteria
California Institute of Technology | 10262 | GEN2 | Combined Cycle | California | 4.3 | Dropped - Units whose status does not meet NEEDS criteria
California Institute of Technology | 10262 | GEN3 | Combined Cycle | California | 2.5 | Dropped - Units whose status does not meet NEEDS criteria
California Institute of Technology | 10262 | GEN4 | Combined Cycle | California | 2.5 | Dropped - Units whose status does not meet NEEDS criteria
California Institute of Technology | 10262 | GEN5 | Combined Cycle | California | 1 | Dropped - Units whose status does not meet NEEDS criteria
California Institute of Technology | 10262 | GEN6 | Combined Cycle | California | 9 | Dropped - Onsite Unit
California Institute of Technology | 10262 | GEN7 | Combined Cycle | California | 2.1 | Dropped - Onsite Unit
Florida's Natural Growers | 10275 | CE50 | Combustion Turbine | Florida | 2.3 | Dropped - Onsite Unit
Florida's Natural Growers | 10275 | TA70 | Combustion Turbine | Florida | 3.6 | Dropped - Onsite Unit
Central Plant | 10280 | ENG1 | Combustion Turbine | South Carolina | 1.1 | Dropped - Onsite Unit
Central Plant | 10280 | ENG2 | Combustion Turbine | South Carolina | 1.1 | Dropped - Units whose status does not meet NEEDS criteria
Central Plant | 10280 | ENG3 | Combustion Turbine | South Carolina | 1.1 | Dropped - Units whose status does not meet NEEDS criteria
Central Plant | 10280 | ENG4 | Combustion Turbine | South Carolina | 1.1 | Dropped - Units whose status does not meet NEEDS criteria
Central Plant | 10280 | ENG5 | Combustion Turbine | South Carolina | 1 | Dropped - Onsite Unit
Central Plant | 10280 | ENG6 | Combustion Turbine | South Carolina | 1 | Dropped - Onsite Unit
Central Plant | 10280 | ENG7 | Combustion Turbine | South Carolina | 1 | Dropped - Onsite Unit
Pharmacia | 10284 | TG-1 | Combustion Turbine | New Jersey | 0.7 | Dropped - Units whose status does not meet NEEDS criteria
Pharmacia | 10284 | TG-2 | Combustion Turbine | New Jersey | 0.7 | Dropped - Units whose status does not meet NEEDS criteria
Pharmacia | 10284 | TG-3 | Combustion Turbine | New Jersey | 0.8 | Dropped - Units whose status does not meet NEEDS criteria
Pharmacia | 10284 | TG-4 | Combustion Turbine | New Jersey | 0.7 | Dropped - Units whose status does not meet NEEDS criteria
Pharmacia | 10284 | TG-5 | Combustion Turbine | New Jersey | 0.7 | Dropped - Units whose status does not meet NEEDS criteria
Pharmacia | 10284 | TG-6 | Combustion Turbine | New Jersey | 0.7 | Dropped - Units whose status does not meet NEEDS criteria
Big Valley Power LLC | 10288 | IS27 | Biomass | California | 8.7 | Dropped - Units whose status does not meet NEEDS criteria
Baton Rouge Plant | 10297 | GEN1 | O/G Steam | Louisiana | 2 | Dropped - Units whose status does not meet NEEDS criteria
Baton Rouge Plant | 10297 | GEN2 | O/G Steam | Louisiana | 2 | Dropped - Units whose status does not meet NEEDS criteria
Bayou Cogen Plant | 10298 | GEN1 | Combustion Turbine | Texas | 65 | Dropped - Units whose status does not meet NEEDS criteria
Bayou Cogen Plant | 10298 | GEN2 | Combustion Turbine | Texas | 65 | Dropped - Units whose status does not meet NEEDS criteria
Bayou Cogen Plant | 10298 | GEN3 | Combustion Turbine | Texas | 65 | Dropped - Units whose status does not meet NEEDS criteria
Louisiana Sugar Refining | 10301 | GEN1 | O/G Steam | Louisiana | 0.6 | Dropped - Units whose status does not meet NEEDS criteria
Louisiana Sugar Refining | 10301 | GEN2 | O/G Steam | Louisiana | 1.7 | Dropped - Onsite Unit
Louisiana Sugar Refining | 10301 | GEN3 | O/G Steam | Louisiana | 1.5 | Dropped - Onsite Unit
Louisiana Sugar Refining | 10301 | GEN4 | O/G Steam | Louisiana | 2.1 | Dropped - Onsite Unit
Juniata Locomotive Shop | 10302 | GEN1 | Coal Steam | Pennsylvania | 0.4 | Dropped - Units whose status does not meet NEEDS criteria
Juniata Locomotive Shop | 10302 | GEN2 | Coal Steam | Pennsylvania | 0.3 | Dropped - Units whose status does not meet NEEDS criteria
Juniata Locomotive Shop | 10302 | GEN3 | Combustion Turbine | Pennsylvania | 1.5 | Dropped - Onsite Unit
Baylor University Cogen | 10317 | 1 | Combustion Turbine | Texas | 3 | Dropped - Units whose status does not meet NEEDS criteria
Geismar | 10319 | GEN1 | Combustion Turbine | Louisiana | 33.7 | Dropped - Onsite Unit
Geismar | 10319 | GEN2 | Combustion Turbine | Louisiana | 39.2 | Dropped - Onsite Unit
Geismar | 10319 | GEN3 | O/G Steam | Louisiana | 7.2 | Dropped - Onsite Unit
Lowland | 10321 | GEN1 | Coal Steam | Tennessee | 5 | Dropped - Units whose status does not meet NEEDS criteria
Lowland | 10321 | GEN2 | Coal Steam | Tennessee | 5 | Dropped - Units whose status does not meet NEEDS criteria
Lowland | 10321 | GEN3 | Coal Steam | Tennessee | 5 | Dropped - Units whose status does not meet NEEDS criteria
Lowland | 10321 | GEN4 | Coal Steam | Tennessee | 0.3 | Dropped - Units whose status does not meet NEEDS criteria
Lowland | 10321 | GEN5 | Coal Steam | Tennessee | 5 | Dropped - Units whose status does not meet NEEDS criteria
Copper Dam Plant | 10323 | GEN1 | Hydro | Oregon | 1 | Dropped - Units whose status does not meet NEEDS criteria
Copper Dam Plant | 10323 | GEN2 | Hydro | Oregon | 0.5 | Dropped - Units whose status does not meet NEEDS criteria
Florida Power Development | 10333 | GEN1 | Biomass | Florida | 66 | Dropped - Units whose status does not meet NEEDS criteria
H Power | 10334 | GEN1 | Municipal Solid Waste | Hawaii | 58 | Dropped - in Alaska or in Hawaii or Puerto Rico
H Power | 10334 | GEN2 | Municipal Solid Waste | Hawaii | 28 | Dropped - in Alaska or in Hawaii or Puerto Rico
H Power | 10334 | PV1 | Solar PV | Hawaii | 2.1 | Dropped - in Alaska or in Hawaii or Puerto Rico
Maine Energy Recovery | 10338 | MERC | Municipal Solid Waste | Maine | 18 | Dropped - Units whose status does not meet NEEDS criteria
Charleston Resource Recovery Facility | 10344 | 101 | Municipal Solid Waste | South Carolina | 9.5 | Dropped - Units whose status does not meet NEEDS criteria
TMC LLC | 10347 | GEN1 | Biomass | Florida | 7.5 | Dropped - Units whose status does not meet NEEDS criteria
Greenleaf 1 Power Plant | 10350 | GEN1 | Combined Cycle | California | 42 | Dropped - Units whose status does not meet NEEDS criteria
Greenleaf 1 Power Plant | 10350 | GEN2 | Combined Cycle | California | 8 | Dropped - Units whose status does not meet NEEDS criteria
Consumer Operations LLC | 10360 | GEN1 | Coal Steam | Wisconsin | 1.4 | Dropped - Units whose status does not meet NEEDS criteria
Consumer Operations LLC | 10360 | GEN10 | Coal Steam | Wisconsin | 26.4 | Dropped - Units whose status does not meet NEEDS criteria
Consumer Operations LLC | 10360 | GEN2 | Coal Steam | Wisconsin | 2.8 | Dropped - Units whose status does not meet NEEDS criteria
Consumer Operations LLC | 10360 | GEN3 | Coal Steam | Wisconsin | 2.8 | Dropped - Units whose status does not meet NEEDS criteria
Consumer Operations LLC | 10360 | GEN4 | Coal Steam | Wisconsin | 2.3 | Dropped - Units whose status does not meet NEEDS criteria
Consumer Operations LLC | 10360 | GEN5 | Coal Steam | Wisconsin | 7.5 | Dropped - Units whose status does not meet NEEDS criteria
Consumer Operations LLC | 10360 | GEN6 | O/G Steam | Wisconsin | 18 | Dropped - Onsite Unit
Consumer Operations LLC | 10360 | GEN7 | O/G Steam | Wisconsin | 23 | Dropped - Onsite Unit
Consumer Operations LLC | 10360 | GEN8 | Coal Steam | Wisconsin | 20 | Dropped - Units whose status does not meet NEEDS criteria
Consumer Operations LLC | 10360 | GEN9 | O/G Steam | Wisconsin | 38 | Dropped - Onsite Unit
Savannah River Mill | 10361 | GEN1 | Combustion Turbine | Georgia | 21.4 | Dropped - Onsite Unit
Savannah River Mill | 10361 | GEN2 | Combustion Turbine | Georgia | 21.4 | Dropped - Onsite Unit
Savannah River Mill | 10361 | GEN3 | Coal Steam | Georgia | 41.9 | Dropped - Onsite Unit
Savannah River Mill | 10361 | GEN4 | Coal Steam | Georgia | 41.9 | Dropped - Onsite Unit
Muskogee Mill | 10362 | GEN1 | Coal Steam | Oklahoma | 11.6 | Dropped - Onsite Unit
Muskogee Mill | 10362 | GEN2 | Coal Steam | Oklahoma | 21.6 | Dropped - Onsite Unit
Muskogee Mill | 10362 | GEN3 | Coal Steam | Oklahoma | 34.3 | Dropped - Onsite Unit
East Third Street Power Plant | 10367 | GEN1 | Coal Steam | California | 18.7 | Dropped - Units whose status does not meet NEEDS criteria
Loveridge Road Power Plant | 10368 | GEN1 | Coal Steam | California | 18 | Dropped - Units whose status does not meet NEEDS criteria
Wilbur West Power Plant | 10369 | GEN1 | Coal Steam | California | 18.2 | Dropped - Units whose status does not meet NEEDS criteria
Wilbur East Power Plant | 10370 | GEN1 | Coal Steam | California | 18.1 | Dropped - Units whose status does not meet NEEDS criteria
Nichols Road Power Plant | 10371 | GEN1 | Coal Steam | California | 17.8 | Dropped - Units whose status does not meet NEEDS criteria
Hanford | 10373 | GEN1 | Coal Steam | California | 25.3 | Dropped - Units whose status does not meet NEEDS criteria
Entenmanns Cogeneration Facility | 10376 | 1 | Combustion Turbine | Illinois | 0.8 | Dropped - Units whose status does not meet NEEDS criteria
Entenmanns Cogeneration Facility | 10376 | 2 | Combustion Turbine | Illinois | 0.8 | Dropped - Units whose status does not meet NEEDS criteria
James River Genco LLC | 10377 | GEN1 | Coal Steam | Virginia | 46.3 | Dropped - Units whose status does not meet NEEDS criteria
James River Genco LLC | 10377 | GEN2 | Coal Steam | Virginia | 46.3 | Dropped - Units whose status does not meet NEEDS criteria
Elizabethtown Power LLC | 10380 | GEN1 | Coal Steam | North Carolina | 32 | Dropped - Units whose status does not meet NEEDS criteria
Coastal Carolina Clean Power | 10381 | GEN1 | Biomass | North Carolina | 27 | Dropped - Units whose status does not meet NEEDS criteria
Edgecombe Genco LLC | 10384 | GEN1 | Coal Steam | North Carolina | 57.8 | Dropped - Retired/Planned Retirement by 06/2023
Edgecombe Genco LLC | 10384 | GEN2 | Coal Steam | North Carolina | 57.8 | Dropped - Retired/Planned Retirement by 06/2023
San Marcos Energy | 10386 | 1 | Landfill Gas | California | 0.7 | Dropped - Units whose status does not meet NEEDS criteria
San Marcos Energy | 10386 | 2 | Landfill Gas | California | 0.7 | Dropped - Units whose status does not meet NEEDS criteria
Sycamore Energy 1 | 10387 | 1 | Landfill Gas | California | 0.7 | Dropped - Units whose status does not meet NEEDS criteria
Sycamore Energy 1 | 10387 | 2 | Landfill Gas | California | 0.7 | Dropped - Units whose status does not meet NEEDS criteria
GRS Newby I | 10388 | 1 | Landfill Gas | California | 0.5 | Dropped - Units whose status does not meet NEEDS criteria
GRS Newby I | 10388 | 2 | Landfill Gas | California | 0.5 | Dropped - Units whose status does not meet NEEDS criteria
GRS Newby I | 10388 | 3 | Landfill Gas | California | 0.5 | Dropped - Units whose status does not meet NEEDS criteria
GRS Newby I | 10388 | 4 | Landfill Gas | California | 0.5 | Dropped - Units whose status does not meet NEEDS criteria
GRS Newby II | 10389 | 1 | Landfill Gas | California | 1 | Dropped - Units whose status does not meet NEEDS criteria
GRS Newby II | 10389 | 2 | Landfill Gas | California | 1 | Dropped - Units whose status does not meet NEEDS criteria
GRS Newby II | 10389 | 3 | Landfill Gas | California | 1 | Dropped - Units whose status does not meet NEEDS criteria
Guadalupe Power Plant | 10390 | 1 | Landfill Gas | California | 0.5 | Dropped - Units whose status does not meet NEEDS criteria
Guadalupe Power Plant | 10390 | 2 | Landfill Gas | California | 0.5 | Dropped - Units whose status does not meet NEEDS criteria
Guadalupe Power Plant | 10390 | 3 | Landfill Gas | California | 0.5 | Dropped - Units whose status does not meet NEEDS criteria
Guadalupe Power Plant | 10390 | 4 | Landfill Gas | California | 1 | Dropped - Units whose status does not meet NEEDS criteria
GRS Menlo Park | 10391 | 1 | Landfill Gas | California | 0.5 | Dropped - Units whose status does not meet NEEDS criteria
GRS Menlo Park | 10391 | 2 | Landfill Gas | California | 0.5 | Dropped - Units whose status does not meet NEEDS criteria
GRS Menlo Park | 10391 | 3 | Landfill Gas | California | 0.5 | Dropped - Units whose status does not meet NEEDS criteria
GRS Menlo Park | 10391 | 4 | Landfill Gas | California | 0.5 | Dropped - Units whose status does not meet NEEDS criteria
GRS American Canyon | 10392 | 1 | Landfill Gas | California | 0.7 | Dropped - Units whose status does not meet NEEDS criteria
GRS American Canyon | 10392 | 2 | Landfill Gas | California | 0.7 | Dropped - Units whose status does not meet NEEDS criteria
GRS Coyote Canyon | 10395 | GEN1 | Landfill Gas | California | 17 | Dropped - Units whose status does not meet NEEDS criteria
Arcelormittal Cleveland Inc | 10398 | GEN3 | Fossil Waste | Ohio | 10 | Dropped - Onsite Unit
Arcelormittal Cleveland Inc | 10398 | GEN5 | Fossil Waste | Ohio | 10 | Dropped - Onsite Unit
Arcelormittal Cleveland Inc | 10398 | GENA | Fossil Waste | Ohio | 15 | Dropped - Units whose status does not meet NEEDS criteria
Arcelormittal Cleveland Inc | 10398 | GENB | Fossil Waste | Ohio | 10 | Dropped - Onsite Unit
Arcelormittal Cleveland Inc | 10398 | GENC | Fossil Waste | Ohio | 23 | Dropped - Onsite Unit
Little Company of Mary Hospital | 10400 | GEN1 | Combustion Turbine | Illinois | 3.2 | Dropped - Units whose status does not meet NEEDS criteria
Pepeekeo Power Plant | 10401 | GEN1 | Coal Steam | Hawaii | 22 | Dropped - Units whose status does not meet NEEDS criteria
Laidlaw Energy & Environmental | 10403 | ALLI | Combined Cycle | New York | 2.6 | Dropped - Units whose status does not meet NEEDS criteria
Laidlaw Energy & Environmental | 10403 | CAT3 | Combustion Turbine | New York | 0.4 | Dropped - Units whose status does not meet NEEDS criteria
Laidlaw Energy & Environmental | 10403 | CAT4 | Combustion Turbine | New York | 0.4 | Dropped - Units whose status does not meet NEEDS criteria
Laidlaw Energy & Environmental | 10403 | WEST | Combined Cycle | New York | 0.7 | Dropped - Units whose status does not meet NEEDS criteria
Alsip Paper Condominium Association | 10406 | GEN1 | Combustion Turbine | Illinois | 6.9 | Dropped - Units whose status does not meet NEEDS criteria
Clark University | 10408 | GEN1 | Combustion Turbine | Massachusetts | 2 | Dropped - Units whose status does not meet NEEDS criteria
Clark University | 10408 | GEN2 | Combustion Turbine | Massachusetts | 2 | Dropped - Onsite Unit
Kalaheo Hydro | 10412 | KAL | Hydro | Hawaii | 1.1 | Dropped - Units whose status does not meet NEEDS criteria
Kalaheo Hydro | 10412 | KPH1 | Hydro | Hawaii | 2 | Dropped - in Alaska or in Hawaii or Puerto Rico
Wainiha Hydro | 10413 | WAIA | Hydro | Hawaii | 1.7 | Dropped - in Alaska or in Hawaii or Puerto Rico
Wainiha Hydro | 10413 | WAIB | Hydro | Hawaii | 1.7 | Dropped - in Alaska or in Hawaii or Puerto Rico
Indian Orchard Plant 1 | 10417 | TG | O/G Steam | Massachusetts | 3.2 | Dropped - Onsite Unit
Ascend Performance Materials Texas Inc. | 10418 | GEN1 | Fossil Waste | Texas | 5.2 | Dropped - Onsite Unit
Ascend Performance Materials Texas Inc. | 10418 | GEN2 | Fossil Waste | Texas | 1.2 | Dropped - Units whose status does not meet NEEDS criteria
Ascend Performance Materials Texas Inc. | 10418 | GEN3 | Fossil Waste | Texas | 2 | Dropped - Units whose status does not meet NEEDS criteria
Ascend Performance Materials Texas Inc. | 10418 | GEN4 | Fossil Waste | Texas | 42.5 | Dropped - Onsite Unit
International Paper - Orange | 10425 | TG | Non-Fossil Waste | Texas | 36.8 | Dropped - Onsite Unit
Inland Paperboard Packaging Rome | 10426 | GEN2 | Non-Fossil Waste | Georgia | 5 | Dropped - Onsite Unit
Inland Paperboard Packaging Rome | 10426 | GEN3 | Non-Fossil Waste | Georgia | 5 | Dropped - Onsite Unit
Inland Paperboard Packaging Rome | 10426 | GEN4 | Non-Fossil Waste | Georgia | 20 | Dropped - Onsite Unit
Inland Paperboard Packaging Rome | 10426 | GEN5 | Non-Fossil Waste | Georgia | 31 | Dropped - Onsite Unit
New-Indy Ontario Mill | 10427 | GEN1 | Combustion Turbine | California | 34 | Dropped - Retired/Planned Retirement by 06/2023
Anheuser-Busch St Louis | 10430 | GEN1 | O/G Steam | Missouri | 11 | Dropped - Onsite Unit
Anheuser-Busch St Louis | 10430 | GEN3 | O/G Steam | Missouri | 11 | Dropped - Onsite Unit
Anheuser-Busch St Louis | 10430 | GEN4 | O/G Steam | Missouri | 4.1 | Dropped - Units whose status does not meet NEEDS criteria
Anheuser-Busch Jacksonville | 10431 | GEN1 | Combustion Turbine | Florida | 8.6 | Dropped - Onsite Unit
Oakland Dam Hydroelectric | 10433 | 1 | Hydro | Pennsylvania | 0.5 | Dropped - Units whose status does not meet NEEDS criteria
Oakland Dam Hydroelectric | 10433 | 2 | Hydro | Pennsylvania | 0.5 | Dropped - Units whose status does not meet NEEDS criteria
Oakland Dam Hydroelectric | 10433 | 3 | Hydro | Pennsylvania | 0.5 | Dropped - Units whose status does not meet NEEDS criteria
Mosaic New Wales Operations | 10434 | TG1 | Non-Fossil Waste | Florida | 8 | Dropped - Units whose status does not meet NEEDS criteria
ExxonMobil Baytown Refinery | 10436 | GT35 | Combustion Turbine | Texas | 12.3 | Dropped - Units whose status does not meet NEEDS criteria
ExxonMobil Baytown Refinery | 10436 | GT36 | Combustion Turbine | Texas | 12.9 | Dropped - Units whose status does not meet NEEDS criteria
ExxonMobil Baytown Refinery | 10436 | GT37 | Combustion Turbine | Texas | 14.6 | Dropped - Units whose status does not meet NEEDS criteria
ExxonMobil Baytown Refinery | 10436 | ST33 | O/G Steam | Texas | 7 | Dropped - Units whose status does not meet NEEDS criteria
Sunray 2 | 10437 | GEN1 | Solar Thermal | California | 13.8 | Dropped - Units whose status does not meet NEEDS criteria
Sunray 3 | 10438 | GEN1 | Solar Thermal | California | 30 | Dropped - Units whose status does not meet NEEDS criteria
Newark Atlantic Paperboard | 10454 | 1 | O/G Steam | Massachusetts | 3 | Dropped - Units whose status does not meet NEEDS criteria
Bear Canyon Power Plant | 10469 | BVC1 | Geothermal | California | 12.2 | Dropped - Units whose status does not meet NEEDS criteria
Bear Canyon Power Plant | 10469 | BVC2 | Geothermal | California | 12.2 | Dropped - Units whose status does not meet NEEDS criteria
Spadra Landfill Gas to Energy | 10471 | GEN1 | Landfill Gas | California | 5 | Dropped - Units whose status does not meet NEEDS criteria
Puente Hills Energy Recovery | 10472 | GEN2 | Landfill Gas | California | 1.1 | Dropped - Units whose status does not meet NEEDS criteria
Puente Hills Energy Recovery | 10472 | GEN3 | Landfill Gas | California | 2.7 | Dropped - Units whose status does not meet NEEDS criteria
Puente Hills Energy Recovery | 10472 | GEN4 | Landfill Gas | California | 2.7 | Dropped - Units whose status does not meet NEEDS criteria
Puente Hills Energy Recovery | 10472 | GEN5 | Landfill Gas | California | 2.7 | Dropped - Units whose status does not meet NEEDS criteria
Palos Verdes Gas to Energy | 10473 | GEN1 | Landfill Gas | California | 2.5 | Dropped - Units whose status does not meet NEEDS criteria
Expander Turbine | 10475 | 16TG | Fossil Waste | Indiana | 18.8 | Dropped - Onsite Unit
Whiting Mill | 10476 | GEN4 | Coal Steam | Wisconsin | 4.1 | Dropped - Units whose status does not meet NEEDS criteria
Pitchess Cogen Station | 10478 | GEN1 | Combined Cycle | California | 21.5 | Dropped - Units whose status does not meet NEEDS criteria
Pitchess Cogen Station | 10478 | GEN2 | Combined Cycle | California | 5.7 | Dropped - Units whose status does not meet NEEDS criteria
Mammoth Pacific II | 10481 | T101 | Geothermal | California | 3.8 | Dropped - Units whose status does not meet NEEDS criteria
Mammoth Pacific II | 10481 | T102 | Geothermal | California | 4.6 | Dropped - Units whose status does not meet NEEDS criteria
Mammoth Pacific II | 10481 | T103 | Geothermal | California | 4.2 | Dropped - Units whose status does not meet NEEDS criteria
RG Steel Sparrows Point, LLC | 10485 | GEN1 | Fossil Waste | Maryland | 152.3 | Dropped - Units whose status does not meet NEEDS criteria
RG Steel Sparrows Point, LLC | 10485 | GEN2 | Fossil Waste | Maryland | 30 | Dropped - Units whose status does not meet NEEDS criteria
RG Steel Sparrows Point, LLC | 10485 | GEN3 | Fossil Waste | Maryland | 30 | Dropped - Units whose status does not meet NEEDS criteria
RG Steel Sparrows Point, LLC | 10485 | GEN4 | Fossil Waste | Maryland | 30 | Dropped - Units whose status does not meet NEEDS criteria
Boise Cascade International Falls | 10486 | GEN 6 | Non-Fossil Waste | Minnesota | 40 | Dropped - Onsite Unit
Boise Cascade International Falls | 10486 | GEN1 | Non-Fossil Waste | Minnesota | 4 | Dropped - Units whose status does not meet NEEDS criteria
Boise Cascade International Falls | 10486 | GEN2 | Non-Fossil Waste | Minnesota | 4 | Dropped - Units whose status does not meet NEEDS criteria
Boise Cascade International Falls | 10486 | GEN3 | Non-Fossil Waste | Minnesota | 7.5 | Dropped - Units whose status does not meet NEEDS criteria
Boise Cascade International Falls | 10486 | GEN4 | Non-Fossil Waste | Minnesota | 7.5 | Dropped - Units whose status does not meet NEEDS criteria
Boise Cascade International Falls | 10486 | GEN5 | Non-Fossil Waste | Minnesota | 6.2 | Dropped - Onsite Unit
DeRidder Mill | 10488 | TG | Non-Fossil Waste | Louisiana | 61.5 | Dropped - Onsite Unit
Mead Rumford Cogen | 10491 | 3STG | O/G Steam | Maine | 12.5 | Dropped - Onsite Unit
Klein Tools Chicago | 10498 | 17 | Combustion Turbine | Illinois | 1.5 | Dropped - Units whose status does not meet NEEDS criteria
Klein Tools Moran | 10499 | 696 | Combustion Turbine | Kansas | 1.5 | Dropped - Units whose status does not meet NEEDS criteria
Klein Tools Moran | 10499 | 697 | Combustion Turbine | Kansas | 1.5 | Dropped - Units whose status does not meet NEEDS criteria
Thermal Energy Development Part LP | 10502 | GEN1 | Biomass | California | 18.5 | Dropped - Units whose status does not meet NEEDS criteria
Amalgamated Sugar Twin Falls | 10504 | 1500 | Coal Steam | Idaho | 1.2 | Dropped - Onsite Unit
Amalgamated Sugar Twin Falls | 10504 | 2500 | Coal Steam | Idaho | 2.3 | Dropped - Onsite Unit
Amalgamated Sugar Twin Falls | 10504 | 4000 | Coal Steam | Idaho | 5 | Dropped - Onsite Unit
Finch Paper | 10511 | GEN6 | Biomass | New York | 23 | Dropped - Onsite Unit
Oilseed Plant | 10515 | GEN1 | Coal Steam | Virginia | 1.6 | Dropped - Units whose status does not meet NEEDS criteria
Indeck Pepperell Power Facility | 10522 | GEN1 | Combustion Turbine | Massachusetts | 20.9 | Dropped - Units whose status does not meet NEEDS criteria
Cogent Little Falls GP | 10529 | GEN1 | Combined Cycle | New York | 3.8 | Dropped - Units whose status does not meet NEEDS criteria
Cogent Little Falls GP | 10529 | GEN2 | Combined Cycle | New York | 0.3 | Dropped - Units whose status does not meet NEEDS criteria
Grand River | 10532 | 2-2 | Landfill Gas | Michigan | 0.8 | Dropped - Units whose status does not meet NEEDS criteria
Al Turi | 10549 | 3010 | Landfill Gas | New York | 0.8 | Dropped - Units whose status does not meet NEEDS criteria
Lowe Paper Simkins Industries | 10552 | GEN1 | O/G Steam | New Jersey | 2.8 | Dropped - Units whose status does not meet NEEDS criteria
Anderson Power Products Division | 10553 | 3622 | Combustion Turbine | Massachusetts | 0.1 | Dropped - Units whose status does not meet NEEDS criteria
Lebanon Methane Recovery | 10557 | GEN1 | Landfill Gas | Pennsylvania | 0.6 | Dropped - Units whose status does not meet NEEDS criteria
Lebanon Methane Recovery | 10557 | GEN2 | Landfill Gas | Pennsylvania | 0.6 | Dropped - Units whose status does not meet NEEDS criteria
Jesup Plant | 10560 | GEN2 | Non-Fossil Waste | Georgia | 4.7 | Dropped - Onsite Unit
Jesup Plant | 10560 | GEN3 | Non-Fossil Waste | Georgia | 7 | Dropped - Units whose status does not meet NEEDS criteria
Jesup Plant | 10560 | GEN4 | Non-Fossil Waste | Georgia | 7 | Dropped - Onsite Unit
Jesup Plant | 10560 | GEN5 | Non-Fossil Waste | Georgia | 27.9 | Dropped - Onsite Unit
Jesup Plant | 10560 | GEN6 | Non-Fossil Waste | Georgia | 25.1 | Dropped - Onsite Unit
Fernandina Plant | 10562 | GEN2 | O/G Steam | Florida | 5 | Dropped - Units whose status does not meet NEEDS criteria
Fernandina Plant | 10562 | GEN3 | Biomass | Florida | 6.5 | Dropped - Units whose status does not meet NEEDS criteria
Port Arthur Texas Refinery | 10568 | GEN1 | Combustion Turbine | Texas | 28 | Dropped - Onsite Unit
Big Spring Texas Refinery | 10569 | GENA | Non-Fossil Waste | Texas | 1 | Dropped - Units whose status does not meet NEEDS criteria
Altamont Power LLC | 10581 | EXIS | Onshore Wind | California | 28.7 | Dropped - Units whose status does not meet NEEDS criteria
Agrilectric Power Partners Ltd | 10593 | GEN2 | Biomass | Louisiana | 1.3 | Dropped - Units whose status does not meet NEEDS criteria
Borden Chemicals Plastics Cogen | 10596 | GEN1 | Combustion Turbine | Louisiana | 20.1 | Dropped - Units whose status does not meet NEEDS criteria
Borden Chemicals Plastics Cogen | 10596 | GEN2 | Combustion Turbine | Louisiana | 29.9 | Dropped - Units whose status does not meet NEEDS criteria
Borden Chemicals Plastics Cogen | 10596 | GEN3 | Combustion Turbine | Louisiana | 29.7 | Dropped - Units whose status does not meet NEEDS criteria
MVUT | 10600 | GEN1 | Combustion Turbine | California | 3.1 | Dropped - Units whose status does not meet NEEDS criteria
Centaur Generator Facility | 10602 | H | Combustion Turbine | California | 3.4 | Dropped - Units whose status does not meet NEEDS criteria
Hawaiian Comm & Sugar Puunene Mill | 10604 | PAI2 | Biomass | Hawaii | 4 | Dropped - Units whose status does not meet NEEDS criteria
Hawaiian Comm & Sugar Puunene Mill | 10604 | PAI3 | Biomass | Hawaii | 12 | Dropped - Units whose status does not meet NEEDS criteria
Hawaiian Comm & Sugar Puunene Mill | 10604 | PUU3 | Biomass | Hawaii | 10 | Dropped - Units whose status does not meet NEEDS criteria
Hawaiian Comm & Sugar Puunene Mill | 10604 | PUU4 | Biomass | Hawaii | 20 | Dropped - Units whose status does not meet NEEDS criteria
Hawaiian Comm & Sugar Puunene Mill | 10604 | PUU5 | Biomass | Hawaii | 16.1 | Dropped - Units whose status does not meet NEEDS criteria
Brunswick Cellulose | 10605 | GEN3 | Non-Fossil Waste | Georgia | 9.2 | Dropped - Onsite Unit
Brunswick Cellulose | 10605 | GEN4 | Non-Fossil Waste | Georgia | 50 | Dropped - Onsite Unit
Brunswick Cellulose | 10605 | GEN5 | Non-Fossil Waste | Georgia | 13 | Dropped - Onsite Unit
Georgia-Pacific Crossett LLC | 10606 | GEN4 | Non-Fossil Waste | Arkansas | 28 | Dropped - Onsite Unit
Georgia-Pacific Crossett LLC | 10606 | GEN5 | Non-Fossil Waste | Arkansas | 30.6 | Dropped - Onsite Unit
Georgia-Pacific Crossett LLC | 10606 | GEN6 | Non-Fossil Waste | Arkansas | 36 | Dropped - Onsite Unit
Georgia Pacific Fort Bragg | 10607 | GEN1 | Biomass | California | 5 | Dropped - Units whose status does not meet NEEDS criteria
Georgia Pacific Fort Bragg | 10607 | GEN2 | Biomass | California | 5 | Dropped - Units whose status does not meet NEEDS criteria
Georgia Pacific Fort Bragg | 10607 | GEN3 | Biomass | California | 5 | Dropped - Units whose status does not meet NEEDS criteria
Gilman Mill | 10608 | GEN5 | Biomass | Vermont | 3.7 | Dropped - Units whose status does not meet NEEDS criteria
Georgia-Pacific Monticello Paper | 10610 | GEN1 | Non-Fossil Waste | Mississippi | 49.3 | Dropped - Onsite Unit
Georgia-Pacific Monticello Paper | 10610 | GEN2 | Non-Fossil Waste | Mississippi | 32.2 | Dropped - Onsite Unit
Georgia-Pacific Palatka Operations | 10611 | GEN2 | O/G Steam | Florida | 7 | Dropped - Units whose status does not meet NEEDS criteria
Georgia-Pacific Palatka Operations | 10611 | GEN3 | Non-Fossil Waste | Florida | 4.7 | Dropped - Units whose status does not meet NEEDS criteria
Georgia-Pacific Palatka Operations | 10611 | GEN4 | Non-Fossil Waste | Florida | 44.6 | Dropped - Onsite Unit
Georgia-Pacific Palatka Operations | 10611 | GEN8 | Non-Fossil Waste | Florida | 25.1 | Dropped - Onsite Unit
Georgia-Pacific Port Hudson | 10612 | GEN1 | Non-Fossil Waste | Louisiana | 67.7 | Dropped - Units whose status does not meet NEEDS criteria
Georgia-Pacific Port Hudson | 10612 | GEN2 | Coal Steam | Louisiana | 60 | Dropped - Onsite Unit
Milford Power LP | 10616 | GEN1 | Combined Cycle | New Jersey | 26 | Dropped - Units whose status does not meet NEEDS criteria
Milford Power LP | 10616 | GEN2 | Combined Cycle | New Jersey | 5 | Dropped - Units whose status does not meet NEEDS criteria
Milford Power LP | 10616 | GEN3 | Combined Cycle | New Jersey | 3.5 | Dropped - Units whose status does not meet NEEDS criteria
South Glens Falls Energy LLC | 10618 | GEN1 | Combined Cycle | New York | 40.4 | Dropped - Units whose status does not meet NEEDS criteria
South Glens Falls Energy LLC | 10618 | GEN2 | Combined Cycle | New York | 22.6 | Dropped - Units whose status does not meet NEEDS criteria
Kannapolis Energy Partners | 10626 | GEN2 | Coal Steam | North Carolina | 7.5 | Dropped - Units whose status does not meet NEEDS criteria
Kannapolis Energy Partners | 10626 | GEN3 | Coal Steam | North Carolina | 9 | Dropped - Units whose status does not meet NEEDS criteria
International Paper Erie Mill | 10628 | GEN4 | Coal Steam | Pennsylvania | 3.8 | Dropped - Units whose status does not meet NEEDS criteria
International Paper Erie Mill | 10628 | GEN6 | Coal Steam | Pennsylvania | 7 | Dropped - Units whose status does not meet NEEDS criteria
International Paper Erie Mill | 10628 | GEN7 | Coal Steam | Pennsylvania | 17.8 | Dropped - Units whose status does not meet NEEDS criteria
International Paper Erie Mill | 10628 | GEN8 | Coal Steam | Pennsylvania | 13.1 | Dropped - Units whose status does not meet NEEDS criteria
Corona Energy Partners, Ltd | 10635 | GEN1 | Combustion Turbine | California | 40 | Dropped - Units whose status does not meet NEEDS criteria
Pasadena | 10638 | GEN1 | Combustion Turbine | Texas | 2.6 | Dropped - Units whose status does not meet NEEDS criteria
New Orleans | 10639 | GEN1 | Combustion Turbine | Louisiana | 19 | Dropped - Units whose status does not meet NEEDS criteria
New Orleans | 10639 | GEN2 | O/G Steam | Louisiana | 4 | Dropped - Units whose status does not meet NEEDS criteria
Stockton Cogen | 10640 | GEN1 | Coal Steam | California | 53.7 | Dropped - Units whose status does not meet NEEDS criteria
Olinda Landfill Gas Recovery Plant | 10648 | GEN1 | Landfill Gas | California | 1.7 | Dropped - Units whose status does not meet NEEDS criteria
Olinda Landfill Gas Recovery Plant | 10648 | GEN2 | Landfill Gas | California | 1.7 | Dropped - Units whose status does not meet NEEDS criteria
Olinda Landfill Gas Recovery Plant | 10648 | GEN3 | Landfill Gas | California | 1.7 | Dropped - Units whose status does not meet NEEDS criteria
Iowa Methodist Medical Center | 10655 | 1 | Combustion Turbine | Iowa | 1.5 | Dropped - Units whose status does not meet NEEDS criteria
Iowa Methodist Medical Center | 10655 | 2 | Combustion Turbine | Iowa | 1.5 | Dropped - Units whose status does not meet NEEDS criteria
Iowa Methodist Medical Center | 10655 | 3 | Combustion Turbine | Iowa | 0.5 | Dropped - Units whose status does not meet NEEDS criteria
French Paper Hydro | 10656 | 1 | Hydro | Michigan | 0.3 | Dropped - Onsite Unit
French Paper Hydro | 10656 | 2 | Hydro | Michigan | 0.4 | Dropped - Onsite Unit
French Paper Hydro | 10656 | 3 | Hydro | Michigan | 0.3 | Dropped - Onsite Unit
French Paper Hydro | 10656 | 4 | Hydro | Michigan | 0.2 | Dropped - Onsite Unit
AES Deepwater | 10670 | GEN1 | Coal Steam | Texas | 138 | Dropped - Units whose status does not meet NEEDS criteria
AES Deepwater | 10670 | REDST | Energy Storage | Texas | 1 | Dropped - Units whose status does not meet NEEDS criteria
Cedar Bay Generating Company LP | 10672 | GEN1 | Coal Steam | Florida | 250 | Dropped - Units whose status does not meet NEEDS criteria
AES Hawaii | 10673 | GEN1 | Coal Steam | Hawaii | 180 | Dropped - in Alaska or in Hawaii or Puerto Rico
AES Thames | 10675 | GEN1 | Coal Steam | Connecticut | 181 | Dropped - Units whose status does not meet NEEDS criteria
AES Beaver Valley Partners Beaver Valley | 10676 | GEN2 | Coal Steam | Pennsylvania | 32 | Dropped - Units whose status does not meet NEEDS criteria
AES Beaver Valley Partners Beaver Valley | 10676 | GEN3 | Coal Steam | Pennsylvania | 114 | Dropped - Units whose status does not meet NEEDS criteria
CES Placerita Power Plant | 10677 | UNT1 | Combined Cycle | California | 46 | Dropped - Units whose status does not meet NEEDS criteria
CES Placerita Power Plant | 10677 | UNT2 | Combined Cycle | California | 46 | Dropped - Units whose status does not meet NEEDS criteria
CES Placerita Power Plant | 10677 | UNT3 | Combined Cycle | California | 23 | Dropped - Units whose status does not meet NEEDS criteria
Dixie Valley Power Partnership | 10681 | GEN1 | Geothermal | Nevada | 25 | Dropped - Units whose status does not meet NEEDS criteria
Westend Facility | 10685 | PINA | Combustion Turbine | California | 15 | Dropped - Units whose status does not meet NEEDS criteria
Eastern Correctional Institute | 10693 | 1147 | Biomass | Maryland | 1.3 | Dropped - Onsite Unit
Eastern Correctional Institute | 10693 | 1148 | Biomass | Maryland | 1.3 | Dropped - Onsite Unit
Eastern Correctional Institute | 10693 | DG1 | Combustion Turbine | Maryland | 1 | Dropped - Onsite Unit
Eastern Correctional Institute | 10693 | DG2 | Combustion Turbine | Maryland | 1 | Dropped - Onsite Unit
St Francisville Mill | 10697 | GEN2 | Non-Fossil Waste | Louisiana | 16.5 | Dropped - Onsite Unit
Graphic Packaging | 10698 | GEN1 | O/G Steam | Michigan | 5 | Dropped - Units whose status does not meet NEEDS criteria
Graphic Packaging | 10698 | GEN2 | O/G Steam | Michigan | 1.5 | Dropped - Onsite Unit
Georgia-Pacific Consr Prods LP-Naheola | 10699 | GEN1 | Non-Fossil Waste | Alabama | 12.4 | Dropped - Units whose status does not meet NEEDS criteria
Georgia-Pacific Consr Prods LP-Naheola | 10699 | GEN2 | Non-Fossil Waste | Alabama | 12.4 | Dropped - Units whose status does not meet NEEDS criteria
Georgia-Pacific Consr Prods LP-Naheola | 10699 | GT3 | Non-Fossil Waste | Alabama | 37.4 | Dropped - Onsite Unit
Georgia-Pacific Consr Prods LP-Naheola | 10699 | TG4 | Biomass | Alabama | 29.4 | Dropped - Onsite Unit
Red Shield Envir Old Town Facility | 10700 | TG1 | O/G Steam | Maine | 3.3 | Dropped - Units whose status does not meet NEEDS criteria
Red Shield Envir Old Town Facility | 10700 | TG2 | O/G Steam | Maine | 3 | Dropped - Units whose status does not meet NEEDS criteria
Red Shield Envir Old Town Facility | 10700 | TG5 | Combustion Turbine | Maine | 8.8 | Dropped - Units whose status does not meet NEEDS criteria
Red Shield Envir Old Town Facility | 10700 | TG6 | Biomass | Maine | 14 | Dropped - Units whose status does not meet NEEDS criteria
Wausau Papers of New Hampshire | 10701 | 1 | O/G Steam | New Hampshire | 6.5 | Dropped - Units whose status does not meet NEEDS criteria
Wausau Papers of New Hampshire | 10701 | GT1 | Combustion Turbine | New Hampshire | 6.9 | Dropped - Units whose status does not meet NEEDS criteria
Kyocera America Project | 10720 | 0287 | Combustion Turbine | California | 1.7 | Dropped - Onsite Unit
Kyocera America Project | 10720 | 0333 | Combustion Turbine | California | 2.1 | Dropped - Onsite Unit
Jackson County Resource Recovery | 10722 | 1 | Municipal Solid Waste | Michigan | 3 | Dropped - Units whose status does not meet NEEDS criteria
Cargill Corn Wet Milling Plant | 10729 | GEN1 | Coal Steam | Tennessee | 10.3 | Dropped - Units whose status does not meet NEEDS criteria
Cargill Corn Wet Milling Plant | 10729 | GEN2 | Combustion Turbine | Tennessee | 4.3 | Dropped - Units whose status does not meet NEEDS criteria
Koppers Susquehanna Plant | 10731 | GEN1 | Biomass | Pennsylvania | 12 | Dropped - Units whose status does not meet NEEDS criteria
Koppers Chicago Plant | 10732 | GEN1 | Non-Fossil Waste | Illinois | 5 | Dropped - Units whose status does not meet NEEDS criteria
Santa Maria Cogen Plant | 10733 | GEN1 | Combustion Turbine | California | 7 | Dropped - Units whose status does not meet NEEDS criteria
Jeanerette Sugar | 10736 | 1 | Biomass | Louisiana | 1.9 | Dropped - Units whose status does not meet NEEDS criteria
Northwind Energy | 10738 | GEN1 | Onshore Wind | California | 12.1 | Dropped - Units whose status does not meet NEEDS criteria
Hoge Lumber | 10739 | AC3M | Biomass | Ohio | 1.2 | Dropped - Onsite Unit
Hoge Lumber | 10739 | W750 | Biomass | Ohio | 0.3 | Dropped - Units whose status does not meet NEEDS criteria
Clear Lake Cogeneration Ltd | 10741 | G102 | Combined Cycle | Texas | 100 | Dropped - Units whose status does not meet NEEDS criteria
Clear Lake Cogeneration Ltd | 10741 | G103 | Combined Cycle | Texas | 100 | Dropped - Units whose status does not meet NEEDS criteria
Clear Lake Cogeneration Ltd | 10741 | G104 | Combined Cycle | Texas | 100 | Dropped - Units whose status does not meet NEEDS criteria
Clear Lake Cogeneration Ltd | 10741 | S101 | Combined Cycle | Texas | 50.3 | Dropped - Units whose status does not meet NEEDS criteria
Clear Lake Cogeneration Ltd | 10741 | S102 | Combined Cycle | Texas | 12.1 | Dropped - Units whose status does not meet NEEDS criteria
Marina Landfill Gas | 10748 | G4 | Landfill Gas | California | 0.9 | Dropped - Units whose status does not meet NEEDS criteria
Marina Landfill Gas | 10748 | LL1 | Landfill Gas | California | 0.7 | Dropped - Units whose status does not meet NEEDS criteria
Marina Landfill Gas | 10748 | U3J98 | Landfill Gas | California | 1 | Dropped - Units whose status does not meet NEEDS criteria
Marina Landfill Gas | 10748 | U4J08 | Landfill Gas | California | 1.4 | Dropped - Units whose status does not meet NEEDS criteria
Rio Bravo Jasmin | 10768 | UP9 | Coal Steam | California | 33 | Dropped - Units whose status does not meet NEEDS criteria
Rio Bravo Poso | 10769 | UP8 | Coal Steam | California | 33 | Dropped - Units whose status does not meet NEEDS criteria
Geneva Steel | 10778 | GEN1 | Coal Steam | Utah | 50 | Dropped - Units whose status does not meet NEEDS criteria
Belle West Virginia Plant | 10788 | GEN1 | O/G Steam | West Virginia | 2 | Dropped - Units whose status does not meet NEEDS criteria
Sabine River Works | 10789 | GEN3 | Combined Cycle | Texas | 5 | Dropped - Units whose status does not meet NEEDS criteria
Sabine River Works | 10789 | GEN4 | Combined Cycle | Texas | 5 | Dropped - Units whose status does not meet NEEDS criteria
Unifi Kinston LLC | 10792 | GEN1 | Coal Steam | North Carolina | 8 | Dropped - Units whose status does not meet NEEDS criteria
Unifi Kinston LLC | 10792 | GEN2 | Coal Steam | North Carolina | 8 | Dropped - Units whose status does not meet NEEDS criteria
Seaford Delaware Plant | 10793 | GEN1 | O/G Steam | Delaware | 9 | Dropped - Units whose status does not meet NEEDS criteria
Seaford Delaware Plant | 10793 | GEN2 | Coal Steam | Delaware | 9 | Dropped - Units whose status does not meet NEEDS criteria
Seaford Delaware Plant | 10793 | GEN3 | O/G Steam | Delaware | 9 | Dropped - Units whose status does not meet NEEDS criteria
Camden South Carolina | 10795 | GEN1 | O/G Steam | South Carolina | 5.5 | Dropped - Retired/Planned Retirement by 06/2023
Camden South Carolina | 10795 | GEN2 | O/G Steam | South Carolina | 5.5 | Dropped - Units whose status does not meet NEEDS criteria
Camden South Carolina | 10795 | GEN3 | O/G Steam | South Carolina | 17.5 | Dropped - Onsite Unit
Waynesboro Virginia Plant | 10796 | GEN1 | Coal Steam | Virginia | 3 | Dropped - Units whose status does not meet NEEDS criteria
Waynesboro Virginia Plant | 10796 | GEN2 | Coal Steam | Virginia | 3 | Dropped - Units whose status does not meet NEEDS criteria
Waynesboro Virginia Plant | 10796 | GEN3 | Coal Steam | Virginia | 3 | Dropped - Units whose status does not meet NEEDS criteria
Waynesboro Virginia Plant | 10796 | GEN4 | Coal Steam | Virginia | 3 | Dropped - Units whose status does not meet NEEDS criteria
Old Hickory Plant | 10797 | G10 | O/G Steam | Tennessee | 2.8 | Dropped - Units whose status does not meet NEEDS criteria
Old Hickory Plant | 10797 | IG | O/G Steam | Tennessee | 1 | Dropped - Units whose status does not meet NEEDS criteria
Lowell Cogeneration Company LP | 10802 | GEN1 | Combined Cycle | Massachusetts | 20 | Dropped - Units whose status does not meet NEEDS criteria
Lowell Cogeneration Company LP | 10802 | GEN2 | Combined Cycle | Massachusetts | 8.5 | Dropped - Units whose status does not meet NEEDS criteria
Ogdensburg Power | 10803 | GEN1 | Combined Cycle | New York | 36 | Dropped - Units whose status does not meet NEEDS criteria
Ogdensburg Power | 10803 | GEN2 | Combined Cycle | New York | 19.6 | Dropped - Units whose status does not meet NEEDS criteria
Ogdensburg Power | 10803 | GEN3 | O/G Steam | New York | 23 | Dropped - Units whose status does not meet NEEDS criteria
NTC/MCRD Energy Facility | 10810 | GEN1 | Combined Cycle | California | 21.6 | Dropped - Units whose status does not meet NEEDS criteria
NTC/MCRD Energy Facility | 10810 | GEN2 | Combined Cycle | California | 2.2 | Dropped - Units whose status does not meet NEEDS criteria
Naval Station Energy Facility | 10811 | GEN1 | Combined Cycle | California | 36.7 | Dropped - Units whose status does not meet NEEDS criteria
Naval Station Energy Facility | 10811 | GEN2 | Combined Cycle | California | 9.8 | Dropped - Units whose status does not meet NEEDS criteria
Naval Station Energy Facility | 10811 | GEN3 | Combined Cycle | California | 4.8 | Dropped - Units whose status does not meet NEEDS criteria
North Island Energy Facility | 10812 | GEN1 | Combined Cycle | California | 38 | Dropped - Units whose status does not meet NEEDS criteria
North Island Energy Facility | 10812 | GEN2 | Combined Cycle | California | 3.5 | Dropped - Units whose status does not meet NEEDS criteria
Difwind Farms Ltd VII | 10815 | GEN1 | Onshore Wind | California | 21 | Dropped - Units whose status does not meet NEEDS criteria
Aliso Water Management Agency | 10820 | GEN1 | Non-Fossil Waste | California | 0.4 | Dropped - Units whose status does not meet NEEDS criteria
Aliso Water Management Agency | 10820 | GEN2 | Non-Fossil Waste | California | 0.4 | Dropped - Units whose status does not meet NEEDS criteria
Aliso Water Management Agency | 10820 | GEN3 | Non-Fossil Waste | California | 0.4 | Dropped - Units whose status does not meet NEEDS criteria
Deer Island Treatment Plant | 10823 | 6ENT | Non-Fossil Waste | Massachusetts | 6 | Dropped - Units whose status does not meet NEEDS criteria
Deer Island Treatment Plant | 10823 | 7ENT | Non-Fossil Waste | Massachusetts | 6 | Dropped - Units whose status does not meet NEEDS criteria
Coca Cola Bottling of New York | 10829 | ENG1 | Combustion Turbine | New York | 0.6 | Dropped - Units whose status does not meet NEEDS criteria
Coca Cola Bottling of New York | 10829 | ENG2 | Combustion Turbine | New York | 0.6 | Dropped - Units whose status does not meet NEEDS criteria
Coca Cola Bottling of New York | 10829 | ENG3 | Combustion Turbine | New York | 0.6 | Dropped - Units whose status does not meet NEEDS criteria
Covanta Mendota | 10837 | GEN1 | Biomass | California | 25 | Dropped - Units whose status does not meet NEEDS criteria
Covanta Delano Energy | 10840 | GEN1 | Biomass | California | 27 | Dropped - Units whose status does not meet NEEDS criteria
Covanta Delano Energy | 10840 | GEN2 | Biomass | California | 22 | Dropped - Units whose status does not meet NEEDS criteria
Mojave Cogen | 10850 | GEN1 | Combined Cycle | California | 41 | Dropped - Units whose status does not meet NEEDS criteria
Mojave Cogen | 10850 | GEN2 | Combined Cycle | California | 15.3 | Dropped - Units whose status does not meet NEEDS criteria
FiberMark Warren Glen Mill | 10851 | GEN1 | O/G Steam | New Jersey | 2 | Dropped - Units whose status does not meet NEEDS criteria
FiberMark Warren Glen Mill | 10851 | GEN2 | Hydro | New Jersey | 0.1 | Dropped - Units whose status does not meet NEEDS criteria
Center Falls | 10853 | 1 | Hydro | New York | 0.3 | Dropped - Onsite Unit
Center Falls | 10853 | 2 | Hydro | New York | 0.3 | Dropped - Onsite Unit
Center Falls | 10853 | 3 | Hydro | New York | 0.2 | Dropped - Onsite Unit
Cargill Corn Milling Division | 10855 | GEN1 | O/G Steam | Iowa | 18.7 | Dropped - Onsite Unit
Cargill Corn Milling Division | 10855 | GEN2 | O/G Steam | Iowa | 18 | Dropped - Onsite Unit
Archer Daniels Midland Fredonia | 10857 | GEN1 | Combustion Turbine | Kansas | 2.5 | Dropped - Units whose status does not meet NEEDS criteria
Archer Daniels Midland Fredonia | 10857 | GEN2 | Combustion Turbine | Kansas | 1 | Dropped - Units whose status does not meet NEEDS criteria
Archer Daniels Midland Fredonia | 10857 | GEN3 | Combustion Turbine | Kansas | 0.4 | Dropped - Units whose status does not meet NEEDS criteria
Archer Daniels Midland Clinton | 10860 | 1A | Coal Steam | Iowa | 75 | Dropped - Onsite Unit
Archer Daniels Midland Clinton | 10860 | 2A | Coal Steam | Iowa | 105 | Dropped - Onsite Unit
Archer Daniels Midland Clinton | 10860 | GEN1 | Coal Steam | Iowa | 7.5 | Dropped - Units whose status does not meet NEEDS criteria
Archer Daniels Midland Clinton | 10860 | GEN2 | Coal Steam | Iowa | 3.5 | Dropped - Units whose status does not meet NEEDS criteria
Archer Daniels Midland Clinton | 10860 | GEN3 | Coal Steam | Iowa | 9.4 | Dropped - Units whose status does not meet NEEDS criteria
Archer Daniels Midland Clinton | 10860 | GEN4 | Coal Steam | Iowa | 4 | Dropped - Units whose status does not meet NEEDS criteria
Archer Daniels Midland Clinton | 10860 | GEN5 | Coal Steam | Iowa | 7 | Dropped - Units whose status does not meet NEEDS criteria
Archer Daniels Midland Des Moines | 10861 | GEN1 | Coal Steam | Iowa | 7.9 | Dropped - Onsite Unit
Archer Daniels Midland Lincoln | 10862 | GEN1 | Coal Steam | Nebraska | 7.9 | Dropped - Onsite Unit
Archer Daniels Midland Mankato | 10863 | GEN1 | Coal Steam | Minnesota | 6.2 | Dropped - Onsite Unit
Archer Daniels Midland Decatur | 10865 | GEN2 | Coal Steam | Illinois | 31 | Dropped - Onsite Unit
Archer Daniels Midland Decatur | 10865 | GEN3 | Coal Steam | Illinois | 31 | Dropped - Onsite Unit
Archer Daniels Midland Decatur | 10865 | GEN4 | Coal Steam | Illinois | 31 | Dropped - Onsite Unit
Archer Daniels Midland Decatur | 10865 | GEN5 | Coal Steam | Illinois | 31 | Dropped - Onsite Unit
Archer Daniels Midland Decatur | 10865 | GEN6 | Coal Steam | Illinois | 31 | Dropped - Onsite Unit
Archer Daniels Midland Decatur | 10865 | GEN7 | Coal Steam | Illinois | 75 | Dropped - Onsite Unit
Archer Daniels Midland Decatur | 10865 | GEN8 | Coal Steam | Illinois | 105 | Dropped - Onsite Unit
Archer Daniels Midland Peoria | 10866 | GEN1 | Coal Steam | Illinois | 1.5 | Dropped - Units whose status does not meet NEEDS criteria
Archer Daniels Midland Peoria | 10866 | GEN2 | Coal Steam | Illinois | 1.5 | Dropped - Units whose status does not meet NEEDS criteria
Archer Daniels Midland Peoria | 10866 | GEN3 | Coal Steam | Illinois | 4 | Dropped - Units whose status does not meet NEEDS criteria
Archer Daniels Midland Peoria | 10866 | GEN4 | Coal Steam | Illinois | 4 | Dropped - Units whose status does not meet NEEDS criteria
Archer Daniels Midland Peoria | 10866 | GEN5 | Coal Steam | Illinois | 4 | Dropped - Units whose status does not meet NEEDS criteria
Archer Daniels Midland Peoria | 10866 | GEN6 | Combustion Turbine | Illinois | 15 | Dropped - Onsite Unit
Archer Daniels Midland Peoria | 10866 | GEN7 | Combustion Turbine | Illinois | 15 | Dropped - Onsite Unit
Archer Daniels Midland Peoria | 10866 | GEN8 | Combustion Turbine | Illinois | 10 | Dropped - Units whose status does not meet NEEDS criteria
Tate & Lyle Decatur Plant Cogen | 10867 | GEN1 | Coal Steam | Illinois | 62 | Dropped - Onsite Unit
Gaylord Container Antioch | 10886 | GEN1 | Combined Cycle | California | 44 | Dropped - Units whose status does not meet NEEDS criteria
Gaylord Container Antioch | 10886 | ST1 | Combined Cycle | California | 21 | Dropped - Units whose status does not meet NEEDS criteria
Altamont Midway Ltd | 50001 | WTGS | Onshore Wind | California | 10.9 | Dropped - Units whose status does not meet NEEDS criteria
Alloy Steam Station | 50012 | GEN3 | Coal Steam | West Virginia | 38 | Dropped - Units whose status does not meet NEEDS criteria
HGST San Jose Standby Generator | 50024 | 50MW | Combustion Turbine | California | 42 | Dropped - Units whose status does not meet NEEDS criteria
Corpus Refinery | 50026 | FR6 | Combustion Turbine | Texas | 32 | Dropped - Onsite Unit
Plant 31 Paper Mill | 50028 | GEN2 | O/G Steam | Louisiana | 6 | Dropped - Units whose status does not meet NEEDS criteria
Plant 31 Paper Mill | 50028 | GEN3 | O/G Steam | Louisiana | 6 | Dropped - Units whose status does not meet NEEDS criteria
Plant 31 Paper Mill | 50028 | GEN4 | O/G Steam | Louisiana | 6 | Dropped - Units whose status does not meet NEEDS criteria
Kline Township Cogen Facility | 50039 | GEN1 | Coal Steam | Pennsylvania | 51 | Dropped - Units whose status does not meet NEEDS criteria
Norton Powerhouse | 50041 | GEN1 | O/G Steam | Massachusetts | 2.5 | Dropped - Onsite Unit
Norton Powerhouse | 50041 | GEN2 | O/G Steam | Massachusetts | 3.1 | Dropped - Onsite Unit
McCracken Power Plant | 50044 | NO.1 | O/G Steam | Ohio | 4.7 | Dropped - Units whose status does not meet NEEDS criteria
McCracken Power Plant | 50044 | NO.2 | O/G Steam | Ohio | 2.9 | Dropped - Units whose status does not meet NEEDS criteria
Rice University | 50054 | GEN1 | Combustion Turbine | Texas | 3.1 | Dropped - Onsite Unit
Rice University | 50054 | GEN2 | Combustion Turbine | Texas | 3.8 | Dropped - Onsite Unit
Salk Institute | 50057 | EG#1 | Combustion Turbine | California | 0.6 | Dropped - Units whose status does not meet NEEDS criteria
Salk Institute | 50057 | EG#2 | Combustion Turbine | California | 0.6 | Dropped - Units whose status does not meet NEEDS criteria
San Diego State University | 50061 | GEN1 | Combined Cycle | California | 2.9 | Dropped - Units whose status does not meet NEEDS criteria
San Diego State University | 50061 | GEN2 | Combined Cycle | California | 4.6 | Dropped - Onsite Unit
San Diego State University | 50061 | GEN3 | Combined Cycle | California | 4.6 | Dropped - Onsite Unit
San Diego State University | 50061 | GEN4 | Combined Cycle | California | 4.1 | Dropped - Onsite Unit
San Diego State University | 50061 | GEN5 | Solar PV | California | 0.1 | Dropped - Onsite Unit
San Diego State University | 50061 | GEN6 | Solar PV | California | 0.3 | Dropped - Onsite Unit
San Diego State University | 50061 | GEN7 | Solar PV | California | 0.3 | Dropped - Onsite Unit
San Diego State University | 50061 | GEN8 | Solar PV | California | 0.1 | Dropped - Onsite Unit
San Joaquin Cogen | 50062 | GEN1 | Combustion Turbine | California | 48 | Dropped - Units whose status does not meet NEEDS criteria
Univ of Calif Santa Cruz Cogeneration | 50064 | 001 | Combustion Turbine | California | 2.6 | Dropped - Units whose status does not meet NEEDS criteria
Univ of Calif Santa Cruz Cogeneration | 50064 | 002 | Combustion Turbine | California | 0.2 | Dropped - Units whose status does not meet NEEDS criteria
Veterans Home of California | 50065 | 1 | Combustion Turbine | California | 1.3 | Dropped - Units whose status does not meet NEEDS criteria
Veterans Home of California | 50065 | 2 | Combustion Turbine | California | 1.3 | Dropped - Units whose status does not meet NEEDS criteria
Sierra Power | 50068 | WEST | Biomass | California | 7 | Dropped - Units whose status does not meet NEEDS criteria
Marcus Hook Refinery Cogen | 50074 | GEN1 | Combustion Turbine | Pennsylvania | 48 | Dropped - Units whose status does not meet NEEDS criteria
Waste Energy Services | 50077 | CAT1 | Landfill Gas | Michigan | 0.5 | Dropped - Units whose status does not meet NEEDS criteria
Waste Energy Services | 50077 | CAT2 | Landfill Gas | Michigan | 0.3 | Dropped - Units whose status does not meet NEEDS criteria
Waste Energy Services | 50077 | CAT3 | Landfill Gas | Michigan | 0.3 | Dropped - Units whose status does not meet NEEDS criteria
Waste Energy Services | 50077 | CAT4 | Landfill Gas | Michigan | 0.3 | Dropped - Units whose status does not meet NEEDS criteria
Washington State University | 50083 | GEN1 | Coal Steam | Washington | 2 | Dropped - Units whose status does not meet NEEDS criteria
Univ of Massachusetts Medical Center | 50087 | GEN1 | O/G Steam | Massachusetts | 1.5 | Dropped - Onsite Unit
Univ of Massachusetts Medical Center | 50087 | GEN2 | O/G Steam | Massachusetts | 1.5 | Dropped - Onsite Unit
Univ of Massachusetts Medical Center | 50087 | GEN3 | O/G Steam | Massachusetts | 3 | Dropped - Onsite Unit
Univ of Massachusetts Medical Center | 50087 | GEN4 | Combustion Turbine | Massachusetts | 6 | Dropped - Onsite Unit
University of Northern Iowa | 50088 | GEN1 | Coal Steam | Iowa | 7.5 | Dropped - Onsite Unit
Univ of San Francisco Cogen | 50089 | S-17 | Combustion Turbine | California | 1.4 | Dropped - Onsite Unit
Veolia Energy Trenton L.P. | 50094 | 1 | Combustion Turbine | New Jersey | 4.6 | Dropped - Units whose status does not meet NEEDS criteria
Veolia Energy Trenton L.P. | 50094 | 2 | Combustion Turbine | New Jersey | 1.1 | Dropped - Units whose status does not meet NEEDS criteria
Veolia Energy Trenton L.P. | 50094 | 7213 | Combustion Turbine | New Jersey | 3 | Dropped - Units whose status does not meet NEEDS criteria
Tillotson Rubber | 50095 | HG1 | Hydro | New Hampshire | 0.1 | Dropped - Units whose status does not meet NEEDS criteria
Tillotson Rubber | 50095 | IC1 | Combustion Turbine | New Hampshire | 0.4 | Dropped - Units whose status does not meet NEEDS criteria
Tillotson Rubber | 50095 | IC2 | Combustion Turbine | New Hampshire | 0.6 | Dropped - Units whose status does not meet NEEDS criteria
Tillotson Rubber | 50095 | TG2 | Biomass | New Hampshire | 0.6 | Dropped - Units whose status does not meet NEEDS criteria
Tillotson Rubber | 50095 | TGI | Biomass | New Hampshire | 0.7 | Dropped - Units whose status does not meet NEEDS criteria
Hartco Flooring | 50096 | 4915 | Biomass | Tennessee | 1 | Dropped - Units whose status does not meet NEEDS criteria
Hartco Flooring | 50096 | 5102 | Biomass | Tennessee | 1 | Dropped - Units whose status does not meet NEEDS criteria
WestRock (TX) | 50101 | GEN1 | Non-Fossil Waste | Texas | 9.5 | Dropped - Onsite Unit
WestRock (TX) | 50101 | GEN2 | Non-Fossil Waste | Texas | 32 | Dropped - Onsite Unit
WestRock (TX) | 50101 | GEN3 | Non-Fossil Waste | Texas | 18 | Dropped - Onsite Unit
United Cogen | 50104 | G-1 | Combined Cycle | California | 22 | Dropped - Units whose status does not meet NEEDS criteria
United Cogen | 50104 | G-2 | Combined Cycle | California | 7 | Dropped - Units whose status does not meet NEEDS criteria
Ground Water Pumping Station | 50105 | GPS1 | Hydro | Oregon | 0.9 | Dropped - Units whose status does not meet NEEDS criteria
Ground Water Pumping Station | 50105 | GPS2 | Hydro | Oregon | 0.9 | Dropped - Units whose status does not meet NEEDS criteria
Ground Water Pumping Station | 50105 | GPS3 | Hydro | Oregon | 0.9 | Dropped - Units whose status does not meet NEEDS criteria
Ground Water Pumping Station | 50105 | GPS4 | Hydro | Oregon | 0.9 | Dropped - Units whose status does not meet NEEDS criteria
Ground Water Pumping Station | 50105 | GPS5 | Hydro | Oregon | 0.9 | Dropped - Units whose status does not meet NEEDS criteria
Ground Water Pumping Station | 50105 | GPS6 | Hydro | Oregon | 0.9 | Dropped - Units whose status does not meet NEEDS criteria
Sierra Pacific Quincy Facility | 50112 | GEN1 | Biomass | California | 23.3 | Dropped - Units whose status does not meet NEEDS criteria
Sierra Pacific Quincy Facility | 50112 | GEN2 | Biomass | California | 3.2 | Dropped - Units whose status does not meet NEEDS criteria
Renegy Susanville | 50113 | GEN1 | Biomass | California | 11 | Dropped - Units whose status does not meet NEEDS criteria
Renegy Susanville | 50113 | GEN2 | Biomass | California | 1.6 | Dropped - Units whose status does not meet NEEDS criteria
University of California | 50117 | GEN1 | Combustion Turbine | California | 2.9 | Dropped - Units whose status does not meet NEEDS criteria
Hal C Weaver Power Plant | 50118 | GEN6 | Combined Cycle | Texas | 12.5 | Dropped - Units whose status does not meet NEEDS criteria
Vaagen Brothers Lumber | 50120 | 0001 | Biomass | Washington | 3.7 | Dropped - Units whose status does not meet NEEDS criteria
Valero Refinery Corpus Christi West | 50121 | PRU | Non-Fossil Waste | Texas | 12 | Dropped - Onsite Unit
Valero Refinery Corpus Christi West | 50121 | TG1 | Coal Steam | Texas | 26.6 | Dropped - Onsite Unit
Valero Refinery Corpus Christi West | 50121 | TG2 | Coal Steam | Texas | 26.6 | Dropped - Onsite Unit
Valero Refinery Corpus Christi West | 50121 | TG3 | Fossil Waste | Texas | 7 | Dropped - Units whose status does not meet NEEDS criteria
Clear Lake Hydro Project | 50128 | 3381 | Hydro | California | 2.4 | Dropped - Units whose status does not meet NEEDS criteria
G F Weaton Power Station | 50130 | GEN1 | Coal Steam | Pennsylvania | 56 | Dropped - Units whose status does not meet NEEDS criteria
G F Weaton Power Station | 50130 | GEN2 | Coal Steam | Pennsylvania | 56 | Dropped - Units whose status does not meet NEEDS criteria
South Oaks Hospital | 50136 | GEN1 | Combustion Turbine | New York | 0.1 | Dropped - Units whose status does not meet NEEDS criteria
South Oaks Hospital | 50136 | GEN2 | Combustion Turbine | New York | 0.1 | Dropped - Units whose status does not meet NEEDS criteria
Newgulf Cogen | 50137 | GEN2 | Combined Cycle | Texas | 12 | Dropped - Units whose status does not meet NEEDS criteria
Sparks Regional Medical Center | 50142 | GEN1 | Combustion Turbine | Arkansas | 1 | Dropped - Units whose status does not meet NEEDS criteria
Sparks Regional Medical Center | 50142 | GEN2 | Combustion Turbine | Arkansas | 1 | Dropped - Units whose status does not meet NEEDS criteria
Sparks Regional Medical Center | 50142 | GEN3 | Combustion Turbine | Arkansas | 1 | Dropped - Units whose status does not meet NEEDS criteria
Sparks Regional Medical Center | 50142 | GEN4 | Combustion Turbine | Arkansas | 1 | Dropped - Units whose status does not meet NEEDS criteria
Sparks Regional Medical Center | 50142 | GEN5 | Combustion Turbine | Arkansas | 1.2 | Dropped - Units whose status does not meet NEEDS criteria
Sparks Regional Medical Center | 50142 | GEN6 | Combustion Turbine | Arkansas | 1.2 | Dropped - Units whose status does not meet NEEDS criteria
Imperial Savannah LP | 50146 | GENA | O/G Steam | Georgia | 2.7 | Dropped - Onsite Unit
Imperial Savannah LP | 50146 | GENB | O/G Steam | Georgia | 3 | Dropped - Onsite Unit
Imperial Savannah LP | 50146 | GENC | O/G Steam | Georgia | 1 | Dropped - Onsite Unit
Imperial Savannah LP | 50146 | GEND | O/G Steam | Georgia | 4.5 | Dropped - Onsite Unit
Union Carbide South Charleston | 50151 | GEN8 | O/G Steam | West Virginia | 5.6 | Dropped - Units whose status does not meet NEEDS criteria
Dow St Charles Operations | 50152 | CTG | Combined Cycle | Louisiana | 10 | Dropped - Units whose status does not meet NEEDS criteria
Dow St Charles Operations | 50152 | IGT | Combined Cycle | Louisiana | 9.6 | Dropped - Units whose status does not meet NEEDS criteria
Texas City Plant Union Carbide | 50153 | GTG | Combustion Turbine | Texas | 32 | Dropped - Units whose status does not meet NEEDS criteria
Texas City Plant Union Carbide | 50153 | STG | Non-Fossil Waste | Texas | 38 | Dropped - Onsite Unit
Sea World of Calif 4160 V Cogen System | 50165 | 1 | Combustion Turbine | California | 0.6 | Dropped - Units whose status does not meet NEEDS criteria
Sea World of Calif 4160 V Cogen System | 50165 | 2 | Combustion Turbine | California | 0.6 | Dropped - Units whose status does not meet NEEDS criteria
Sea World of Calif 4160 V Cogen System | 50165 | 3 | Combustion Turbine | California | 0.6 | Dropped - Units whose status does not meet NEEDS criteria
Sea World of Calif 4160 V Cogen System | 50165 | 4 | Combustion Turbine | California | 0.6 | Dropped - Units whose status does not meet NEEDS criteria
Geismar Plant | 50168 | GT01 | Combined Cycle | Louisiana | 40 | Dropped - Units whose status does not meet NEEDS criteria
Geismar Plant | 50168 | GT02 | Combined Cycle | Louisiana | 40 | Dropped - Units whose status does not meet NEEDS criteria
Geismar Plant | 50168 | TU01 | Combined Cycle | Louisiana | 20 | Dropped - Units whose status does not meet NEEDS criteria
Wichita Plant | 50169 | GEN1 | Combustion Turbine | Kansas | 27 | Dropped - Onsite Unit
Rowan University | 50173 | GEN1 | Combustion Turbine | New Jersey | 1.2 | Dropped - Units whose status does not meet NEEDS criteria
Cosmo Specialty Fibers Plant | 50185 | TG1 | Biomass | Washington | 8.5 | Dropped - Onsite Unit
Cosmo Specialty Fibers Plant | 50185 | TG2 | Biomass | Washington | 8.5 | Dropped - Onsite Unit
Nippon Dynawave Packaging Longview WA | 50187 | TG1 | Non-Fossil Waste | Washington | 7.4 | Dropped - Onsite Unit
Nippon Dynawave Packaging Longview WA | 50187 | TG2 | Non-Fossil Waste | Washington | 4.7 | Dropped - Onsite Unit
Nippon Dynawave Packaging Longview WA | 50187 | TG4 | Non-Fossil Waste | Washington | 16.7 | Dropped - Onsite Unit
Nippon Dynawave Packaging Longview WA | 50187 | TG5 | Biomass | Washington | 29.2 | Dropped - Onsite Unit
International Paper Co. - New Bern Mill | 50188 | TG1 | Non-Fossil Waste | North Carolina | 29.7 | Dropped - Units whose status does not meet NEEDS criteria
International Paper Co. - New Bern Mill | 50188 | TG2 | Non-Fossil Waste | North Carolina | 29 | Dropped - Onsite Unit
Domtar Paper Co LLC Plymouth NC | 50189 | TG4 | Coal Steam | North Carolina | 7.5 | Dropped - Units whose status does not meet NEEDS criteria
Domtar Paper Co LLC Plymouth NC | 50189 | TG6 | Coal Steam | North Carolina | 7.5 | Dropped - Units whose status does not meet NEEDS criteria
Domtar Paper Co LLC Plymouth NC | 50189 | TG7 | Non-Fossil Waste | North Carolina | 7.5 | Dropped - Units whose status does not meet NEEDS criteria
Domtar Paper Co LLC Plymouth NC | 50189 | TG8 | Non-Fossil Waste | North Carolina | 23.8 | Dropped - Units whose status does not meet NEEDS criteria
Domtar Paper Company Rothschild | 50190 | HG1 | Hydro | Wisconsin | 0.6 | Dropped - Onsite Unit
Domtar Paper Company Rothschild | 50190 | HG2 | Hydro | Wisconsin | 0.5 | Dropped - Onsite Unit
Domtar Paper Company Rothschild | 50190 | HG3 | Hydro | Wisconsin | 0.6 | Dropped - Onsite Unit
Domtar Paper Company Rothschild | 50190 | HG4 | Hydro | Wisconsin | 0.5 | Dropped - Onsite Unit
Domtar Paper Company Rothschild | 50190 | HG5 | Hydro | Wisconsin | 1 | Dropped - Onsite Unit
Domtar Paper Company Rothschild | 50190 | HG6 | Hydro | Wisconsin | 0.7 | Dropped - Onsite Unit
Domtar Paper Company Rothschild | 50190 | HG7 | Hydro | Wisconsin | 0.5 | Dropped - Onsite Unit
Domtar Paper Company Rothschild | 50190 | TG2 | O/G Steam | Wisconsin | 4.7 | Dropped - Units whose status does not meet NEEDS criteria
IP Springfield Oregon | 50191 | TG1 | Non-Fossil Waste | Oregon | 7.5 | Dropped - Units whose status does not meet NEEDS criteria
IP Springfield Oregon | 50191 | TG2 | Non-Fossil Waste | Oregon | 5 | Dropped - Units whose status does not meet NEEDS criteria
IP Springfield Oregon | 50191 | TG3 | Non-Fossil Waste | Oregon | 12.5 | Dropped - Units whose status does not meet NEEDS criteria
IP Springfield Oregon | 50191 | TG4 | Non-Fossil Waste | Oregon | 33 | Dropped - Onsite Unit
International Paper Valliant OK | 50192 | TG1 | Non-Fossil Waste | Oklahoma | 57.8 | Dropped - Onsite Unit
Weyerhaeuser Wright City Complex OK | 50198 | TG1 | Biomass | Oklahoma | 5 | Dropped - Units whose status does not meet NEEDS criteria
B Braun Medical | 50200 | GEN1 | Combustion Turbine | California | 2.7 | Dropped - Onsite Unit
B Braun Medical | 50200 | GEN2 | Combustion Turbine | California | 3 | Dropped - Onsite Unit
Multitrade Rabun Gap, LLC | 50201 | ST1 | Biomass | Georgia | 4.1 | Dropped - Units whose status does not meet NEEDS criteria
WPS Power Niagara | 50202 | GEN1 | Biomass | New York | 41.1 | Dropped - Units whose status does not meet NEEDS criteria
US Gypsum Oakfield | 50203 | GEN1 | Combustion Turbine | New York | 4.9 | Dropped - Onsite Unit
Nashville Thermal Transfer | 50209 | GEN1 | Municipal Solid Waste | Tennessee | 6.7 | Dropped - Units whose status does not meet NEEDS criteria
Watson Cogeneration | 50216 | GN97 | Combined Cycle | California | 79.6 | Dropped - Units whose status does not meet NEEDS criteria
R J Reynolds Tobaccoville Utility Plant | 50221 | GEN1 | Coal Steam | North Carolina | 37 | Dropped - Units whose status does not meet NEEDS criteria
R J Reynolds Tobaccoville Utility Plant | 50221 | GEN2 | Coal Steam | North Carolina | 37 | Dropped - Units whose status does not meet NEEDS criteria
Oxnard Wastewater Treatment Plant | 50224 | 7610 | Non-Fossil Waste | California | 0.4 | Dropped - Onsite Unit
Oxnard Wastewater Treatment Plant | 50224 | 7710 | Non-Fossil Waste | California | 0.4 | Dropped - Onsite Unit
Oxnard Wastewater Treatment Plant | 50224 | 7810 | Non-Fossil Waste | California | 0.4 | Dropped - Onsite Unit
Texas Petrochemicals | 50229 | GT1 | Combined Cycle | Texas | 105 | Dropped - Units whose status does not meet NEEDS criteria
Texas Petrochemicals | 50229 | GT2 | Combined Cycle | Texas | 35 | Dropped - Units whose status does not meet NEEDS criteria
Texas Petrochemicals | 50229 | ST#1 | Combined Cycle | Texas | 420 | Dropped - Units whose status does not meet NEEDS criteria
Robbins Lumber | 50230 | CAT | Combustion Turbine | Maine | 1.8 | Dropped - Onsite Unit
Robbins Lumber | 50230 | WEG | Biomass | Maine | 8.5 | Dropped - Onsite Unit
Robbins Lumber | 50230 | WEST | Biomass | Maine | 1.1 | Dropped - Units whose status does not meet NEEDS criteria
SDS Lumber Gorge Energy Division | 50231 | TG2 | Biomass | Washington | 5 | Dropped - Onsite Unit
SDS Lumber Gorge Energy Division | 50231 | TG3 | Biomass | Washington | 4.7 | Dropped - Onsite Unit
Tillamook Lumber | 50232 | T/G | Biomass | Oregon | 7 | Dropped - Units whose status does not meet NEEDS criteria
San Antonio Regional Hospital | 50234 | 2074 | Combustion Turbine | California | 0.9 | Dropped - Onsite Unit
San Antonio Regional Hospital | 50234 | 2075 | Combustion Turbine | California | 0.9 | Dropped - Onsite Unit
San Antonio Regional Hospital | 50234 | 2076 | Combustion Turbine | California | 0.9 | Dropped - Onsite Unit
Starwood Hotels Resorts | 50238 | GEN1 | Combustion Turbine | Arizona | 0.6 | Dropped - Units whose status does not meet NEEDS criteria
Starwood Hotels Resorts | 50238 | GEN2 | Combustion Turbine | Arizona | 0.6 | Dropped - Units whose status does not meet NEEDS criteria
Starwood Hotels Resorts | 50238 | GEN3 | Combustion Turbine | Arizona | 0.3 | Dropped - Units whose status does not meet NEEDS criteria
Purdue University | 50240 | GEN1 | O/G Steam | Indiana | 30.8 | Dropped - Onsite Unit
Purdue University | 50240 | GEN2 | O/G Steam | Indiana | 7 | Dropped - Onsite Unit
Purdue University | 50240 | GEN3 | Combustion Turbine | Indiana | 1.8 | Dropped - Onsite Unit
Tenet Hospital | 50241 | 9541 | Combustion Turbine | Texas | 2.1 | Dropped - Onsite Unit
Tenet Hospital | 50241 | 9542 | Combustion Turbine | Texas | 2.1 | Dropped - Onsite Unit
VC Porterdale Hydroelectric | 50242 | TB-1 | Hydro | Georgia | 1.2 | Dropped - Units whose status does not meet NEEDS criteria
VC Porterdale Hydroelectric | 50242 | TB-2 | Hydro | Georgia | 1.2 | Dropped - Units whose status does not meet NEEDS criteria
Bucksport Generation LLC | 50243 | GEN2 | Biomass | Maine | 21 | Dropped - Units whose status does not meet NEEDS criteria
Bucksport Generation LLC | 50243 | GEN3 | O/G Steam | Maine | 72 | Dropped - Units whose status does not meet NEEDS criteria
Bucksport Generation LLC | 50243 | GEN5 | O/G Steam | Maine | 24 | Dropped - Units whose status does not meet NEEDS criteria
Canton North Carolina | 50244 | GEN8 | Coal Steam | North Carolina | 7.5 | Dropped - Onsite Unit
Canton North Carolina | 50244 | GEN9 | Coal Steam | North Carolina | 7.5 | Dropped - Onsite Unit
Canton North Carolina | 50244 | GN10 | Coal Steam | North Carolina | 7.5 | Dropped - Onsite Unit
Canton North Carolina | 50244 | GN11 | Coal Steam | North Carolina | 7.5 | Dropped - Onsite Unit
Canton North Carolina | 50244 | GN12 | Coal Steam | North Carolina | 10 | Dropped - Onsite Unit
Canton North Carolina | 50244 | GN13 | Coal Steam | North Carolina | 12.5 | Dropped - Onsite Unit
International Paper Courtland Mill | 50245 | ABB | Non-Fossil Waste | Alabama | 62 | Dropped - Units whose status does not meet NEEDS criteria
International Paper Courtland Mill | 50245 | GE | Non-Fossil Waste | Alabama | 27 | Dropped - Units whose status does not meet NEEDS criteria
International Paper Courtland Mill | 50245 | GT | Combustion Turbine | Alabama | 30 | Dropped - Units whose status does not meet NEEDS criteria
Deferiet New York | 50246 | WEST | Coal Steam | New York | 7.6 | Dropped - Units whose status does not meet NEEDS criteria
Smart Papers LLC | 50247 | 1 | Coal Steam | Ohio | 1 | Dropped - Units whose status does not meet NEEDS criteria
Smart Papers LLC | 50247 | 2 | Coal Steam | Ohio | 1.5 | Dropped - Units whose status does not meet NEEDS criteria
Smart Papers LLC | 50247 | 7 | Coal Steam | Ohio | 9.4 | Dropped - Units whose status does not meet NEEDS criteria
Smart Papers LLC | 50247 | 8 | Coal Steam | Ohio | 9.4 | Dropped - Units whose status does not meet NEEDS criteria
Smart Papers LLC | 50247 | GEN3 | Coal Steam | Ohio | 6 | Dropped - Units whose status does not meet NEEDS criteria
Smart Papers LLC | 50247 | GEN4 | Coal Steam | Ohio | 1.5 | Dropped - Units whose status does not meet NEEDS criteria
Smart Papers LLC | 50247 | GEN5 | Coal Steam | Ohio | 7.5 | Dropped - Units whose status does not meet NEEDS criteria
Smart Papers LLC | 50247 | GEN6 | Coal Steam | Ohio | 10.5 | Dropped - Units whose status does not meet NEEDS criteria
Abitibi Consolidated Lufkin | 50249 | GEN2 | O/G Steam | Texas | 6 | Dropped - Units whose status does not meet NEEDS criteria
Abitibi Consolidated Lufkin | 50249 | GEN3 | O/G Steam | Texas | 12 | Dropped - Units whose status does not meet NEEDS criteria
Abitibi Consolidated Lufkin | 50249 | GEN4 | O/G Steam | Texas | 12 | Dropped - Units whose status does not meet NEEDS criteria
Abitibi Consolidated Lufkin | 50249 | GEN5 | O/G Steam | Texas | 13.2 | Dropped - Units whose status does not meet NEEDS criteria
Abitibi Consolidated Lufkin | 50249 | GEN6 | O/G Steam | Texas | 13.2 | Dropped - Units whose status does not meet NEEDS criteria
Abitibi Consolidated Lufkin | 50249 | GEN7 | O/G Steam | Texas | 16 | Dropped - Units whose status does not meet NEEDS criteria
International Paper Pensacola | 50250 | GEN1 | Non-Fossil Waste | Florida | 36 | Dropped - Onsite Unit
International Paper Pensacola | 50250 | GEN2 | Non-Fossil Waste | Florida | 40 | Dropped - Onsite Unit
Verso Paper Quinnesec Mich Mill | 50251 | GEN1 | Non-Fossil Waste | Michigan | 28 | Dropped - Onsite Unit
Verso Paper Quinnesec Mich Mill | 50251 | GEN2 | Biomass | Michigan | 31 | Dropped - Onsite Unit
CalTex Holdings LP | 50253 | TG1 | O/G Steam | Texas | 30.7 | Dropped - Units whose status does not meet NEEDS criteria
CalTex Holdings LP | 50253 | TG3 | Combustion Turbine | Texas | 15.3 | Dropped - Units whose status does not meet NEEDS criteria
CalTex Holdings LP | 50253 | TG4 | O/G Steam | Texas | 43 | Dropped - Units whose status does not meet NEEDS criteria
KapStone Kraft Paper Corp | 50254 | GEN1 | Non-Fossil Waste | North Carolina | 30 | Dropped - Onsite Unit
Oakwood Hospital & Medical Center | 50260 | 1 2M | Combustion Turbine | Michigan | 2 | Dropped - Onsite Unit
Oakwood Hospital & Medical Center | 50260 | 2 2M | Combustion Turbine | Michigan | 2 | Dropped - Onsite Unit
Oakwood Hospital & Medical Center | 50260 | 300KW | Combustion Turbine | Michigan | 0.3 | Dropped - Units whose status does not meet NEEDS criteria
Oakwood Hospital & Medical Center | 50260 | 500A | Combustion Turbine | Michigan | 0.5 | Dropped - Onsite Unit
Oakwood Hospital & Medical Center | 50260 | 500KW | Combustion Turbine | Michigan | 0.5 | Dropped - Onsite Unit
Oakwood Hospital & Medical Center | 50260 | EG#1 | Combustion Turbine | Michigan | 0.5 | Dropped - Units whose status does not meet NEEDS criteria
Oakwood Hospital & Medical Center | 50260 | EG#2 | Combustion Turbine | Michigan | 0.5 | Dropped - Units whose status does not meet NEEDS criteria
Oakwood Hospital & Medical Center | 50260 | EG#3 | Combustion Turbine | Michigan | 0.5 | Dropped - Units whose status does not meet NEEDS criteria
Southwest Texas State University | 50263 | GEN1 | Combustion Turbine | Texas | 6 | Dropped - Units whose status does not meet NEEDS criteria
Southeast Missouri State University | 50264 | GEN3 | Coal Steam | Missouri | 6.2 | Dropped - Units whose status does not meet NEEDS criteria
ExxonMobil Santa Ynez Facility | 50270 | GTG1 | Combined Cycle | California | 40.2 | Dropped - Units whose status does not meet NEEDS criteria
ExxonMobil Santa Ynez Facility | 50270 | STG1 | Combined Cycle | California | 8.9 | Dropped - Units whose status does not meet NEEDS criteria
New Hanover County WASTEC | 50271 | 1TGA | Municipal Solid Waste | North Carolina | 1.9 | Dropped - Units whose status does not meet NEEDS criteria
New Hanover County WASTEC | 50271 | 1TGB | Municipal Solid Waste | North Carolina | 2 | Dropped - Units whose status does not meet NEEDS criteria
New Hanover County WASTEC | 50271 | 2BP | Municipal Solid Waste | North Carolina | 0.1 | Dropped - Units whose status does not meet NEEDS criteria
New Hanover County WASTEC | 50271 | 3TG | Municipal Solid Waste | North Carolina | 1.7 | Dropped - Units whose status does not meet NEEDS criteria
Simplot Leasing Don Plant | 50274 | GEN1 | Non-Fossil Waste | Idaho | 14.8 | Dropped - Onsite Unit
Park 500 Philip Morris USA | 50275 | TG2 | Coal Steam | Virginia | 6.1 | Dropped - Units whose status does not meet NEEDS criteria
Park 500 Philip Morris USA | 50275 | TG3 | O/G Steam | Virginia | 10.5 | Dropped - Onsite Unit
ReEnergy Chateaugay Power Station | 50277 | GEN1 | Biomass | New York | 18 | Dropped - Units whose status does not meet NEEDS criteria
Luke Mill | 50282 | GEN1 | Coal Steam | Maryland | 32 | Dropped - Units whose status does not meet NEEDS criteria
Luke Mill | 50282 | GEN2 | Coal Steam | Maryland | 28 | Dropped - Units whose status does not meet NEEDS criteria
American Eagle Paper Mills | 50284 | TG3 | Coal Steam | Pennsylvania | 2.5 | Dropped - Units whose status does not meet NEEDS criteria
American Eagle Paper Mills | 50284 | TG4 | Coal Steam | Pennsylvania | 4.5 | Dropped - Units whose status does not meet NEEDS criteria
American Eagle Paper Mills | 50284 | TG5 | Coal Steam | Pennsylvania | 3 | Dropped - Units whose status does not meet NEEDS criteria
American Eagle Paper Mills | 50284 | TG6 | Coal Steam | Pennsylvania | 7 | Dropped - Units whose status does not meet NEEDS criteria
Modesto Energy LP | 50294 | GEN1 | Tires | California | 12.5 | Dropped - Units whose status does not meet NEEDS criteria
Packaging Corp of America | 50296 | GEN1 | Non-Fossil Waste | Tennessee | 50 | Dropped - Onsite Unit
Packaging Corp of America | 50296 | GEN2 | Non-Fossil Waste | Tennessee | 22.5 | Dropped - Onsite Unit
Wheelabrator Lassen | 50298 | GEN1 | Combustion Turbine | California | 42.7 | Dropped - Units whose status does not meet NEEDS criteria
AltaGas Pomona Energy Inc. | 50300 | GEN1 | Combustion Turbine | California | 40 | Dropped - Units whose status does not meet NEEDS criteria
Shell Deer Park | 50304 | GEN1 | Non-Fossil Waste | Texas | 45 | Dropped - Onsite Unit
Shell Deer Park | 50304 | GEN2 | Non-Fossil Waste | Texas | 45 | Dropped - Onsite Unit
Shell Deer Park | 50304 | GEN4 | Fossil Waste | Texas | 75 | Dropped - Onsite Unit
Shell Deer Park | 50304 | GEN5 | Fossil Waste | Texas | 75 | Dropped - Onsite Unit
Alpena Cement Plant | 50305 | GE10 | Coal Steam | Michigan | 3.2 | Dropped - Onsite Unit
Alpena Cement Plant | 50305 | GEN6 | Coal Steam | Michigan | 12 | Dropped - Onsite Unit
Alpena Cement Plant | 50305 | GEN7 | Coal Steam | Michigan | 10 | Dropped - Onsite Unit
Alpena Cement Plant | 50305 | GEN8 | Coal Steam | Michigan | 11 | Dropped - Onsite Unit
Alpena Cement Plant | 50305 | GEN9 | Coal Steam | Michigan | 11 | Dropped - Onsite Unit
Utility Plants Section | 50308 | GEN1 | Coal Steam | Alaska | 3.5 | Dropped - in Alaska or in Hawaii or Puerto Rico
Utility Plants Section | 50308 | GEN2 | Coal Steam | Alaska | 2.5 | Dropped - Units whose status does not meet NEEDS criteria
Utility Plants Section | 50308 | GEN3 | Coal Steam | Alaska | 6.5 | Dropped - in Alaska or in Hawaii or Puerto Rico
Utility Plants Section | 50308 | GEN4 | Coal Steam | Alaska | 6.5 | Dropped - in Alaska or in Hawaii or Puerto Rico
Utility Plants Section | 50308 | GEN5 | Coal Steam | Alaska | 6.5 | Dropped - in Alaska or in Hawaii or Puerto Rico
Standby Generation Plant | 50310 | 1 | Combustion Turbine | Florida | 1.1 | Dropped - Onsite Unit
Standby Generation Plant | 50310 | 2 | Combustion Turbine | Florida | 1.1 | Dropped - Onsite Unit
Standby Generation Plant | 50310 | 3 | Combustion Turbine | Florida | 1.1 | Dropped - Onsite Unit
Standby Generation Plant | 50310 | 1SB | Combustion Turbine | Florida | 1.3 | Dropped - Onsite Unit
Standby Generation Plant | 50310 | 2SB | Combustion Turbine | Florida | 1.3 | Dropped - Onsite Unit
Standby Generation Plant | 50310 | 3SB | Combustion Turbine | Florida | 1.3 | Dropped - Onsite Unit
Standby Generation Plant | 50310 | 4SB | Combustion Turbine | Florida | 1.3 | Dropped - Onsite Unit
Standby Generation Plant | 50310 | 5SB | Combustion Turbine | Florida | 1.3 | Dropped - Onsite Unit
Standby Generation Plant | 50310 | 6SB | Combustion Turbine | Florida | 1.3 | Dropped - Onsite Unit
Standby Generation Plant | 50310 | 7SB | Combustion Turbine | Florida | 1.3 | Dropped - Onsite Unit
Standby Generation Plant | 50310 | 8SB | Combustion Turbine | Florida | 1.3 | Dropped - Onsite Unit
Summit Property Pharmaceutical | 50313 | TURB | Combustion Turbine | New Jersey | 2.5 | Dropped - Units whose status does not meet NEEDS criteria
Bunge North America East LLC | 50316 | 3516 | O/G Steam | Indiana | 2.2 | Dropped - Onsite Unit
Love Box | 50317 | GEN1 | Combustion Turbine | Kansas | 0.7 | Dropped - Units whose status does not meet NEEDS criteria
Love Box | 50317 | GEN2 | Combustion Turbine | Kansas | 0.5 | Dropped - Units whose status does not meet NEEDS criteria
Love Box | 50317 | GEN3 | Combustion Turbine | Kansas | 0.8 | Dropped - Units whose status does not meet NEEDS criteria
Par Sterile Products | 50318 | 38-1 | Combustion Turbine | Michigan | 2.8 | Dropped - Onsite Unit
Palomar Medical Center | 50319 | EG-1 | Combustion Turbine | California | 0.7 | Dropped - Units whose status does not meet NEEDS criteria
Palomar Medical Center | 50319 | EG-2 | Combustion Turbine | California | 0.7 | Dropped - Units whose status does not meet NEEDS criteria
Stickney Water Reclamation Plant | 50331 | GEN4 | Non-Fossil Waste | Illinois | 2.5 | Dropped - Units whose status does not meet NEEDS criteria
Gay Robinson | 50333 | DSL1 | Combustion Turbine | Hawaii | 0.4 | Dropped - Units whose status does not meet NEEDS criteria
Gay Robinson | 50333 | DSL4 | Combustion Turbine | Hawaii | 0.4 | Dropped - Units whose status does not meet NEEDS criteria
Gay Robinson | 50333 | DSL5 | Combustion Turbine | Hawaii | 0.5 | Dropped - in Alaska or in Hawaii or Puerto Rico
Gay Robinson | 50333 | DSL6 | Combustion Turbine | Hawaii | 0.5 | Dropped - in Alaska or in Hawaii or Puerto Rico
Gay Robinson | 50333 | HYD2 | Hydro | Hawaii | 0.8 | Dropped - in Alaska or in Hawaii or Puerto Rico
Gay Robinson | 50333 | HYD3 | Hydro | Hawaii | 6.5 | Dropped - in Alaska or in Hawaii or Puerto Rico
Gay Robinson | 50333 | ST4 | Biomass | Hawaii | 2.5 | Dropped - Units whose status does not meet NEEDS criteria
Mooseheart Power House | 50337 | GEN1 | Combustion Turbine | Illinois | 0.5 | Dropped - Onsite Unit
Mooseheart Power House | 50337 | GEN2 | Combustion Turbine | Illinois | 0.5 | Dropped - Onsite Unit
Mooseheart Power House | 50337 | GEN3 | Combustion Turbine | Illinois | 0.3 | Dropped - Onsite Unit
Mooseheart Power House | 50337 | GEN4 | Combustion Turbine | Illinois | 0.5 | Dropped - Onsite Unit
PCS Nitrogen Fertilizer LP | 50341 | GEN1 | Combustion Turbine | Louisiana | 19 | Dropped - Units whose status does not meet NEEDS criteria
PCS Nitrogen Fertilizer LP | 50341 | GEN2 | Non-Fossil Waste | Louisiana | 8 | Dropped - Units whose status does not meet NEEDS criteria
Chicago Baking | 50342 | CDK | Combustion Turbine | Illinois | 0.7 | Dropped - Units whose status does not meet NEEDS criteria
Smithtown Energy Partners LP | 50344 | SW1 | Landfill Gas | New York | 0.6 | Dropped - Units whose status does not meet NEEDS criteria
Smithtown Energy Partners LP | 50344 | SW2 | Landfill Gas | New York | 0.6 | Dropped - Units whose status does not meet NEEDS criteria
Onondaga Energy Partners LP | 50346 | ON1 | Landfill Gas | New York | 0.6 | Dropped - Units whose status does not meet NEEDS criteria
Oceanside Energy | 50348 | GEN5 | Landfill Gas | New York | 0.6 | Dropped - Units whose status does not meet NEEDS criteria
Oceanside Energy | 50348 | GEN6 | Landfill Gas | New York | 0.6 | Dropped - Units whose status does not meet NEEDS criteria
Oceanside Energy | 50348 | OS1 | Landfill Gas | New York | 0.6 | Dropped - Units whose status does not meet NEEDS criteria
Oceanside Energy | 50348 | OS2 | Landfill Gas | New York | 0.6 | Dropped - Units whose status does not meet NEEDS criteria
Oceanside Energy | 50348 | OS3 | Landfill Gas | New York | 0.6 | Dropped - Units whose status does not meet NEEDS criteria
Oceanside Energy | 50348 | OS4 | Landfill Gas | New York | 0.7 | Dropped - Units whose status does not meet NEEDS criteria
Specialty Minerals | 50356 | 1 | Combustion Turbine | Massachusetts | 4.8 | Dropped - Units whose status does not meet NEEDS criteria
General Electric Erie PA Power | 50358 | DSL1 | Combustion Turbine | Pennsylvania | 2.7 | Dropped - Units whose status does not meet NEEDS criteria
General Electric Erie PA Power | 50358 | DSL2 | Combustion Turbine | Pennsylvania | 2.7 | Dropped - Units whose status does not meet NEEDS criteria
General Electric Erie PA Power | 50358 | DSL3 | Combustion Turbine | Pennsylvania | 2.7 | Dropped - Units whose status does not meet NEEDS criteria
General Electric Erie PA Power | 50358 | STM2 | Coal Steam | Pennsylvania | 4.7 | Dropped - Units whose status does not meet NEEDS criteria
General Electric Erie PA Power | 50358 | STM3 | Coal Steam | Pennsylvania | 13.1 | Dropped - Units whose status does not meet NEEDS criteria
General Electric Erie PA Power | 50358 | STM4 | Coal Steam | Pennsylvania | 8.4 | Dropped - Units whose status does not meet NEEDS criteria
Sloss Industries Corp | 50359 | 9 | Fossil Waste | Alabama | 7.5 | Dropped - Onsite Unit
Sloss Industries Corp | 50359 | 10 | Fossil Waste | Alabama | 8.5 | Dropped - Onsite Unit
Mesquite Lake Energy Park Plant 2 | 50363 | L313 | Biomass | California | 15.5 | Dropped - Units whose status does not meet NEEDS criteria
Ridgewood Providence Power | 50365 | GEN1 | Landfill Gas | Rhode Island | 1.7 | Dropped - Units whose status does not meet NEEDS criteria
Ridgewood Providence Power | 50365 | GEN2 | Landfill Gas | Rhode Island | 1.7 | Dropped - Units whose status does not meet NEEDS criteria
Ridgewood Providence Power | 50365 | GEN3 | Landfill Gas | Rhode Island | 1.7 | Dropped - Units whose status does not meet NEEDS criteria
Ridgewood Providence Power | 50365 | GEN4 | Landfill Gas | Rhode Island | 1.7 | Dropped - Units whose status does not meet NEEDS criteria
Ridgewood Providence Power | 50365 | GEN5 | Landfill Gas | Rhode Island | 1.7 | Dropped - Units whose status does not meet NEEDS criteria
Ridgewood Providence Power | 50365 | GEN6 | Landfill Gas | Rhode Island | 1.7 | Dropped - Units whose status does not meet NEEDS criteria
Ridgewood Providence Power | 50365 | GEN7 | Landfill Gas | Rhode Island | 1.7 | Dropped - Units whose status does not meet NEEDS criteria
Ridgewood Providence Power | 50365 | GEN8 | Landfill Gas | Rhode Island | 1.7 | Dropped - Units whose status does not meet NEEDS criteria
Ridgewood Providence Power | 50365 | GEN9 | Landfill Gas | Rhode Island | 1.7 | Dropped - Units whose status does not meet NEEDS criteria
Ridgewood Providence Power | 50365 | PHI1 | Landfill Gas | Rhode Island | 1.2 | Dropped - Units whose status does not meet NEEDS criteria
Ridgewood Providence Power | 50365 | PHI2 | Landfill Gas | Rhode Island | 1.2 | Dropped - Units whose status does not meet NEEDS criteria
South Florida Cogen Associates | 50369 | GEN1 | Combined Cycle | Florida | 19.9 | Dropped - Units whose status does not meet NEEDS criteria
South Florida Cogen Associates | 50369 | GEN2 | Combined Cycle | Florida | 8 | Dropped - Units whose status does not meet NEEDS criteria
The Mosaic Company, Plant City Facility | 50371 | MI34 | Non-Fossil Waste | Florida | 27.9 | Dropped - Onsite Unit
Agawam Gate Station | 50381 | COGN | Combustion Turbine | Massachusetts | 0.4 | Dropped - Units whose status does not meet NEEDS criteria
Agawam Gate Station | 50381 | TURB | Combustion Turbine | Massachusetts | 1.5 | Dropped - Units whose status does not meet NEEDS criteria
Windland | 50386 | WING | Onshore Wind | California | 15.3 | Dropped - Retired/Planned Retirement by 06/2023
Port Allen (LA) | 50389 | GEN1 | Combustion Turbine | Louisiana | 3.5 | Dropped - Onsite Unit
Port Allen (LA) | 50389 | GEN2 | Combustion Turbine | Louisiana | 3.5 | Dropped - Onsite Unit
Eielson AFB Central Heat & Power Plant | 50392 | DG01 | Combustion Turbine | Alaska | 1.4 | Dropped - in Alaska or in Hawaii or Puerto Rico
Eielson AFB Central Heat & Power Plant | 50392 | DG02 | Combustion Turbine | Alaska | 1.4 | Dropped - in Alaska or in Hawaii or Puerto Rico
Eielson AFB Central Heat & Power Plant | 50392 | DG03 | Combustion Turbine | Alaska | 1.4 | Dropped - in Alaska or in Hawaii or Puerto Rico
Eielson AFB Central Heat & Power Plant | 50392 | DG04 | Combustion Turbine | Alaska | 1.4 | Dropped - in Alaska or in Hawaii or Puerto Rico
Eielson AFB Central Heat & Power Plant | 50392 | DG1 | Combustion Turbine | Alaska | 1.8 | Dropped - in Alaska or in Hawaii or Puerto Rico
Eielson AFB Central Heat & Power Plant | 50392 | TG1 | Coal Steam | Alaska | 0.5 | Dropped - Onsite Unit
Eielson AFB Central Heat & Power Plant | 50392 | TG2 | Coal Steam | Alaska | 0.5 | Dropped - Onsite Unit
Eielson AFB Central Heat & Power Plant | 50392 | TG3 | Coal Steam | Alaska | 5 | Dropped - Onsite Unit
Eielson AFB Central Heat & Power Plant | 50392 | TG4 | Coal Steam | Alaska | 5 | Dropped - Onsite Unit
Eielson AFB Central Heat & Power Plant | 50392 | TG5 | Coal Steam | Alaska | 9 | Dropped - Onsite Unit
Georgia-Pacific Corp - Nekoosa Mill | 50395 | HY1 | Hydro | Wisconsin | 0.8 | Dropped - Onsite Unit
Georgia-Pacific Corp - Nekoosa Mill | 50395 | HY2 | Hydro | Wisconsin | 0.8 | Dropped - Onsite Unit
Georgia-Pacific Corp - Nekoosa Mill | 50395 | HY3 | Hydro | Wisconsin | 0.8 | Dropped - Onsite Unit
Georgia-Pacific Corp - Nekoosa Mill | 50395 | HY4 | Hydro | Wisconsin | 0.6 | Dropped - Onsite Unit
Georgia-Pacific Corp - Nekoosa Mill | 50395 | HY5 | Hydro | Wisconsin | 0.7 | Dropped - Units whose status does not meet NEEDS criteria
Georgia-Pacific Corp - Nekoosa Mill | 50395 | NHG1 | Hydro | Wisconsin | 0.2 | Dropped - Onsite Unit
Georgia-Pacific Corp - Nekoosa Mill | 50395 | TG14 | Non-Fossil Waste | Wisconsin | 12.5 | Dropped - Onsite Unit
Georgia-Pacific Corp - Nekoosa Mill | 50395 | TG6 | O/G Steam | Wisconsin | 5.7 | Dropped - Onsite Unit
Georgia-Pacific Corp - Nekoosa Mill | 50395 | TG8 | O/G Steam | Wisconsin | 13 | Dropped - Onsite Unit
Dillard Complex | 50396 | GEN6 | Biomass | Oregon | 11.5 | Dropped - Units whose status does not meet NEEDS criteria
Pixelle Specialty Solutions LLC - Spring Grove Facility | 50397 | GEN2 | Coal Steam | Pennsylvania | 4 | Dropped - Units whose status does not meet NEEDS criteria
International Paper Savanna Mill | 50398 | GE10 | Non-Fossil Waste | Georgia | 82.7 | Dropped - Onsite Unit
International Paper Savanna Mill | 50398 | GEN5 | Biomass | Georgia | 7 | Dropped - Units whose status does not meet NEEDS criteria
International Paper Savanna Mill | 50398 | GEN9 | O/G Steam | Georgia | 71.2 | Dropped - Onsite Unit
Warbasse Cogen Facility | 50405 | GT1 | Combustion Turbine | New York | 4 | Dropped - Units whose status does not meet NEEDS criteria
Warbasse Cogen Facility | 50405 | GT2 | Combustion Turbine | New York | 4 | Dropped - Units whose status does not meet NEEDS criteria
Warbasse Cogen Facility | 50405 | GT3 | Combustion Turbine | New York | 4 | Dropped - Units whose status does not meet NEEDS criteria
Warbasse Cogen Facility | 50405 | GT4 | Combustion Turbine | New York | 4 | Dropped - Units whose status does not meet NEEDS criteria
Warbasse Cogen Facility | 50405 | GT5 | Combustion Turbine | New York | 4 | Dropped - Units whose status does not meet NEEDS criteria
Somerset Plant | 50406 | GEN1 | Non-Fossil Waste | Maine | 48.8 | Dropped - Onsite Unit
Somerset Plant | 50406 | GEN2 | Non-Fossil Waste | Maine | 51 | Dropped - Onsite Unit
Mobile Energy Services LLC | 50407 | GEN3 | Coal Steam | Alabama | 11.6 | Dropped - Units whose status does not meet NEEDS criteria
Mobile Energy Services LLC | 50407 | GEN5 | Biomass | Alabama | 56.1 | Dropped - Units whose status does not meet NEEDS criteria
Mobile Energy Services LLC | 50407 | GEN6 | Biomass | Alabama | 33.2 | Dropped - Units whose status does not meet NEEDS criteria
Chester Operations | 50410 | 5 | Coal Steam | Pennsylvania | 67 | Dropped - Units whose status does not meet NEEDS criteria
Rutgers Biomedical and Health Cogen | 50411 | GEN1 | Combustion Turbine | New Jersey | 3.4 | Dropped - Onsite Unit
Rutgers Biomedical and Health Cogen | 50411 | GEN2 | Combustion Turbine | New Jersey | 3.4 | Dropped - Onsite Unit
Rutgers Biomedical and Health Cogen | 50411 | GEN3 | Combustion Turbine | New Jersey | 3.4 | Dropped - Onsite Unit
Olmsted Waste Energy | 50413 | DG1 | Combustion Turbine | Minnesota | 0.6 | Dropped - Units whose status does not meet NEEDS criteria
Ware Energy | 50419 | GEN1 | Biomass | Massachusetts | 8.7 | Dropped - Units whose status does not meet NEEDS criteria
Duluth Paper Mill | 50424 | GEN1 | Non-Fossil Waste | Minnesota | 10.6 | Dropped - Onsite Unit
Kraft Foods Atlantic Gelatin | 50425 | GEN1 | O/G Steam | Massachusetts | 2.5 | Dropped - Units whose status does not meet NEEDS criteria
Kraft Foods Atlantic Gelatin | 50425 | GEN2 | O/G Steam | Massachusetts | 0.3 | Dropped - Units whose status does not meet NEEDS criteria
Kraft Foods Atlantic Gelatin | 50425 | GEN3 | Combustion Turbine | Massachusetts | 0.3 | Dropped - Units whose status does not meet NEEDS criteria
Warm Springs Forest Products | 50426 | GEN1 | Biomass | Oregon | 2.6 | Dropped - Units whose status does not meet NEEDS criteria
Warm Springs Forest Products | 50426 | GEN2 | Biomass | Oregon | 2.6 | Dropped - Units whose status does not meet NEEDS criteria
Warm Springs Forest Products | 50426 | GEN3 | Biomass | Oregon | 2.6 | Dropped - Units whose status does not meet NEEDS criteria
Paper Pak Industries | 50428 | GEN1 | Combustion Turbine | California | 1.4 | Dropped - Units whose status does not meet NEEDS criteria
University of Michigan | 50431 | TG2 | O/G Steam | Michigan | 3.7 | Dropped - Units whose status does not meet NEEDS criteria
S D Warren Muskegon | 50438 | GEN2 | Coal Steam | Michigan | 3.5 | Dropped - Units whose status does not meet NEEDS criteria
S D Warren Muskegon | 50438 | GEN4 | Coal Steam | Michigan | 16.5 | Dropped - Units whose status does not meet NEEDS criteria
S D Warren Muskegon | 50438 | GEN5 | Coal Steam | Michigan | 17.3 | Dropped - Units whose status does not meet NEEDS criteria
S D Warren Westbrook | 50447 | GN18 | Hydro | Maine | 0.4 | Dropped - Retired/Planned Retirement by 06/2023
S D Warren Westbrook | 50447 | GN19 | Hydro | Maine | 0.4 | Dropped - Retired/Planned Retirement by 06/2023
S D Warren Westbrook | 50447 | GN20 | Hydro | Maine | 0.4 | Dropped - Retired/Planned Retirement by 06/2023
Procter & Gamble Cincinnati Plant | 50456 | GEN1 | O/G Steam | Ohio | 11.7 | Dropped - Onsite Unit
NRG Ilion LP | 50459 | GT | Combined Cycle | New York | 37 | Dropped - Units whose status does not meet NEEDS criteria
NRG Ilion LP | 50459 | ST | Combined Cycle | New York | 17.8 | Dropped - Units whose status does not meet NEEDS criteria
Cheboygan | 50461 | GEN1 | Hydro | Michigan | 0.7 | Dropped - Onsite Unit
Deer Park Plant | 50471 | GEN1 | Combined Cycle | Texas | 8.6 | Dropped - Units whose status does not meet NEEDS criteria
Deer Park Plant | 50471 | GEN2 | Combined Cycle | Texas | 8.6 | Dropped - Units whose status does not meet NEEDS criteria
Deer Park Plant | 50471 | GEN3 | Combined Cycle | Texas | 8.6 | Dropped - Units whose status does not meet NEEDS criteria
Deer Park Plant | 50471 | GEN4 | Combined Cycle | Texas | 69.7 | Dropped - Units whose status does not meet NEEDS criteria
Suwannee River Chemical Complex | 50473 | SRC | Energy Storage | Florida | 27.3 | Dropped - Units whose status does not meet NEEDS criteria
Swift Creek Chemical Complex | 50474 | SCC | Energy Storage | Florida | 15.9 | Dropped - Onsite Unit
Packaging of America Tomahawk Mill | 50476 | GEN1 | O/G Steam | Wisconsin | 5.4 | Dropped - Onsite Unit
Packaging of America Tomahawk Mill | 50476 | GEN2 | O/G Steam | Wisconsin | 8.2 | Dropped - Onsite Unit
Packaging of America Tomahawk Mill | 50476 | GEN3 | Hydro | Wisconsin | 0.5 | Dropped - Onsite Unit
Packaging of America Tomahawk Mill | 50476 | GEN4 | Hydro | Wisconsin | 0.3 | Dropped - Onsite Unit
Packaging of America Tomahawk Mill | 50476 | GEN5 | Hydro | Wisconsin | 0.3 | Dropped - Onsite Unit
Georgia-Pacific Big Island | 50479 | BHG1 | Hydro | Virginia | 0.2 | Dropped - Onsite Unit
Georgia-Pacific Big Island | 50479 | BHG2 | Hydro | Virginia | 0.2 | Dropped - Onsite Unit
Georgia-Pacific Big Island | 50479 | GEN1 | Biomass | Virginia | 6.5 | Dropped - Onsite Unit
Tennessee Eastman Operations | 50481 | TG10 | Coal Steam | Tennessee | 6 | Dropped - Onsite Unit
Tennessee Eastman Operations | 50481 | TG11 | Coal Steam | Tennessee | 6 | Dropped - Onsite Unit
Tennessee Eastman Operations | 50481 | TG12 | Coal Steam | Tennessee | 6 | Dropped - Onsite Unit
Tennessee Eastman Operations | 50481 | TG13 | Coal Steam | Tennessee | 7 | Dropped - Onsite Unit
Tennessee Eastman Operations | 50481 | TG14 | Coal Steam | Tennessee | 10 | Dropped - Onsite Unit
Tennessee Eastman Operations | 50481 | TG15 | Coal Steam | Tennessee | 7.5 | Dropped - Onsite Unit
Tennessee Eastman Operations | 50481 | TG16 | O/G Steam | Tennessee | 10.4 | Dropped - Onsite Unit
Tennessee Eastman Operations | 50481 | TG17 | Coal Steam | Tennessee | 10.4 | Dropped - Onsite Unit
Tennessee Eastman Operations | 50481 | TG18 | O/G Steam | Tennessee | 10.4 | Dropped - Onsite Unit
Tennessee Eastman Operations | 50481 | TG19 | O/G Steam | Tennessee | 10.4 | Dropped - Onsite Unit
Tennessee Eastman Operations | 50481 | TG20 | Coal Steam | Tennessee | 10.4 | Dropped - Onsite Unit
Tennessee Eastman Operations | 50481 | TG21 | O/G Steam | Tennessee | 15 | Dropped - Onsite Unit
Tennessee Eastman Operations | 50481 | TG22 | Coal Steam | Tennessee | 15.4 | Dropped - Onsite Unit
Tennessee Eastman Operations | 50481 | TG24 | O/G Steam | Tennessee | 16.8 | Dropped - Onsite Unit
Tennessee Eastman Operations | 50481 | TG25 | Coal Steam | Tennessee | 18 | Dropped - Onsite Unit
Tennessee Eastman Operations | 50481 | TG26 | Coal Steam | Tennessee | 16.6 | Dropped - Onsite Unit
Tennessee Eastman Operations | 50481 | TGO7 | Coal Steam | Tennessee | 6 | Dropped - Onsite Unit
Tennessee Eastman Operations | 50481 | TGO8 | Coal Steam | Tennessee | 6 | Dropped - Onsite Unit
Tennessee Eastman Operations | 50481 | TGO9 | Coal Steam | Tennessee | 6 | Dropped - Onsite Unit
Clewiston Sugar House | 50482 | DGN | Combustion Turbine | Florida | 1 | Dropped - Units whose status does not meet NEEDS criteria
Clewiston Sugar House | 50482 | DGS | Combustion Turbine | Florida | 1 | Dropped - Units whose status does not meet NEEDS criteria
Clewiston Sugar House | 50482 | TG1 | Biomass | Florida | 4.7 | Dropped - Units whose status does not meet NEEDS criteria
Clewiston Sugar House | 50482 | TG2 | Biomass | Florida | 3.3 | Dropped - Units whose status does not meet NEEDS criteria
Clewiston Sugar House | 50482 | TG3 | Biomass | Florida | 2.9 | Dropped - Units whose status does not meet NEEDS criteria
Clewiston Sugar House | 50482 | TG4 | Biomass | Florida | 5.6 | Dropped - Units whose status does not meet NEEDS criteria
Clewiston Sugar House | 50482 | TG5 | Biomass | Florida | 11 | Dropped - Units whose status does not meet NEEDS criteria
Bryant Sugar House | 50483 | DGE | Combustion Turbine | Florida | 1 | Dropped - Units whose status does not meet NEEDS criteria
Bryant Sugar House | 50483 | DGW | Combustion Turbine | Florida | 1 | Dropped - Units whose status does not meet NEEDS criteria
Bryant Sugar House | 50483 | TG1 | Biomass | Florida | 2.3 | Dropped - Units whose status does not meet NEEDS criteria
Bryant Sugar House | 50483 | TG2 | Biomass | Florida | 2.3 | Dropped - Units whose status does not meet NEEDS criteria
Bryant Sugar House | 50483 | TG3 | Biomass | Florida | 3.3 | Dropped - Units whose status does not meet NEEDS criteria
Bryant Sugar House | 50483 | TG4 | Biomass | Florida | 18.6 | Dropped - Units whose status does not meet NEEDS criteria
PPG Powerhouse A | 50487 | A1 | Non-Fossil Waste | Louisiana | 7.5 | Dropped - Units whose status does not meet NEEDS criteria
PPG Powerhouse A | 50487 | A2 | Non-Fossil Waste | Louisiana | 7.5 | Dropped - Units whose status does not meet NEEDS criteria
PPG Powerhouse A | 50487 | A4 | Non-Fossil Waste | Louisiana | 7.5 | Dropped - Units whose status does not meet NEEDS criteria
PPG Powerhouse A | 50487 | A9 | Non-Fossil Waste | Louisiana | 20 | Dropped - Units whose status does not meet NEEDS criteria
PPG Riverside | 50488 | GEN1 | Non-Fossil Waste | Louisiana | 35 | Dropped - Units whose status does not meet NEEDS criteria
Axiall Natrium Plant | 50491 | GEN3 | O/G Steam | West Virginia | 7.5 | Dropped - Units whose status does not meet NEEDS criteria
Axiall Natrium Plant | 50491 | GEN4 | O/G Steam | West Virginia | 7.5 | Dropped - Onsite Unit
Axiall Natrium Plant | 50491 | GEN6 | O/G Steam | West Virginia | 26 | Dropped - Onsite Unit
Axiall Natrium Plant | 50491 | GEN7 | O/G Steam | West Virginia | 82 | Dropped - Onsite Unit
Bayonne Plant Holding LLC | 50497 | GTG1 | Combined Cycle | New Jersey | 163 | Dropped - Units whose status does not meet NEEDS criteria
Bayonne Plant Holding LLC | 50497 | GTG2 | Combined Cycle | New Jersey | 43.4 | Dropped - Units whose status does not meet NEEDS criteria
Bayonne Plant Holding LLC | 50497 | GTG3 | Combined Cycle | New Jersey | 43.4 | Dropped - Units whose status does not meet NEEDS criteria
Bayonne Plant Holding LLC | 50497 | STG1 | Combined Cycle | New Jersey | 61.4 | Dropped - Units whose status does not meet NEEDS criteria
PCS Phosphate | 50509 | GEN1 | Non-Fossil Waste | North Carolina | 54 | Dropped - Onsite Unit
Mosaic Co Mulberry Facility | 50510 | CGN1 | Energy Storage | Florida | 19.5 | Dropped - Units whose status does not meet NEEDS criteria
Equilon Los Angeles Refining | 50530 | GEN1 | Fossil Waste | California | 25 | Dropped - Onsite Unit
Equilon Los Angeles Refining | 50530 | GEN2 | Fossil Waste | California | 25 | Dropped - Onsite Unit
Equilon Los Angeles Refining | 50530 | GEN3 | Fossil Waste | California | 15 | Dropped - Onsite Unit
Painted Hills Wind Park | 50533 | WGNS | Onshore Wind | California | 19 | Dropped - Retired/Planned Retirement by 06/2023
Santa Clara (85C) | 50534 | WGNS | Onshore Wind | California | 18 | Dropped - Units whose status does not meet NEEDS criteria
Black Hills Ontario Facility | 50538 | GEN1 | Combustion Turbine | California | 4.5 | Dropped - Units whose status does not meet NEEDS criteria
Black Hills Ontario Facility | 50538 | GEN2 | Combustion Turbine | California | 4.5 | Dropped - Units whose status does not meet NEEDS criteria
BP Carson Refinery | 50540 | GEN1 | Fossil Waste | California | 6.5 | Dropped - Onsite Unit
BP Carson Refinery | 50540 | GEN2 | O/G Steam | California | 1.5 | Dropped - Units whose status does not meet NEEDS criteria
Port Townsend Paper | 50544 | GEN2 | Non-Fossil Waste | Washington | 3 | Dropped - Units whose status does not meet NEEDS criteria
Port Townsend Paper | 50544 | GEN4 | Non-Fossil Waste | Washington | 3 | Dropped - Units whose status does not meet NEEDS criteria
Port Townsend Paper | 50544 | GEN6 | Non-Fossil Waste | Washington | 7.5 | Dropped - Onsite Unit
Port Townsend Paper | 50544 | HDRO | Hydro | Washington | 0.3 | Dropped - Units whose status does not meet NEEDS criteria
Edom Hills Project 1 LLC | 50553 | WGNS | Onshore Wind | California | 6.5 | Dropped - Units whose status does not meet NEEDS criteria
TXI Riverside Cement Power House | 50557 | GEN1 | Coal Steam | California | 11.2 | Dropped - Units whose status does not meet NEEDS criteria
TXI Riverside Cement Power House | 50557 | GEN2 | Coal Steam | California | 11.2 | Dropped - Units whose status does not meet NEEDS criteria
New Milford Gas Recovery | 50564 | GEN1 | Landfill Gas | Connecticut | 2.9 | Dropped - Units whose status does not meet NEEDS criteria
Monroe Livingston Gas Recovery | 50565 | GEN3 | Landfill Gas | New York | 0.8 | Dropped - Units whose status does not meet NEEDS criteria
CID Gas Recovery | 50573 | GEN1 | Landfill Gas | Illinois | 2.9 | Dropped - Units whose status does not meet NEEDS criteria
Lake Gas Recovery | 50575 | GEN1 | Landfill Gas | Illinois | 2.9 | Dropped - Units whose status does not meet NEEDS criteria
Stowe Power Production Plant | 50578 | GEN1 | Landfill Gas | Pennsylvania | 2.9 | Dropped - Units whose status does not meet NEEDS criteria
Stowe Power Production Plant | 50578 | GEN2 | Landfill Gas | Pennsylvania | 2.9 | Dropped - Units whose status does not meet NEEDS criteria
Riverdale Mills | 50601 | GEN1 | Combustion Turbine | Massachusetts | 0.6 | Dropped - Units whose status does not meet NEEDS criteria
Riverdale Mills | 50601 | GEN2 | Combustion Turbine | Massachusetts | 0.6 | Dropped - Units whose status does not meet NEEDS criteria
Sconza Candy Company | 50602 | GEN1 | Combustion Turbine | California | 5 | Dropped - Units whose status does not meet NEEDS criteria
Mosinee Mill | 50614 | GEN1 | Non-Fossil Waste | Wisconsin | 13 | Dropped - Onsite Unit
Mosinee Mill | 50614 | HYD1 | Hydro | Wisconsin | 2 | Dropped - Onsite Unit
Mosinee Mill | 50614 | HYD2 | Hydro | Wisconsin | 0.7 | Dropped - Onsite Unit
Mosinee Mill | 50614 | HYD3 | Hydro | Wisconsin | 0.7 | Dropped - Onsite Unit
Mosinee Mill | 50614 | WEST | Non-Fossil Waste | Wisconsin | 5 | Dropped - Onsite Unit
TXU Sweetwater Generating Plant | 50615 | GT01 | Combined Cycle | Texas | 41 | Dropped - Units whose status does not meet NEEDS criteria
TXU Sweetwater Generating Plant | 50615 | GT02 | Combined Cycle | Texas | 86 | Dropped - Units whose status does not meet NEEDS criteria
TXU Sweetwater Generating Plant | 50615 | GT03 | Combined Cycle | Texas | 86 | Dropped - Units whose status does not meet NEEDS criteria
TXU Sweetwater Generating Plant | 50615 | STG1 | Combined Cycle | Texas | 76 | Dropped - Units whose status does not meet NEEDS criteria
Flambeau River Papers | 50620 | GEN1 | Biomass | Wisconsin | 4.7 | Dropped - Onsite Unit
Central Power Plant | 50621 | GEN1 | O/G Steam | Rhode Island | 0.7 | Dropped - Units whose status does not meet NEEDS criteria
Central Power Plant | 50621 | GEN3 | O/G Steam | Rhode Island | 2 | Dropped - Units whose status does not meet NEEDS criteria
Gaviota Oil Plant | 50623 | GENA | Combustion Turbine | California | 3 | Dropped - Units whose status does not meet NEEDS criteria
Gaviota Oil Plant | 50623 | GENB | Combustion Turbine | California | 3 | Dropped - Units whose status does not meet NEEDS criteria
Torrance Refining Company, LLC | 50624 | EXP1 | Non-Fossil Waste | California | 7.5 | Dropped - Onsite Unit
Torrance Refining Company, LLC | 50624 | GTG1 | Fossil Waste | California | 22.5 | Dropped - Onsite Unit
Torrance Refining Company, LLC | 50624 | STG1 | Non-Fossil Waste | California | 19.3 | Dropped - Onsite Unit
ExxonMobil Beaumont Refinery | 50625 | TG7 | Fossil Waste | Texas | 9.5 | Dropped - Units whose status does not meet NEEDS criteria
ExxonMobil Beaumont Refinery | 50625 | TG9 | Fossil Waste | Texas | 9.5 | Dropped - Units whose status does not meet NEEDS criteria
Chalmette Refining LLC | 50626 | GEN1 | Energy Storage | Louisiana | 1.3 | Dropped - Onsite Unit
ExxonMobil Oil Joliet Refinery | 50627 | GTG1 | Fossil Waste | Illinois | 22 | Dropped - Onsite Unit
ExxonMobil Oil Joliet Refinery | 50627 | MG | Fossil Waste | Illinois | 11.2 | Dropped - Onsite Unit
ExxonMobil Oil Joliet Refinery | 50627 | STG1 | Fossil Waste | Illinois | 3.3 | Dropped - Onsite Unit
Brainerd Public Utilities | 50636 | VPLS | Coal Steam | Minnesota | 0.6 | Dropped - Units whose status does not meet NEEDS criteria
Clearwater Paper IPP Lewiston | 50637 | GEN1 | O/G Steam | Idaho | 2 | Dropped - Units whose status does not meet NEEDS criteria
Clearwater Paper IPP Lewiston | 50637 | GEN2 | O/G Steam | Idaho | 3.3 | Dropped - Units whose status does not meet NEEDS criteria
Clearwater Paper APP CB | 50638 | GEN1 | Non-Fossil Waste | Arkansas | 28 | Dropped - Onsite Unit
Sappi Cloquet Mill | 50639 | GEN3 | Biomass | Minnesota | 14.8 | Dropped - Onsite Unit
Sappi Cloquet Mill | 50639 | GEN4 | Biomass | Minnesota | 41.5 | Dropped - Onsite Unit
Sappi Cloquet Mill | 50639 | GEN5 | Non-Fossil Waste | Minnesota | 14 | Dropped - Onsite Unit
Sappi Cloquet Mill | 50639 | HGN1 | Hydro | Minnesota | 1.6 | Dropped - Onsite Unit
Sappi Cloquet Mill | 50639 | HGN5 | Hydro | Minnesota | 0.5 | Dropped - Onsite Unit
Sappi Cloquet Mill | 50639 | HGN6 | Hydro | Minnesota | 0.5 | Dropped - Onsite Unit
Sappi Cloquet Mill | 50639 | HGN7 | Hydro | Minnesota | 1 | Dropped - Onsite Unit
Warren Lumber Mill | 50640 | GEN6 | Biomass | Arkansas | 10 | Dropped - Units whose status does not meet NEEDS criteria
Syracuse Energy | 50651 | GEN1 | Coal Steam | New York | 62.8 | Dropped - Units whose status does not meet NEEDS criteria
Syracuse Energy | 50651 | GEN2 | Coal Steam | New York | 11 | Dropped - Units whose status does not meet NEEDS criteria
Covanta Wallingford Energy | 50664 | GEN1 | Municipal Solid Waste | Connecticut | 8.4 | Dropped - Units whose status does not meet NEEDS criteria
Municipal Cogen Plant | 50674 | GEN1 | Combustion Turbine | California | 0.6 | Dropped - Units whose status does not meet NEEDS criteria
Municipal Cogen Plant | 50674 | GEN1A | Combustion Turbine | California | 1.2 | Dropped - Onsite Unit
Municipal Cogen Plant | 50674 | GEN2 | Combustion Turbine | California | 0.6 | Dropped - Units whose status does not meet NEEDS criteria
Thermo Power & Electric | 50676 | GEN1 | Combined Cycle | Colorado | 30 | Dropped - Units whose status does not meet NEEDS criteria
Thermo Power & Electric | 50676 | GEN2 | Combined Cycle | Colorado | 30 | Dropped - Units whose status does not meet NEEDS criteria
Thermo Power & Electric | 50676 | GEN3 | Combined Cycle | Colorado | 8 | Dropped - Units whose status does not meet NEEDS criteria
KMS Crossroads | 50693 | DG-1 | Combustion Turbine | New Jersey | 0.1 | Dropped - Units whose status does not meet NEEDS criteria
KMS Crossroads | 50693 | DG-3 | Combustion Turbine | New Jersey | 0.1 | Dropped - Units whose status does not meet NEEDS criteria
KMS Crossroads | 50693 | TG-4 | Combustion Turbine | New Jersey | 0.1 | Dropped - Units whose status does not meet NEEDS criteria
Plant No 1 Orange County | 50696 | GEN1 | Non-Fossil Waste | California | 2.4 | Dropped - Onsite Unit
Plant No 1 Orange County | 50696 | GEN2 | Non-Fossil Waste | California | 2.4 | Dropped - Onsite Unit
Plant No 1 Orange County | 50696 | GEN3 | Non-Fossil Waste | California | 2.4 | Dropped - Onsite Unit
Thermo Greeley | 50709 | GEN1 | Combustion Turbine | Colorado | 30.1 | Dropped - Units whose status does not meet NEEDS criteria
University of Alaska Fairbanks | 50711 | GEN1 | Coal Steam | Alaska | 0.5 | Dropped - in Alaska or in Hawaii or Puerto Rico
University of Alaska Fairbanks | 50711 | GEN2 | Coal Steam | Alaska | 0.5 | Dropped - in Alaska or in Hawaii or Puerto Rico
University of Alaska Fairbanks | 50711 | GEN3 | Coal Steam | Alaska | 8.1 | Dropped - in Alaska or in Hawaii or Puerto Rico
University of Alaska Fairbanks | 50711 | GEN4 | Combustion Turbine | Alaska | 9.6 | Dropped - in Alaska or in Hawaii or Puerto Rico
University of Alaska Fairbanks | 50711 | GEN5 | Coal Steam | Alaska | 17 | Dropped - in Alaska or in Hawaii or Puerto Rico
Altamont Pass Windplant | 50712 | GEN1 | Onshore Wind | California | 332.5 | Dropped - Units whose status does not meet NEEDS criteria
Blackjack Creek Treating | 50725 | BJC1 | Combustion Turbine | Florida | 0.4 | Dropped - Units whose status does not meet NEEDS criteria
Blackjack Creek Treating | 50725 | BJC2 | Combustion Turbine | Florida | 0.4 | Dropped - Units whose status does not meet NEEDS criteria
Blackjack Creek Treating | 50725 | BJC3 | Combustion Turbine | Florida | 0.4 | Dropped - Units whose status does not meet NEEDS criteria
Blackjack Creek Treating | 50725 | BJC4 | Combustion Turbine | Florida | 0.4 | Dropped - Units whose status does not meet NEEDS criteria
ExxonMobil Garden City Gas Plant | 50728 | 1 | O/G Steam | Louisiana | 0.6 | Dropped - Units whose status does not meet NEEDS criteria
ExxonMobil Garden City Gas Plant | 50728 | 2 | O/G Steam | Louisiana | 0.6 | Dropped - Units whose status does not meet NEEDS criteria
ExxonMobil Garden City Gas Plant | 50728 | 3 | O/G Steam | Louisiana | 0.6 | Dropped - Units whose status does not meet NEEDS criteria
ExxonMobil Garden City Gas Plant | 50728 | 4 | Combustion Turbine | Louisiana | 0.7 | Dropped - Units whose status does not meet NEEDS criteria
ExxonMobil Garden City Gas Plant | 50728 | 5 | Combustion Turbine | Louisiana | 0.1 | Dropped - Units whose status does not meet NEEDS criteria
Clairton Works | 50729 | GEN1 | Fossil Waste | Pennsylvania | 16 | Dropped - Onsite Unit
Clairton Works | 50729 | GEN3 | Fossil Waste | Pennsylvania | 8 | Dropped - Onsite Unit
Fairfield Works | 50730 | GEN1 | Fossil Waste | Alabama | 20 | Dropped - Units whose status does not meet NEEDS criteria
Fairfield Works | 50730 | GEN2 | Fossil Waste | Alabama | 20 | Dropped - Units whose status does not meet NEEDS criteria
Fairfield Works | 50730 | GEN3 | Fossil Waste | Alabama | 20 | Dropped - Units whose status does not meet NEEDS criteria
Fairfield Works | 50730 | GEN4 | Fossil Waste | Alabama | 20 | Dropped - Units whose status does not meet NEEDS criteria
Mon Valley Works | 50732 | GEN1 | Fossil Waste | Pennsylvania | 30 | Dropped - Onsite Unit
Mon Valley Works | 50732 | GEN2 | Fossil Waste | Pennsylvania | 30 | Dropped - Onsite Unit
Mon Valley Works | 50732 | GEN3 | Fossil Waste | Pennsylvania | 1.9 | Dropped - Onsite Unit
Gary Works | 50733 | STG1 | Fossil Waste | Indiana | 161 | Dropped - Onsite Unit
Exeter Energy LP | 50736 | GEN1 | Tires | Connecticut | 26 | Dropped - Units whose status does not meet NEEDS criteria
New Cornelia Branch Power Plant | 50738 | GEN1 | Combustion Turbine | Arizona | 2.9 | Dropped - Units whose status does not meet NEEDS criteria
New Cornelia Branch Power Plant | 50738 | GEN3 | Combustion Turbine | Arizona | 2.9 | Dropped - Units whose status does not meet NEEDS criteria
New Cornelia Branch Power Plant | 50738 | GEN4 | Combustion Turbine | Arizona | 7.3 | Dropped - Units whose status does not meet NEEDS criteria
Growgen | 50745 | GEN1 | Combined Cycle | California | 22 | Dropped - Units whose status does not meet NEEDS criteria
Growgen | 50745 | GEN2 | Combined Cycle | California | 6 | Dropped - Units whose status does not meet NEEDS criteria
Coidgen | 50746 | GEN1 | Combined Cycle | California | 22 | Dropped - Units whose status does not meet NEEDS criteria
Coidgen | 50746 | GEN2 | Combined Cycle | California | 6 | Dropped - Units whose status does not meet NEEDS criteria
Southeast Kern River Cogen | 50751 | GTG2 | Combustion Turbine | California | 3 | Dropped - Units whose status does not meet NEEDS criteria
Southeast Kern River Cogen | 50751 | GTG3 | Combustion Turbine | California | 3 | Dropped - Units whose status does not meet NEEDS criteria
South Belridge Cogeneration Facility | 50752 | GEN1 | Combustion Turbine | California | 19 | Dropped - Onsite Unit
South Belridge Cogeneration Facility | 50752 | GEN2 | Combustion Turbine | California | 19 | Dropped - Onsite Unit
South Belridge Cogeneration Facility | 50752 | GEN3 | Combustion Turbine | California | 19 | Dropped - Onsite Unit
Empire | 50760 | OE11 | Geothermal | Nevada | 0.6 | Dropped - Units whose status does not meet NEEDS criteria
Empire | 50760 | OE12 | Geothermal | Nevada | 0.9 | Dropped - Units whose status does not meet NEEDS criteria
Empire | 50760 | OE13 | Geothermal | Nevada | 0.9 | Dropped - Units whose status does not meet NEEDS criteria
Empire | 50760 | OE14 | Geothermal | Nevada | 0.9 | Dropped - Units whose status does not meet NEEDS criteria
Ormesa IH | 50762 | OE11 | Geothermal | California | 0.6 | Dropped - Units whose status does not meet NEEDS criteria
Ormesa IH | 50762 | OE12 | Geothermal | California | 0.6 | Dropped - Units whose status does not meet NEEDS criteria
Ormesa IH | 50762 | OE13 | Geothermal | California | 1 | Dropped - Units whose status does not meet NEEDS criteria
Ormesa IH | 50762 | OE14 | Geothermal | California | 0.6 | Dropped - Units whose status does not meet NEEDS criteria
Ormesa IH | 50762 | OE15 | Geothermal | California | 0.6 | Dropped - Units whose status does not meet NEEDS criteria
Ormesa IH | 50762 | OE16 | Geothermal | California | 1 | Dropped - Units whose status does not meet NEEDS criteria
Ormesa IH | 50762 | OE21 | Geothermal | California | 0.6 | Dropped - Units whose status does not meet NEEDS criteria
Ormesa IH | 50762 | OE22 | Geothermal | California | 0.6 | Dropped - Units whose status does not meet NEEDS criteria
Ormesa IH | 50762 | OE23 | Geothermal | California | 0.6 | Dropped - Units whose status does not meet NEEDS criteria
Ormesa IH | 50762 | OE24 | Geothermal | California | 0.6 | Dropped - Units whose status does not meet NEEDS criteria
Ormesa IH | 50762 | OE25 | Geothermal | California | 0.6 | Dropped - Units whose status does not meet NEEDS criteria
Ormesa IH | 50762 | OE26 | Geothermal | California | 0.6 | Dropped - Units whose status does not meet NEEDS criteria
Steamboat 1 | 50763 | OE11 | Geothermal | Nevada | 0.9 | Dropped - Units whose status does not meet NEEDS criteria
Steamboat 1 | 50763 | OE12 | Geothermal | Nevada | 0.9 | Dropped - Units whose status does not meet NEEDS criteria
Steamboat 1 | 50763 | OE13 | Geothermal | Nevada | 0.9 | Dropped - Units whose status does not meet NEEDS criteria
Steamboat 1 | 50763 | OE14 | Geothermal | Nevada | 0.9 | Dropped - Units whose status does not meet NEEDS criteria
Steamboat 1 | 50763 | OE21 | Geothermal | Nevada | 0.9 | Dropped - Units whose status does not meet NEEDS criteria
Steamboat 1 | 50763 | OE22 | Geothermal | Nevada | 0.9 | Dropped - Units whose status does not meet NEEDS criteria
Steamboat 1 | 50763 | OE23 | Geothermal | Nevada | 0.9 | Dropped - Units whose status does not meet NEEDS criteria
Ormesa IE | 50764 | OE10 | Geothermal | California | 0.6 | Dropped - Units whose status does not meet NEEDS criteria
Ormesa IE | 50764 | OE11 | Geothermal | California | 1 | Dropped - Units whose status does not meet NEEDS criteria
Ormesa IE | 50764 | OE12 | Geothermal | California | 0.6 | Dropped - Units whose status does not meet NEEDS criteria
Ormesa IE | 50764 | OEC1 | Geothermal | California | 1 | Dropped - Units whose status does not meet NEEDS criteria
Ormesa IE | 50764 | OEC2 | Geothermal | California | 0.6 | Dropped - Units whose status does not meet NEEDS criteria
Ormesa IE | 50764 | OEC3 | Geothermal | California | 1 | Dropped - Units whose status does not meet NEEDS criteria
Ormesa IE | 50764 | OEC4 | Geothermal | California | 0.6 | Dropped - Units whose status does not meet NEEDS criteria
Ormesa IE | 50764 | OEC5 | Geothermal | California | 1 | Dropped - Units whose status does not meet NEEDS criteria
Ormesa IE | 50764 | OEC6 | Geothermal | California | 0.6 | Dropped - Units whose status does not meet NEEDS criteria
Ormesa IE | 50764 | OEC7 | Geothermal | California | 1 | Dropped - Units whose status does not meet NEEDS criteria
Ormesa IE | 50764 | OEC8 | Geothermal | California | 0.6 | Dropped - Units whose status does not meet NEEDS criteria
Ormesa IE | 50764 | OEC9 | Geothermal | California | 1 | Dropped - Units whose status does not meet NEEDS criteria
Stillwater Facility | 50765 | OE11 | Geothermal | Nevada | 0.6 | Dropped - Units whose status does not meet NEEDS criteria
Stillwater Facility | 50765 | OE12 | Geothermal | Nevada | 0.6 | Dropped - Units whose status does not meet NEEDS criteria
Stillwater Facility | 50765 | OE13 | Geothermal | Nevada | 0.7 | Dropped - Units whose status does not meet NEEDS criteria
Stillwater Facility | 50765 | OE14 | Geothermal | Nevada | 0.7 | Dropped - Units whose status does not meet NEEDS criteria
Stillwater Facility | 50765 | OE15 | Geothermal | Nevada | 0.6 | Dropped - Units whose status does not meet NEEDS criteria
Stillwater Facility | 50765 | OE16 | Geothermal | Nevada | 0.7 | Dropped - Units whose status does not meet NEEDS criteria
Stillwater Facility | 50765 | OE17 | Geothermal | Nevada | 0.6 | Dropped - Units whose status does not meet NEEDS criteria
Stillwater Facility | 50765 | OE21 | Geothermal | Nevada | 0.6 | Dropped - Units whose status does not meet NEEDS criteria
Stillwater Facility | 50765 | OE22 | Geothermal | Nevada | 0.5 | Dropped - Units whose status does not meet NEEDS criteria
Stillwater Facility | 50765 | OE23 | Geothermal | Nevada | 0.6 | Dropped - Units whose status does not meet NEEDS criteria
Stillwater Facility | 50765 | OE24 | Geothermal | Nevada | 0.6 | Dropped - Units whose status does not meet NEEDS criteria
Stillwater Facility | 50765 | OE25 | Geothermal | Nevada | 0.6 | Dropped - Units whose status does not meet NEEDS criteria
Stillwater Facility | 50765 | OE26 | Geothermal | Nevada | 0.6 | Dropped - Units whose status does not meet NEEDS criteria
Stillwater Facility | 50765 | OE27 | Geothermal | Nevada | 0.5 | Dropped - Units whose status does not meet NEEDS criteria
Ormesa I | 50766 | OE1 | Geothermal | California | 0.7 | Dropped - Units whose status does not meet NEEDS criteria
Ormesa I | 50766 | OE10 | Geothermal | California | 0.7 | Dropped - Units whose status does not meet NEEDS criteria
Ormesa I | 50766 | OE11 | Geothermal | California | 0.5 | Dropped - Units whose status does not meet NEEDS criteria
Ormesa I | 50766 | OE12 | Geothermal | California | 0.5 | Dropped - Units whose status does not meet NEEDS criteria
Ormesa I | 50766 | OE13 | Geothermal | California | 0.7 | Dropped - Units whose status does not meet NEEDS criteria
Ormesa I | 50766 | OE14 | Geothermal | California | 0.5 | Dropped - Units whose status does not meet NEEDS criteria
Ormesa I | 50766 | OE15 | Geothermal | California | 0.5 | Dropped - Units whose status does not meet NEEDS criteria
Ormesa I | 50766 | OE16 | Geothermal | California | 0.7 | Dropped - Units whose status does not meet NEEDS criteria
Ormesa I | 50766 | OE2 | Geothermal | California | 0.7 | Dropped - Units whose status does not meet NEEDS criteria
Ormesa I | 50766 | OE21 | Geothermal | California | 0.5 | Dropped - Units whose status does not meet NEEDS criteria
Ormesa I | 50766 | OE22 | Geothermal | California | 0.5 | Dropped - Units whose status does not meet NEEDS criteria
Ormesa I | 50766 | OE23 | Geothermal | California | 0.9 | Dropped - Units whose status does not meet NEEDS criteria
Ormesa I | 50766 | OE24 | Geothermal | California | 0.5 | Dropped - Units whose status does not meet NEEDS criteria
Ormesa I | 50766 | OE25 | Geothermal | California | 0.5 | Dropped - Units whose status does not meet NEEDS criteria
Ormesa I | 50766 | OE26 | Geothermal | California | 0.9 | Dropped - Units whose status does not meet NEEDS criteria
Ormesa I | 50766 | OE27 | Geothermal | California | 0.9 | Dropped - Units whose status does not meet NEEDS criteria
Ormesa I | 50766 | OE28 | Geothermal | California | 0.9 | Dropped - Units whose status does not meet NEEDS criteria
Ormesa I | 50766 | OE3 | Geothermal | California | 0.9 | Dropped - Units whose status does not meet NEEDS criteria
Ormesa I | 50766 | OE4 | Geothermal | California | 0.7 | Dropped - Units whose status does not meet NEEDS criteria
Ormesa I | 50766 | OE5 | Geothermal | California | 1.1 | Dropped - Units whose status does not meet NEEDS criteria
Ormesa I | 50766 | OE6 | Geothermal | California | 1.1 | Dropped - Units whose status does not meet NEEDS criteria
Ormesa I | 50766 | OE7 | Geothermal | California | 0.7 | Dropped - Units whose status does not meet NEEDS criteria
Ormesa I | 50766 | OE8 | Geothermal | California | 0.7 | Dropped - Units whose status does not meet NEEDS criteria
Ormesa I | 50766 | OE9 | Geothermal | California | 0.7 | Dropped - Units whose status does not meet NEEDS criteria
Viking Energy of Northumberland | 50771 | GEN1 | Biomass | Pennsylvania | 16.2 | Dropped - Units whose status does not meet NEEDS criteria
Taylor Energy Partners LP | 50782 | AM1 | Landfill Gas | Pennsylvania | 0.6 | Dropped - Units whose status does not meet NEEDS criteria
Taylor Energy Partners LP | 50782 | AM2 | Landfill Gas | Pennsylvania | 0.4 | Dropped - Units whose status does not meet NEEDS criteria
Taylor Energy Partners LP | 50782 | AM3 | Landfill Gas | Pennsylvania | 0.4 | Dropped - Units whose status does not meet NEEDS criteria
Taylor Energy Partners LP | 50782 | AM4 | Landfill Gas | Pennsylvania | 0.4 | Dropped - Units whose status does not meet NEEDS criteria
Lafayette Energy Partners LP | 50788 | HA1 | Landfill Gas | New Jersey | 0.5 | Dropped - Units whose status does not meet NEEDS criteria
Lafayette Energy Partners LP | 50788 | HA2 | Landfill Gas | New Jersey | 0.5 | Dropped - Units whose status does not meet NEEDS criteria
Newark Power Plant | 50797 | GEN1 | Combined Cycle | New Jersey | 40.9 | Dropped - Units whose status does not meet NEEDS criteria
Newark Power Plant | 50797 | GEN2 | Combined Cycle | New Jersey | 16.1 | Dropped - Units whose status does not meet NEEDS criteria
Uncasville Mill | 50801 | GEN1 | O/G Steam | Connecticut | 1.3 | Dropped - Units whose status does not meet NEEDS criteria
Seminole Mill | 50803 | GEN3 | O/G Steam | Florida | 20 | Dropped - Onsite Unit
Catalyst Paper Snowflake Mill | 50805 | GEN1 | Coal Steam | Arizona | 26 | Dropped - Units whose status does not meet NEEDS criteria
Catalyst Paper Snowflake Mill | 50805 | GEN2 | Coal Steam | Arizona | 42 | Dropped - Units whose status does not meet NEEDS criteria
WestRock Panama City Mill | 50807 | GEN3 | Non-Fossil Waste | Florida | 4 | Dropped - Onsite Unit
WestRock Panama City Mill | 50807 | GEN4 | Non-Fossil Waste | Florida | 10 | Dropped - Onsite Unit
WestRock Panama City Mill | 50807 | GEN6 | Biomass | Florida | 21.8 | Dropped - Onsite Unit
Westrock Hodge (LA) | 50810 | NO 4 | Non-Fossil Waste | Louisiana | 3 | Dropped - Units whose status does not meet NEEDS criteria
Westrock Hodge (LA) | 50810 | NO 6 | Non-Fossil Waste | Louisiana | 5 | Dropped - Units whose status does not meet NEEDS criteria
Westrock Hodge (LA) | 50810 | NO 7 | Non-Fossil Waste | Louisiana | 15.6 | Dropped - Onsite Unit
Westrock Hodge (LA) | 50810 | NO 8 | Non-Fossil Waste | Louisiana | 27.5 | Dropped - Onsite Unit
Westrock Hodge (LA) | 50810 | NO 9 | Non-Fossil Waste | Louisiana | 23.3 | Dropped - Onsite Unit
RockTenn Coshocton Mill | 50811 | GEN1 | Biomass | Ohio | 12 | Dropped - Units whose status does not meet NEEDS criteria
Stone Container Ontonagon Mill | 50812 | GEN1 | Coal Steam | Michigan | 11.6 | Dropped - Units whose status does not meet NEEDS criteria
Stone Container Missoula Mill | 50814 | GEN1 | Non-Fossil Waste | Montana | 7.5 | Dropped - Units whose status does not meet NEEDS criteria
Stone Container Missoula Mill | 50814 | GEN2 | Non-Fossil Waste | Montana | 3.3 | Dropped - Units whose status does not meet NEEDS criteria
Stone Container Missoula Mill | 50814 | GEN3 | Non-Fossil Waste | Montana | 6.5 | Dropped - Units whose status does not meet NEEDS criteria
Dyer Road | 50818 | GEN1 | Onshore Wind | California | 10.5 | Dropped - Units whose status does not meet NEEDS criteria
ESI Project | 50819 | GEN1 | Onshore Wind | California | 1.2 | Dropped - Units whose status does not meet NEEDS criteria
Tres Vaqueros Wind Farms LLC | 50826 | 1 | Onshore Wind | California | 28.3 | Dropped - Units whose status does not meet NEEDS criteria
TES Filer City Station | 50835 | GEN2 | Combined Cycle | Michigan | 228 | Dropped - Units whose status does not meet NEEDS criteria
Gramercy Holdings LLC | 50846 | GT1 | Combustion Turbine | Louisiana | 15 | Dropped - Units whose status does not meet NEEDS criteria
Gramercy Holdings LLC | 50846 | GT2 | Combustion Turbine | Louisiana | 15 | Dropped - Units whose status does not meet NEEDS criteria
Gramercy Holdings LLC | 50846 | GT3 | Combustion Turbine | Louisiana | 15 | Dropped - Onsite Unit
Gramercy Holdings LLC | 50846 | GT4 | Combustion Turbine | Louisiana | 21 | Dropped - Onsite Unit
Gramercy Holdings LLC | 50846 | ST1 | O/G Steam | Louisiana | 17 | Dropped - Onsite Unit
Gramercy Holdings LLC | 50846 | ST2 | O/G Steam | Louisiana | 17 | Dropped - Onsite Unit
Gramercy Holdings LLC | 50846 | ST3 | O/G Steam | Louisiana | 6 | Dropped - Onsite Unit
Weir Cogen Plant | 50848 | GT1 | Combustion Turbine | California | 3.2 | Dropped - Units whose status does not meet NEEDS criteria
Onondaga Cogeneration | 50855 | GEN1 | Combined Cycle | New York | 45 | Dropped - Units whose status does not meet NEEDS criteria
Onondaga Cogeneration | 50855 | GEN2 | Combined Cycle | New York | 25 | Dropped - Units whose status does not meet NEEDS criteria
Onondaga Cogeneration | 50855 | GEN3 | Combined Cycle | New York | 23 | Dropped - Units whose status does not meet NEEDS criteria
Scott Wood | 50863 | ST2 | Biomass | Virginia | 0.8 | Dropped - Units whose status does not meet NEEDS criteria
Scott Wood | 50863 | ST3 | Biomass | Virginia | 2.6 | Dropped - Units whose status does not meet NEEDS criteria
Wheelabrator Claremont Facility | 50872 | GEN1 | Municipal Solid Waste | New Hampshire | 4.5 | Dropped - Units whose status does not meet NEEDS criteria
Boralex Sherman LLC | 50874 | GEN1 | Biomass | Maine | 21 | Dropped - Units whose status does not meet NEEDS criteria
Wheelabrator Norwalk Energy | 50876 | GEN1 | Combined Cycle | California | 23.6 | Dropped - Units whose status does not meet NEEDS criteria
Wheelabrator Norwalk Energy | 50876 | GEN2 | Combined Cycle | California | 3.7 | Dropped - Units whose status does not meet NEEDS criteria
Wheelabrator Shasta | 50881 | GEN4 | Biomass | California | 3.5 | Dropped - Units whose status does not meet NEEDS criteria
Ivy River Hydro | 50890 | GEN5 | Hydro | North Carolina | 0.2 | Dropped - Units whose status does not meet NEEDS criteria
Ivy River Hydro | 50890 | GEN6 | Hydro | North Carolina | 0.2 | Dropped - Units whose status does not meet NEEDS criteria
Covington Facility | 50900 | GEN1 | Coal Steam | Virginia | 10.5 | Dropped - Units whose status does not meet NEEDS criteria
Covington Facility | 50900 | GEN2 | Coal Steam | Virginia | 10.5 | Dropped - Units whose status does not meet NEEDS criteria
Covington Facility | 50900 | GEN6 | Non-Fossil Waste | Virginia | 5.5 | Dropped - Units whose status does not meet NEEDS criteria
Sagamore Plant Cogeneration | 50903 | GEN1 | O/G Steam | Indiana | 7.4 | Dropped - Onsite Unit
Univ New Mexico Cogen Plant | 50905 | 1 | Combustion Turbine | New Mexico | 2.1 | Dropped - Units whose status does not meet NEEDS criteria
Ford Utilities Center | 50906 | 2 | O/G Steam | New Mexico | 1.4 | Dropped - Units whose status does not meet NEEDS criteria
Ford Utilities Center | 50906 | 3 | Combustion Turbine | New Mexico | 6 | Dropped - Onsite Unit
Ford Utilities Center | 50906 | 4 | O/G Steam | New Mexico | 0.7 | Dropped - Onsite Unit
Ford Utilities Center | 50906 | 5 | Combustion Turbine | New Mexico | 6.2 | Dropped - Onsite Unit
Sherman Hospital | 50909 | 1 | Combustion Turbine | Illinois | 0.8 | Dropped - Units whose status does not meet NEEDS criteria
Sherman Hospital | 50909 | 2 | Combustion Turbine | Illinois | 0.8 | Dropped - Units whose status does not meet NEEDS criteria
Bassett Table | 50911 | 2102 | Biomass | Virginia | 1 | Dropped - Units whose status does not meet NEEDS criteria
J D Bassett Manufacturing | 50912 | 1929 | Biomass | Virginia | 0.8 | Dropped - Units whose status does not meet NEEDS criteria
J D Bassett Manufacturing | 50912 | 1930 | Biomass | Virginia | 0.8 | Dropped - Units whose status does not meet NEEDS criteria
Lavalley Lumber LLC | 50914 | 1500 | Biomass | Maine | 1.2 | Dropped - Units whose status does not meet NEEDS criteria
Erie Coke | 50920 | 1 | Fossil Waste | Pennsylvania | 1 | Dropped - Onsite Unit
San Jose Convention Center | 50925 | 1 | Combustion Turbine | California | 1.5 | Dropped - Units whose status does not meet NEEDS criteria
Derst Baking | 50927 | GEN1 | Combustion Turbine | Georgia | 0.4 | Dropped - Units whose status does not meet NEEDS criteria
Derst Baking | 50927 | GEN2 | Combustion Turbine | Georgia | 0.4 | Dropped - Units whose status does not meet NEEDS criteria
Derst Baking | 50927 | GEN3 | Combustion Turbine | Georgia | 0.4 | Dropped - Units whose status does not meet NEEDS criteria
Des Moines Wastewater Reclamation Fac | 50932 | 01 | Non-Fossil Waste | Iowa | 0.6 | Dropped - Units whose status does not meet NEEDS criteria
Des Moines Wastewater Reclamation Fac | 50932 | 02 | Non-Fossil Waste | Iowa | 0.6 | Dropped - Units whose status does not meet NEEDS criteria
Des Moines Wastewater Reclamation Fac | 50932 | 03 | Non-Fossil Waste | Iowa | 0.6 | Dropped - Units whose status does not meet NEEDS criteria
Des Moines Wastewater Reclamation Fac | 50932 | 72-04 | Non-Fossil Waste | Iowa | 1.4 | Dropped - Onsite Unit
Des Moines Wastewater Reclamation Fac | 50932 | 72-05 | Non-Fossil Waste | Iowa | 1.4 | Dropped - Onsite Unit
Rhinelander Mill | 50933 | GEN3 | O/G Steam | Wisconsin | 0.6 | Dropped - Units whose status does not meet NEEDS criteria
Rhinelander Mill | 50933 | GEN5 | O/G Steam | Wisconsin | 4 | Dropped - Onsite Unit
Rhinelander Mill | 50933 | GEN6 | Coal Steam | Wisconsin | 6.3 | Dropped - Onsite Unit
Rhinelander Mill | 50933 | HYD1 | Hydro | Wisconsin | 0.5 | Dropped - Onsite Unit
Rhinelander Mill | 50933 | HYD2 | Hydro | Wisconsin | 0.5 | Dropped - Onsite Unit
Rhinelander Mill | 50933 | HYD3 | Hydro | Wisconsin | 1 | Dropped - Onsite Unit
Southernmost Waste To Energy | 50934 | MKW1 | Municipal Solid Waste | Florida | 2.3 | Dropped - Units whose status does not meet NEEDS criteria
Caterpillar | 50935 | 3512 | Combustion Turbine | Indiana | 0.8 | Dropped - Onsite Unit
Caterpillar | 50935 | 3516 | Combustion Turbine | Indiana | 0.8 | Dropped - Onsite Unit
Caterpillar | 50935 | 516A | Combustion Turbine | Indiana | 1.8 | Dropped - Onsite Unit
Caterpillar | 50935 | ET1 | Combustion Turbine | Indiana | 2 | Dropped - Onsite Unit
Caterpillar | 50935 | ET2 | Combustion Turbine | Indiana | 2 | Dropped - Onsite Unit
Caterpillar | 50935 | ET3 | Combustion Turbine | Indiana | 2.5 | Dropped - Onsite Unit
Caterpillar | 50935 | ET4 | Combustion Turbine | Indiana | 2.5 | Dropped - Onsite Unit
Caterpillar | 50935 | R12 | Combustion Turbine | Indiana | 0.3 | Dropped - Onsite Unit
Winnebago County Landfill Gas | 50936 | EG1 | Landfill Gas | Wisconsin | 0.9 | Dropped - Units whose status does not meet NEEDS criteria
Winnebago County Landfill Gas | 50936 | EG2 | Landfill Gas | Wisconsin | 0.9 | Dropped - Retired/Planned Retirement by 06/2023
Winnebago County Landfill Gas | 50936 | EG6 | Landfill Gas | Wisconsin | 1.4 | Dropped - Units whose status does not meet NEEDS criteria
William Beaumont Hospital | 50937 | GENA | Combustion Turbine | Michigan | 1.9 | Dropped - Onsite Unit
William Beaumont Hospital | 50937 | GENB | Combustion Turbine | Michigan | 1.9 | Dropped - Onsite Unit
Lagoon Cogeneration Facility | 50942 | 1 | Combustion Turbine | Utah | 0.5 | Dropped - Onsite Unit
Lagoon Cogeneration Facility | 50942 | 2 | Combustion Turbine | Utah | 0.5 | Dropped - Onsite Unit
Lagoon Cogeneration Facility | 50942 | 3 | Combustion Turbine | Utah | 0.5 | Dropped - Onsite Unit
R & R Lumber | 50945 | ST1 | Biomass | Oregon | 1.4 | Dropped - Units whose status does not meet NEEDS criteria
Wheelabrator Martell | 50950 | GEN1 | Biomass | California | 15 | Dropped - Units whose status does not meet NEEDS criteria
Saint Francis Hospital | 50952 | GEN1 | Combustion Turbine | Illinois | 0.8 | Dropped - Units whose status does not meet NEEDS criteria
Saint Francis Hospital | 50952 | GEN2 | Combustion Turbine | Illinois | 0.8 | Dropped - Units whose status does not meet NEEDS criteria
Dan River Power Plant | 50954 | GEN1 | Coal Steam | Virginia | 3 | Dropped - Units whose status does not meet NEEDS criteria
Dan River Power Plant | 50954 | GEN2 | Coal Steam | Virginia | 6 | Dropped - Units whose status does not meet NEEDS criteria
Rousselot Inc | 50955 | GEN1 | O/G Steam | Massachusetts | 1.5 | Dropped - Onsite Unit
Rousselot Inc | 50955 | GEN2 | O/G Steam | Massachusetts | 1.5 | Dropped - Onsite Unit
Rousselot Inc | 50955 | GEN3 | O/G Steam | Massachusetts | 3.3 | Dropped - Onsite Unit
Bowater Newsprint Calhoun Operation | 50956 | GEN1 | Non-Fossil Waste | Tennessee | 17 | Dropped - Onsite Unit
Bowater Newsprint Calhoun Operation | 50956 | GEN2 | Non-Fossil Waste | Tennessee | 19 | Dropped - Onsite Unit
Bowater Newsprint Calhoun Operation | 50956 | GEN3 | Non-Fossil Waste | Tennessee | 27 | Dropped - Onsite Unit
Nitram | 50958 | GEN1 | O/G Steam | Florida | 2 | Dropped - Units whose status does not meet NEEDS criteria
Naval Hospital Medical Center | 50963 | 1TG | Combustion Turbine | California | 0.7 | Dropped - Units whose status does not meet NEEDS criteria
Naval Hospital Medical Center | 50963 | 2TG | Combustion Turbine | California | 0.7 | Dropped - Units whose status does not meet NEEDS criteria
Naval Hospital Medical Center | 50963 | 3TG | Combustion Turbine | California | 0.7 | Dropped - Units whose status does not meet NEEDS criteria
Naval Hospital Medical Center | 50963 | 4TG | Combustion Turbine | California | 4.4 | Dropped - Onsite Unit
Toledo Ref Power Recovery Train | 50965 | GEN1 | Coal Steam | Ohio | 6 | Dropped - Onsite Unit
Bellmeade Power Station | 50966 | 1 | Combined Cycle | Virginia | 95 | Dropped - Units whose status does not meet NEEDS criteria
Bellmeade Power Station | 50966 | 2 | Combined Cycle | Virginia | 95 | Dropped - Units whose status does not meet NEEDS criteria
Bellmeade Power Station | 50966 | 3 | Combined Cycle | Virginia | 77 | Dropped - Units whose status does not meet NEEDS criteria
Watsonville Power Plant | 50968 | GEN1 | Combined Cycle | California | 22 | Dropped - Units whose status does not meet NEEDS criteria
Watsonville Power Plant | 50968 | GEN2 | Combined Cycle | California | 6.9 | Dropped - Units whose status does not meet NEEDS criteria
MU Combined Heat and Power Plant | 50969 | 6025 | O/G Steam | Missouri | 0.3 | Dropped - Onsite Unit
MU Combined Heat and Power Plant | 50969 | DGT1 | Combustion Turbine | Missouri | 2 | Dropped - Onsite Unit
MU Combined Heat and Power Plant | 50969 | GEN1 | O/G Steam | Missouri | 6 | Dropped - Onsite Unit
MU Combined Heat and Power Plant | 50969 | GEN2 | O/G Steam | Missouri | 12.2 | Dropped - Onsite Unit
MU Combined Heat and Power Plant | 50969 | GEN3 | O/G Steam | Missouri | 19.2 | Dropped - Onsite Unit
MU Combined Heat and Power Plant | 50969 | GEN4 | O/G Steam | Missouri | 13.3 | Dropped - Onsite Unit
MU Combined Heat and Power Plant | 50969 | GEN6 | Combustion Turbine | Missouri | 0.5 | Dropped - Onsite Unit
MU Combined Heat and Power Plant | 50969 | GEN7 | Combustion Turbine | Missouri | 1 | Dropped - Onsite Unit
MU Combined Heat and Power Plant | 50969 | NTG1 | Combustion Turbine | Missouri | 11.4 | Dropped - Onsite Unit
MU Combined Heat and Power Plant | 50969 | NTG2 | Combustion Turbine | Missouri | 11.4 | Dropped - Onsite Unit
Motiva Enterprises Port Arthur Refinery | 50973 | GN26 | Combined Cycle | Texas | 9.7 | Dropped - Units whose status does not meet NEEDS criteria
Motiva Enterprises Port Arthur Refinery | 50973 | GN27 | Combined Cycle | Texas | 4.3 | Dropped - Units whose status does not meet NEEDS criteria
Motiva Enterprises Port Arthur Refinery | 50973 | GN31 | Combined Cycle | Texas | 8.4 | Dropped - Onsite Unit
Motiva Enterprises Port Arthur Refinery | 50973 | GN32 | Combined Cycle | Texas | 10.5 | Dropped - Onsite Unit
Motiva Enterprises Port Arthur Refinery | 50973 | GN33 | Combined Cycle | Texas | 21.5 | Dropped - Onsite Unit
Motiva Enterprises Port Arthur Refinery | 50973 | GN34 | Combustion Turbine | Texas | 15.6 | Dropped - Onsite Unit
Motiva Enterprises Port Arthur Refinery | 50973 | GN35 | Combined Cycle | Texas | 39 | Dropped - Onsite Unit
Motiva Enterprises Port Arthur Refinery | 50973 | GN41 | Combined Cycle | Texas | 36.1 | Dropped - Onsite Unit
Motiva Enterprises Port Arthur Refinery | 50973 | GN42 | Combined Cycle | Texas | 36.1 | Dropped - Onsite Unit
Motiva Enterprises Port Arthur Refinery | 50973 | GN43 | Combined Cycle | Texas | 36.1 | Dropped - Onsite Unit
Motiva Enterprises Port Arthur Refinery | 50973 | GN44 | Combined Cycle | Texas | 36.1 | Dropped - Onsite Unit
Indiantown Cogeneration LP | 50976 | GEN1 | Coal Steam | Florida | 330 | Dropped - Retired/Planned Retirement by 06/2023
Solano County Cogen Plant | 50985 | 3163 | Combustion Turbine | California | 1 | Dropped - Onsite Unit
Solano County Cogen Plant | 50985 | 3164 | Combustion Turbine | California | 0.4 | Dropped - Onsite Unit
Solano County Cogen Plant | 50985 | 3165 | Combustion Turbine | California | 1.4 | Dropped - Onsite Unit
Ingersoll Milling Machine | 50989 | 0071 | Combustion Turbine | Illinois | 0.6 | Dropped - Units whose status does not meet NEEDS criteria
Ingersoll Milling Machine | 50989 | 0072 | Combustion Turbine | Illinois | 0.6 | Dropped - Units whose status does not meet NEEDS criteria
Ingersoll Milling Machine | 50989 | 0073 | Combustion Turbine | Illinois | 0.6 | Dropped - Units whose status does not meet NEEDS criteria
Ingersoll Milling Machine | 50989 | 0074 | Combustion Turbine | Illinois | 0.6 | Dropped - Units whose status does not meet NEEDS criteria
Ingersoll Milling Machine | 50989 | 0075 | Combustion Turbine | Illinois | 0.6 | Dropped - Units whose status does not meet NEEDS criteria
Ingersoll Milling Machine | 50989 | 0076 | Combustion Turbine | Illinois | 0.7 | Dropped - Units whose status does not meet NEEDS criteria
Ingersoll Milling Machine | 50989 | 0077 | Combustion Turbine | Illinois | 0.6 | Dropped - Units whose status does not meet NEEDS criteria
Marathon Electric | 50990 | P1-1 | Combustion Turbine | Wisconsin | 0.4 | Dropped - Units whose status does not meet NEEDS criteria
Marathon Electric | 50990 | P1-2 | Combustion Turbine | Wisconsin | 0.4 | Dropped - Units whose status does not meet NEEDS criteria
Marathon Electric | 50990 | P2-3 | Combustion Turbine | Wisconsin | 0.9 | Dropped - Onsite Unit
Marathon Electric | 50990 | P2-4 | Combustion Turbine | Wisconsin | 0.9 | Dropped - Onsite Unit
Marathon Electric | 50990 | P3-5 | Combustion Turbine | Wisconsin | 0.7 | Dropped - Units whose status does not meet NEEDS criteria
Pryor Power Plant | 50991 | GEN1 | Combustion Turbine | Oklahoma | 17.5 | Dropped - Units whose status does not meet NEEDS criteria
Pryor Power Plant | 50991 | GEN2 | Combustion Turbine | Oklahoma | 17.5 | Dropped - Units whose status does not meet NEEDS criteria
Pryor Power Plant | 50991 | GEN3 | Combustion Turbine | Oklahoma | 17.5 | Dropped - Units whose status does not meet NEEDS criteria
Pryor Power Plant | 50991 | GEN4 | Combustion Turbine | Oklahoma | 33.5 | Dropped - Units whose status does not meet NEEDS criteria
Pryor Power Plant | 50991 | GEN8 | O/G Steam | Oklahoma | 2.5 | Dropped - Units whose status does not meet NEEDS criteria
Pryor Power Plant | 50991 | GEN9 | O/G Steam | Oklahoma | 10 | Dropped - Units whose status does not meet NEEDS criteria
Pryor Power Plant | 50991 | GN10 | O/G Steam | Oklahoma | 13 | Dropped - Units whose status does not meet NEEDS criteria
Gallup Refinery | 50997 | GEN1 | Combustion Turbine | New Mexico | 2.9 | Dropped - Units whose status does not meet NEEDS criteria
Gallup Refinery | 50997 | GEN2 | Combustion Turbine | New Mexico | 2.9 | Dropped - Units whose status does not meet NEEDS criteria
Bunge Milling Cogen | 51000 | GEN1 | Coal Steam | Illinois | 17.6 | Dropped - Units whose status does not meet NEEDS criteria
Enterprise Sugar Factory | 51008 | 1000 | Biomass | Louisiana | 1 | Dropped - Onsite Unit
Enterprise Sugar Factory | 51008 | 2000 | Biomass | Louisiana | 2 | Dropped - Onsite Unit
Brown University Central Heating | 51029 | EMG1 | O/G Steam | Rhode Island | 3 | Dropped - Units whose status does not meet NEEDS criteria
Hofstra University | 51035 | GEN1 | Combustion Turbine | New York | 1.1 | Dropped - Retired/Planned Retirement by 06/2023
Hofstra University | 51035 | GEN2 | Combustion Turbine | New York | 1.1 | Dropped - Retired/Planned Retirement by 06/2023
Merritt Square Mall | 52003 | NO1 | Combustion Turbine | Florida | 0.8 | Dropped - Units whose status does not meet NEEDS criteria
Merritt Square Mall | 52003 | NO2 | Combustion Turbine | Florida | 0.7 | Dropped - Units whose status does not meet NEEDS criteria
Merritt Square Mall | 52003 | NO3 | Combustion Turbine | Florida | 0.7 | Dropped - Units whose status does not meet NEEDS criteria
Merritt Square Mall | 52003 | NO4 | Combustion Turbine | Florida | 0.8 | Dropped - Units whose status does not meet NEEDS criteria
Merritt Square Mall | 52003 | NO5 | Combustion Turbine | Florida | 0.7 | Dropped - Units whose status does not meet NEEDS criteria
Merritt Square Mall | 52003 | NO6 | Combustion Turbine | Florida | 0.7 | Dropped - Units whose status does not meet NEEDS criteria
Merritt Square Mall | 52003 | NO7 | Combustion Turbine | Florida | 1 | Dropped - Units whose status does not meet NEEDS criteria
Plaquemine Operations | 52005 | GEN1 | Combined Cycle | Louisiana | 49 | Dropped - Units whose status does not meet NEEDS criteria
Plaquemine Operations | 52005 | GEN2 | Combined Cycle | Louisiana | 49 | Dropped - Units whose status does not meet NEEDS criteria
LaO Energy Systems | 52006 | GEN7 | Combined Cycle | Louisiana | 95 | Dropped - Units whose status does not meet NEEDS criteria
LaO Energy Systems | 52006 | GEN8 | Combined Cycle | Louisiana | 95 | Dropped - Units whose status does not meet NEEDS criteria
Mecklenburg Power Station | 52007 | GEN1 | Coal Steam | Virginia | 69 | Dropped - Units whose status does not meet NEEDS criteria
Mecklenburg Power Station | 52007 | GEN2 | Coal Steam | Virginia | 69 | Dropped - Units whose status does not meet NEEDS criteria
Valero Refining Texas Houston | 52012 | GEN1 | Combustion Turbine | Texas | 16.2 | Dropped - Units whose status does not meet NEEDS criteria
Valero Refining Texas Houston | 52012 | GEN2 | Combustion Turbine | Texas | 16.2 | Dropped - Units whose status does not meet NEEDS criteria
Valero Refining Texas City | 52013 | GEN1 | Combustion Turbine | Texas | 3.6 | Dropped - Units whose status does not meet NEEDS criteria
Valero Refining Texas City | 52013 | GEN2 | Combustion Turbine | Texas | 12 | Dropped - Units whose status does not meet NEEDS criteria
Valero Refining Texas City | 52013 | GEN3 | Combustion Turbine | Texas | 12 | Dropped - Units whose status does not meet NEEDS criteria
Menominee Acquisition | 52017 | ST2 | Coal Steam | Michigan | 2.5 | Dropped - Units whose status does not meet NEEDS criteria
Rhode Island Hospital | 52024 | GEN2 | O/G Steam | Rhode Island | 1.7 | Dropped - Onsite Unit
Rhode Island Hospital | 52024 | GEN4 | O/G Steam | Rhode Island | 1.7 | Dropped - Onsite Unit
Rhode Island Hospital | 52024 | NEW1 | O/G Steam | Rhode Island | 3.5 | Dropped - Onsite Unit
Rhode Island Hospital | 52024 | NEW3 | O/G Steam | Rhode Island | 3.5 | Dropped - Onsite Unit
Puna Geothermal Venture I | 52028 | OEC11 | Geothermal | Hawaii | 3.1 | Dropped - in Alaska or in Hawaii or Puerto Rico
Puna Geothermal Venture I | 52028 | OEC12 | Geothermal | Hawaii | 3.1 | Dropped - in Alaska or in Hawaii or Puerto Rico
Puna Geothermal Venture I | 52028 | OEC13 | Geothermal | Hawaii | 3.1 | Dropped - in Alaska or in Hawaii or Puerto Rico
Puna Geothermal Venture I | 52028 | OEC14 | Geothermal | Hawaii | 3.1 | Dropped - in Alaska or in Hawaii or Puerto Rico
Puna Geothermal Venture I | 52028 | OEC15 | Geothermal | Hawaii | 3.1 | Dropped - in Alaska or in Hawaii or Puerto Rico
Puna Geothermal Venture I | 52028 | OEC21 | Geothermal | Hawaii | 3.1 | Dropped - in Alaska or in Hawaii or Puerto Rico
Puna Geothermal Venture I | 52028 | OEC22 | Geothermal | Hawaii | 3.1 | Dropped - in Alaska or in Hawaii or Puerto Rico
Puna Geothermal Venture I | 52028 | OEC23 | Geothermal | Hawaii | 3.1 | Dropped - in Alaska or in Hawaii or Puerto Rico
Puna Geothermal Venture I | 52028 | OEC24 | Geothermal | Hawaii | 3.1 | Dropped - in Alaska or in Hawaii or Puerto Rico
Puna Geothermal Venture I | 52028 | OEC25 | Geothermal | Hawaii | 3.1 | Dropped - in Alaska or in Hawaii or Puerto Rico
Puna Geothermal Venture I | 52028 | OEC31 | Geothermal | Hawaii | 6 | Dropped - in Alaska or in Hawaii or Puerto Rico
Puna Geothermal Venture I | 52028 | OEC32 | Geothermal | Hawaii | 6 | Dropped - in Alaska or in Hawaii or Puerto Rico
Alliance Refinery | 52031 | GEN1 | Fossil Waste | Louisiana | 6 | Dropped - Onsite Unit
Alliance Refinery | 52031 | GEN2 | Fossil Waste | Louisiana | 19 | Dropped - Onsite Unit
IVEX Packaging | 52032 | 0001 | Combustion Turbine | Illinois | 3.5 | Dropped - Units whose status does not meet NEEDS criteria
Moretown Generating Station | 52033 | 1 | Hydro | Vermont | 0.3 | Dropped - Units whose status does not meet NEEDS criteria
Bunge Oil | 52034 | 1 | Combustion Turbine | Illinois | 2.8 | Dropped - Units whose status does not meet NEEDS criteria
Hopkinton Energy | 52041 | GEN1 | Biomass | New Hampshire | 11 | Dropped - Units whose status does not meet NEEDS criteria
Vanderbilt University Power Plant | 52048 | GEN1 | Coal Steam | Tennessee | 6.5 | Dropped - Units whose status does not meet NEEDS criteria
Vanderbilt University Power Plant | 52048 | GEN2 | Coal Steam | Tennessee | 4.5 | Dropped - Units whose status does not meet NEEDS criteria
Vanderbilt University Power Plant | 52048 | GT1 | Combustion Turbine | Tennessee | 4 | Dropped - Units whose status does not meet NEEDS criteria
Vanderbilt University Power Plant | 52048 | GT1B | Combustion Turbine | Tennessee | 5.8 | Dropped - Onsite Unit
Vanderbilt University Power Plant | 52048 | GT2 | Combustion Turbine | Tennessee | 4 | Dropped - Onsite Unit
Vanderbilt University Power Plant | 52048 | GT3 | Combustion Turbine | Tennessee | 7.8 | Dropped - Onsite Unit
I 95 Municipal Landfill Phase I | 52051 | UNT1 | Landfill Gas | Virginia | 0.8 | Dropped - Units whose status does not meet NEEDS criteria
I 95 Municipal Landfill Phase I | 52051 | UNT2 | Landfill Gas | Virginia | 0.8 | Dropped - Units whose status does not meet NEEDS criteria
I 95 Municipal Landfill Phase I | 52051 | UNT3 | Landfill Gas | Virginia | 0.8 | Dropped - Units whose status does not meet NEEDS criteria
I 95 Municipal Landfill Phase I | 52051 | UNT4 | Landfill Gas | Virginia | 0.8 | Dropped - Units whose status does not meet NEEDS criteria
Martinez Sulfuric Acid Regeneration Plt | 52063 | GEN1 | Non-Fossil Waste | California | 4 | Dropped - Onsite Unit
Point Comfort Operations | 52069 | GEN1 | O/G Steam | Texas | 14.9 | Dropped - Onsite Unit
Point Comfort Operations | 52069 | GEN2 | O/G Steam | Texas | 14.9 | Dropped - Onsite Unit
Point Comfort Operations | 52069 | GEN3 | O/G Steam | Texas | 14.9 | Dropped - Onsite Unit
Point Comfort Operations | 52069 | GEN4 | O/G Steam | Texas | 14 | Dropped - Onsite Unit
Sandow No 5 | 52071 | 5 | Coal Steam | Texas | 600 | Dropped - Units whose status does not meet NEEDS criteria
Sandow No 5 | 52071 | GEN1 | Coal Steam | Texas | 121 | Dropped - Units whose status does not meet NEEDS criteria
Sandow No 5 | 52071 | GEN2 | Coal Steam | Texas | 121 | Dropped - Units whose status does not meet NEEDS criteria
Sandow No 5 | 52071 | GEN3 | Coal Steam | Texas | 121 | Dropped - Units whose status does not meet NEEDS criteria
Radford Army Ammunition Plant | 52072 | GEN1 | O/G Steam | Virginia | 5.6 | Dropped - Onsite Unit
Radford Army Ammunition Plant | 52072 | GEN2 | O/G Steam | Virginia | 5.6 | Dropped - Onsite Unit
Radford Army Ammunition Plant | 52072 | GEN3 | O/G Steam | Virginia | 5.6 | Dropped - Onsite Unit
Radford Army Ammunition Plant | 52072 | GEN4 | O/G Steam | Virginia | 5.6 | Dropped - Onsite Unit
McKittrick Cogen | 52076 | GEN1 | Combustion Turbine | California | 3 | Dropped - Units whose status does not meet NEEDS criteria
McKittrick Cogen | 52076 | GEN2 | Combustion Turbine | California | 3 | Dropped - Units whose status does not meet NEEDS criteria
McKittrick Cogen | 52076 | GEN3 | Combustion Turbine | California | 3 | Dropped - Units whose status does not meet NEEDS criteria
North Midway Cogen | 52078 | GEN7 | Combustion Turbine | California | 3 | Dropped - Units whose status does not meet NEEDS criteria
North Midway Cogen | 52078 | GEN8 | Combustion Turbine | California | 3 | Dropped - Units whose status does not meet NEEDS criteria
North Midway Cogen | 52078 | GEN9 | Combustion Turbine | California | 3 | Dropped - Units whose status does not meet NEEDS criteria
Concord Cogen | 52080 | 1606 | Combustion Turbine | California | 1.5 | Dropped - Units whose status does not meet NEEDS criteria
Coalinga 6C Cogen | 52083 | TG1 | Combustion Turbine | California | 2.7 | Dropped - Units whose status does not meet NEEDS criteria
Coalinga 6C Cogen | 52083 | TG2 | Combustion Turbine | California | 2.7 | Dropped - Units whose status does not meet NEEDS criteria
Pascagoula Cogen | 52084 | TG1 | Fossil Waste | Mississippi | 4 | Dropped - Units whose status does not meet NEEDS criteria
Celanese Acetate LLC | 52089 | DEG1 | Combustion Turbine | Virginia | 2 | Dropped - Units whose status does not meet NEEDS criteria
Celanese Acetate LLC | 52089 | GEN1 | O/G Steam | Virginia | 6 | Dropped - Onsite Unit
Celanese Acetate LLC | 52089 | GEN2 | O/G Steam | Virginia | 6 | Dropped - Onsite Unit
Celanese Acetate LLC | 52089 | GEN3 | O/G Steam | Virginia | 6 | Dropped - Onsite Unit
Celanese Acetate LLC | 52089 | GEN4 | O/G Steam | Virginia | 9.2 | Dropped - Onsite Unit
New York Methodist Hospital | 52091 | 3A | Combustion Turbine | New York | 0.7 | Dropped - Units whose status does not meet NEEDS criteria
New York Methodist Hospital | 52091 | 4C | Combustion Turbine | New York | 0.7 | Dropped - Units whose status does not meet NEEDS criteria
Kern River Fee B Cogen | 52092 | GEN1 | Combustion Turbine | California | 3.2 | Dropped - Units whose status does not meet NEEDS criteria
Oxford Cogeneration Facility | 52093 | GEN1 | Combustion Turbine | California | 2.4 | Dropped - Units whose status does not meet NEEDS criteria
Oxford Cogeneration Facility | 52093 | GEN2 | Combustion Turbine | California | 2.4 | Dropped - Units whose status does not meet NEEDS criteria
Kern River Fee A Cogen | 52094 | GEN1 | Combustion Turbine | California | 3.2 | Dropped - Units whose status does not meet NEEDS criteria
Kern River Fee A Cogen | 52094 | GEN2 | Combustion Turbine | California | 3.2 | Dropped - Units whose status does not meet NEEDS criteria
Kern River Fee C Cogen | 52095 | GEN1 | Combustion Turbine | California | 3.2 | Dropped - Units whose status does not meet NEEDS criteria
Kern River Fee C Cogen | 52095 | GEN2 | Combustion Turbine | California | 3.2 | Dropped - Units whose status does not meet NEEDS criteria
Plant No 2 Orange County | 52099 | GEN1 | Non-Fossil Waste | California | 2.7 | Dropped - Onsite Unit
Plant No 2 Orange County | 52099 | GEN2 | Non-Fossil Waste | California | 2.7 | Dropped - Onsite Unit
Plant No 2 Orange County | 52099 | GEN3 | Non-Fossil Waste | California | 2.7 | Dropped - Onsite Unit
Plant No 2 Orange County | 52099 | GEN4 | Non-Fossil Waste | California | 2.7 | Dropped - Onsite Unit
Plant No 2 Orange County | 52099 | GEN5 | Non-Fossil Waste | California | 2.7 | Dropped - Onsite Unit
Plant No 2 Orange County | 52099 | GEN6 | Non-Fossil Waste | California | 0.9 | Dropped - Onsite Unit
Richmond Refinery TG800 | 52105 | GEN1 | Fossil Waste | California | 3.7 | Dropped - Units whose status does not meet NEEDS criteria
Richmond Refinery TG800 | 52105 | GEN2 | Fossil Waste | California | 3.7 | Dropped - Units whose status does not meet NEEDS criteria
Richmond Refinery TG800 | 52105 | GEN3 | Fossil Waste | California | 3.7 | Dropped - Units whose status does not meet NEEDS criteria
Richmond Refinery TG800 | 52105 | GEN4 | Fossil Waste | California | 8.4 | Dropped - Units whose status does not meet NEEDS criteria
Philadelphia Refinery | 52106 | GEN1 | Fossil Waste | Pennsylvania | 7.7 | Dropped - Onsite Unit
Philadelphia Refinery | 52106 | GEN2 | Fossil Waste | Pennsylvania | 6.7 | Dropped - Units whose status does not meet NEEDS criteria
Philadelphia Refinery | 52106 | GEN3 | Fossil Waste | Pennsylvania | 0.4 | Dropped - Onsite Unit
Valero Energy Port Arthur Refinery | 52108 | GEN1 | Combined Cycle | Texas | 14 | Dropped - Units whose status does not meet NEEDS criteria
Valero Energy Port Arthur Refinery | 52108 | GEN2 | Combustion Turbine | Texas | 12 | Dropped - Units whose status does not meet NEEDS criteria
Valero Energy Port Arthur Refinery | 52108 | GEN3 | Combined Cycle | Texas | 12 | Dropped - Units whose status does not meet NEEDS criteria
Valero Energy Port Arthur Refinery | 52108 | GEN4 | Fossil Waste | Texas | 10 | Dropped - Units whose status does not meet NEEDS criteria
Valero Energy Port Arthur Refinery | 52108 | GEN5 | Fossil Waste | Texas | 10 | Dropped - Units whose status does not meet NEEDS criteria
Valero Energy Port Arthur Refinery | 52108 | GEN6 | Fossil Waste | Texas | 10 | Dropped - Units whose status does not meet NEEDS criteria
Valero Energy Port Arthur Refinery | 52108 | GEN7 | Fossil Waste | Texas | 10 | Dropped - Units whose status does not meet NEEDS criteria
Richmond Cogen | 52109 | GEN1 | Combined Cycle | California | 50 | Dropped - Onsite Unit
Richmond Cogen | 52109 | GEN2 | Combined Cycle | California | 50 | Dropped - Onsite Unit
Richmond Cogen | 52109 | GEN3 | Combined Cycle | California | 43 | Dropped - Units whose status does not meet NEEDS criteria
Richmond Cogen | 52109 | GEN5 | Combined Cycle | California | 30.4 | Dropped - Onsite Unit
Ingredion Stockton | 52115 | GEN1 | Combustion Turbine | California | 2.8 | Dropped - Units whose status does not meet NEEDS criteria
Ingredion Stockton | 52115 | GEN2 | Combustion Turbine | California | 6.5 | Dropped - Units whose status does not meet NEEDS criteria
Multitrade of Pittsylvania LP | 52118 | GEN1 | Biomass | Virginia | 41.5 | Dropped - Units whose status does not meet NEEDS criteria
Multitrade of Pittsylvania LP | 52118 | GEN2 | Biomass | Virginia | 41.5 | Dropped - Units whose status does not meet NEEDS criteria
Primary Childrens Medical Center | 52119 | CG01 | Combustion Turbine | Utah | 0.6 | Dropped - Units whose status does not meet NEEDS criteria
Primary Childrens Medical Center | 52119 | CG02 | Combustion Turbine | Utah | 0.6 | Dropped - Units whose status does not meet NEEDS criteria
Primary Childrens Medical Center | 52119 | CG03 | Combustion Turbine | Utah | 0.6 | Dropped - Units whose status does not meet NEEDS criteria
Freeport Energy | 52120 | G-31 | Combined Cycle | Texas | 50 | Dropped - Units whose status does not meet NEEDS criteria
Freeport Energy | 52120 | G-33 | Combined Cycle | Texas | 49 | Dropped - Units whose status does not meet NEEDS criteria
Freeport Energy | 52120 | G-35 | Combined Cycle | Texas | 95.6 | Dropped - Units whose status does not meet NEEDS criteria
Freeport Energy | 52120 | G-36 | Combined Cycle | Texas | 99 | Dropped - Units whose status does not meet NEEDS criteria
Freeport Energy | 52120 | G-37 | Combustion Turbine | Texas | 59.2 | Dropped - Onsite Unit
Freeport Energy | 52120 | G-42 | Combined Cycle | Texas | 46 | Dropped - Units whose status does not meet NEEDS criteria
Freeport Energy | 52120 | G-45 | Combined Cycle | Texas | 92 | Dropped - Units whose status does not meet NEEDS criteria
Freeport Energy | 52120 | G-61 | Combined Cycle | Texas | 68.3 | Dropped - Onsite Unit
Freeport Energy | 52120 | G-62 | Combined Cycle | Texas | 68.3 | Dropped - Units whose status does not meet NEEDS criteria
Freeport Energy | 52120 | G-63 | Combined Cycle | Texas | 68.3 | Dropped - Onsite Unit
Freeport Energy | 52120 | G-64 | Combined Cycle | Texas | 35 | Dropped - Onsite Unit
Freeport Energy | 52120 | G-65 | Combined Cycle | Texas | 95.2 | Dropped - Onsite Unit
Freeport Energy | 52120 | G-66 | Combined Cycle | Texas | 95.6 | Dropped - Onsite Unit
Freeport Energy | 52120 | G-67 | Combined Cycle | Texas | 95.6 | Dropped - Onsite Unit
Elk Basin Gasoline Plant | 52127 | GEN1 | Fossil Waste | Wyoming | 0.8 | Dropped - Onsite Unit
Elk Basin Gasoline Plant | 52127 | GEN2 | Fossil Waste | Wyoming | 0.8 | Dropped - Onsite Unit
Elk Basin Gasoline Plant | 52127 | GEN3 | Fossil Waste | Wyoming | 0.4 | Dropped - Units whose status does not meet NEEDS criteria
Anschutz Ranch East | 52129 | GEN1 | Combustion Turbine | Wyoming | 20 | Dropped - Units whose status does not meet NEEDS criteria
Anschutz Ranch East | 52129 | GEN2 | Combustion Turbine | Wyoming | 20 | Dropped - Units whose status does not meet NEEDS criteria
Whiting Refinery | 52130 | 15TG | Fossil Waste | Indiana | 5 | Dropped - Units whose status does not meet NEEDS criteria
Whiting Refinery | 52130 | 17TG | Fossil Waste | Indiana | 5 | Dropped - Units whose status does not meet NEEDS criteria
Whiting Refinery | 52130 | 31TG | Fossil Waste | Indiana | 11.2 | Dropped - Onsite Unit
Whiting Refinery | 52130 | 32TG | Fossil Waste | Indiana | 11.2 | Dropped - Onsite Unit
Whiting Refinery | 52130 | 33TG | Fossil Waste | Indiana | 16.4 | Dropped - Onsite Unit
Whiting Refinery | 52130 | 34TG | Fossil Waste | Indiana | 11.8 | Dropped - Onsite Unit
Whiting Refinery | 52130 | 35TG | Fossil Waste | Indiana | 38 | Dropped - Onsite Unit
Power Station 3 | 52131 | 307A | Combined Cycle | Texas | 20 | Dropped - Units whose status does not meet NEEDS criteria
Power Station 3 | 52131 | 307B | Combined Cycle | Texas | 20 | Dropped - Units whose status does not meet NEEDS criteria
Power Station 3 | 52131 | 307C | Combined Cycle | Texas | 10 | Dropped - Units whose status does not meet NEEDS criteria
Power Station 3 | 52131 | 307D | Combined Cycle | Texas | 20 | Dropped - Units whose status does not meet NEEDS criteria
Power Station 3 | 52131 | 307E | Combined Cycle | Texas | 13.5 | Dropped - Units whose status does not meet NEEDS criteria
Power Station 3 | 52131 | 307F | Combined Cycle | Texas | 14 | Dropped - Units whose status does not meet NEEDS criteria
Power Station 4 | 52132 | GEN3 | Combined Cycle | Texas | 34 | Dropped - Units whose status does not meet NEEDS criteria
Tesoro Mandan Cogeneration Plant | 52133 | GEN1 | Fossil Waste | North Dakota | 2.8 | Dropped - Onsite Unit
Tesoro Mandan Cogeneration Plant | 52133 | GEN2 | Fossil Waste | North Dakota | 2.8 | Dropped - Onsite Unit
Tesoro Mandan Cogeneration Plant | 52133 | GEN3 | Fossil Waste | North Dakota | 2.8 | Dropped - Onsite Unit
Steamboat 1A Power Plant | 52138 | DE31 | Geothermal | Nevada | 0.9 | Dropped - Units whose status does not meet NEEDS criteria
Steamboat 1A Power Plant | 52138 | DE32 | Geothermal | Nevada | 0.9 | Dropped - Units whose status does not meet NEEDS criteria
International Paper Prattville Mill | 52140 | GEN1 | Non-Fossil Waste | Alabama | 35.5 | Dropped - Onsite Unit
International Paper Prattville Mill | 52140 | GEN2 | Non-Fossil Waste | Alabama | 45.3 | Dropped - Onsite Unit
Cherokee Plant | 52146 | 001 | O/G Steam | Pennsylvania | 2.5 | Dropped - Units whose status does not meet NEEDS criteria
Elkton | 52148 | GEN1 | O/G Steam | Virginia | 6 | Dropped - Onsite Unit
Elkton | 52148 | GEN2 | Combustion Turbine | Virginia | 0.8 | Dropped - Onsite Unit
Elkton | 52148 | GEN3 | Combustion Turbine | Virginia | 1 | Dropped - Onsite Unit
Elkton | 52148 | GEN4 | Combustion Turbine | Virginia | 0.3 | Dropped - Onsite Unit
Elkton | 52148 | GEN5 | O/G Steam | Virginia | 0.4 | Dropped - Onsite Unit
West Point (PA) | 52149 | COG3 | Combustion Turbine | Pennsylvania | 38.5 | Dropped - Onsite Unit
West Point (PA) | 52149 | GEN1 | O/G Steam | Pennsylvania | 3 | Dropped - Units whose status does not meet NEEDS criteria
West Point (PA) | 52149 | GEN14 | Combustion Turbine | Pennsylvania | 1.5 | Dropped - Onsite Unit
West Point (PA) | 52149 | GEN15 | Combustion Turbine | Pennsylvania | 1.1 | Dropped - Onsite Unit
West Point (PA) | 52149 | GEN2 | Combustion Turbine | Pennsylvania | 24.5 | Dropped - Onsite Unit
West Point (PA) | 52149 | GEN3 | Combustion Turbine | Pennsylvania | 2.4 | Dropped - Units whose status does not meet NEEDS criteria
West Point (PA) | 52149 | GEN4 | Combustion Turbine | Pennsylvania | 1.7 | Dropped - Onsite Unit
West Point (PA) | 52149 | GEN5 | Combustion Turbine | Pennsylvania | 1.2 | Dropped - Onsite Unit
West Point (PA) | 52149 | GEN6 | Combustion Turbine | Pennsylvania | 1.2 | Dropped - Units whose status does not meet NEEDS criteria
West Point (PA) | 52149 | GEN7 | Combustion Turbine | Pennsylvania | 0.7 | Dropped - Units whose status does not meet NEEDS criteria
West Point (PA) | 52149 | GEN8 | Combustion Turbine | Pennsylvania | 1 | Dropped - Onsite Unit
West Point (PA) | 52149 | GEN9 | Combustion Turbine | Pennsylvania | 0.9 | Dropped - Onsite Unit
West Point (PA) | 52149 | GN10 | Combustion Turbine | Pennsylvania | 0.9 | Dropped - Onsite Unit
West Point (PA) | 52149 | GN11 | Combustion Turbine | Pennsylvania | 0.9 | Dropped - Onsite Unit
West Point (PA) | 52149 | GN12 | Combustion Turbine | Pennsylvania | 2 | Dropped - Onsite Unit
West Point (PA) | 52149 | GN13 | Combustion Turbine | Pennsylvania | 2 | Dropped - Onsite Unit
International Paper Eastover Facility | 52151 | GEN1 | Non-Fossil Waste | South Carolina | 46 | Dropped - Onsite Unit
International Paper Eastover Facility | 52151 | GEN2 | Non-Fossil Waste | South Carolina | 57 | Dropped - Onsite Unit
International Paper Franklin Mill | 52152 | GE10 | Combustion Turbine | Virginia | 38 | Dropped - Onsite Unit
International Paper Franklin Mill | 52152 | GEN1 | Non-Fossil Waste | Virginia | 5 | Dropped - Units whose status does not meet NEEDS criteria
International Paper Franklin Mill | 52152 | GEN2 | Non-Fossil Waste | Virginia | 3.7 | Dropped - Units whose status does not meet NEEDS criteria
International Paper Franklin Mill | 52152 | GEN3 | Non-Fossil Waste | Virginia | 2.5 | Dropped - Units whose status does not meet NEEDS criteria
International Paper Franklin Mill | 52152 | GEN6 | Non-Fossil Waste | Virginia | 9.3 | Dropped - Units whose status does not meet NEEDS criteria
International Paper Franklin Mill | 52152 | GEN7 | Non-Fossil Waste | Virginia | 15.6 | Dropped - Units whose status does not meet NEEDS criteria
International Paper Franklin Mill | 52152 | GEN8 | Non-Fossil Waste | Virginia | 27.5 | Dropped - Units whose status does not meet NEEDS criteria
International Paper Franklin Mill | 52152 | GEN9 | Non-Fossil Waste | Virginia | 36.1 | Dropped - Onsite Unit
Victory Garden Phase IV LLC | 52160 | WGNS | Onshore Wind | California | 22 | Dropped - Retired/Planned Retirement by 06/2023
Terra-Gen 251 Wind LLC | 52161 | WGNS | Onshore Wind | California | 18.4 | Dropped - Retired/Planned Retirement by 06/2023
Riverbay | 52168 | GEN1 | O/G Steam | New York | 5.6 | Dropped - Units whose status does not meet NEEDS criteria
Soda Lake Geothermal No I II | 52174 | OE11 | Geothermal | Nevada | 0.8 | Dropped - Units whose status does not meet NEEDS criteria
Soda Lake Geothermal No I II | 52174 | OE12 | Geothermal | Nevada | 0.9 | Dropped - Units whose status does not meet NEEDS criteria
Soda Lake Geothermal No I II | 52174 | OE13 | Geothermal | Nevada | 0.9 | Dropped - Units whose status does not meet NEEDS criteria
Soda Lake Geothermal No I II | 52174 | OE21 | Geothermal | Nevada | 1.1 | Dropped - Units whose status does not meet NEEDS criteria
CITGO Refinery Powerhouse | 52175 | GEN1 | O/G Steam | Louisiana | 5.6 | Dropped - Units whose status does not meet NEEDS criteria
CITGO Refinery Powerhouse | 52175 | GEN2 | O/G Steam | Louisiana | 5.6 | Dropped - Onsite Unit
CITGO Refinery Powerhouse | 52175 | GEN3 | O/G Steam | Louisiana | 19.6 | Dropped - Onsite Unit
G-P Gypsum | 52182 | GEN1 | Combustion Turbine | Georgia | 0.7 | Dropped - Units whose status does not meet NEEDS criteria
G-P Gypsum | 52182 | GEN2 | Combustion Turbine | Georgia | 0.7 | Dropped - Units whose status does not meet NEEDS criteria
Tesoro Kenai Cogeneration Plant | 52184 | GEN1 | Combustion Turbine | Alaska | 4.2 | Dropped - in Alaska or in Hawaii or Puerto Rico
Tesoro Kenai Cogeneration Plant | 52184 | GEN2 | Combustion Turbine | Alaska | 4.2 | Dropped - in Alaska or in Hawaii or Puerto Rico
Tesoro Kenai Cogeneration Plant | 52184 | GEN3 | Combustion Turbine | Alaska | 6.3 | Dropped - Units whose status does not meet NEEDS criteria
Ponca City Refinery | 52188 | G1 | Fossil Waste | Oklahoma | 3 | Dropped - Units whose status does not meet NEEDS criteria
Ponca City Refinery | 52188 | G1A | Fossil Waste | Oklahoma | 3 | Dropped - Units whose status does not meet NEEDS criteria
Ponca City Refinery | 52188 | G2 | Fossil Waste | Oklahoma | 3 | Dropped - Units whose status does not meet NEEDS criteria
Ponca City Refinery | 52188 | G3 | O/G Steam | Oklahoma | 9 | Dropped - Units whose status does not meet NEEDS criteria
JRW Associates LP | 52198 | GEN1 | O/G Steam | California | 1.1 | Dropped - Units whose status does not meet NEEDS criteria
JRW Associates LP | 52198 | GEN2 | O/G Steam | California | 1.1 | Dropped - Units whose status does not meet NEEDS criteria
JRW Associates LP | 52198 | GEN3 | Combustion Turbine | California | 1.1 | Dropped - Units whose status does not meet NEEDS criteria
JRW Associates LP | 52198 | GEN4 | Combustion Turbine | California | 1.1 | Dropped - Units whose status does not meet NEEDS criteria
JRW Associates LP | 52198 | GEN5 | Combustion Turbine | California | 1.1 | Dropped - Units whose status does not meet NEEDS criteria
JRW Associates LP | 52198 | GEN6 | Combustion Turbine | California | 1.1 | Dropped - Units whose status does not meet NEEDS criteria
JRW Associates LP | 52198 | GEN7 | Combustion Turbine | California | 1.1 | Dropped - Units whose status does not meet NEEDS criteria
JRW Associates LP | 52198 | GEN8 | Combustion Turbine | California | 1.1 | Dropped - Units whose status does not meet NEEDS criteria
Ridgewood/Byron Power Partners | 52199 | GEN1 | Combustion Turbine | California | 1.1 | Dropped - Units whose status does not meet NEEDS criteria
Ridgewood/Byron Power Partners | 52199 | GEN2 | Combustion Turbine | California | 1.1 | Dropped - Units whose status does not meet NEEDS criteria
Ridgewood/Byron Power Partners | 52199 | GEN3 | Combustion Turbine | California | 1.1 | Dropped - Units whose status does not meet NEEDS criteria
Ridgewood/Byron Power Partners | 52199 | GEN4 | Combustion Turbine | California | 1.1 | Dropped - Units whose status does not meet NEEDS criteria
Ridgewood/Byron Power Partners | 52199 | GEN5 | Combustion Turbine | California | 1.1 | Dropped - Units whose status does not meet NEEDS criteria
LFG Energy | 52200 | GE53 | Landfill Gas | New York | 0.8 | Dropped - Units whose status does not meet NEEDS criteria
LFG Energy | 52200 | GE54 | Landfill Gas | New York | 0.8 | Dropped - Units whose status does not meet NEEDS criteria
LFG Energy | 52200 | GE55 | Landfill Gas | New York | 0.8 | Dropped - Units whose status does not meet NEEDS criteria
LFG Energy | 52200 | GE58 | Landfill Gas | New York | 0.8 | Dropped - Units whose status does not meet NEEDS criteria
LFG Energy | 52200 | S | Landfill Gas | New York | 0.8 | Dropped - Units whose status does not meet NEEDS criteria
Sunnyside Cogen Partners | 52201 | GEN1 | Combustion Turbine | California | 1.1 | Dropped - Units whose status does not meet NEEDS criteria
Sunnyside Cogen Partners | 52201 | GEN2 | Combustion Turbine | California | 1.1 | Dropped - Units whose status does not meet NEEDS criteria
Sunnyside Cogen Partners | 52201 | GEN3 | Combustion Turbine | California | 1.1 | Dropped - Units whose status does not meet NEEDS criteria
Sunnyside Cogen Partners | 52201 | GEN4 | Combustion Turbine | California | 1.1 | Dropped - Units whose status does not meet NEEDS criteria
Sunnyside Cogen Partners | 52201 | GEN5 | Combustion Turbine | California | 1.1 | Dropped - Units whose status does not meet NEEDS criteria
Gude | 52203 | GUD1 | Landfill Gas | Maryland | 1.3 | Dropped - Units whose status does not meet NEEDS criteria
Gude | 52203 | GUD2 | Landfill Gas | Maryland | 1.3 | Dropped - Units whose status does not meet NEEDS criteria
Otay Landfill Gas, LLC | 52204 | OTA1 | Landfill Gas | California | 1.5 | Dropped - Retired/Planned Retirement by 06/2023
Salinas | 52205 | SAL1 | Landfill Gas | California | 1.3 | Dropped - Units whose status does not meet NEEDS criteria
Oxnard | 52206 | OXN1 | Landfill Gas | California | 1.7 | Dropped - Units whose status does not meet NEEDS criteria
Oxnard | 52206 | OXN2 | Landfill Gas | California | 1.7 | Dropped - Units whose status does not meet NEEDS criteria
Oxnard | 52206 | OXN3 | Landfill Gas | California | 1.7 | Dropped - Units whose status does not meet NEEDS criteria
Santa Clara | 52207 | SCLA | Landfill Gas | California | 1.3 | Dropped - Units whose status does not meet NEEDS criteria
Pittsburg Power Plant | 54001 | GEN1 | Combustion Turbine | California | 16.5 | Dropped - Units whose status does not meet NEEDS criteria
Pittsburg Power Plant | 54001 | GEN2 | Combustion Turbine | California | 22 | Dropped - Units whose status does not meet NEEDS criteria
Pittsburg Power Plant | 54001 | GEN3 | Combustion Turbine | California | 22 | Dropped - Units whose status does not meet NEEDS criteria
MM West Covina | 54015 | GEN3 | Landfill Gas | California | 4.4 | Dropped - Units whose status does not meet NEEDS criteria
Wheelabrator North Broward | 54033 | GEN1 | Municipal Solid Waste | Florida | 56 | Dropped - Units whose status does not meet NEEDS criteria
Roanoke Valley Energy Facility I | 54035 | GEN1 | Coal Steam | North Carolina | 165 | Dropped - Units whose status does not meet NEEDS criteria
University of Illinois Cogen Facility | 54044 | CT1 | Combustion Turbine | Illinois | 6.4 | Dropped - Onsite Unit
University of Illinois Cogen Facility | 54044 | CT2 | Combustion Turbine | Illinois | 6.4 | Dropped - Onsite Unit
University of Illinois Cogen Facility | 54044 | CT3 | Combustion Turbine | Illinois | 6.4 | Dropped - Onsite Unit
University of Illinois Cogen Facility | 54044 | GEN1 | Combustion Turbine | Illinois | 6.3 | Dropped - Onsite Unit
University of Illinois Cogen Facility | 54044 | GEN2 | Combustion Turbine | Illinois | 6.3 | Dropped - Onsite Unit
University of Illinois Cogen Facility | 54044 | GEN3 | Combustion Turbine | Illinois | 3.7 | Dropped - Units whose status does not meet NEEDS criteria
University of Illinois Cogen Facility | 54044 | GEN4 | Combustion Turbine | Illinois | 3.7 | Dropped - Units whose status does not meet NEEDS criteria
University of Illinois Cogen Facility | 54044 | RE1 | Combustion Turbine | Illinois | 5.5 | Dropped - Onsite Unit
University of Illinois Cogen Facility | 54044 | RE2 | Combustion Turbine | Illinois | 5.5 | Dropped - Onsite Unit
University of Illinois Cogen Facility | 54044 | RE3 | Combustion Turbine | Illinois | 5.5 | Dropped - Onsite Unit
Wythe Park Power Petersburg Plant | 54045 | 1 | Fossil Waste | Virginia | 3 | Dropped - Units whose status does not meet NEEDS criteria
Wythe Park Power 3 Richmond Plant | 54047 | EXIS | Combustion Turbine | Virginia | 3 | Dropped - Units whose status does not meet NEEDS criteria
Glines Hydroelectric Project | 54050 | GEN1 | Hydro | Washington | 6 | Dropped - Units whose status does not meet NEEDS criteria
Elwha Hydroelectric Project | 54051 | GEN1 | Hydro | Washington | 3 | Dropped - Units whose status does not meet NEEDS criteria
Elwha Hydroelectric Project | 54051 | GEN2 | Hydro | Washington | 3 | Dropped - Units whose status does not meet NEEDS criteria
Elwha Hydroelectric Project | 54051 | GEN3 | Hydro | Washington | 3.2 | Dropped - Units whose status does not meet NEEDS criteria
Elwha Hydroelectric Project | 54051 | GEN4 | Hydro | Washington | 3.3 | Dropped - Units whose status does not meet NEEDS criteria
Minnesota Wood Products | 54061 | GEN1 | Biomass | Minnesota | 11 | Dropped - Units whose status does not meet NEEDS criteria
Spruance Genco LLC | 54081 | GEN1 | Coal Steam | Virginia | 52.5 | Dropped - Retired/Planned Retirement by 06/2023
Spruance Genco LLC | 54081 | GEN2 | Coal Steam | Virginia | 52.5 | Dropped - Retired/Planned Retirement by 06/2023
Androscoggin Mill | 54085 | GEN1 | Non-Fossil Waste | Maine | 25 | Dropped - Onsite Unit
Androscoggin Mill | 54085 | GEN2 | Non-Fossil Waste | Maine | 25 | Dropped - Onsite Unit
Androscoggin Mill | 54085 | GEN3 | Non-Fossil Waste | Maine | 30 | Dropped - Onsite Unit
International Paper Georgetown Mill | 54087 | GEN1 | Non-Fossil Waste | South Carolina | 25.3 | Dropped - Onsite Unit
International Paper Georgetown Mill | 54087 | GEN2 | Biomass | South Carolina | 27.4 | Dropped - Onsite Unit
International Paper Georgetown Mill | 54087 | GEN3 | Biomass | South Carolina | 37.7 | Dropped - Onsite Unit
International Paper Hudson River Mill | 54088 | GEN1 | O/G Steam | New York | 25 | Dropped - Units whose status does not meet NEEDS criteria
International Paper Lock Haven Mill | 54089 | GEN1 | Coal Steam | Pennsylvania | 4.7 | Dropped - Units whose status does not meet NEEDS criteria
International Paper Lock Haven Mill | 54089 | GEN3 | Coal Steam | Pennsylvania | 4.7 | Dropped - Units whose status does not meet NEEDS criteria
International Paper Lock Haven Mill | 54089 | GEN4 | Coal Steam | Pennsylvania | 23.1 | Dropped - Units whose status does not meet NEEDS criteria
International Paper Louisiana Mill | 54090 | GEN3 | Non-Fossil Waste | Louisiana | 25 | Dropped - Units whose status does not meet NEEDS criteria
International Paper Louisiana Mill | 54090 | GEN4 | Non-Fossil Waste | Louisiana | 37.5 | Dropped - Units whose status does not meet NEEDS criteria
Mansfield Mill | 54091 | GEN1 | Non-Fossil Waste | Louisiana | 24.6 | Dropped - Onsite Unit
Mansfield Mill | 54091 | GEN2 | Non-Fossil Waste | Louisiana | 25.6 | Dropped - Onsite Unit
Mansfield Mill | 54091 | GEN3 | Non-Fossil Waste | Louisiana | 22.1 | Dropped - Onsite Unit
Mansfield Mill | 54091 | GEN4 | Combustion Turbine | Louisiana | 45 | Dropped - Onsite Unit
International Paper Natchez Mill | 54094 | GEN1 | O/G Steam | Mississippi | 11 | Dropped - Units whose status does not meet NEEDS criteria
International Paper Natchez Mill | 54094 | GEN2 | O/G Steam | Mississippi | 9 | Dropped - Units whose status does not meet NEEDS criteria
International Paper Natchez Mill | 54094 | GEN3 | O/G Steam | Mississippi | 28.8 | Dropped - Units whose status does not meet NEEDS criteria
Pineville Mill | 54095 | GEN1 | O/G Steam | Louisiana | 22 | Dropped - Units whose status does not meet NEEDS criteria
International Paper Riverdale Mill | 54096 | GEN1 | Non-Fossil Waste | Alabama | 11.6 | Dropped - Onsite Unit
International Paper Riverdale Mill | 54096 | GEN2 | Non-Fossil Waste | Alabama | 37.4 | Dropped - Onsite Unit
International Paper Riverdale Mill | 54096 | GEN3 | Combined Cycle | Alabama | 17 | Dropped - Onsite Unit
International Paper Riverdale Mill | 54096 | GEN4 | Combined Cycle | Alabama | 38.2 | Dropped - Onsite Unit
International Paper Texarkana Mill | 54097 | GEN1 | Non-Fossil Waste | Texas | 25 | Dropped - Onsite Unit
International Paper Texarkana Mill | 54097 | GEN2 | Non-Fossil Waste | Texas | 40 | Dropped - Onsite Unit
Kaukauna Paper Mill | 54098 | GEN1 | Non-Fossil Waste | Wisconsin | 6 | Dropped - Onsite Unit
Kaukauna Paper Mill | 54098 | GEN2 | Non-Fossil Waste | Wisconsin | 11 | Dropped - Onsite Unit
Kaukauna Paper Mill | 54098 | GEN3 | Non-Fossil Waste | Wisconsin | 15.6 | Dropped - Onsite Unit
Kaukauna Paper Mill | 54098 | GEN4 | Coal Steam | Wisconsin | 12 | Dropped - Onsite Unit
Ticonderoga Mill | 54099 | GEN1 | Non-Fossil Waste | New York | 41 | Dropped - Onsite Unit
International Paper Vicksburg Mill | 54100 | GEN1 | Non-Fossil Waste | Mississippi | 1.5 | Dropped - Onsite Unit
International Paper Vicksburg Mill | 54100 | GEN2 | Non-Fossil Waste | Mississippi | 37 | Dropped - Onsite Unit
Georgia-Pacific Cedar Springs | 54101 | GEN1 | Non-Fossil Waste | Georgia | 45 | Dropped - Onsite Unit
Georgia-Pacific Cedar Springs | 54101 | GEN2 | Non-Fossil Waste | Georgia | 45 | Dropped - Onsite Unit
Port Edwards Mill | 54103 | GEN4 | O/G Steam | Wisconsin | 1.8 | Dropped - Units whose status does not meet NEEDS criteria
Port Edwards Mill | 54103 | GEN7 | O/G Steam | Wisconsin | 4.7 | Dropped - Units whose status does not meet NEEDS criteria
Ashdown | 54104 | GEN1 | Non-Fossil Waste | Arkansas | 17 | Dropped - Onsite Unit
Ashdown | 54104 | GEN2 | Non-Fossil Waste | Arkansas | 40 | Dropped - Onsite Unit
Ashdown | 54104 | GEN3 | Non-Fossil Waste | Arkansas | 33 | Dropped - Onsite Unit
Ashdown | 54104 | GEN4 | Non-Fossil Waste | Arkansas | 38 | Dropped - Onsite Unit
Kennedy International Airport Cogen | 54114 | CT-3 | Combustion Turbine | New York | 47 | Dropped - Units whose status does not meet NEEDS criteria
Great Lakes Hydro America - ME | 54134 | DOH3 | Hydro | Maine | 1.3 | Dropped - Units whose status does not meet NEEDS criteria
Great Lakes Hydro America - ME | 54134 | DOH4 | Hydro | Maine | 1.8 | Dropped - Units whose status does not meet NEEDS criteria
Fulton Cogeneration Associates | 54138 | GTG | Combustion Turbine | New York | 42 | Dropped - Units whose status does not meet NEEDS criteria
Piney Creek Project | 54144 | GEN1 | Coal Steam | Pennsylvania | 32.5 | Dropped - Units whose status does not meet NEEDS criteria
Iowa State University | 54201 | 1 | Coal Steam | Iowa | 3 | Dropped - Units whose status does not meet NEEDS criteria
Iowa State University | 54201 | GEN3 | Coal Steam | Iowa | 13.3 | Dropped - Onsite Unit
Iowa State University | 54201 | GEN4 | Coal Steam | Iowa | 6.3 | Dropped - Onsite Unit
Iowa State University | 54201 | GEN5 | Coal Steam | Iowa | 11.5 | Dropped - Onsite Unit
Iowa State University | 54201 | GEN6 | Coal Steam | Iowa | 15.1 | Dropped - Onsite Unit
Upper Androscoggin | 54202 | 1 | Hydro | Maine | 0.7 | Dropped - Units whose status does not meet NEEDS criteria
Upper Androscoggin | 54202 | 2 | Hydro | Maine | 0.5 | Dropped - Units whose status does not meet NEEDS criteria
Upper Androscoggin | 54202 | 3 | Hydro | Maine | 0.5 | Dropped - Units whose status does not meet NEEDS criteria
Mississippi Baptist Medical Center | 54203 | A | Combustion Turbine | Mississippi | 4 | Dropped - Onsite Unit
Hidalgo Smelter | 54208 | EMD3 | Combustion Turbine | New Mexico | 2.5 | Dropped - Units whose status does not meet NEEDS criteria
Hidalgo Smelter | 54208 | EMD4 | Combustion Turbine | New Mexico | 2.5 | Dropped - Units whose status does not meet NEEDS criteria
Hidalgo Smelter | 54208 | EMD5 | Combustion Turbine | New Mexico | 2.5 | Dropped - Units whose status does not meet NEEDS criteria
Hidalgo Smelter | 54208 | TGU1 | O/G Steam | New Mexico | 15 | Dropped - Units whose status does not meet NEEDS criteria
Hidalgo Smelter | 54208 | TGU2 | O/G Steam | New Mexico | 15 | Dropped - Units whose status does not meet NEEDS criteria
American Crystal Sugar Hillsboro | 54210 | G1 | Coal Steam | North Dakota | 13.3 | Dropped - Onsite Unit
American Crystal Sugar Moorhead | 54211 | G1 | Coal Steam | Minnesota | 3 | Dropped - Onsite Unit
American Crystal Sugar Moorhead | 54211 | G2 | Coal Steam | Minnesota | 2 | Dropped - Onsite Unit
American Crystal Sugar Crookston | 54212 | G1 | Coal Steam | Minnesota | 3.5 | Dropped - Onsite Unit
American Crystal Sugar Crookston | 54212 | G2 | Coal Steam | Minnesota | 3 | Dropped - Onsite Unit
American Crystal Sugar Drayton | 54213 | G1 | Coal Steam | North Dakota | 6 | Dropped - Onsite Unit
American Crystal Sugar East Grand Forks | 54214 | G1 | Coal Steam | Minnesota | 2.5 | Dropped - Onsite Unit
American Crystal Sugar East Grand Forks | 54214 | G2 | Coal Steam | Minnesota | 5 | Dropped - Onsite Unit
U S Alliance Coosa Pines | 54216 | AOW1 | Coal Steam | Alabama | 4.7 | Dropped - Units whose status does not meet NEEDS criteria
U S Alliance Coosa Pines | 54216 | AOW2 | Coal Steam | Alabama | 4.7 | Dropped - Units whose status does not meet NEEDS criteria
U S Alliance Coosa Pines | 54216 | AOW3 | Coal Steam | Alabama | 4.7 | Dropped - Units whose status does not meet NEEDS criteria
U S Alliance Coosa Pines | 54216 | AOW4 | Coal Steam | Alabama | 4.7 | Dropped - Units whose status does not meet NEEDS criteria
U S Alliance Coosa Pines | 54216 | AOW5 | Coal Steam | Alabama | 4.7 | Dropped - Units whose status does not meet NEEDS criteria
U S Alliance Coosa Pines | 54216 | AOW6 | O/G Steam | Alabama | 12.5 | Dropped - Onsite Unit
U S Alliance Coosa Pines | 54216 | GEN7 | Non-Fossil Waste | Alabama | 23.8 | Dropped - Onsite Unit
Burney Mountain Power | 54219 | GEN1 | Biomass | California | 9.8 | Dropped - Units whose status does not meet NEEDS criteria
Blanco Compressor Station | 54221 | 1 | O/G Steam | New Mexico | 1 | Dropped - Units whose status does not meet NEEDS criteria
Blanco Compressor Station | 54221 | 2 | O/G Steam | New Mexico | 1 | Dropped - Units whose status does not meet NEEDS criteria
Gillette SBMC | 54225 | TG1 | O/G Steam | Massachusetts | 6.3 | Dropped - Units whose status does not meet NEEDS criteria
PCS Nitrogen Fertilizer LP | 54226 | GEN1 | Combustion Turbine | Tennessee | 25 | Dropped - Units whose status does not meet NEEDS criteria
Erving Paper Mills | 54228 | 1 | O/G Steam | Massachusetts | 0.3 | Dropped - Units whose status does not meet NEEDS criteria
Rittman Paperboard | 54235 | GEN1 | Coal Steam | Ohio | 3 | Dropped - Units whose status does not meet NEEDS criteria
Rittman Paperboard | 54235 | GEN2 | Coal Steam | Ohio | 5 | Dropped - Units whose status does not meet NEEDS criteria
Rittman Paperboard | 54235 | GEN3 | Coal Steam | Ohio | 6 | Dropped - Units whose status does not meet NEEDS criteria
Pfizer Groton Plant | 54236 | GT-1 | Combustion Turbine | Connecticut | 9.5 | Dropped - Onsite Unit
Pfizer Groton Plant | 54236 | TG 1 | O/G Steam | Connecticut | 2.5 | Dropped - Units whose status does not meet NEEDS criteria
Pfizer Groton Plant | 54236 | TG 2 | O/G Steam | Connecticut | 2.5 | Dropped - Units whose status does not meet NEEDS criteria
Pfizer Groton Plant | 54236 | TG 3 | O/G Steam | Connecticut | 9.4 | Dropped - Onsite Unit
Pfizer Groton Plant | 54236 | TG 4 | O/G Steam | Connecticut | 5 | Dropped - Onsite Unit
Pfizer Groton Plant | 54236 | TG5 | O/G Steam | Connecticut | 7.5 | Dropped - Onsite Unit
Louisiana Tech University Power Plant | 54240 | TG1 | O/G Steam | Louisiana | 2.5 | Dropped - Units whose status does not meet NEEDS criteria
Louisiana Tech University Power Plant | 54240 | TG2 | O/G Steam | Louisiana | 4.6 | Dropped - Units whose status does not meet NEEDS criteria
Louisiana Tech University Power Plant | 54240 | TG3 | Combustion Turbine | Louisiana | 6.4 | Dropped - Onsite Unit
Alvarado Hydro Facility | 54242 | AHF | Hydro | California | 1.4 | Dropped - Units whose status does not meet NEEDS criteria
Brown Williamson Tobacco | 54243 | BWO1 | Coal Steam | Georgia | 0.8 | Dropped - Units whose status does not meet NEEDS criteria
Nelson Plant Generators | 54245 | EXI1 | Combustion Turbine | Arizona | 1.1 | Dropped - Units whose status does not meet NEEDS criteria
Nelson Plant Generators | 54245 | EXI2 | Combustion Turbine | Arizona | 1.1 | Dropped - Units whose status does not meet NEEDS criteria
Rock Tenn Dallas Mill | 54248 | GEN1 | O/G Steam | Texas | 6.2 | Dropped - Units whose status does not meet NEEDS criteria
Newman (PA) | 54250 | 001 | O/G Steam | Pennsylvania | 1.8 | Dropped - Onsite Unit
Byxbee Park Sanitary Landfill | 54252 | GEN1 | Landfill Gas | California | 1 | Dropped - Units whose status does not meet NEEDS criteria
Byxbee Park Sanitary Landfill | 54252 | GEN2 | Landfill Gas | California | 1 | Dropped - Units whose status does not meet NEEDS criteria
S&L Cogeneration | 54253 | GEN1 | Combustion Turbine | Texas | 35 | Dropped - Units whose status does not meet NEEDS criteria
Westwind Trust | 54258 | WIN1 | Onshore Wind | California | 16 | Dropped - Units whose status does not meet NEEDS criteria
Westwind Trust | 54258 | WTGS | Onshore Wind | California | 15.6 | Dropped - Units whose status does not meet NEEDS criteria
Saint Marys Hospital Power Plant | 54262 | 6 | Combustion Turbine | Minnesota | 2.7 | Dropped - Retired/Planned Retirement by 06/2023
Akron Recycle Energy Plant | 54265 | 1 | O/G Steam | Ohio | 2 | Dropped - Units whose status does not meet NEEDS criteria
Akron Recycle Energy Plant | 54265 | 2 | O/G Steam | Ohio | 2 | Dropped - Units whose status does not meet NEEDS criteria
March Point Cogeneration | 54268 | STG1 | Combined Cycle | Washington | 26 | Dropped - Units whose status does not meet NEEDS criteria
Univ of NC Chapel Hill Cogen Facility | 54276 | ES001 | Combustion Turbine | North Carolina | 1.8 | Dropped - Onsite Unit
Univ of NC Chapel Hill Cogen Facility | 54276 | ES002 | Combustion Turbine | North Carolina | 1.8 | Dropped - Onsite Unit
Univ of NC Chapel Hill Cogen Facility | 54276 | TG3 | Coal Steam | North Carolina | 28.7 | Dropped - Onsite Unit
Univ of NC Chapel Hill Cogen Facility | 54276 | TG4 | Coal Steam | North Carolina | 20 | Dropped - Units whose status does not meet NEEDS criteria
Interstate Paper LLC Riceboro | 54281 | 577A | Non-Fossil Waste | Georgia | 14.5 | Dropped - Onsite Unit
Rolls Royce | 54286 | 63F5 | Combustion Turbine | Indiana | 2.1 | Dropped - Units whose status does not meet NEEDS criteria
Rolls Royce | 54286 | N8OT | Landfill Gas | Indiana | 4 | Dropped - Units whose status does not meet NEEDS criteria
Rolls Royce | 54286 | RIOT | Combustion Turbine | Indiana | 3.3 | Dropped - Units whose status does not meet NEEDS criteria
Rolls Royce | 54286 | RO9T | Combustion Turbine | Indiana | 3.3 | Dropped - Units whose status does not meet NEEDS criteria
Jefferson Smurfit JSC | 54288 | 1 | O/G Steam | Pennsylvania | 5.6 | Dropped - Units whose status does not meet NEEDS criteria
Jefferson Smurfit JSC | 54288 | 2 | O/G Steam | Pennsylvania | 5.6 | Dropped - Units whose status does not meet NEEDS criteria
Inforum | 54290 | BUG1 | Combustion Turbine | Georgia | 1.3 | Dropped - Onsite Unit
Sherwin Alumina | 54291 | 1 | Non-Fossil Waste | Texas | 6 | Dropped - Units whose status does not meet NEEDS criteria
Sherwin Alumina | 54291 | 2 | Non-Fossil Waste | Texas | 6 | Dropped - Units whose status does not meet NEEDS criteria
Sherwin Alumina | 54291 | 3 | Non-Fossil Waste | Texas | 6 | Dropped - Units whose status does not meet NEEDS criteria
Sherwin Alumina | 54291 | 4 | Non-Fossil Waste | Texas | 6 | Dropped - Units whose status does not meet NEEDS criteria
West Group Data Center | 54294 | 2178 | Combustion Turbine | Minnesota | 0.7 | Dropped - Units whose status does not meet NEEDS criteria
West Group Data Center | 54294 | 2179 | Combustion Turbine | Minnesota | 0.7 | Dropped - Units whose status does not meet NEEDS criteria
West Group Data Center | 54294 | 2180 | Combustion Turbine | Minnesota | 0.7 | Dropped - Units whose status does not meet NEEDS criteria
Biola University Hybrid | 54296 | BATT | Energy Storage | California | 0.3 | Dropped - Onsite Unit
Biola University Hybrid | 54296 | EG1 | Combustion Turbine | California | 0.6 | Dropped - Retired/Planned Retirement by 06/2023
Biola University Hybrid | 54296 | EG-1H | Combustion Turbine | California | 1.5 | Dropped - Units whose status does not meet NEEDS criteria
Biola University Hybrid | 54296 | EG2 | Combustion Turbine | California | 0.6 | Dropped - Retired/Planned Retirement by 06/2023
Biola University Hybrid | 54296 | EG-2H | Combustion Turbine | California | 1.5 | Dropped - Units whose status does not meet NEEDS criteria
Biola University Hybrid | 54296 | EG3 | Combustion Turbine | California | 1 | Dropped - Onsite Unit
Coram Energy LLC | 54297 | SX15 | Onshore Wind | California | 1 | Dropped - Units whose status does not meet NEEDS criteria
Coram Energy LLC (ECT) | 54298 | SX1S | Onshore Wind | California | 3.3 | Dropped - Units whose status does not meet NEEDS criteria
Coram Energy LLC | 54299 | SX15 | Onshore Wind | California | 1.4 | Dropped - Units whose status does not meet NEEDS criteria
Westward Seafoods | 54305 | 2 | Combustion Turbine | Alaska | 2.2 | Dropped - in Alaska or in Hawaii or Puerto Rico
Westward Seafoods | 54305 | 3 | Combustion Turbine | Alaska | 2.2 | Dropped - in Alaska or in Hawaii or Puerto Rico
Westward Seafoods | 54305 | 4 | Combustion Turbine | Alaska | 2.2 | Dropped - in Alaska or in Hawaii or Puerto Rico
Galesburg | 54310 | GEN1 | Combustion Turbine | Illinois | 1 | Dropped - Units whose status does not meet NEEDS criteria
Galesburg | 54310 | GEN2 | Combustion Turbine | Illinois | 1 | Dropped - Units whose status does not meet NEEDS criteria
Galesburg | 54310 | GEN3 | Combustion Turbine | Illinois | 1 | Dropped - Units whose status does not meet NEEDS criteria
Archer Daniels Midland Taylorville | 54312 | GEN1 | Combustion Turbine | Illinois | 4 | Dropped - Units whose status does not meet NEEDS criteria
Chicago | 54313 | GEN1 | Combustion Turbine | Illinois | 0.7 | Dropped - Units whose status does not meet NEEDS criteria
Chicago | 54313 | GEN2 | Combustion Turbine | Illinois | 0.7 | Dropped - Units whose status does not meet NEEDS criteria
Chicago | 54313 | GEN3 | Combustion Turbine | Illinois | 0.9 | Dropped - Units whose status does not meet NEEDS criteria
Archer Daniels Midland Southport | 54316 | GEN1 | Combustion Turbine | North Carolina | 15 | Dropped - Onsite Unit
Archer Daniels Midland Southport | 54316 | GEN2 | Combustion Turbine | North Carolina | 15 | Dropped - Onsite Unit
Archer Daniels Midland Southport | 54316 | GEN3 | Combustion Turbine | North Carolina | 15 | Dropped - Onsite Unit
General Chemical | 54318 | TG1 | Coal Steam | Wyoming | 15 | Dropped - Onsite Unit
General Chemical | 54318 | TG2 | Coal Steam | Wyoming | 15 | Dropped - Onsite Unit
CNN Center | 54323 | D4_1 | Combustion Turbine | Georgia | 1.5 | Dropped - Onsite Unit
CNN Center | 54323 | D4_2 | Combustion Turbine | Georgia | 2 | Dropped - Onsite Unit
CNN Center | 54323 | D4_3 | Combustion Turbine | Georgia | 2 | Dropped - Onsite Unit
CNN Center | 54323 | D5_1 | Combustion Turbine | Georgia | 2 | Dropped - Onsite Unit
CNN Center | 54323 | D5_2 | Combustion Turbine | Georgia | 2 | Dropped - Onsite Unit
CNN Center | 54323 | D5_3 | Combustion Turbine | Georgia | 2 | Dropped - Onsite Unit
CNN Center | 54323 | DK2 | Combustion Turbine | Georgia | 1.3 | Dropped - Onsite Unit
Toyon Power Station | 54327 | TOY1 | Landfill Gas | California | 1.7 | Dropped - Units whose status does not meet NEEDS criteria
Toyon Power Station | 54327 | TOY2 | Landfill Gas | California | 1.7 | Dropped - Units whose status does not meet NEEDS criteria
Toyon Power Station | 54327 | TOY3 | Landfill Gas | California | 1.7 | Dropped - Units whose status does not meet NEEDS criteria
Toyon Power Station | 54327 | TOY4 | Landfill Gas | California | 1.7 | Dropped - Units whose status does not meet NEEDS criteria
Toyon Power Station | 54327 | TOY5 | Landfill Gas | California | 1.7 | Dropped - Units whose status does not meet NEEDS criteria
Westhollow Technology Center | 54330 | 1 | Combustion Turbine | Texas | 3.7 | Dropped - Onsite Unit
Sonoco Products | 54331 | 2 | Coal Steam | Pennsylvania | 2.5 | Dropped - Units whose status does not meet NEEDS criteria
Morton Salt Rittman | 54335 | GEN1 | Coal Steam | Ohio | 1.5 | Dropped - Units whose status does not meet NEEDS criteria
Morton Salt Rittman | 54335 | GEN2 | O/G Steam | Ohio | 2.5 | Dropped - Onsite Unit
Smurfit Newsprint | 54339 | 1 | Combustion Turbine | California | 15 | Dropped - Units whose status does not meet NEEDS criteria
Four Mile Hydropower Project | 54341 | 5 | Hydro | Michigan | 0.1 | Dropped - Units whose status does not meet NEEDS criteria
Ninth Street Hydropower Project | 54342 | 4 | Hydro | Michigan | 0.4 | Dropped - Units whose status does not meet NEEDS criteria
ISG Weirton | 54344 | 1GEN | O/G Steam | West Virginia | 7.5 | Dropped - Units whose status does not meet NEEDS criteria
ISG Weirton | 54344 | 2GEN | O/G Steam | West Virginia | 7.5 | Dropped - Units whose status does not meet NEEDS criteria
ISG Weirton | 54344 | 3GEN | O/G Steam | West Virginia | 7.5 | Dropped - Units whose status does not meet NEEDS criteria
ISG Weirton | 54344 | 5GEN | O/G Steam | West Virginia | 7.5 | Dropped - Units whose status does not meet NEEDS criteria
ISG Weirton | 54344 | 6GEN | O/G Steam | West Virginia | 10 | Dropped - Units whose status does not meet NEEDS criteria
ISG Weirton | 54344 | 7GEN | O/G Steam | West Virginia | 10 | Dropped - Units whose status does not meet NEEDS criteria
ISG Weirton | 54344 | 8GEN | O/G Steam | West Virginia | 25 | Dropped - Units whose status does not meet NEEDS criteria
ISG Weirton | 54344 | 9GEN | O/G Steam | West Virginia | 20 | Dropped - Units whose status does not meet NEEDS criteria
Howard F Curren Advncd Wastewater Plant | 54347 | 1 | Non-Fossil Waste | Florida | 0.5 | Dropped - Onsite Unit
Howard F Curren Advncd Wastewater Plant | 54347 | 2 | Non-Fossil Waste | Florida | 0.5 | Dropped - Onsite Unit
Howard F Curren Advncd Wastewater Plant | 54347 | 3 | Non-Fossil Waste | Florida | 0.5 | Dropped - Onsite Unit
Howard F Curren Advncd Wastewater Plant | 54347 | 4 | Non-Fossil Waste | Florida | 0.5 | Dropped - Onsite Unit
Howard F Curren Advncd Wastewater Plant | 54347 | 5 | Non-Fossil Waste | Florida | 0.5 | Dropped - Onsite Unit
Nevada Cogen Associates 2 Black Mountain | 54349 | GTA | Combined Cycle | Nevada | 21.7 | Dropped - Retired/Planned Retirement by 06/2023
Nevada Cogen Associates 2 Black Mountain | 54349 | GTB | Combined Cycle | Nevada | 21.7 | Dropped - Retired/Planned Retirement by 06/2023
Nevada Cogen Associates 2 Black Mountain | 54349 | GTC | Combined Cycle | Nevada | 21.7 | Dropped - Retired/Planned Retirement by 06/2023
Nevada Cogen Associates 2 Black Mountain | 54349 | STM | Combined Cycle | Nevada | 28 | Dropped - Retired/Planned Retirement by 06/2023
Nevada Cogen Assoc#1 GarnetVly | 54350 | GTA | Combined Cycle | Nevada | 20.5 | Dropped - Retired/Planned Retirement by 06/2023
Nevada Cogen Assoc#1 GarnetVly | 54350 | GTB | Combined Cycle | Nevada | 20.5 | Dropped - Retired/Planned Retirement by 06/2023
Nevada Cogen Assoc#1 GarnetVly | 54350 | GTC | Combined Cycle | Nevada | 20.5 | Dropped - Retired/Planned Retirement by 06/2023
Nevada Cogen Assoc#1 GarnetVly | 54350 | STM | Combined Cycle | Nevada | 24 | Dropped - Retired/Planned Retirement by 06/2023
Graphic Packaging International Augusta Mill | 54358 | 1 | Biomass | Georgia | 25.3 | Dropped - Onsite Unit
Graphic Packaging International Augusta Mill | 54358 | 2 | O/G Steam | Georgia | 36.5 | Dropped - Onsite Unit
Graphic Packaging International Augusta Mill | 54358 | 3 | Biomass | Georgia | 17.5 | Dropped - Onsite Unit
Fuyao Glass Illinois Inc. | 54360 | 1200 | Combustion Turbine | Illinois | 1.2 | Dropped - Units whose status does not meet NEEDS criteria
Fuyao Glass Illinois Inc. | 54360 | PORT | Combustion Turbine | Illinois | 0.7 | Dropped - Onsite Unit
Fuyao Glass Illinois Inc. | 54360 | TK1 | Combustion Turbine | Illinois | 2 | Dropped - Onsite Unit
Fuyao Glass Illinois Inc. | 54360 | TK2 | Combustion Turbine | Illinois | 2 | Dropped - Onsite Unit
Shelby, NC | 54363 | GEN2 | Combustion Turbine | North Carolina | 0.6 | Dropped - Onsite Unit
Shelby, NC | 54363 | GEN3 | Combustion Turbine | North Carolina | 0.6 | Dropped - Onsite Unit
Shelby, NC | 54363 | GEN4 | Combustion Turbine | North Carolina | 0.8 | Dropped - Onsite Unit
Shelby, NC | 54363 | GEN5 | Combustion Turbine | North Carolina | 0.8 | Dropped - Onsite Unit
Works 4 | 54364 | L1G | Combustion Turbine | Texas | 2 | Dropped - Onsite Unit
Works 4 | 54364 | L1PG | Combustion Turbine | Texas | 0.9 | Dropped - Onsite Unit
Works 4 | 54364 | L2G | Combustion Turbine | Texas | 2 | Dropped - Onsite Unit
Works 4 | 54364 | L2PG | Combustion Turbine | Texas | 1.1 | Dropped - Units whose status does not meet NEEDS criteria
Oildale Energy LLC | 54371 | ODC1 | Combustion Turbine | California | 40 | Dropped - Units whose status does not meet NEEDS criteria
Southbridge Energy Center LLC | 54373 | ENG1 | Combustion Turbine | Massachusetts | 1.3 | Dropped - Units whose status does not meet NEEDS criteria
Southbridge Energy Center LLC | 54373 | ENG2 | Combustion Turbine | Massachusetts | 1.3 | Dropped - Units whose status does not meet NEEDS criteria
Southbridge Energy Center LLC | 54373 | ENG3 | Combustion Turbine | Massachusetts | 1.3 | Dropped - Units whose status does not meet NEEDS criteria
Southbridge Energy Center LLC | 54373 | ENG4 | Combustion Turbine | Massachusetts | 1.3 | Dropped - Units whose status does not meet NEEDS criteria
Southbridge Energy Center LLC | 54373 | ENG5 | Combustion Turbine | Massachusetts | 1.3 | Dropped - Units whose status does not meet NEEDS criteria
Sinclair Oil Refinery | 54374 | 2002 | Combustion Turbine | Wyoming | 1.3 | Dropped - Units whose status does not meet NEEDS criteria
Sinclair Oil Refinery | 54374 | 2004 | Combustion Turbine | Wyoming | 1.3 | Dropped - Onsite Unit
Sinclair Oil Refinery | 54374 | 2006 | Combustion Turbine | Wyoming | 1.3 | Dropped - Onsite Unit
Sinclair Oil Refinery | 54374 | 2008 | Combustion Turbine | Wyoming | 1.3 | Dropped - Onsite Unit
Sinclair Oil Refinery | 54374 | NO1 | O/G Steam | Wyoming | 0.4 | Dropped - Units whose status does not meet NEEDS criteria
Sinclair Oil Refinery | 54374 | NO2 | Fossil Waste | Wyoming | 0.4 | Dropped - Onsite Unit
Sinclair Oil Refinery | 54374 | NO3 | Fossil Waste | Wyoming | 1.3 | Dropped - Onsite Unit
Sinclair Oil Refinery | 54374 | NO5 | Combustion Turbine | Wyoming | 1.1 | Dropped - Onsite Unit
Kamaoa Wind Farm | 54390 | GEN1 | Onshore Wind | Hawaii | 9.2 | Dropped - Units whose status does not meet NEEDS criteria
BJ Gas Recovery | 54392 | GEN2 | Landfill Gas | Georgia | 0.8 | Dropped - Units whose status does not meet NEEDS criteria
Kapaa Hawaii | 54405 | 1 | Landfill Gas | Hawaii | 2.2 | Dropped - Units whose status does not meet NEEDS criteria
Capitol Heat and Power | 54406 | 1 | O/G Steam | Wisconsin | 0.9 | Dropped - Units whose status does not meet NEEDS criteria
Capitol Heat and Power | 54406 | 2 | O/G Steam | Wisconsin | 1 | Dropped - Units whose status does not meet NEEDS criteria
UW Madison Charter Street Plant | 54408 | 2 | Biomass | Wisconsin | 12 | Dropped - Units whose status does not meet NEEDS criteria
Dartmouth College Heating Plant | 54409 | GEN1 | O/G Steam | New Hampshire | 2 | Dropped - Onsite Unit
Dartmouth College Heating Plant | 54409 | GEN2 | O/G Steam | New Hampshire | 2 | Dropped - Onsite Unit
Dartmouth College Heating Plant | 54409 | GEN3 | O/G Steam | New Hampshire | 3 | Dropped - Onsite Unit
Western Power & Steam Inc | 54410 | STG | Combined Cycle | California | 8.3 | Dropped - Units whose status does not meet NEEDS criteria
John Deere Dubuque Works | 54414 | GE10 | Combustion Turbine | Iowa | 1.4 | Dropped - Onsite Unit
John Deere Dubuque Works | 54414 | GEN2 | Coal Steam | Iowa | 3.5 | Dropped - Units whose status does not meet NEEDS criteria
John Deere Dubuque Works | 54414 | GEN3 | Coal Steam | Iowa | 1.5 | Dropped - Units whose status does not meet NEEDS criteria
John Deere Dubuque Works | 54414 | GEN4 | Coal Steam | Iowa | 7.5 | Dropped - Units whose status does not meet NEEDS criteria
John Deere Dubuque Works | 54414 | GEN5 | Combustion Turbine | Iowa | 1.4 | Dropped - Onsite Unit
John Deere Dubuque Works | 54414 | GEN6 | Combustion Turbine | Iowa | 1.4 | Dropped - Onsite Unit
John Deere Dubuque Works | 54414 | GEN7 | Combustion Turbine | Iowa | 1.4 | Dropped - Onsite Unit
John Deere Dubuque Works | 54414 | GEN8 | Combustion Turbine | Iowa | 1.4 | Dropped - Onsite Unit
John Deere Dubuque Works | 54414 | GEN9 | Combustion Turbine | Iowa | 1.4 | Dropped - Onsite Unit
Roche Vitamins | 54416 | GEN2 | O/G Steam | New Jersey | 1.3 | Dropped - Units whose status does not meet NEEDS criteria
Roche Vitamins | 54416 | GEN3 | Combustion Turbine | New Jersey | 32.9 | Dropped - Units whose status does not meet NEEDS criteria
Unisea G 2 | 54422 | CAT1 | Combustion Turbine | Alaska | 0.8 | Dropped - Units whose status does not meet NEEDS criteria
Unisea G 2 | 54422 | CAT2 | Combustion Turbine | Alaska | 0.9 | Dropped - Units whose status does not meet NEEDS criteria
Unisea G 2 | 54422 | CAT4 | Combustion Turbine | Alaska | 1 | Dropped - in Alaska or in Hawaii or Puerto Rico
Unisea G 2 | 54422 | CAT5 | Combustion Turbine | Alaska | 1 | Dropped - in Alaska or in Hawaii or Puerto Rico
Unisea G 2 | 54422 | GEN1 | Combustion Turbine | Alaska | 2.2 | Dropped - in Alaska or in Hawaii or Puerto Rico
Unisea G 2 | 54422 | GEN2 | Combustion Turbine | Alaska | 2.3 | Dropped - in Alaska or in Hawaii or Puerto Rico
Unisea G 2 | 54422 | GEN3 | Combustion Turbine | Alaska | 2.3 | Dropped - in Alaska or in Hawaii or Puerto Rico
Unisea G 2 | 54422 | GEN4 | Combustion Turbine | Alaska | 2.2 | Dropped - in Alaska or in Hawaii or Puerto Rico
Unisea G 2 | 54422 | GEN5 | Combustion Turbine | Alaska | 2.3 | Dropped - in Alaska or in Hawaii or Puerto Rico
Unisea G 2 | 54422 | GEN6 | Combustion Turbine | Alaska | 2.2 | Dropped - in Alaska or in Hawaii or Puerto Rico
Quantum Lake Power LP | 54423 | GT1 | Combined Cycle | Florida | 48.5 | Dropped - Units whose status does not meet NEEDS criteria
Quantum Lake Power LP | 54423 | GT2 | Combined Cycle | Florida | 48.5 | Dropped - Units whose status does not meet NEEDS criteria
Quantum Lake Power LP | 54423 | ST1 | Combined Cycle | Florida | 24 | Dropped - Units whose status does not meet NEEDS criteria
Quantum Pasco Power LP | 54424 | EDG1 | Combustion Turbine | Florida | 1.2 | Dropped - Units whose status does not meet NEEDS criteria
Quantum Pasco Power LP | 54424 | EDG2 | Combustion Turbine | Florida | 1.2 | Dropped - Units whose status does not meet NEEDS criteria
Quantum Pasco Power LP | 54424 | GT1 | Combined Cycle | Florida | 48.5 | Dropped - Units whose status does not meet NEEDS criteria
Quantum Pasco Power LP | 54424 | GT2 | Combined Cycle | Florida | 48.5 | Dropped - Units whose status does not meet NEEDS criteria
Quantum Pasco Power LP | 54424 | ST1 | Combined Cycle | Florida | 24 | Dropped - Units whose status does not meet NEEDS criteria
Project Orange Associates LP | 54425 | GT1 | Combustion Turbine | New York | 48 | Dropped - Units whose status does not meet NEEDS criteria
Project Orange Associates LP | 54425 | GT2 | Combustion Turbine | New York | 48 | Dropped - Units whose status does not meet NEEDS criteria
Gaylord Container Bogalusa | 54427 | NO10 | Biomass | Louisiana | 34.4 | Dropped - Onsite Unit
Gaylord Container Bogalusa | 54427 | NO8 | Biomass | Louisiana | 22.5 | Dropped - Onsite Unit
Gaylord Container Bogalusa | 54427 | NO9 | Biomass | Louisiana | 34.9 | Dropped - Onsite Unit
Durango Georgia Paper | 54428 | NO1 | Coal Steam | Georgia | 3.8 | Dropped - Units whose status does not meet NEEDS criteria
Durango Georgia Paper | 54428 | NO2 | Coal Steam | Georgia | 6.3 | Dropped - Units whose status does not meet NEEDS criteria
Durango Georgia Paper | 54428 | NO3 | Coal Steam | Georgia | 17.5 | Dropped - Units whose status does not meet NEEDS criteria
Chunchula Plant 1 | 54441 | 001 | Combustion Turbine | Alabama | 0.5 | Dropped - Units whose status does not meet NEEDS criteria
Chunchula Plant 1 | 54441 | 002 | Combustion Turbine | Alabama | 0.5 | Dropped - Units whose status does not meet NEEDS criteria
Chunchula Plant 1 | 54441 | 003 | O/G Steam | Alabama | 0.4 | Dropped - Units whose status does not meet NEEDS criteria
North Riley | 54443 | GEN1 | Combustion Turbine | Texas | 1 | Dropped - Units whose status does not meet NEEDS criteria
North Riley | 54443 | GEN2 | Combustion Turbine | Texas | 0.9 | Dropped - Units whose status does not meet NEEDS criteria
North Riley | 54443 | GEN3 | Combustion Turbine | Texas | 0.9 | Dropped - Units whose status does not meet NEEDS criteria
Rincon Facility | 54445 | GEN1 | Combustion Turbine | California | 1.7 | Dropped - Units whose status does not meet NEEDS criteria
Los Angeles Refinery Wilmington | 54451 | G1 | Combustion Turbine | California | 6.1 | Dropped - Units whose status does not meet NEEDS criteria
Los Angeles Refinery Wilmington | 54451 | G2 | Fossil Waste | California | 45 | Dropped - Onsite Unit
Agrium Kenai Nitrogen Operations | 54452 | 744A | Combustion Turbine | Alaska | 2.5 | Dropped - Units whose status does not meet NEEDS criteria
Agrium Kenai Nitrogen Operations | 54452 | 744B | Combustion Turbine | Alaska | 2.5 | Dropped - Units whose status does not meet NEEDS criteria
Agrium Kenai Nitrogen Operations | 54452 | 744C | Combustion Turbine | Alaska | 2.5 | Dropped - Units whose status does not meet NEEDS criteria
Agrium Kenai Nitrogen Operations | 54452 | 744D | Combustion Turbine | Alaska | 2.5 | Dropped - Units whose status does not meet NEEDS criteria
Agrium Kenai Nitrogen Operations | 54452 | 744E | Combustion Turbine | Alaska | 2.5 | Dropped - Units whose status does not meet NEEDS criteria
San Gorgonio Windplant WPP1993 | 54454 | GEN3 | Onshore Wind | California | 34.5 | Dropped - Units whose status does not meet NEEDS criteria
Art Institute of Chicago | 54455 | 1 | Combustion Turbine | Illinois | 0.6 | Dropped - Units whose status does not meet NEEDS criteria
Art Institute of Chicago | 54455 | 2 | Combustion Turbine | Illinois | 0.6 | Dropped - Units whose status does not meet NEEDS criteria
Benedum Plant | 54458 | BG3A | Combustion Turbine | Texas | 1 | Dropped - Units whose status does not meet NEEDS criteria
Benedum Plant | 54458 | BG6 | Combustion Turbine | Texas | 1 | Dropped - Units whose status does not meet NEEDS criteria
Midkiff Plant | 54459 | 1 | Combustion Turbine | Texas | 1.2 | Dropped - Units whose status does not meet NEEDS criteria
Midkiff Plant | 54459 | 2 | Combustion Turbine | Texas | 1.2 | Dropped - Units whose status does not meet NEEDS criteria
Midkiff Plant | 54459 | 3 | Combustion Turbine | Texas | 1.2 | Dropped - Units whose status does not meet NEEDS criteria
Mt Lassen Power | 54468 | GEN1 | Biomass | California | 10.5 | Dropped - Units whose status does not meet NEEDS criteria
Pacific Oroville Power Inc | 54469 | GEN1 | Biomass | California | 8.3 | Dropped - Units whose status does not meet NEEDS criteria
Pacific Oroville Power Inc | 54469 | GEN2 | Biomass | California | 8.3 | Dropped - Units whose status does not meet NEEDS criteria
Eagle & Phenix | 54470 | GEN1 | Hydro | Georgia | 4 | Dropped - Units whose status does not meet NEEDS criteria
Simplot Phosphates | 54472 | GEN1 | Energy Storage | Wyoming | 11.5 | Dropped - Onsite Unit
Domino Sugar Arabi Plant | 54512 | TG1 | O/G Steam | Louisiana | 3.4 | Dropped - Onsite Unit
Domino Sugar Arabi Plant | 54512 | TG2 | O/G Steam | Louisiana | 2.3 | Dropped - Onsite Unit
Domino Sugar Arabi Plant | 54512 | TG3 | O/G Steam | Louisiana | 2 | Dropped - Onsite Unit
WestRock (IL) | 54513 | E-1 | Combustion Turbine | Illinois | 0.7 | Dropped - Onsite Unit
WestRock (IL) | 54513 | E2-A | Combustion Turbine | Illinois | 0.7 | Dropped - Onsite Unit
WestRock (IL) | 54513 | E2-B | Combustion Turbine | Illinois | 0.7 | Dropped - Onsite Unit
WestRock (IL) | 54513 | E3 | Combustion Turbine | Illinois | 0.8 | Dropped - Onsite Unit
Dixon Marquette | 54516 | 0020 | Combustion Turbine | Illinois | 2.3 | Dropped - Units whose status does not meet NEEDS criteria
Dixon Marquette | 54516 | 0021 | Combustion Turbine | Illinois | 2.3 | Dropped - Units whose status does not meet NEEDS criteria
Dixon Marquette | 54516 | 0022 | Combustion Turbine | Illinois | 2.3 | Dropped - Units whose status does not meet NEEDS criteria
Dixon Marquette | 54516 | 0023 | Combustion Turbine | Illinois | 2.3 | Dropped - Units whose status does not meet NEEDS criteria
Dixon Marquette | 54516 | 0024 | Combustion Turbine | Illinois | 2.3 | Dropped - Units whose status does not meet NEEDS criteria
Dixon Marquette | 54516 | 0034 | Combustion Turbine | Illinois | 2.3 | Dropped - Units whose status does not meet NEEDS criteria
Sierra Pacific Sonora | 54517 | GEN2 | Biomass | California | 6 | Dropped - Units whose status does not meet NEEDS criteria
Formosa Plastics | 54518 | GT1 | Combustion Turbine | Louisiana | 33 | Dropped - Units whose status does not meet NEEDS criteria
Village Creek Water Reclamation Facility | 54520 | 3 | Non-Fossil Waste | Texas | 1.1 | Dropped - Units whose status does not meet NEEDS criteria
Village Creek Water Reclamation Facility | 54520 | SD1 | Combustion Turbine | Texas | 0.9 | Dropped - Onsite Unit
Village Creek Water Reclamation Facility | 54520 | SD2 | Combustion Turbine | Texas | 0.9 | Dropped - Onsite Unit
Village Creek Water Reclamation Facility | 54520 | TG1 | Combustion Turbine | Texas | 4.2 | Dropped - Onsite Unit
Village Creek Water Reclamation Facility | 54520 | TG2 | Non-Fossil Waste | Texas | 4.2 | Dropped - Onsite Unit
Green Tree Chemical Technologies | 54522 | NO.2 | O/G Steam | New Jersey | 1.5 | Dropped - Units whose status does not meet NEEDS criteria
Green Tree Chemical Technologies | 54522 | NO.4 | O/G Steam | New Jersey | 3 | Dropped - Units whose status does not meet NEEDS criteria
Hoffer Plastics | 54523 | GEN1 | Combustion Turbine | Illinois | 0.8 | Dropped - Onsite Unit
Hoffer Plastics | 54523 | GEN2 | Combustion Turbine | Illinois | 0.8 | Dropped - Onsite Unit
Hoffer Plastics | 54523 | GEN3 | Combustion Turbine | Illinois | 0.8 | Dropped - Onsite Unit
Hoffer Plastics | 54523 | GEN4 | Combustion Turbine | Illinois | 0.8 | Dropped - Onsite Unit
Hoffer Plastics | 54523 | GEN5 | Combustion Turbine | Illinois | 0.8 | Dropped - Onsite Unit
Hoffer Plastics | 54523 | GEN6 | Combustion Turbine | Illinois | 0.8 | Dropped - Onsite Unit
Hoffer Plastics | 54523 | GEN7 | Combustion Turbine | Illinois | 0.8 | Dropped - Onsite Unit
Hoffer Plastics | 54523 | GEN8 | Combustion Turbine | Illinois | 0.8 | Dropped - Onsite Unit
Hoffer Plastics | 54523 | GEN9 | Combustion Turbine | Illinois | 0.8 | Dropped - Onsite Unit
Wheelabrator Ridge Energy | 54529 | 0001 | Biomass | Florida | 47.1 | Dropped - Units whose status does not meet NEEDS criteria
Stingray Facility | 54531 | 1S72 | Combustion Turbine | Louisiana | 2.5 | Dropped - Onsite Unit
Shenango Neville Island Coke Works | 54532 | 2WH | Fossil Waste | Pennsylvania | 4.7 | Dropped - Units whose status does not meet NEEDS criteria
Shenango Neville Island Coke Works | 54532 | 3GE | Fossil Waste | Pennsylvania | 5.9 | Dropped - Units whose status does not meet NEEDS criteria
Southern Minnesota Beet Sugar | 54533 | 0001 | Coal Steam | Minnesota | 7.5 | Dropped - Onsite Unit
St Josephs Hospital | 54534 | 0001 | Combustion Turbine | Florida | 1.6 | Dropped - Units whose status does not meet NEEDS criteria
St Vincents Medical Center | 54535 | 6805 | Combustion Turbine | Florida | 1.3 | Dropped - Units whose status does not meet NEEDS criteria
Sumpter Energy Associates | 54536 | 0201 | Landfill Gas | Michigan | 0.8 | Dropped - Units whose status does not meet NEEDS criteria
Charter Dura-Bar | 54540 | 1A | Combustion Turbine | Illinois | 0.9 | Dropped - Onsite Unit
Charter Dura-Bar | 54540 | 1B | Combustion Turbine | Illinois | 0.9 | Dropped - Onsite Unit
Charter Dura-Bar | 54540 | 2A | Combustion Turbine | Illinois | 0.9 | Dropped - Onsite Unit
Charter Dura-Bar | 54540 | 2B | Combustion Turbine | Illinois | 0.9 | Dropped - Onsite Unit
Charter Dura-Bar | 54540 | 3A | Combustion Turbine | Illinois | 0.9 | Dropped - Onsite Unit
Charter Dura-Bar | 54540 | 3B | Combustion Turbine | Illinois | 0.9 | Dropped - Onsite Unit
Entenmanns Energy Center | 54541 | 1 | Combustion Turbine | New York | 1.3 | Dropped - Units whose status does not meet NEEDS criteria
Entenmanns Energy Center | 54541 | 2 | Combustion Turbine | New York | 1.3 | Dropped - Units whose status does not meet NEEDS criteria
Entenmanns Energy Center | 54541 | 3 | Combustion Turbine | New York | 1.3 | Dropped - Units whose status does not meet NEEDS criteria
Entenmanns Energy Center | 54541 | 4 | Combustion Turbine | New York | 1.3 | Dropped - Units whose status does not meet NEEDS criteria
Graphic Packaging International | 54561 | GT-G | Combined Cycle | California | 23 | Dropped - Units whose status does not meet NEEDS criteria
Graphic Packaging International | 54561 | ST-G | Combined Cycle | California | 3 | Dropped - Units whose status does not meet NEEDS criteria
Longview Fibre | 54562 | 2 | Non-Fossil Waste | Washington | 2.5 | Dropped - Units whose status does not meet NEEDS criteria
Longview Fibre | 54562 | 3 | Non-Fossil Waste | Washington | 3.5 | Dropped - Units whose status does not meet NEEDS criteria
Longview Fibre | 54562 | 4 | Non-Fossil Waste | Washington | 10 | Dropped - Units whose status does not meet NEEDS criteria
Longview Fibre | 54562 | 5 | Non-Fossil Waste | Washington | 5.7 | Dropped - Units whose status does not meet NEEDS criteria
Longview Fibre | 54562 | 8 | Combustion Turbine | Washington | 60 | Dropped - Units whose status does not meet NEEDS criteria
YKK USA Chestney | 54566 | BWP1 | Combustion Turbine | Georgia | 0.5 | Dropped - Onsite Unit
YKK USA Chestney | 54566 | GEN1 | Combustion Turbine | Georgia | 1.5 | Dropped - Units whose status does not meet NEEDS criteria
YKK USA Chestney | 54566 | GEN2 | Combustion Turbine | Georgia | 1.5 | Dropped - Units whose status does not meet NEEDS criteria
YKK USA Chestney | 54566 | GEN3 | Combustion Turbine | Georgia | 1.7 | Dropped - Units whose status does not meet NEEDS criteria
YKK USA Chestney | 54566 | PPD1 | Combustion Turbine | Georgia | 0.4 | Dropped - Units whose status does not meet NEEDS criteria
YKK USA Chestney | 54566 | PPD2 | Combustion Turbine | Georgia | 0.4 | Dropped - Units whose status does not meet NEEDS criteria
YKK USA Chestney | 54566 | SEV1 | Combustion Turbine | Georgia | 0.3 | Dropped - Onsite Unit
YKK USA Chestney | 54566 | SLD1 | Combustion Turbine | Georgia | 0.5 | Dropped - Onsite Unit
Bayville Central Facility | 54569 | COG1 | Non-Fossil Waste | New Jersey | 0.3 | Dropped - Onsite Unit
Bayville Central Facility | 54569 | COG2 | Non-Fossil Waste | New Jersey | 0.3 | Dropped - Onsite Unit
Bayville Central Facility | 54569 | COG3 | Non-Fossil Waste | New Jersey | 0.3 | Dropped - Onsite Unit
Bayville Central Facility | 54569 | COG4 | Combustion Turbine | New Jersey | 1.5 | Dropped - Onsite Unit
Bayville Central Facility | 54569 | COG5 | Combustion Turbine | New Jersey | 1.5 | Dropped - Onsite Unit
Bayville Central Facility | 54569 | COG6 | Combustion Turbine | New Jersey | 1.5 | Dropped - Onsite Unit
Bayville Central Facility | 54569 | COG7 | Combustion Turbine | New Jersey | 1.5 | Dropped - Onsite Unit
Bayville Central Facility | 54569 | CPV1 | Solar PV | New Jersey | 0.2 | Dropped - Onsite Unit
Bayville Central Facility | 54569 | SBG1 | Combustion Turbine | New Jersey | 0.6 | Dropped - Units whose status does not meet NEEDS criteria
North East Cogeneration Plant | 54571 | GEN1 | Combined Cycle | Pennsylvania | 36.5 | Dropped - Units whose status does not meet NEEDS criteria
North East Cogeneration Plant | 54571 | GEN2 | Combined Cycle | Pennsylvania | 32.5 | Dropped - Units whose status does not meet NEEDS criteria
North East Cogeneration Plant | 54571 | GEN3 | Combined Cycle | Pennsylvania | 10 | Dropped - Units whose status does not meet NEEDS criteria
Glenns Ferry Cogen Facility | 54578 | 1001 | Combined Cycle | Idaho | 10.4 | Dropped - Units whose status does not meet NEEDS criteria
Rupert Cogen Project | 54579 | 1002 | Combined Cycle | Idaho | 10.4 | Dropped - Units whose status does not meet NEEDS criteria
Tanner Street Generation | 54586 | V643 | Combined Cycle | Massachusetts | 58 | Dropped - Units whose status does not meet NEEDS criteria
Lincoln Paper & Tissue | 54587 | GE | Non-Fossil Waste | Maine | 2 | Dropped - Units whose status does not meet NEEDS criteria
Lincoln Paper & Tissue | 54587 | TG-3 | Biomass | Maine | 9 | Dropped - Units whose status does not meet NEEDS criteria
Lincoln Paper & Tissue | 54587 | WEST | Non-Fossil Waste | Maine | 3.5 | Dropped - Units whose status does not meet NEEDS criteria
University of Arizona - Biosphere 2 | 54594 | G-1 | Combustion Turbine | Arizona | 1.5 | Dropped - Onsite Unit
University of Arizona - Biosphere 2 | 54594 | G-4 | Combustion Turbine | Arizona | 1.6 | Dropped - Onsite Unit
St Johns Riverside Hospital | 54595 | COG1 | Combustion Turbine | New York | 0.4 | Dropped - Units whose status does not meet NEEDS criteria
St Johns Riverside Hospital | 54595 | COG2 | Combustion Turbine | New York | 0.4 | Dropped - Units whose status does not meet NEEDS criteria
Voss Lantz | 54602 | 1 | Combustion Turbine | Michigan | 0.5 | Dropped - Units whose status does not meet NEEDS criteria
Voss Lantz | 54602 | 2 | Combustion Turbine | Michigan | 0.5 | Dropped - Units whose status does not meet NEEDS criteria
Voss Taylor | 54603 | 1 | Combustion Turbine | Michigan | 0.5 | Dropped - Units whose status does not meet NEEDS criteria
Voss Taylor | 54603 | 2 | Combustion Turbine | Michigan | 0.5 | Dropped - Units whose status does not meet NEEDS criteria
Warner Lambert | 54604 | 0550 | Combustion Turbine | Michigan | 1.5 | Dropped - Onsite Unit
Warner Lambert | 54604 | 5164 | Combustion Turbine | Michigan | 2.8 | Dropped - Onsite Unit
Warner Lambert | 54604 | 016E | Combustion Turbine | Michigan | 1 | Dropped - Onsite Unit
Warner Lambert | 54604 | 085-1 | Combustion Turbine | Michigan | 2.3 | Dropped - Onsite Unit
Warner Lambert | 54604 | 085-2 | Combustion Turbine | Michigan | 2.3 | Dropped - Onsite Unit
Warner Lambert | 54604 | 800-1 | Combustion Turbine | Michigan | 2.3 | Dropped - Onsite Unit
Pratt & Whitney | 54605 | FT-8 | Combustion Turbine | Connecticut | 28 | Dropped - Onsite Unit
University of Texas at San Antonio | 54606 | GEN1 | Combustion Turbine | Texas | 3.3 | Dropped - Units whose status does not meet NEEDS criteria
University of Texas at Dallas | 54607 | GEN1 | Combustion Turbine | Texas | 3.5 | Dropped - Onsite Unit
Amalgamated Sugar LLC Nyssa | 54612 | 1 | Coal Steam | Oregon | 8 | Dropped - Units whose status does not meet NEEDS criteria
Amalgamated Sugar LLC Nyssa | 54612 | 2 | Coal Steam | Oregon | 1.4 | Dropped - Units whose status does not meet NEEDS criteria
Amalgamated Sugar LLC Nyssa | 54612 | 3 | Coal Steam | Oregon | 0.4 | Dropped - Units whose status does not meet NEEDS criteria
Ingredion Winston Salem | 54618 | 900 | Biomass | North Carolina | 0.4 | Dropped - Onsite Unit
Ingredion Winston Salem | 54618 | 7500 | Biomass | North Carolina | 6.6 | Dropped - Onsite Unit
Central District Wastewater Treat Plant | 54623 | 1 | Non-Fossil Waste | Florida | 1.2 | Dropped - Units whose status does not meet NEEDS criteria
Central District Wastewater Treat Plant | 54623 | 2 | Non-Fossil Waste | Florida | 1.2 | Dropped - Units whose status does not meet NEEDS criteria
Central District Wastewater Treat Plant | 54623 | 3 | Non-Fossil Waste | Florida | 1.2 | Dropped - Units whose status does not meet NEEDS criteria
Central District Wastewater Treat Plant | 54623 | 4 | Non-Fossil Waste | Florida | 1.2 | Dropped - Units whose status does not meet NEEDS criteria
Central District Wastewater Treat Plant | 54623 | 5 | Non-Fossil Waste | Florida | 1.2 | Dropped - Onsite Unit
Central District Wastewater Treat Plant | 54623 | 6 | Non-Fossil Waste | Florida | 1.2 | Dropped - Onsite Unit
Central District Wastewater Treat Plant | 54623 | 3A | Non-Fossil Waste | Florida | 1.2 | Dropped - Onsite Unit
Central District Wastewater Treat Plant | 54623 | 4A | Non-Fossil Waste | Florida | 1.2 | Dropped - Onsite Unit
South District Wastewater Treatment Plt | 54624 | 1 | Energy Storage | Florida | 0.8 | Dropped - Units whose status does not meet NEEDS criteria
South District Wastewater Treatment Plt | 54624 | 2 | Energy Storage | Florida | 0.8 | Dropped - Units whose status does not meet NEEDS criteria
South District Wastewater Treatment Plt | 54624 | 3 | Energy Storage | Florida | 0.8 | Dropped - Units whose status does not meet NEEDS criteria
South District Wastewater Treatment Plt | 54624 | 1A | Non-Fossil Waste | Florida | 2 | Dropped - Onsite Unit
South District Wastewater Treatment Plt | 54624 | 2A | Non-Fossil Waste | Florida | 2 | Dropped - Onsite Unit
South District Wastewater Treatment Plt | 54624 | 3A | Non-Fossil Waste | Florida | 2 | Dropped - Onsite Unit
South District Wastewater Treatment Plt | 54624 | 4A | Non-Fossil Waste | Florida | 2 | Dropped - Onsite Unit
Phelps Dodge Refining | 54628 | 2607 | Combustion Turbine | Texas | 2.6 | Dropped - Units whose status does not meet NEEDS criteria
Phelps Dodge Refining | 54628 | 2608 | Combustion Turbine | Texas | 2.6 | Dropped - Units whose status does not meet NEEDS criteria
Phelps Dodge Refining | 54628 | 3001 | Combustion Turbine | Texas | 3.2 | Dropped - Onsite Unit
Phelps Dodge Refining | 54628 | 3002 | Combustion Turbine | Texas | 3.2 | Dropped - Onsite Unit
Phelps Dodge Refining | 54628 | 3003 | Combustion Turbine | Texas | 3.2 | Dropped - Onsite Unit
Lyondell Chemical Lake Charles | 54632 | 3 | O/G Steam | Louisiana | 4 | Dropped - Units whose status does not meet NEEDS criteria
Johnsonburg Mill | 54638 | PT1 | Non-Fossil Waste | Pennsylvania | 49 | Dropped - Onsite Unit
TRW Radio Systems | 54645 | EG-1 | Combustion Turbine | California | 0.6 | Dropped - Units whose status does not meet NEEDS criteria
TRW Radio Systems | 54645 | EG-2 | Combustion Turbine | California | 0.6 | Dropped - Units whose status does not meet NEEDS criteria
Kalaeloa Cogen Plant | 54646 | CT1 | Combined Cycle | Hawaii | 85 | Dropped - in Alaska or in Hawaii or Puerto Rico
Kalaeloa Cogen Plant | 54646 | CT2 | Combined Cycle | Hawaii | 85 | Dropped - in Alaska or in Hawaii or Puerto Rico
Kalaeloa Cogen Plant | 54646 | ST | Combined Cycle | Hawaii | 50 | Dropped - in Alaska or in Hawaii or Puerto Rico
International Paper Riegelwood Mill | 54656 | NO 1 | Non-Fossil Waste | North Carolina | 7.8 | Dropped - Retired/Planned Retirement by 06/2023
International Paper Riegelwood Mill | 54656 | NO 2 | Non-Fossil Waste | North Carolina | 8.3 | Dropped - Units whose status does not meet NEEDS criteria
International Paper Riegelwood Mill | 54656 | NO3 | Non-Fossil Waste | North Carolina | 44.5 | Dropped - Onsite Unit
Versailles Mill | 54657 | NO1 | O/G Steam | Connecticut | 14 | Dropped - Units whose status does not meet NEEDS criteria
Quantum Auburndale Power LP | 54658 | CT | Combined Cycle | Florida | 111.3 | Dropped - Units whose status does not meet NEEDS criteria
Quantum Auburndale Power LP | 54658 | ST | Combined Cycle | Florida | 44 | Dropped - Units whose status does not meet NEEDS criteria
Kankakee Gas Recovery | 54659 | GEN1 | Landfill Gas | Illinois | 0.8 | Dropped - Units whose status does not meet NEEDS criteria
Kankakee Gas Recovery | 54659 | GEN2 | Landfill Gas | Illinois | 0.8 | Dropped - Units whose status does not meet NEEDS criteria
Pekin Paperboard | 54664 | GEN1 | O/G Steam | Illinois | 1.5 | Dropped - Units whose status does not meet NEEDS criteria
Chino Mines | 54667 | 4 | O/G Steam | New Mexico | 7 | Dropped - Units whose status does not meet NEEDS criteria
Chino Mines | 54667 | 5 | O/G Steam | New Mexico | 9.3 | Dropped - Units whose status does not meet NEEDS criteria
Chino Mines | 54667 | 7 | Combined Cycle | New Mexico | 15.4 | Dropped - Onsite Unit
Chino Mines | 54667 | 8 | O/G Steam | New Mexico | 27.9 | Dropped - Units whose status does not meet NEEDS criteria
Chino Mines | 54667 | 9 | Combined Cycle | New Mexico | 35 | Dropped - Onsite Unit
Dragon Trail | 54671 | ICG1 | Combustion Turbine | Colorado | 0.4 | Dropped - Units whose status does not meet NEEDS criteria
Spartanburg Water System | 54675 | DI1 | Combustion Turbine | South Carolina | 1.6 | Dropped - Units whose status does not meet NEEDS criteria
Spartanburg Water System | 54675 | DI2 | Combustion Turbine | South Carolina | 2 | Dropped - Onsite Unit
Spartanburg Water System | 54675 | DI3 | Combustion Turbine | South Carolina | 1.3 | Dropped - Onsite Unit
Spartanburg Water System | 54675 | HG1 | Hydro | South Carolina | 0.5 | Dropped - Onsite Unit
Spartanburg Water System | 54675 | HG2 | Hydro | South Carolina | 0.5 | Dropped - Onsite Unit
Difwind Farms Ltd I | 54681 | EXIS | Onshore Wind | California | 7.3 | Dropped - Retired/Planned Retirement by 06/2023
Difwind Farms Ltd II | 54682 | EXIS | Onshore Wind | California | 5.4 | Dropped - Retired/Planned Retirement by 06/2023
Difwind Farms Ltd V | 54685 | EXIS | Onshore Wind | California | 11.6 | Dropped - Retired/Planned Retirement by 06/2023
Difwind Farms Ltd VIII | 54687 | EXIS | Onshore Wind | California | 15 | Dropped - Units whose status does not meet NEEDS criteria
Thundermist Hydro | 54688 | HYD1 | Hydro | Rhode Island | 1.1 | Dropped - Units whose status does not meet NEEDS criteria
Amalgamated Sugar LLC Nampa | 54690 | 500 | O/G Steam | Idaho | 0.5 | Dropped - Units whose status does not meet NEEDS criteria
Amalgamated Sugar LLC Nampa | 54690 | 2250 | O/G Steam | Idaho | 2.2 | Dropped - Onsite Unit
Amalgamated Sugar LLC Nampa | 54690 | 6500 | O/G Steam | Idaho | 6 | Dropped - Onsite Unit
Smurfit Stone Los Angeles Mill | 54692 | 1 | Combustion Turbine | California | 43.4 | Dropped - Units whose status does not meet NEEDS criteria
York Generation Company LLC | 54693 | GT#3 | Combined Cycle | Pennsylvania | 8.3 | Dropped - Units whose status does not meet NEEDS criteria
York Generation Company LLC | 54693 | GT#4 | Combined Cycle | Pennsylvania | 8.3 | Dropped - Units whose status does not meet NEEDS criteria
Metro Methane Recovery Facility | 54700 | GEN9 | Landfill Gas | Iowa | 1.6 | Dropped - Units whose status does not meet NEEDS criteria
Chaney Dell Plant | 54702 | G-1A | Combustion Turbine | Oklahoma | 0.5 | Dropped - Units whose status does not meet NEEDS criteria
Chaney Dell Plant | 54702 | G-1B | Combustion Turbine | Oklahoma | 0.4 | Dropped - Units whose status does not meet NEEDS criteria
Chaney Dell Plant | 54702 | G-1C | Combustion Turbine | Oklahoma | 0.5 | Dropped - Units whose status does not meet NEEDS criteria
CenterPoint Energy Field Svs. | 54704 | 001 | Combustion Turbine | Louisiana | 0.2 | Dropped - Units whose status does not meet NEEDS criteria
CenterPoint Energy Field Svs. | 54704 | 002 | Combustion Turbine | Louisiana | 0.4 | Dropped - Units whose status does not meet NEEDS criteria
CenterPoint Energy Field Svs. | 54704 | 003 | Combustion Turbine | Louisiana | 0.4 | Dropped - Units whose status does not meet NEEDS criteria
CenterPoint Energy Field Svs. | 54704 | 004 | Combustion Turbine | Louisiana | 0.2 | Dropped - Units whose status does not meet NEEDS criteria
Hunterdon Cogen Facility | 54707 | 1 | Combustion Turbine | New Jersey | 4.1 | Dropped - Units whose status does not meet NEEDS criteria
Montclair Cogen Facility | 54708 | 1 | Combustion Turbine | New Jersey | 3.7 | Dropped - Units whose status does not meet NEEDS criteria
Buffalo Paperboard | 54722 | 1 | O/G Steam | New York | 1.4 | Dropped - Units whose status does not meet NEEDS criteria
Ormesa II | 54724 | OE10 | Geothermal | California | 0.9 | Dropped - Units whose status does not meet NEEDS criteria
Ormesa II | 54724 | OE11 | Geothermal | California | 0.9 | Dropped - Units whose status does not meet NEEDS criteria
Ormesa II | 54724 | OE12 | Geothermal | California | 0.9 | Dropped - Units whose status does not meet NEEDS criteria
Ormesa II | 54724 | OE13 | Geothermal | California | 0.9 | Dropped - Units whose status does not meet NEEDS criteria
Ormesa II | 54724 | OE21 | Geothermal | California | 0.9 | Dropped - Units whose status does not meet NEEDS criteria
Ormesa II | 54724 | OE22 | Geothermal | California | 0.9 | Dropped - Units whose status does not meet NEEDS criteria
Ormesa II | 54724 | OE23 | Geothermal | California | 0.9 | Dropped - Units whose status does not meet NEEDS criteria
Ormesa II | 54724 | OE24 | Geothermal | California | 0.9 | Dropped - Units whose status does not meet NEEDS criteria
Ormesa II | 54724 | OE25 | Geothermal | California | 0.9 | Dropped - Units whose status does not meet NEEDS criteria
Ormesa II | 54724 | OE26 | Geothermal | California | 0.9 | Dropped - Units whose status does not meet NEEDS criteria
Ormesa II | 54724 | OE27 | Geothermal | California | 0.9 | Dropped - Units whose status does not meet NEEDS criteria
Ormesa II | 54724 | OEC1 | Geothermal | California | 0.9 | Dropped - Units whose status does not meet NEEDS criteria
Ormesa II | 54724 | OEC2 | Geothermal | California | 0.9 | Dropped - Units whose status does not meet NEEDS criteria
Ormesa II | 54724 | OEC3 | Geothermal | California | 0.9 | Dropped - Units whose status does not meet NEEDS criteria
Ormesa II | 54724 | OEC4 | Geothermal | California | 0.9 | Dropped - Units whose status does not meet NEEDS criteria
Ormesa II | 54724 | OEC5 | Geothermal | California | 0.9 | Dropped - Units whose status does not meet NEEDS criteria
Ormesa II | 54724 | OEC6 | Geothermal | California | 0.9 | Dropped - Units whose status does not meet NEEDS criteria
Ormesa II | 54724 | OEC7 | Geothermal | California | 0.9 | Dropped - Units whose status does not meet NEEDS criteria
Ormesa II | 54724 | OEC8 | Geothermal | California | 0.9 | Dropped - Units whose status does not meet NEEDS criteria
Ormesa II | 54724 | OEC9 | Geothermal | California | 0.9 | Dropped - Units whose status does not meet NEEDS criteria
Hendricks Regional Health | 54731 | GE06 | Combustion Turbine | Indiana | 1 | Dropped - Onsite Unit
Hendricks Regional Health | 54731 | GEO1 | Combustion Turbine | Indiana | 0.5 | Dropped - Onsite Unit
Hendricks Regional Health | 54731 | GEO2 | Combustion Turbine | Indiana | 0.5 | Dropped - Onsite Unit
Hendricks Regional Health | 54731 | GEO3 | Combustion Turbine | Indiana | 0.3 | Dropped - Onsite Unit
Hendricks Regional Health | 54731 | GEO4 | Combustion Turbine | Indiana | 1 | Dropped - Onsite Unit
Hendricks Regional Health | 54731 | GEO5 | Combustion Turbine | Indiana | 1 | Dropped - Onsite Unit
Freeport McMoRan | 54734 | 1 | Combustion Turbine | New Mexico | 2.9 | Dropped - Onsite Unit
Freeport McMoRan | 54734 | 2 | Combustion Turbine | New Mexico | 2.9 | Dropped - Units whose status does not meet NEEDS criteria
Freeport McMoRan | 54734 | 3 | Combustion Turbine | New Mexico | 2.9 | Dropped - Onsite Unit
Freeport McMoRan | 54734 | 4 | Combustion Turbine | New Mexico | 2.9 | Dropped - Onsite Unit
Freeport McMoRan | 54734 | 5 | Combustion Turbine | New Mexico | 2.9 | Dropped - Units whose status does not meet NEEDS criteria
Freeport McMoRan | 54734 | 6 | Combustion Turbine | New Mexico | 2.9 | Dropped - Units whose status does not meet NEEDS criteria
Freeport McMoRan | 54734 | 7 | Combustion Turbine | New Mexico | 2.9 | Dropped - Onsite Unit
Freeport McMoRan | 54734 | 8 | Combustion Turbine | New Mexico | 2.9 | Dropped - Onsite Unit
Freeport McMoRan | 54734 | 9 | Combustion Turbine | New Mexico | 2.9 | Dropped - Units whose status does not meet NEEDS criteria
Freeport McMoRan | 54734 | 10 | Combustion Turbine | New Mexico | 2.9 | Dropped - Units whose status does not meet NEEDS criteria
Freeport McMoRan | 54734 | 11 | Combustion Turbine | New Mexico | 2.9 | Dropped - Onsite Unit
Freeport McMoRan | 54734 | 12 | Combustion Turbine | New Mexico | 2.9 | Dropped - Onsite Unit
Freeport McMoRan | 54734 | 13 | Combustion Turbine | New Mexico | 2.9 | Dropped - Onsite Unit
Freeport McMoRan | 54734 | 14 | Combustion Turbine | New Mexico | 2.9 | Dropped - Onsite Unit
Freeport McMoRan | 54734 | 15 | Combustion Turbine | New Mexico | 2.9 | Dropped - Onsite Unit
District 100 Transco Gas Pipe Line | 54743 | 001 | Non-Fossil Waste | Alabama | 0.7 | Dropped - Units whose status does not meet NEEDS criteria
District 100 Transco Gas Pipe Line | 54743 | 002 | Non-Fossil Waste | Alabama | 0.7 | Dropped - Units whose status does not meet NEEDS criteria
District 70 Transco Gas Pipe Line | 54744 | 001 | Non-Fossil Waste | Mississippi | 0.7 | Dropped - Units whose status does not meet NEEDS criteria
District 70 Transco Gas Pipe Line | 54744 | 002 | Non-Fossil Waste | Mississippi | 0.7 | Dropped - Units whose status does not meet NEEDS criteria
M C Dixon Lumber | 54745 | GEN1 | Biomass | Alabama | 2.1 | Dropped - Units whose status does not meet NEEDS criteria
International Paper Pine Hill Mill | 54752 | NO1 | Biomass | Alabama | 40 | Dropped - Onsite Unit
International Paper Pine Hill Mill | 54752 | NO2 | Non-Fossil Waste | Alabama | 34.8 | Dropped - Onsite Unit
Roanoke Valley Energy Facility II | 54755 | GEN2 | Coal Steam | North Carolina | 44 | Dropped - Units whose status does not meet NEEDS criteria
Rock-Tenn Mill | 54763 | 2TG | Non-Fossil Waste | Alabama | 8.6 | Dropped - Onsite Unit
Rock-Tenn Mill | 54763 | 3TG | Non-Fossil Waste | Alabama | 16 | Dropped - Units whose status does not meet NEEDS criteria
Rock-Tenn Mill | 54763 | 4TG | Non-Fossil Waste | Alabama | 35 | Dropped - Onsite Unit
Rock-Tenn Mill | 54763 | ITG | Non-Fossil Waste | Alabama | 9.2 | Dropped - Units whose status does not meet NEEDS criteria
St Marys Hospital | 54767 | G-1 | Combustion Turbine | New York | 0.6 | Dropped - Units whose status does not meet NEEDS criteria
St Marys Hospital | 54767 | G-2 | Combustion Turbine | New York | 0.6 | Dropped - Units whose status does not meet NEEDS criteria
Oklahoma State University | 54779 | GEN1 | O/G Steam | Oklahoma | 1.6 | Dropped - Units whose status does not meet NEEDS criteria
Oklahoma State University | 54779 | GEN2 | O/G Steam | Oklahoma | 1.6 | Dropped - Units whose status does not meet NEEDS criteria
Oklahoma State University | 54779 | GEN3 | O/G Steam | Oklahoma | 1.6 | Dropped - Units whose status does not meet NEEDS criteria
Oklahoma State University | 54779 | GEN4 | O/G Steam | Oklahoma | 5.2 | Dropped - Units whose status does not meet NEEDS criteria
University of Illinois Abbott Power Plt | 54780 | T1 | O/G Steam | Illinois | 3 | Dropped - Onsite Unit
University of Illinois Abbott Power Plt | 54780 | T10 | O/G Steam | Illinois | 10.5 | Dropped - Onsite Unit
University of Illinois Abbott Power Plt | 54780 | T11 | O/G Steam | Illinois | 12.5 | Dropped - Onsite Unit
University of Illinois Abbott Power Plt | 54780 | T12 | O/G Steam | Illinois | 7 | Dropped - Onsite Unit
University of Illinois Abbott Power Plt | 54780 | T2 | O/G Steam | Illinois | 3 | Dropped - Onsite Unit
University of Illinois Abbott Power Plt | 54780 | T3 | O/G Steam | Illinois | 3 | Dropped - Onsite Unit
University of Illinois Abbott Power Plt | 54780 | T4 | O/G Steam | Illinois | 3 | Dropped - Onsite Unit
University of Illinois Abbott Power Plt | 54780 | T5 | O/G Steam | Illinois | 3 | Dropped - Units whose status does not meet NEEDS criteria
University of Illinois Abbott Power Plt | 54780 | T6 | O/G Steam | Illinois | 7.5 | Dropped - Onsite Unit
University of Illinois Abbott Power Plt | 54780 | T7 | O/G Steam | Illinois | 7.5 | Dropped - Onsite Unit
University of Illinois Abbott Power Plt | 54780 | T8 | Combustion Turbine | Illinois | 12.5 | Dropped - Onsite Unit
University of Illinois Abbott Power Plt | 54780 | T9 | Combustion Turbine | Illinois | 12.5 | Dropped - Onsite Unit
Seneca Energy | 54782 | GE19 | Landfill Gas | New York | 1.6 | Dropped - Units whose status does not meet NEEDS criteria
Seneca Energy | 54782 | GE20 | Landfill Gas | New York | 1.6 | Dropped - Units whose status does not meet NEEDS criteria
Seneca Energy | 54782 | GE21 | Landfill Gas | New York | 1.6 | Dropped - Units whose status does not meet NEEDS criteria
Seneca Energy | 54782 | GE22 | Landfill Gas | New York | 1.6 | Dropped - Units whose status does not meet NEEDS criteria
Georgia-Pacific Brewton Mill | 54789 | 1TG | Non-Fossil Waste | Alabama | 12.5 | Dropped - Units whose status does not meet NEEDS criteria
Georgia-Pacific Brewton Mill | 54789 | 2TG | O/G Steam | Alabama | 9.3 | Dropped - Onsite Unit
Georgia-Pacific Brewton Mill | 54789 | 3TG | O/G Steam | Alabama | 12.1 | Dropped - Onsite Unit
Georgia-Pacific Brewton Mill | 54789 | 4TG | Non-Fossil Waste | Alabama | 51.8 | Dropped - Onsite Unit
CSL Behring LLC | 54790 | GEN1 | Combustion Turbine | Illinois | 3.8 | Dropped - Onsite Unit
Buffalo Ridge Windplant WPP 1993 | 54794 | EXIS | Onshore Wind | Minnesota | 21.9 | Dropped - Units whose status does not meet NEEDS criteria
Domino Sugar Baltimore | 54795 | GEN1 | O/G Steam | Maryland | 5 | Dropped - Onsite Unit
Domino Sugar Baltimore | 54795 | GEN2 | O/G Steam | Maryland | 2.5 | Dropped - Onsite Unit
Domino Sugar Baltimore | 54795 | GEN4 | O/G Steam | Maryland | 10 | Dropped - Onsite Unit
Duraco Products | 54798 | GEN1 | Combustion Turbine | Illinois | 0.7 | Dropped - Units whose status does not meet NEEDS criteria
Duraco Products | 54798 | GEN2 | Combustion Turbine | Illinois | 0.7 | Dropped - Units whose status does not meet NEEDS criteria
Saint Agnes Medical Center | 54800 | 9911 | Combustion Turbine | California | 2.7 | Dropped - Onsite Unit
Saint Agnes Medical Center | 54800 | 9929 | Combustion Turbine | California | 2.7 | Dropped - Onsite Unit
Mead Coated Board | 54802 | GEN1 | Non-Fossil Waste | Alabama | 38 | Dropped - Onsite Unit
Mead Coated Board | 54802 | GEN2 | Non-Fossil Waste | Alabama | 55.5 | Dropped - Onsite Unit
Mead Coated Board | 54802 | GEN3 | Combustion Turbine | Alabama | 21 | Dropped - Onsite Unit
Central Wayne Air Quality | 54804 | GEN1 | Municipal Solid Waste | Michigan | 20 | Dropped - Units whose status does not meet NEEDS criteria
Mary Ann Gas Plant | 54806 | 6202 | O/G Steam | Alabama | 2.3 | Dropped - Units whose status does not meet NEEDS criteria
Vineland Cogeneration Plant | 54807 | GEN1 | Combined Cycle | New Jersey | 42.5 | Dropped - Units whose status does not meet NEEDS criteria
Vineland Cogeneration Plant | 54807 | GEN2 | Combined Cycle | New Jersey | 4 | Dropped - Units whose status does not meet NEEDS criteria
University of Washington Power Plant | 54809 | DG3 | Combustion Turbine | Washington | 2 | Dropped - Onsite Unit
University of Washington Power Plant | 54809 | DG4 | Combustion Turbine | Washington | 2 | Dropped - Onsite Unit
University of Washington Power Plant | 54809 | DG5 | Combustion Turbine | Washington | 2 | Dropped - Onsite Unit
University of Washington Power Plant | 54809 | DG6 | Combustion Turbine | Washington | 2 | Dropped - Onsite Unit
University of Washington Power Plant | 54809 | DG7 | Combustion Turbine | Washington | 2 | Dropped - Onsite Unit
University of Washington Power Plant | 54809 | TG2 | O/G Steam | Washington | 5 | Dropped - Onsite Unit
Kansas State Univ Main Campus | 54811 | 2 | O/G Steam | Kansas | 2.3 | Dropped - Units whose status does not meet NEEDS criteria
Kansas State Univ Main Campus | 54811 | 3 | O/G Steam | Kansas | 1.4 | Dropped - Units whose status does not meet NEEDS criteria
Shepherd Center | 54813 | 5 | Combustion Turbine | Georgia | 0.6 | Dropped - Units whose status does not meet NEEDS criteria
Shepherd Center | 54813 | 6 | Combustion Turbine | Georgia | 0.6 | Dropped - Units whose status does not meet NEEDS criteria
Milagro Cogeneration Plant | 54814 | GENA | Combustion Turbine | New Mexico | 30.4 | Dropped - Units whose status does not meet NEEDS criteria
Milagro Cogeneration Plant | 54814 | GENB | Combustion Turbine | New Mexico | 30.4 | Dropped - Units whose status does not meet NEEDS criteria
Milagro Cogeneration Plant | 54814 | GO1A | Combustion Turbine | New Mexico | 30.4 | Dropped - Units whose status does not meet NEEDS criteria
Milagro Cogeneration Plant | 54814 | GO1B | Combustion Turbine | New Mexico | 30.4 | Dropped - Units whose status does not meet NEEDS criteria
Riverwood 100 Building | 54816 | 11KT | Combustion Turbine | Georgia | 1.1 | Dropped - Units whose status does not meet NEEDS criteria
191 Peachtree Tower | 54818 | GEN1 | Combustion Turbine | Georgia | 1.2 | Dropped - Onsite Unit
191 Peachtree Tower | 54818 | GEN2 | Combustion Turbine | Georgia | 1.2 | Dropped - Onsite Unit
Smithfield Farmland Corp Bladen | 54823 | GEN1 | Combustion Turbine | North Carolina | 1.5 | Dropped - Onsite Unit
Smithfield Farmland Corp Bladen | 54823 | GEN2 | Combustion Turbine | North Carolina | 1.5 | Dropped - Onsite Unit
Smithfield Farmland Corp Bladen | 54823 | GEN3 | Combustion Turbine | North Carolina | 1.5 | Dropped - Onsite Unit
Smithfield Farmland Corp Bladen | 54823 | GEN4 | Combustion Turbine | North Carolina | 1.5 | Dropped - Onsite Unit
Smithfield Farmland Corp Bladen | 54823 | GEN5 | Combustion Turbine | North Carolina | 1.5 | Dropped - Onsite Unit
Smithfield Farmland Corp Bladen | 54823 | GEN6 | Combustion Turbine | North Carolina | 1.5 | Dropped - Onsite Unit
Smithfield Farmland Corp Bladen | 54823 | GEN7 | Combustion Turbine | North Carolina | 1.5 | Dropped - Onsite Unit
Smithfield Farmland Corp Bladen | 54823 | GEN8 | Combustion Turbine | North Carolina | 1.5 | Dropped - Onsite Unit
Smithfield Farmland Corp Bladen | 54823 | GEN9 | Combustion Turbine | North Carolina | 1.5 | Dropped - Onsite Unit
Smithfield Farmland Corp Bladen | 54823 | GN10 | Combustion Turbine | North Carolina | 1.5 | Dropped - Onsite Unit
Smithfield Farmland Corp Bladen | 54823 | GN11 | Combustion Turbine | North Carolina | 1.5 | Dropped - Onsite Unit
Smithfield Farmland Corp Bladen | 54823 | GN12 | Combustion Turbine | North Carolina | 1.5 | Dropped - Onsite Unit
Smithfield Farmland Corp Bladen | 54823 | GN13 | Combustion Turbine | North Carolina | 1.5 | Dropped - Onsite Unit
Smithfield Farmland Corp Bladen | 54823 | GN14 | Combustion Turbine | North Carolina | 1.5 | Dropped - Onsite Unit
Smithfield Farmland Corp Bladen | 54823 | GN15 | Combustion Turbine | North Carolina | 1.5 | Dropped - Onsite Unit
Smithfield Farmland Corp Bladen | 54823 | GN16 | Combustion Turbine | North Carolina | 1.5 | Dropped - Onsite Unit
Smithfield Farmland Corp Bladen | 54823 | GN17 | Combustion Turbine | North Carolina | 1.5 | Dropped - Onsite Unit
Smithfield Farmland Corp Bladen | 54823 | GN18 | Combustion Turbine | North Carolina | 1.5 | Dropped - Onsite Unit
Smithfield Farmland Corp Bladen | 54823 | GN19 | Combustion Turbine | North Carolina | 1.5 | Dropped - Onsite Unit
Wailuku River Hydroelectric | 54827 | 8101 | Hydro | Hawaii | 4.9 | Dropped - in Alaska or in Hawaii or Puerto Rico
Wailuku River Hydroelectric | 54827 | 8102 | Hydro | Hawaii | 4.9 | Dropped - in Alaska or in Hawaii or Puerto Rico
Bristol Myers Squibb New Brunswick | 54829 | GEN1 | Combustion Turbine | New Jersey | 8.8 | Dropped - Onsite Unit
Bristol Myers Squibb New Brunswick | 54829 | GEN2 | O/G Steam | New Jersey | 0.6 | Dropped - Onsite Unit
Emory Decatur Hospital | 54830 | 03 | Combustion Turbine | Georgia | 1.2 | Dropped - Onsite Unit
Emory Decatur Hospital | 54830 | 90 | Combustion Turbine | Georgia | 1.2 | Dropped - Onsite Unit
Emory Decatur Hospital | 54830 | 93 | Combustion Turbine | Georgia | 1.2 | Dropped - Onsite Unit
Fort Greely Power Plant | 54834 | EN-1 | Combustion Turbine | Alaska | 1 | Dropped - Units whose status does not meet NEEDS criteria
Fort Greely Power Plant | 54834 | EN-2 | Combustion Turbine | Alaska | 1 | Dropped - Units whose status does not meet NEEDS criteria
Fort Greely Power Plant | 54834 | EN-3 | Combustion Turbine | Alaska | 1 | Dropped - Units whose status does not meet NEEDS criteria
Fort Greely Power Plant | 54834 | EN-4 | Combustion Turbine | Alaska | 1.2 | Dropped - in Alaska or in Hawaii or Puerto Rico
Fort Greely Power Plant | 54834 | EN-5 | Combustion Turbine | Alaska | 1.2 | Dropped - in Alaska or in Hawaii or Puerto Rico
Fort Greely Power Plant | 54834 | EN-6 | Combustion Turbine | Alaska | 2.5 | Dropped - in Alaska or in Hawaii or Puerto Rico
Fort Greely Power Plant | 54834 | EN-7 | Combustion Turbine | Alaska | 2.5 | Dropped - in Alaska or in Hawaii or Puerto Rico
Evonik Industries AG | 54835 | T121 | Combustion Turbine | Indiana | 1.2 | Dropped - Onsite Unit
Gould Electronics Foil Division | 54838 | G1 | Combustion Turbine | Arizona | 0.5 | Dropped - Units whose status does not meet NEEDS criteria
Gould Electronics Foil Division | 54838 | G2 | Combustion Turbine | Arizona | 0.5 | Dropped - Units whose status does not meet NEEDS criteria
Thiele Kaolin Sandersville | 54841 | G1 | Combustion Turbine | Georgia | 1.1 | Dropped - Units whose status does not meet NEEDS criteria
Thiele Kaolin Sandersville | 54841 | G2 | Combustion Turbine | Georgia | 1.1 | Dropped - Units whose status does not meet NEEDS criteria
Outagamie County Co-Generation Facility | 54842 | GEN1 | Landfill Gas | Wisconsin | 0.8 | Dropped - Units whose status does not meet NEEDS criteria
Outagamie County Co-Generation Facility | 54842 | GEN2 | Landfill Gas | Wisconsin | 0.8 | Dropped - Units whose status does not meet NEEDS criteria
Outagamie County Co-Generation Facility | 54842 | GEN3 | Landfill Gas | Wisconsin | 0.8 | Dropped - Units whose status does not meet NEEDS criteria
Sun Trust Plaza | 54845 | EG-1 | Combustion Turbine | Georgia | 1 | Dropped - Onsite Unit
Sun Trust Plaza | 54845 | EG-2 | Combustion Turbine | Georgia | 1 | Dropped - Onsite Unit
South Georgia Medical Center | 54848 | GEN1 | Combustion Turbine | Georgia | 0.4 | Dropped - Units whose status does not meet NEEDS criteria
South Georgia Medical Center | 54848 | GEN2 | Combustion Turbine | Georgia | 0.4 | Dropped - Units whose status does not meet NEEDS criteria
South Georgia Medical Center | 54848 | GEN3 | Combustion Turbine | Georgia | 0.4 | Dropped - Units whose status does not meet NEEDS criteria
Thiele Kaolin Reedy Creek | 54849 | G1 | Combustion Turbine | Georgia | 1.1 | Dropped - Units whose status does not meet NEEDS criteria
Thiele Kaolin Reedy Creek | 54849 | G2 | Combustion Turbine | Georgia | 1.1 | Dropped - Units whose status does not meet NEEDS criteria
MMSD Jones Island Wastewater | 54851 | GEN1 | Combustion Turbine | Wisconsin | 13 | Dropped - Onsite Unit
MMSD Jones Island Wastewater | 54851 | GEN2 | Combustion Turbine | Wisconsin | 13 | Dropped - Units whose status does not meet NEEDS criteria
MMSD Jones Island Wastewater | 54851 | SOL1 | Landfill Gas | Wisconsin | 4.6 | Dropped - Onsite Unit
MMSD Jones Island Wastewater | 54851 | SOL2 | Landfill Gas | Wisconsin | 4.6 | Dropped - Onsite Unit
MMSD Jones Island Wastewater | 54851 | SOL3 | Landfill Gas | Wisconsin | 4.6 | Dropped - Onsite Unit
Greenville Steam | 54852 | 1 | Biomass | Maine | 16 | Dropped - Units whose status does not meet NEEDS criteria
Mars Snackfood US | 54855 | 1 | Combustion Turbine | Illinois | 3 | Dropped - Onsite Unit
Riverside Manufacturing | 54856 | 1753 | Combustion Turbine | Georgia | 0.9 | Dropped - Units whose status does not meet NEEDS criteria
Niagara Mill | 54857 | 1ST | Coal Steam | Wisconsin | 2.5 | Dropped - Units whose status does not meet NEEDS criteria
Niagara Mill | 54857 | 2ST | Coal Steam | Wisconsin | 9.3 | Dropped - Units whose status does not meet NEEDS criteria
Bassett Medical Center | 54863 | 0001 | Combustion Turbine | New York | 0.8 | Dropped - Onsite Unit
Bassett Medical Center | 54863 | 0002 | Combustion Turbine | New York | 0.8 | Dropped - Onsite Unit
Bassett Medical Center | 54863 | 0003 | Combustion Turbine | New York | 0.8 | Dropped - Onsite Unit
Bassett Medical Center | 54863 | 0004 | Combustion Turbine | New York | 1.6 | Dropped - Onsite Unit
Bassett Medical Center | 54863 | 0005 | Combustion Turbine | New York | 1.6 | Dropped - Onsite Unit
Bradford Dyeing Association | 54866 | AC01 | O/G Steam | Rhode Island | 0.9 | Dropped - Units whose status does not meet NEEDS criteria
Bradford Dyeing Association | 54866 | DC01 | O/G Steam | Rhode Island | 0.9 | Dropped - Units whose status does not meet NEEDS criteria
Bradford Dyeing Association | 54866 | DC30 | O/G Steam | Rhode Island | 0.3 | Dropped - Units whose status does not meet NEEDS criteria
Neenah Paper Munising Mill | 54867 | M387 | Coal Steam | Michigan | 5.8 | Dropped - Onsite Unit
Durgin & Crowell Lumber | 54870 | 0277 | Combustion Turbine | New Hampshire | 1.3 | Dropped - Units whose status does not meet NEEDS criteria
Durgin & Crowell Lumber | 54870 | 0279 | Combustion Turbine | New Hampshire | 1.3 | Dropped - Units whose status does not meet NEEDS criteria
Durgin & Crowell Lumber | 54870 | 0284 | Combustion Turbine | New Hampshire | 1.3 | Dropped - Units whose status does not meet NEEDS criteria
Durgin & Crowell Lumber | 54870 | 3413 | Combustion Turbine | New Hampshire | 0.7 | Dropped - Units whose status does not meet NEEDS criteria
Durgin & Crowell Lumber | 54870 | 3512 | Combustion Turbine | New Hampshire | 1.3 | Dropped - Units whose status does not meet NEEDS criteria
Dunn Paper | 54878 | 01 | Hydro | New York | 0.4 | Dropped - Onsite Unit
Dunn Paper | 54878 | 02 | Hydro | New York | 0.3 | Dropped - Onsite Unit
Dunn Paper | 54878 | 03 | Hydro | New York | 0.3 | Dropped - Onsite Unit
Kamin LLC Wrens Plant | 54880 | SDT1 | Combustion Turbine | Georgia | 1.7 | Dropped - Onsite Unit
Kamin LLC Wrens Plant | 54880 | SDT2 | Combustion Turbine | Georgia | 1.7 | Dropped - Onsite Unit
Kamin LLC Wrens Plant | 54880 | SDT3 | Combustion Turbine | Georgia | 1.7 | Dropped - Onsite Unit
Kamin LLC Wrens Plant | 54880 | TUR1 | Combustion Turbine | Georgia | 0.9 | Dropped - Units whose status does not meet NEEDS criteria
Kamin LLC Wrens Plant | 54880 | WP1 | Combustion Turbine | Georgia | 1.1 | Dropped - Units whose status does not meet NEEDS criteria
Kamin LLC Wrens Plant | 54880 | WPH1 | Combustion Turbine | Georgia | 1.1 | Dropped - Units whose status does not meet NEEDS criteria
Kamin LLC Wrens Plant | 54880 | WPH2 | Combustion Turbine | Georgia | 1.2 | Dropped - Units whose status does not meet NEEDS criteria
Kamin LLC Wrens Plant | 54880 | WPH3 | Combustion Turbine | Georgia | 1 | Dropped - Units whose status does not meet NEEDS criteria
Nexpak | 54881 | GEN1 | Combustion Turbine | Georgia | 0.9 | Dropped - Units whose status does not meet NEEDS criteria
Nexpak | 54881 | GEN2 | Combustion Turbine | Georgia | 0.9 | Dropped - Units whose status does not meet NEEDS criteria
The American Sugar Refining Co Brooklyn | 54884 | TG1 | O/G Steam | New York | 5 | Dropped - Units whose status does not meet NEEDS criteria
The American Sugar Refining Co Brooklyn | 54884 | TG2 | O/G Steam | New York | 1.5 | Dropped - Units whose status does not meet NEEDS criteria
The American Sugar Refining Co Brooklyn | 54884 | TG3 | O/G Steam | New York | 5 | Dropped - Units whose status does not meet NEEDS criteria
Kimberly Mill | 54885 | 3TB | O/G Steam | Wisconsin | 15.9 | Dropped - Units whose status does not meet NEEDS criteria
Kimberly Mill | 54885 | 4TB | O/G Steam | Wisconsin | 19.3 | Dropped - Units whose status does not meet NEEDS criteria
Presence Saint Mary of Nazareth Hospital | 54886 | GEN2 | Combustion Turbine | Illinois | 0.8 | Dropped - Units whose status does not meet NEEDS criteria
DSM Pharmaceuticals | 54887 | GEN1 | Combustion Turbine | North Carolina | 3.5 | Dropped - Onsite Unit
DSM Pharmaceuticals | 54887 | GEN2 | Combustion Turbine | North Carolina | 0.3 | Dropped - Onsite Unit
DSM Pharmaceuticals | 54887 | GEN3 | Combustion Turbine | North Carolina | 1.1 | Dropped - Onsite Unit
DSM Pharmaceuticals | 54887 | GEN4 | Combustion Turbine | North Carolina | 1.2 | Dropped - Onsite Unit
DSM Pharmaceuticals | 54887 | GEN5 | Combustion Turbine | North Carolina | 1 | Dropped - Onsite Unit
DSM Pharmaceuticals | 54887 | GEN6 | Combustion Turbine | North Carolina | 1.2 | Dropped - Onsite Unit
DSM Pharmaceuticals | 54887 | GEN7 | Combustion Turbine | North Carolina | 0.1 | Dropped - Onsite Unit
DSM Pharmaceuticals | 54887 | GEN8 | Combustion Turbine | North Carolina | 0.3 | Dropped - Onsite Unit
Cheoah | 54899 | 1 | Hydro | North Carolina | 21 | Dropped - Units whose status does not meet NEEDS criteria
Cheoah | 54899 | 2 | Hydro | North Carolina | 21 | Dropped - Units whose status does not meet NEEDS criteria
Cheoah | 54899 | 3 | Hydro | North Carolina | 21 | Dropped - Units whose status does not meet NEEDS criteria
Cheoah | 54899 | 4 | Hydro | North Carolina | 21 | Dropped - Units whose status does not meet NEEDS criteria
Georgia Pacific Center | 54906 | 01 | Combustion Turbine | Georgia | 0.7 | Dropped - Onsite Unit
Georgia Pacific Center | 54906 | 02 | Combustion Turbine | Georgia | 0.7 | Dropped - Onsite Unit
Mass Inst Tech Cntrl Utilities/Cogen Plt | 54907 | CTG1 | Combustion Turbine | Massachusetts | 19 | Dropped - Retired/Planned Retirement by 06/2023
Mass Inst Tech Cntrl Utilities/Cogen Plt | 54907 | GT200 | Combustion Turbine | Massachusetts | 17.7 | Dropped - Units whose status does not meet NEEDS criteria
Mass Inst Tech Cntrl Utilities/Cogen Plt | 54907 | GT300 | Combustion Turbine | Massachusetts | 17.7 | Dropped - Units whose status does not meet NEEDS criteria
Enderlin | 54908 | GEN1 | Biomass | North Dakota | 5.1 | Dropped - Onsite Unit
Enderlin | 54908 | GEN2 | Biomass | North Dakota | 4.7 | Dropped - Onsite Unit
Tehachapi Wind Resource II | 54909 | PLAN | Onshore Wind | California | 15.5 | Dropped - Units whose status does not meet NEEDS criteria
Martinez Refining | 54912 | GTG1 | Combined Cycle | California | 40 | Dropped - Onsite Unit
Martinez Refining | 54912 | GTG2 | Combined Cycle | California | 40 | Dropped - Onsite Unit
Martinez Refining | 54912 | STG1 | Fossil Waste | California | 20 | Dropped - Onsite Unit
Anheuser-Busch Newark Brewery | 54913 | GEN1 | Combustion Turbine | New Jersey | 6.5 | Dropped - Units whose status does not meet NEEDS criteria
Anheuser-Busch Newark Brewery | 54913 | GEN2 | Combustion Turbine | New Jersey | 6.5 | Dropped - Units whose status does not meet NEEDS criteria
Ergon Refining Vicksburg | 54918 | TMO1 | Combustion Turbine | Mississippi | 4.4 | Dropped - Onsite Unit
Ohio University Facilities Management | 54923 | OUG1 | Coal Steam | Ohio | 0.9 | Dropped - Units whose status does not meet NEEDS criteria
General Mills West Chicago | 54924 | 1 | Combustion Turbine | Illinois | 0.8 | Dropped - Units whose status does not meet NEEDS criteria
General Mills West Chicago | 54924 | 2 | Combustion Turbine | Illinois | 0.8 | Dropped - Units whose status does not meet NEEDS criteria
General Mills West Chicago | 54924 | 3 | Combustion Turbine | Illinois | 0.8 | Dropped - Units whose status does not meet NEEDS criteria
General Mills West Chicago | 54924 | 4 | Combustion Turbine | Illinois | 0.8 | Dropped - Units whose status does not meet NEEDS criteria
General Mills West Chicago | 54924 | 5 | Combustion Turbine | Illinois | 0.8 | Dropped - Units whose status does not meet NEEDS criteria
General Mills West Chicago | 54924 | 6 | Combustion Turbine | Illinois | 0.8 | Dropped - Units whose status does not meet NEEDS criteria
General Mills West Chicago | 54924 | 7 | Combustion Turbine | Illinois | 0.8 | Dropped - Units whose status does not meet NEEDS criteria
General Mills West Chicago | 54924 | 8 | Combustion Turbine | Illinois | 0.8 | Dropped - Units whose status does not meet NEEDS criteria
Alliant SBD 9403 Aegon DC | 54929 | 6110 | Combustion Turbine | Iowa | 1.6 | Dropped - Units whose status does not meet NEEDS criteria
Alliant SBD 9402 Climax | 54930 | 5100 | Combustion Turbine | Iowa | 1.6 | Dropped - Units whose status does not meet NEEDS criteria
Alliant SBD 9402 Climax | 54930 | 5200 | Combustion Turbine | Iowa | 1.6 | Dropped - Units whose status does not meet NEEDS criteria
Alliant SBD 9402 Climax | 54930 | 5300 | Combustion Turbine | Iowa | 1.6 | Dropped - Units whose status does not meet NEEDS criteria
Alliant SBD 9402 Climax | 54930 | 5400 | Combustion Turbine | Iowa | 1.6 | Dropped - Units whose status does not meet NEEDS criteria
Alliant SBD 9402 Climax | 54930 | 5500 | Combustion Turbine | Iowa | 1.6 | Dropped - Units whose status does not meet NEEDS criteria
Panduit Tinley Park | 54932 | GEN1 | Combustion Turbine | Illinois | 0.7 | Dropped - Units whose status does not meet NEEDS criteria
Panduit Tinley Park | 54932 | GEN2 | Combustion Turbine | Illinois | 0.7 | Dropped - Units whose status does not meet NEEDS criteria
Mondelez Global LLC | 54933 | GEN1 | Combustion Turbine | Illinois | 5 | Dropped - Onsite Unit
Harford Waste to Energy Facility | 54935 | 001 | Municipal Solid Waste | Maryland | 1.1 | Dropped - Units whose status does not meet NEEDS criteria
Wellesley College Central Utility Plant | 54937 | 1118 | Combustion Turbine | Massachusetts | 1.2 | Dropped - Onsite Unit
Wellesley College Central Utility Plant | 54937 | 1119 | Combustion Turbine | Massachusetts | 1.2 | Dropped - Onsite Unit
Wellesley College Central Utility Plant | 54937 | 1120 | Combustion Turbine | Massachusetts | 1.2 | Dropped - Onsite Unit
Wellesley College Central Utility Plant | 54937 | 1121 | Combustion Turbine | Massachusetts | 1.2 | Dropped - Onsite Unit
Wellesley College Central Utility Plant | 54937 | 8187 | Combustion Turbine | Massachusetts | 1.9 | Dropped - Onsite Unit
Wellesley College Central Utility Plant | 54937 | SB1 | Combustion Turbine | Massachusetts | 3 | Dropped - Onsite Unit
Woodlake Sanitary Services | 54938 | UNT1 | Landfill Gas | Minnesota | 1.5 | Dropped - Units whose status does not meet NEEDS criteria
Woodlake Sanitary Services | 54938 | UNT2 | Landfill Gas | Minnesota | 1.5 | Dropped - Units whose status does not meet NEEDS criteria
Woodlake Sanitary Services | 54938 | UNT3 | Landfill Gas | Minnesota | 1.5 | Dropped - Units whose status does not meet NEEDS criteria
EKS Landfill | 54939 | UNT3 | Landfill Gas | Minnesota | 0.8 | Dropped - Units whose status does not meet NEEDS criteria
Austin State Hospital | 54940 | GEN1 | Combustion Turbine | Texas | 0.7 | Dropped - Units whose status does not meet NEEDS criteria
Phelps Dodge Chicago Rod | 54942 | 1 | Combustion Turbine | Illinois | 0.7 | Dropped - Units whose status does not meet NEEDS criteria
Phelps Dodge Chicago Rod | 54942 | 2 | Combustion Turbine | Illinois | 0.7 | Dropped - Units whose status does not meet NEEDS criteria
Phelps Dodge Chicago Rod | 54942 | 3 | Combustion Turbine | Illinois | 0.7 | Dropped - Units whose status does not meet NEEDS criteria
Albany Paper Mill | 54944 | 01 | Combustion Turbine | Oregon | 51 | Dropped - Units whose status does not meet NEEDS criteria
Albany Paper Mill | 54944 | 02 | Non-Fossil Waste | Oregon | 15 | Dropped - Units whose status does not meet NEEDS criteria
West Pharmaceutical Services | 54947 | GEN1 | Combustion Turbine | North Carolina | 1.2 | Dropped - Units whose status does not meet NEEDS criteria
Monterey One Water | 54951 | EG1 | Non-Fossil Waste | California | 0.6 | Dropped - Onsite Unit
Monterey One Water | 54951 | EG2 | Non-Fossil Waste | California | 0.6 | Dropped - Onsite Unit
Monterey One Water | 54951 | EG3 | Non-Fossil Waste | California | 0.6 | Dropped - Onsite Unit
Western Sugar Bayard | 54955 | 1 | O/G Steam | Nebraska | 1.4 | Dropped - Units whose status does not meet NEEDS criteria
ExxonMobil Hawkins Gas Plant | 54962 | UN73 | Combustion Turbine | Texas | 2.9 | Dropped - Units whose status does not meet NEEDS criteria
ExxonMobil Hawkins Gas Plant | 54962 | UN74 | Combustion Turbine | Texas | 3.3 | Dropped - Units whose status does not meet NEEDS criteria
ExxonMobil Hawkins Gas Plant | 54962 | UN75 | Combustion Turbine | Texas | 2.4 | Dropped - Units whose status does not meet NEEDS criteria
ExxonMobil Hawkins Gas Plant | 54962 | UN76 | Combustion Turbine | Texas | 0.1 | Dropped - Units whose status does not meet NEEDS criteria
ExxonMobil Hawkins Gas Plant | 54962 | UN77 | Combustion Turbine | Texas | 0.5 | Dropped - Units whose status does not meet NEEDS criteria
ExxonMobil Hawkins Gas Plant | 54962 | UN78 | Combustion Turbine | Texas | 0.5 | Dropped - Units whose status does not meet NEEDS criteria
ExxonMobil Hawkins Gas Plant | 54962 | UN79 | Combustion Turbine | Texas | 0.5 | Dropped - Units whose status does not meet NEEDS criteria
Cargill Salt | 54965 | ACTG | O/G Steam | Michigan | 2 | Dropped - Onsite Unit
Cargill Salt | 54965 | DCT | Coal Steam | Michigan | 1.2 | Dropped - Units whose status does not meet NEEDS criteria
Cargill Salt | 54965 | EACTG | O/G Steam | Michigan | 2.2 | Dropped - Onsite Unit
West Texas Windplant | 54966 | WIND | Onshore Wind | Texas | 30 | Dropped - Units whose status does not meet NEEDS criteria
Merck Sharp & Dohme Cogen Facility | 54970 | GEN1 | Combustion Turbine | New Jersey | 3.4 | Dropped - Units whose status does not meet NEEDS criteria
Merck Sharp & Dohme Cogen Facility | 54970 | GEN2 | Combustion Turbine | New Jersey | 4.2 | Dropped - Units whose status does not meet NEEDS criteria
Norit Americas Marshall Plant | 54972 | 8511 | Coal Steam | Texas | 2 | Dropped - Units whose status does not meet NEEDS criteria
Norit Americas Marshall Plant | 54972 | 8512 | Coal Steam | Texas | 2 | Dropped - Units whose status does not meet NEEDS criteria
New Mexico State University | 54975 | 01 | Combustion Turbine | New Mexico | 4.5 | Dropped - Onsite Unit
Morton Salt Grand Saline | 54976 | 1530 | O/G Steam | Texas | 1.5 | Dropped - Units whose status does not meet NEEDS criteria
Mills Pride | 54978 | 2058 | Biomass | Ohio | 0.5 | Dropped - Units whose status does not meet NEEDS criteria
Mills Pride | 54978 | 2076 | Biomass | Ohio | 0.5 | Dropped - Units whose status does not meet NEEDS criteria
Harris Energy Realty | 54981 | ALBA | Hydro | Massachusetts | 0.3 | Dropped - Units whose status does not meet NEEDS criteria
Harris Energy Realty | 54981 | ALBD | Hydro | Massachusetts | 0.4 | Dropped - Units whose status does not meet NEEDS criteria
Harris Energy Realty | 54981 | C-AB | Hydro | Massachusetts | 0.3 | Dropped - Units whose status does not meet NEEDS criteria
Harris Energy Realty | 54981 | C-C | Hydro | Massachusetts | 0.3 | Dropped - Units whose status does not meet NEEDS criteria
Harris Energy Realty | 54981 | GILA | Hydro | Massachusetts | 0.5 | Dropped - Units whose status does not meet NEEDS criteria
Harris Energy Realty | 54981 | GILD | Hydro | Massachusetts | 0.3 | Dropped - Units whose status does not meet NEEDS criteria
Harris Energy Realty | 54981 | TOM | Hydro | Massachusetts | 0.4 | Dropped - Units whose status does not meet NEEDS criteria
Salem Energy Systems LLC | 54984 | UNT1 | Landfill Gas | North Carolina | 3.3 | Dropped - Units whose status does not meet NEEDS criteria
Crestwood Dothan | 54985 | P83 | O/G Steam | Alabama | 4.2 | Dropped - Units whose status does not meet NEEDS criteria
Fellsway Development LLC | 54992 | CAT1 | Combustion Turbine | Massachusetts | 0.7 | Dropped - Units whose status does not meet NEEDS criteria
Fellsway Development LLC | 54992 | CAT2 | Combustion Turbine | Massachusetts | 0.8 | Dropped - Units whose status does not meet NEEDS criteria
Fellsway Development LLC | 54992 | GT | Combustion Turbine | Massachusetts | 0.6 | Dropped - Units whose status does not meet NEEDS criteria
Fellsway Development LLC | 54992 | ST | Biomass | Massachusetts | 0.2 | Dropped - Units whose status does not meet NEEDS criteria
Savannah Resource Recovery Facility | 54999 | BPST | Municipal Solid Waste | Georgia | 1 | Dropped - Units whose status does not meet NEEDS criteria
Savannah Resource Recovery Facility | 54999 | CST | Municipal Solid Waste | Georgia | 1.5 | Dropped - Units whose status does not meet NEEDS criteria
Savannah Resource Recovery Facility | 54999 | DGEN | Combustion Turbine | Georgia | 1.2 | Dropped - Units whose status does not meet NEEDS criteria
Small Hydro of Texas | 55000 | 01 | Hydro | Texas | 0.4 | Dropped - Units whose status does not meet NEEDS criteria
Small Hydro of Texas | 55000 | 02 | Hydro | Texas | 0.4 | Dropped - Units whose status does not meet NEEDS criteria
Small Hydro of Texas | 55000 | 03 | Hydro | Texas | 0.4 | Dropped - Units whose status does not meet NEEDS criteria
Murphy-Brown LLC | 55002 | 01 | Combustion Turbine | North Carolina | 1.2 | Dropped - Onsite Unit
Murphy-Brown LLC | 55002 | 02 | Combustion Turbine | North Carolina | 1.2 | Dropped - Onsite Unit
Thornwood High School | 55004 | 1 | Combustion Turbine | Illinois | 0.7 | Dropped - Onsite Unit
Thornwood High School | 55004 | 2 | Combustion Turbine | Illinois | 0.7 | Dropped - Onsite Unit
Thornridge High School | 55005 | 1 | Combustion Turbine | Illinois | 0.5 | Dropped - Onsite Unit
Thornridge High School | 55005 | 2 | Combustion Turbine | Illinois | 0.5 | Dropped - Onsite Unit
Nashua Plant | 55006 | UNT1 | Landfill Gas | New Hampshire | 2 | Dropped - Units whose status does not meet NEEDS criteria
K W Company | 55007 | LS1 | Hydro | Idaho | 0.1 | Dropped - Units whose status does not meet NEEDS criteria
K W Company | 55007 | LS2 | Hydro | Idaho | 0.1 | Dropped - Units whose status does not meet NEEDS criteria
K W Company | 55007 | LS3 | Hydro | Idaho | 0.1 | Dropped - Units whose status does not meet NEEDS criteria
K W Company | 55007 | LS4 | Hydro | Idaho | 0.1 | Dropped - Units whose status does not meet NEEDS criteria
K W Company | 55007 | LS5 | Hydro | Idaho | 0.1 | Dropped - Units whose status does not meet NEEDS criteria
K W Company | 55007 | UE5 | Hydro | Idaho | 0.1 | Dropped - Units whose status does not meet NEEDS criteria
K W Company | 55007 | UW1 | Hydro | Idaho | 0.2 | Dropped - Units whose status does not meet NEEDS criteria
K W Company | 55007 | UW2 | Hydro | Idaho | 0.2 | Dropped - Units whose status does not meet NEEDS criteria
K W Company | 55007 | UW3 | Hydro | Idaho | 0.2 | Dropped - Units whose status does not meet NEEDS criteria
K W Company | 55007 | UW4 | Hydro | Idaho | 0.2 | Dropped - Units whose status does not meet NEEDS criteria
Haverhill Paperboard | 55012 | 1 | O/G Steam | Massachusetts | 1.5 | Dropped - Units whose status does not meet NEEDS criteria
Haverhill Paperboard | 55012 | 2 | O/G Steam | Massachusetts | 2.5 | Dropped - Units whose status does not meet NEEDS criteria
Mallard Ridge Gas Recovery | 55013 | GEN1 | Landfill Gas | Wisconsin | 0.8 | Dropped - Units whose status does not meet NEEDS criteria
Mallard Ridge Gas Recovery | 55013 | GEN2 | Landfill Gas | Wisconsin | 0.8 | Dropped - Units whose status does not meet NEEDS criteria
Mallard Ridge Gas Recovery | 55013 | GEN3 | Landfill Gas | Wisconsin | 0.8 | Dropped - Units whose status does not meet NEEDS criteria
Greene Valley Gas Recovery | 55014 | GEN3 | Landfill Gas | Illinois | 2.9 | Dropped - Units whose status does not meet NEEDS criteria
BIOTEN Power Plant | 55021 | GEN1 | Biomass | Tennessee | 5.8 | Dropped - Units whose status does not meet NEEDS criteria
Papillion Creek Wastewater | 55027 | 951 | Non-Fossil Waste | Nebraska | 0.5 | Dropped - Onsite Unit
Papillion Creek Wastewater | 55027 | 952 | Non-Fossil Waste | Nebraska | 0.5 | Dropped - Onsite Unit
Papillion Creek Wastewater | 55027 | 953 | Non-Fossil Waste | Nebraska | 0.5 | Dropped - Onsite Unit
Missouri River Wastewater Treatment | 55033 | 6013 | Non-Fossil Waste | Nebraska | 1 | Dropped - Onsite Unit
Missouri River Wastewater Treatment | 55033 | 6101 | Non-Fossil Waste | Nebraska | 1 | Dropped - Onsite Unit
Missouri River Wastewater Treatment | 55033 | 6102 | Non-Fossil Waste | Nebraska | 1 | Dropped - Onsite Unit
Lignetics of Maine, LLC. | 55034 | 0001 | Biomass | Maine | 0.4 | Dropped - Units whose status does not meet NEEDS criteria
Lignetics of Maine, LLC. | 55034 | 0002 | Biomass | Maine | 0.5 | Dropped - Units whose status does not meet NEEDS criteria
Davenport Water Pollution Control Plant | 55035 | GEN1 | Non-Fossil Waste | Iowa | 0.8 | Dropped - Onsite Unit
Davenport Water Pollution Control Plant | 55035 | GEN2 | Non-Fossil Waste | Iowa | 0.8 | Dropped - Onsite Unit
University of Tennessee Steam Plant | 55036 | GEN1 | Combustion Turbine | Tennessee | 4.5 | Dropped - Onsite Unit
Opryland USA | 55037 | GTO1 | Combustion Turbine | Tennessee | 3.8 | Dropped - Onsite Unit
Westroads Shopping Center | 55038 | GEN1 | Combustion Turbine | Nebraska | 0.8 | Dropped - Units whose status does not meet NEEDS criteria
Westroads Shopping Center | 55038 | GEN2 | Combustion Turbine | Nebraska | 0.8 | Dropped - Units whose status does not meet NEEDS criteria
Westroads Shopping Center | 55038 | GEN3 | Combustion Turbine | Nebraska | 0.8 | Dropped - Units whose status does not meet NEEDS criteria
Westroads Shopping Center | 55038 | GEN4 | Combustion Turbine | Nebraska | 1 | Dropped - Units whose status does not meet NEEDS criteria
Boise Cascade Pulp & Paper Mill | 55044 | STG1 | O/G Steam | Alabama | 17.8 | Dropped - Onsite Unit
Mansfield | 55046 | GEN1 | Combustion Turbine | Massachusetts | 1 | Dropped - Units whose status does not meet NEEDS criteria
Mansfield | 55046 | GEN2 | Combustion Turbine | Massachusetts | 1 | Dropped - Units whose status does not meet NEEDS criteria
Mansfield | 55046 | GEN3 | Combustion Turbine | Massachusetts | 1 | Dropped - Units whose status does not meet NEEDS criteria
Tiverton Power Plant | 55048 | UNT3 | Combined Cycle | Rhode Island | 159.4 | Dropped - Units whose status does not meet NEEDS criteria
Tiverton Power Plant | 55048 | UNT4 | Combined Cycle | Rhode Island | 90.6 | Dropped - Units whose status does not meet NEEDS criteria
Sierra Pacific Anderson Facility | 55049 | GEN1 | Biomass | California | 3.9 | Dropped - Units whose status does not meet NEEDS criteria
Bridgeport Gas Processing Plant | 55053 | 14 | Combustion Turbine | Texas | 0.8 | Dropped - Onsite Unit
Bridgeport Gas Processing Plant | 55053 | 15 | Combustion Turbine | Texas | 0.8 | Dropped - Onsite Unit
Bridgeport Gas Processing Plant | 55053 | 16 | Combustion Turbine | Texas | 0.8 | Dropped - Onsite Unit
Bridgeport Gas Processing Plant | 55053 | 17 | Combustion Turbine | Texas | 0.8 | Dropped - Onsite Unit
Bridgeport Gas Processing Plant | 55053 | 654 | Combustion Turbine | Texas | 0.8 | Dropped - Onsite Unit
Bridgeport Gas Processing Plant | 55053 | 655 | Combustion Turbine | Texas | 0.8 | Dropped - Onsite Unit
Bridgeport Gas Processing Plant | 55053 | 656 | Combustion Turbine | Texas | 0.8 | Dropped - Onsite Unit
Bridgeport Gas Processing Plant | 55053 | 657 | Combustion Turbine | Texas | 0.8 | Dropped - Onsite Unit
Bridgeport Gas Processing Plant | 55053 | 658 | Combustion Turbine | Texas | 0.8 | Dropped - Onsite Unit
Bridgeport Gas Processing Plant | 55053 | 666 | Combustion Turbine | Texas | 0.8 | Dropped - Onsite Unit
Bridgeport Gas Processing Plant | 55053 | 667 | Combustion Turbine | Texas | 0.8 | Dropped - Onsite Unit
Bridgeport Gas Processing Plant | 55053 | 671 | Combustion Turbine | Texas | 0.8 | Dropped - Onsite Unit
Bridgeport Gas Processing Plant | 55053 | 2723 | Combustion Turbine | Texas | 0.8 | Dropped - Onsite Unit
Biodyne Beecher | 55055 | 1 | Landfill Gas | Illinois | 4.2 | Dropped - Units whose status does not meet NEEDS criteria
Biodyne Congress | 55056 | 1 | Landfill Gas | Illinois | 4.2 | Dropped - Units whose status does not meet NEEDS criteria
Biodyne Congress | 55056 | 2 | Landfill Gas | Illinois | 4.2 | Dropped - Units whose status does not meet NEEDS criteria
Biodyne Congress | 55056 | 3 | Landfill Gas | Illinois | 4.2 | Dropped - Units whose status does not meet NEEDS criteria
Biodyne Peoria | 55057 | 001 | Landfill Gas | Illinois | 0.8 | Dropped - Units whose status does not meet NEEDS criteria
Biodyne Peoria | 55057 | 002 | Landfill Gas | Illinois | 0.8 | Dropped - Units whose status does not meet NEEDS criteria
Biodyne Peoria | 55057 | 003 | Landfill Gas | Illinois | 0.8 | Dropped - Units whose status does not meet NEEDS criteria
Biodyne Peoria | 55057 | 004 | Landfill Gas | Illinois | 0.8 | Dropped - Units whose status does not meet NEEDS criteria
Biodyne Peoria | 55057 | 005 | Landfill Gas | Illinois | 0.8 | Dropped - Units whose status does not meet NEEDS criteria
Biodyne Lansing | 55058 | 001 | Landfill Gas | Illinois | 0.6 | Dropped - Units whose status does not meet NEEDS criteria
Biodyne Lansing | 55058 | 002 | Combustion Turbine | Illinois | 0.7 | Dropped - Units whose status does not meet NEEDS criteria
Biodyne Lansing | 55058 | 003 | Combustion Turbine | Illinois | 0.7 | Dropped - Units whose status does not meet NEEDS criteria
Biodyne Springfield | 55059 | 001 | Landfill Gas | Illinois | 0.6 | Dropped - Units whose status does not meet NEEDS criteria
Biodyne Springfield | 55059 | 002 | Landfill Gas | Illinois | 0.6 | Dropped - Units whose status does not meet NEEDS criteria
Biodyne Springfield | 55059 | 003 | Landfill Gas | Illinois | 0.6 | Dropped - Units whose status does not meet NEEDS criteria
Biodyne Springfield | 55059 | 004 | Landfill Gas | Illinois | 0.6 | Dropped - Units whose status does not meet NEEDS criteria
Biodyne Springfield | 55059 | 005 | Landfill Gas | Illinois | 0.6 | Dropped - Units whose status does not meet NEEDS criteria
Biodyne Lyons | 55060 | 001 | Landfill Gas | Illinois | 0.9 | Dropped - Units whose status does not meet NEEDS criteria
Biodyne Lyons | 55060 | 002 | Landfill Gas | Illinois | 0.9 | Dropped - Units whose status does not meet NEEDS criteria
Biodyne Lyons | 55060 | 003 | Landfill Gas | Illinois | 0.9 | Dropped - Units whose status does not meet NEEDS criteria
Biodyne Lyons | 55060 | 004 | Landfill Gas | Illinois | 0.9 | Dropped - Units whose status does not meet NEEDS criteria
Biodyne Lyons | 55060 | 005 | Landfill Gas | Illinois | 0.9 | Dropped - Units whose status does not meet NEEDS criteria
Batesville Generation Facility | 55063 | CTG4 | Combined Cycle | Mississippi | 292 | Dropped - Units whose status does not meet NEEDS criteria
Black Hawk Station | 55064 | UNT2 | Combustion Turbine | Texas | 110.7 | Dropped - Units whose status does not meet NEEDS criteria
MPEA Energy Center | 55067 | GEN1 | Combustion Turbine | Illinois | 1.1 | Dropped - Units whose status does not meet NEEDS criteria
MPEA Energy Center | 55067 | GEN2 | Combustion Turbine | Illinois | 1.1 | Dropped - Units whose status does not meet NEEDS criteria
MPEA Energy Center | 55067 | GEN3 | Combustion Turbine | Illinois | 1.1 | Dropped - Units whose status does not meet NEEDS criteria
Wheeler Landfill Gas Recovery | 55073 | GEN3 | Landfill Gas | Indiana | 0.8 | Dropped - Units whose status does not meet NEEDS criteria
New Albany Energy Facility | 55080 | 1 | Combustion Turbine | Mississippi | 60 | Dropped - Units whose status does not meet NEEDS criteria
New Albany Energy Facility | 55080 | 2 | Combustion Turbine | Mississippi | 60 | Dropped - Units whose status does not meet NEEDS criteria
New Albany Energy Facility | 55080 | 3 | Combustion Turbine | Mississippi | 60 | Dropped - Units whose status does not meet NEEDS criteria
New Albany Energy Facility | 55080 | 4 | Combustion Turbine | Mississippi | 60 | Dropped - Units whose status does not meet NEEDS criteria
New Albany Energy Facility | 55080 | 5 | Combustion Turbine | Mississippi | 60 | Dropped - Units whose status does not meet NEEDS criteria
New Albany Energy Facility | 55080 | 6 | Combustion Turbine | Mississippi | 60 | Dropped - Units whose status does not meet NEEDS criteria
O'Brien Biogas IV LLC | 55092 | UNT1 | Landfill Gas | New Jersey | 9.5 | Dropped - Units whose status does not meet NEEDS criteria
Lowell Landfill | 55095 | UNT1 | Landfill Gas | Massachusetts | 0.8 | Dropped - Units whose status does not meet NEEDS criteria
Lowell Landfill | 55095 | UNT2 | Landfill Gas | Massachusetts | 0.8 | Dropped - Units whose status does not meet NEEDS criteria
Frontera Energy Center | 55098 | GEN1 | Combined Cycle | Texas | 177 | Dropped - Units whose status does not meet NEEDS criteria
Frontera Energy Center | 55098 | GEN2 | Combined Cycle | Texas | 177 | Dropped - Units whose status does not meet NEEDS criteria
Frontera Energy Center | 55098 | GEN3 | Combined Cycle | Texas | 181 | Dropped - Units whose status does not meet NEEDS criteria
NRG Sterlington Power | 55099 | 03 | Combustion Turbine | Louisiana | 22 | Dropped - Units whose status does not meet NEEDS criteria
NRG Sterlington Power | 55099 | 08 | Combustion Turbine | Louisiana | 19 | Dropped - Units whose status does not meet NEEDS criteria
Sunoco Eagle Point Refinery | 55113 | TR1 | Fossil Waste | New Jersey | 7 | Dropped - Units whose status does not meet NEEDS criteria
Sunoco Eagle Point Refinery | 55113 | TR2 | Fossil Waste | New Jersey | 7 | Dropped - Units whose status does not meet NEEDS criteria
Sunoco Eagle Point Refinery | 55113 | TR3 | Fossil Waste | New Jersey | 7 | Dropped - Units whose status does not meet NEEDS criteria
Blacks Fork Gas Processing Plant | 55134 | GEN1 | Combustion Turbine | Wyoming | 0.4 | Dropped - Units whose status does not meet NEEDS criteria
Modern Landfill Production Plant | 55142 | GEN2 | Landfill Gas | Pennsylvania | 3 | Dropped - Units whose status does not meet NEEDS criteria
Modern Landfill Production Plant | 55142 | GEN3 | Landfill Gas | Pennsylvania | 3 | Dropped - Units whose status does not meet NEEDS criteria
Modern Landfill Production Plant | 55142 | GEN4 | Landfill Gas | Pennsylvania | 3 | Dropped - Units whose status does not meet NEEDS criteria
Bank of America Plaza | 55152 | GEN1 | Combustion Turbine | Georgia | 1.3 | Dropped - Onsite Unit
Bank of America Plaza | 55152 | GEN2 | Combustion Turbine | Georgia | 1.3 | Dropped - Onsite Unit
Tacoma Landfill Gas Utilization Project | 55157 | UNT1 | Landfill Gas | Washington | 0.8 | Dropped - Units whose status does not meet NEEDS criteria
Tacoma Landfill Gas Utilization Project | 55157 | UNT2 | Landfill Gas | Washington | 0.8 | Dropped - Units whose status does not meet NEEDS criteria
Balefill LFG Project | 55159 | UNT1 | Landfill Gas | New Jersey | 0.1 | Dropped - Units whose status does not meet NEEDS criteria
Balefill LFG Project | 55159 | UNT2 | Landfill Gas | New Jersey | 0.1 | Dropped - Units whose status does not meet NEEDS criteria
MM Lopez Energy | 55161 | UNT2 | Landfill Gas | California | 2.7 | Dropped - Units whose status does not meet NEEDS criteria
MM Tomoka Farms Energy | 55162 | UNT1 | Landfill Gas | Florida | 1.9 | Dropped - Units whose status does not meet NEEDS criteria
MM Tomoka Farms Energy | 55162 | UNT2 | Landfill Gas | Florida | 1.9 | Dropped - Units whose status does not meet NEEDS criteria
MM Hartford Energy | 55163 | UNT1 | Landfill Gas | Connecticut | 0.9 | Dropped - Units whose status does not meet NEEDS criteria
Geneva Energy LLC | 55174 | LM1 | Tires | Illinois | 19.9 | Dropped - Units whose status does not meet NEEDS criteria
Geneva Energy LLC | 55174 | LM2 | Tires | Illinois | 19.9 | Dropped - Units whose status does not meet NEEDS criteria
Aera San Ardo Cogen Facility | 55184 | UN-A | Combustion Turbine | California | 2.8 | Dropped - Onsite Unit
Aera San Ardo Cogen Facility | 55184 | UN-B | Combustion Turbine | California | 2.8 | Dropped - Onsite Unit
Aera South Belridge Cogen Facility | 55185 | GENA | Combustion Turbine | California | 2.7 | Dropped - Units whose status does not meet NEEDS criteria
Aera South Belridge Cogen Facility | 55185 | GENB | Combustion Turbine | California | 2.7 | Dropped - Units whose status does not meet NEEDS criteria
Aera South Belridge Cogen Facility | 55185 | GENC | Combustion Turbine | California | 2.7 | Dropped - Units whose status does not meet NEEDS criteria
Ponnequin Phase 1 | 55203 | EXIS | Onshore Wind | Colorado | 5.2 | Dropped - Units whose status does not meet NEEDS criteria
Afton Generating Station | 55210 | 0003 | Combined Cycle | New Mexico | 141 | Dropped - Units whose status does not meet NEEDS criteria
Southaven Energy Facility | 55219 | 1 | Combustion Turbine | Mississippi | 75 | Dropped - Units whose status does not meet NEEDS criteria
Southaven Energy Facility | 55219 | 2 | Combustion Turbine | Mississippi | 75 | Dropped - Units whose status does not meet NEEDS criteria
Southaven Energy Facility | 55219 | 3 | Combustion Turbine | Mississippi | 75 | Dropped - Units whose status does not meet NEEDS criteria
Southaven Energy Facility | 55219 | 4 | Combustion Turbine | Mississippi | 75 | Dropped - Units whose status does not meet NEEDS criteria
Southaven Energy Facility | 55219 | 5 | Combustion Turbine | Mississippi | 78 | Dropped - Units whose status does not meet NEEDS criteria
Southaven Energy Facility | 55219 | 6 | Combustion Turbine | Mississippi | 78 | Dropped - Units whose status does not meet NEEDS criteria
Southaven Energy Facility | 55219 | 7 | Combustion Turbine | Mississippi | 78 | Dropped - Units whose status does not meet NEEDS criteria
Southaven Energy Facility | 55219 | 8 | Combustion Turbine | Mississippi | 78 | Dropped - Units whose status does not meet NEEDS criteria
Hardinsburg Electric Generating Station | 55227 | GT1 | Combustion Turbine | Kentucky | 45 | Dropped - Units whose status does not meet NEEDS criteria
Hardinsburg Electric Generating Station | 55227 | GT2 | Combustion Turbine | Kentucky | 45 | Dropped - Units whose status does not meet NEEDS criteria
Hardinsburg Electric Generating Station | 55227 | GT3 | Combustion Turbine | Kentucky | 45 | Dropped - Units whose status does not meet NEEDS criteria
Hardinsburg Electric Generating Station | 55227 | GT4 | Combustion Turbine | Kentucky | 45 | Dropped - Units whose status does not meet NEEDS criteria
Hardinsburg Electric Generating Station | 55227 | GT5 | Combustion Turbine | Kentucky | 45 | Dropped - Units whose status does not meet NEEDS criteria
Hardinsburg Electric Generating Station | 55227 | GT6 | Combustion Turbine | Kentucky | 45 | Dropped - Units whose status does not meet NEEDS criteria
Hardinsburg Electric Generating Station | 55227 | GT7 | Combustion Turbine | Kentucky | 45 | Dropped - Units whose status does not meet NEEDS criteria
Hardinsburg Electric Generating Station | 55227 | GT8 | Combustion Turbine | Kentucky | 45 | Dropped - Units whose status does not meet NEEDS criteria
Montpelier Electric Generating Station | 55229 | GT5 | Combustion Turbine | Indiana | 45 | Dropped - Units whose status does not meet NEEDS criteria
Montpelier Electric Generating Station | 55229 | GT6 | Combustion Turbine | Indiana | 45 | Dropped - Units whose status does not meet NEEDS criteria
Montpelier Electric Generating Station | 55229 | GT7 | Combustion Turbine | Indiana | 45 | Dropped - Units whose status does not meet NEEDS criteria
Montpelier Electric Generating Station | 55229 | GT8 | Combustion Turbine | Indiana | 45 | Dropped - Units whose status does not meet NEEDS criteria
Astoria Gas Turbines | 55243 | 5 | Combustion Turbine | New York | 16.3 | Dropped - Units whose status does not meet NEEDS criteria
Astoria Gas Turbines | 55243 | 7 | Combustion Turbine | New York | 16.3 | Dropped - Units whose status does not meet NEEDS criteria
Astoria Gas Turbines | 55243 | 8 | Combustion Turbine | New York | 16.3 | Dropped - Units whose status does not meet NEEDS criteria
Astoria Gas Turbines | 55243 | 9 | Combustion Turbine | New York | 19.2 | Dropped - Units whose status does not meet NEEDS criteria
Astoria Gas Turbines | 55243 | 10 | Combustion Turbine | New York | 23.8 | Dropped - Units whose status does not meet NEEDS criteria
Astoria Gas Turbines | 55243 | 11 | Combustion Turbine | New York | 17.3 | Dropped - Units whose status does not meet NEEDS criteria
Astoria Gas Turbines | 55243 | 12 | Combustion Turbine | New York | 23.8 | Dropped - Units whose status does not meet NEEDS criteria
Astoria Gas Turbines | 55243 | 13 | Combustion Turbine | New York | 23.8 | Dropped - Units whose status does not meet NEEDS criteria
Astoria Gas Turbines | 55243 | 2-1 | Combustion Turbine | New York | 36.3 | Dropped - Retired/Planned Retirement by 06/2023
Astoria Gas Turbines | 55243 | 2-2 | Combustion Turbine | New York | 34.8 | Dropped - Retired/Planned Retirement by 06/2023
Astoria Gas Turbines | 55243 | 2-3 | Combustion Turbine | New York | 35.9 | Dropped - Retired/Planned Retirement by 06/2023
Astoria Gas Turbines | 55243 | 2-4 | Combustion Turbine | New York | 35.8 | Dropped - Retired/Planned Retirement by 06/2023
Astoria Gas Turbines | 55243 | 3-1 | Combustion Turbine | New York | 34.1 | Dropped - Retired/Planned Retirement by 06/2023
Astoria Gas Turbines | 55243 | 3-2 | Combustion Turbine | New York | 35.8 | Dropped - Retired/Planned Retirement by 06/2023
Astoria Gas Turbines | 55243 | 3-3 | Combustion Turbine | New York | 35.3 | Dropped - Retired/Planned Retirement by 06/2023
Astoria Gas Turbines | 55243 | 3-4 | Combustion Turbine | New York | 36.8 | Dropped - Retired/Planned Retirement by 06/2023
Astoria Gas Turbines | 55243 | 4-1 | Combustion Turbine | New York | 35.2 | Dropped - Retired/Planned Retirement by 06/2023
Astoria Gas Turbines | 55243 | 4-2 | Combustion Turbine | New York | 34.7 | Dropped - Retired/Planned Retirement by 06/2023
Astoria Gas Turbines | 55243 | 4-3 | Combustion Turbine | New York | 34.9 | Dropped - Retired/Planned Retirement by 06/2023
Astoria Gas Turbines | 55243 | 4-4 | Combustion Turbine | New York | 33.1 | Dropped - Retired/Planned Retirement by 06/2023
Tuscola Station | 55245 | TG1 | O/G Steam | Illinois | 3.8 | Dropped - Units whose status does not meet NEEDS criteria
Tuscola Station | 55245 | TG2 | O/G Steam | Illinois | 4.9 | Dropped - Units whose status does not meet NEEDS criteria
Tuscola Station | 55245 | TG3 | O/G Steam | Illinois | 4.8 | Dropped - Onsite Unit
Eddy County Generating Station | 55252 | 0001 | Combustion Turbine | New Mexico | 37 | Dropped - Units whose status does not meet NEEDS criteria
Ina Road Water Pollution Control Fac | 55257 | 1 | Combustion Turbine | Arizona | 0.6 | Dropped - Units whose status does not meet NEEDS criteria
Ina Road Water Pollution Control Fac | 55257 | 2 | Combustion Turbine | Arizona | 0.6 | Dropped - Units whose status does not meet NEEDS criteria
Ina Road Water Pollution Control Fac | 55257 | 3 | Combustion Turbine | Arizona | 0.6 | Dropped - Units whose status does not meet NEEDS criteria
Ina Road Water Pollution Control Fac | 55257 | 4 | Combustion Turbine | Arizona | 0.6 | Dropped - Units whose status does not meet NEEDS criteria
Ina Road Water Pollution Control Fac | 55257 | 5 | Combustion Turbine | Arizona | 0.6 | Dropped - Units whose status does not meet NEEDS criteria
Ina Road Water Pollution Control Fac | 55257 | 6 | Combustion Turbine | Arizona | 0.6 | Dropped - Units whose status does not meet NEEDS criteria
Ina Road Water Pollution Control Fac | 55257 | 7 | Combustion Turbine | Arizona | 0.6 | Dropped - Units whose status does not meet NEEDS criteria
State Farm Support Center East | 55274 | 2A | Combustion Turbine | Georgia | 1.8 | Dropped - Onsite Unit
State Farm Support Center East | 55274 | 2B | Combustion Turbine | Georgia | 1.8 | Dropped - Onsite Unit
State Farm Support Center East | 55274 | 3A | Combustion Turbine | Georgia | 1.8 | Dropped - Onsite Unit
State Farm Support Center East | 55274 | 3B | Combustion Turbine | Georgia | 1.8 | Dropped - Onsite Unit
State Farm Support Center East | 55274 | 4A | Combustion Turbine | Georgia | 1.8 | Dropped - Onsite Unit
State Farm Support Center East | 55274 | 4B | Combustion Turbine | Georgia | 1.8 | Dropped - Onsite Unit
Wasatch Energy Systems Energy Recovery | 55302 | 1 | Municipal Solid Waste | Utah | 1.6 | Dropped - Units whose status does not meet NEEDS criteria
Air Products Port Arthur | 55309 | GEN2 | Combined Cycle | Texas | 3 | Dropped - Units whose status does not meet NEEDS criteria
BASF Freeport Works | 55311 | GEN1 | Combustion Turbine | Texas | 75 | Dropped - Onsite Unit
BASF Freeport Works | 55311 | GEN2 | Non-Fossil Waste | Texas | 11.7 | Dropped - Onsite Unit
Freeport McMoRan Cobre Mining | 55312 | 1 | Combustion Turbine | New Mexico | 0.8 | Dropped - Units whose status does not meet NEEDS criteria
Freeport McMoRan Cobre Mining | 55312 | 2 | Combustion Turbine | New Mexico | 0.8 | Dropped - Units whose status does not meet NEEDS criteria
Freeport McMoRan Cobre Mining | 55312 | 3 | Combustion Turbine | New Mexico | 0.8 | Dropped - Units whose status does not meet NEEDS criteria
Alliant SBD 9702 Cedar Graphics | 55315 | GEN1 | Combustion Turbine | Iowa | 1 | Dropped - Units whose status does not meet NEEDS criteria
Indian River | 55318 | 1 | O/G Steam | Florida | 75.5 | Dropped - Units whose status does not meet NEEDS criteria
Indian River | 55318 | 2 | O/G Steam | Florida | 181.3 | Dropped - Units whose status does not meet NEEDS criteria
Indian River | 55318 | 3 | O/G Steam | Florida | 319.6 | Dropped - Units whose status does not meet NEEDS criteria
Athens Regional Medical Center | 55319 | CT1 | Combustion Turbine | Georgia | 0.7 | Dropped - Onsite Unit
Athens Regional Medical Center | 55319 | CT3 | Combustion Turbine | Georgia | 0.7 | Dropped - Onsite Unit
Athens Regional Medical Center | 55319 | CU1 | Combustion Turbine | Georgia | 0.7 | Dropped - Units whose status does not meet NEEDS criteria
Athens Regional Medical Center | 55319 | STEG3 | Combustion Turbine | Georgia | 0.8 | Dropped - Onsite Unit
Athens Regional Medical Center | 55319 | STEG4 | Combustion Turbine | Georgia | 0.8 | Dropped - Onsite Unit
Athens Regional Medical Center | 55319 | STEG5 | Combustion Turbine | Georgia | 0.8 | Dropped - Onsite Unit
Athens Regional Medical Center | 55319 | STEG6 | Combustion Turbine | Georgia | 0.8 | Dropped - Onsite Unit
Philadelphia Water Department Southwest | 55331 | GEN1 | Combustion Turbine | Pennsylvania | 11 | Dropped - Units whose status does not meet NEEDS criteria
PWD Northwest Facility | 55336 | GEN1 | Combustion Turbine | Pennsylvania | 11 | Dropped - Units whose status does not meet NEEDS criteria
Phoenix Wind Power LLC | 55339 | GEN1 | Onshore Wind | California | 1.5 | Dropped - Units whose status does not meet NEEDS criteria
Alta Mesa Project Phase IV | 55352 | GEN1 | Onshore Wind | California | 40 | Dropped - Units whose status does not meet NEEDS criteria
Jack Fusco Energy Center | 55357 | CTG3 | Combined Cycle | Texas | 166 | Dropped - Units whose status does not meet NEEDS criteria
Jack Fusco Energy Center | 55357 | CTG4 | Combined Cycle | Texas | 166 | Dropped - Units whose status does not meet NEEDS criteria
Two Elk Generating Station | 55360 | GEN1 | Coal Steam | Wyoming | 275 | Dropped - Units whose status does not meet NEEDS criteria
Sugar Creek Power | 55364 | CT21 | Combined Cycle | Indiana | 159 | Dropped - Units whose status does not meet NEEDS criteria
Sugar Creek Power | 55364 | CT22 | Combined Cycle | Indiana | 154.3 | Dropped - Units whose status does not meet NEEDS criteria
Sugar Creek Power | 55364 | ST2 | Combined Cycle | Indiana | 195.4 | Dropped - Units whose status does not meet NEEDS criteria
West Texas Wind Energy LLC | 55367 | 01 | Onshore Wind | Texas | 75 | Dropped - Retired/Planned Retirement by 06/2023
Hamakua Energy Plant | 55369 | CT1 | Fossil Waste | Hawaii | 21.7 | Dropped - in Alaska or in Hawaii or Puerto Rico
Hamakua Energy Plant | 55369 | CT2 | Fossil Waste | Hawaii | 21.7 | Dropped - in Alaska or in Hawaii or Puerto Rico
Hamakua Energy Plant | 55369 | ST1 | Fossil Waste | Hawaii | 17.4 | Dropped - in Alaska or in Hawaii or Puerto Rico
Green Mountain Storage, LLC | 55370 | N60 | Onshore Wind | Pennsylvania | 10.4 | Dropped - Units whose status does not meet NEEDS criteria
Enterprise Energy Facility | 55373 | CT3 | Combustion Turbine | Mississippi | 75 | Dropped - Units whose status does not meet NEEDS criteria
Enterprise Energy Facility | 55373 | CT4 | Combustion Turbine | Mississippi | 75 | Dropped - Units whose status does not meet NEEDS criteria
Enterprise Energy Facility | 55373 | CT5 | Combustion Turbine | Mississippi | 75 | Dropped - Units whose status does not meet NEEDS criteria
Enterprise Energy Facility | 55373 | CT6 | Combustion Turbine | Mississippi | 75 | Dropped - Units whose status does not meet NEEDS criteria
Harrod Electric Generating Station | 55384 | GT1 | Combustion Turbine | Ohio | 76 | Dropped - Units whose status does not meet NEEDS criteria
Harrod Electric Generating Station | 55384 | GT2 | Combustion Turbine | Ohio | 76 | Dropped - Units whose status does not meet NEEDS criteria
Harrod Electric Generating Station | 55384 | GT3 | Combustion Turbine | Ohio | 76 | Dropped - Units whose status does not meet NEEDS criteria
Harrod Electric Generating Station | 55384 | GT4 | Combustion Turbine | Ohio | 76 | Dropped - Units whose status does not meet NEEDS criteria
Harrod Electric Generating Station | 55384 | GT5 | Combustion Turbine | Ohio | 76 | Dropped - Units whose status does not meet NEEDS criteria
Harrod Electric Generating Station | 55384 | GT6 | Combustion Turbine | Ohio | 76 | Dropped - Units whose status does not meet NEEDS criteria
Fairmount Electric Generating | 55385 | GT1 | Combustion Turbine | Indiana | 58.9 | Dropped - Units whose status does not meet NEEDS criteria
Fairmount Electric Generating | 55385 | GT2 | Combustion Turbine | Indiana | 58.9 | Dropped - Units whose status does not meet NEEDS criteria
Fairmount Electric Generating | 55385 | GT3 | Combustion Turbine | Indiana | 58.9 | Dropped - Units whose status does not meet NEEDS criteria
Fairmount Electric Generating | 55385 | GT4 | Combustion Turbine | Indiana | 58.9 | Dropped - Units whose status does not meet NEEDS criteria
Fairmount Electric Generating | 55385 | GT5 | Combustion Turbine | Indiana | 58.9 | Dropped - Units whose status does not meet NEEDS criteria
Fairmount Electric Generating | 55385 | GT6 | Combustion Turbine | Indiana | 58.9 | Dropped - Units whose status does not meet NEEDS criteria
Fairmount Electric Generating | 55385 | GT7 | Combustion Turbine | Indiana | 58.9 | Dropped - Units whose status does not meet NEEDS criteria
Fairmount Electric Generating | 55385 | GT8 | Combustion Turbine | Indiana | 58.9 | Dropped - Units whose status does not meet NEEDS criteria
State Farm Insur Support Center Central | 55390 | 2A | Combustion Turbine | Texas | 1.8 | Dropped - Onsite Unit
State Farm Insur Support Center Central | 55390 | 2B | Combustion Turbine | Texas | 1.8 | Dropped - Onsite Unit
State Farm Insur Support Center Central | 55390 | 3A | Combustion Turbine | Texas | 1.8 | Dropped - Onsite Unit
State Farm Insur Support Center Central | 55390 | 3B | Combustion Turbine | Texas | 1.8 | Dropped - Onsite Unit
State Farm Insur Support Center Central | 55390 | 4A | Combustion Turbine | Texas | 1.8 | Dropped - Onsite Unit
State Farm Insur Support Center Central | 55390 | 4B | Combustion Turbine | Texas | 1.8 | Dropped - Onsite Unit
Zion Energy Center | 55392 | CTG4 | Combustion Turbine | Illinois | 152 | Dropped - Units whose status does not meet NEEDS criteria
Zion Energy Center | 55392 | CTG5 | Combustion Turbine | Illinois | 152 | Dropped - Units whose status does not meet NEEDS criteria
Delaware Mountain Windfarm | 55399 | 01 | Onshore Wind | Texas | 23.3 | Dropped - Units whose status does not meet NEEDS criteria
Shady Hills Generating Station | 55414 | G401 | Combustion Turbine | Florida | 200 | Dropped - Units whose status does not meet NEEDS criteria
Shady Hills Generating Station | 55414 | G501 | Combustion Turbine | Florida | 200 | Dropped - Units whose status does not meet NEEDS criteria
Hot Spring Generating Facility | 55418 | CT3 | Combined Cycle | Arkansas | 173.8 | Dropped - Units whose status does not meet NEEDS criteria
Hot Spring Generating Facility | 55418 | CT4 | Combined Cycle | Arkansas | 173.8 | Dropped - Units whose status does not meet NEEDS criteria
Hot Spring Generating Facility | 55418 | ST2 | Combined Cycle | Arkansas | 304.4 | Dropped - Units whose status does not meet NEEDS criteria
DeSoto County Plant | 55422 | DES1 | Combustion Turbine | Florida | 159 | Dropped - Units whose status does not meet NEEDS criteria
DeSoto County Plant | 55422 | DES2 | Combustion Turbine | Florida | 161 | Dropped - Units whose status does not meet NEEDS criteria
Kentucky Mills | 55429 | 01 | Non-Fossil Waste | Kentucky | 49 | Dropped - Onsite Unit
Amelia Energy Center | 55465 | CTG1 | Combined Cycle | Texas | 180 | Dropped - Units whose status does not meet NEEDS criteria
Amelia Energy Center | 55465 | CTG2 | Combined Cycle | Texas | 180 | Dropped - Units whose status does not meet NEEDS criteria
Amelia Energy Center | 55465 | CTG3 | Combined Cycle | Texas | 180 | Dropped - Units whose status does not meet NEEDS criteria
Amelia Energy Center | 55465 | STG1 | Combined Cycle | Texas | 360 | Dropped - Units whose status does not meet NEEDS criteria
Washington Parish Energy Center | 55486 | CTG1 | Combustion Turbine | Louisiana | 172 | Dropped - Units whose status does not meet NEEDS criteria
Washington Parish Energy Center | 55486 | CTG2 | Combustion Turbine | Louisiana | 172 | Dropped - Units whose status does not meet NEEDS criteria
Washington Parish Energy Center | 55486 | ST1 | Combined Cycle | Louisiana | 215 | Dropped - Units whose status does not meet NEEDS criteria
Tri Center Naniwa Energy | 55494 | CT1 | Combustion Turbine | Nevada | 50 | Dropped - Units whose status does not meet NEEDS criteria
Tri Center Naniwa Energy | 55494 | CT2 | Combustion Turbine | Nevada | 50 | Dropped - Units whose status does not meet NEEDS criteria
Tri Center Naniwa Energy | 55494 | CT3 | Combustion Turbine | Nevada | 50 | Dropped - Units whose status does not meet NEEDS criteria
Tri Center Naniwa Energy | 55494 | CT4 | Combustion Turbine | Nevada | 50 | Dropped - Units whose status does not meet NEEDS criteria
Tri Center Naniwa Energy | 55494 | CT5 | Combustion Turbine | Nevada | 50 | Dropped - Units whose status does not meet NEEDS criteria
Tri Center Naniwa Energy | 55494 | CT6 | Combustion Turbine | Nevada | 50 | Dropped - Units whose status does not meet NEEDS criteria
Gila Bend Power Generation Station | 55507 | 1 | Combined Cycle | Arizona | 156 | Dropped - Units whose status does not meet NEEDS criteria
Gila Bend Power Generation Station | 55507 | 2 | Combined Cycle | Arizona | 156 | Dropped - Units whose status does not meet NEEDS criteria
Gila Bend Power Generation Station | 55507 | 3 | Combined Cycle | Arizona | 156 | Dropped - Units whose status does not meet NEEDS criteria
Gila Bend Power Generation Station | 55507 | 4 | Combined Cycle | Arizona | 390 | Dropped - Units whose status does not meet NEEDS criteria
AES Greystone | 55519 | CTG1 | Combustion Turbine | Tennessee | 156 | Dropped - Units whose status does not meet NEEDS criteria
AES Greystone | 55519 | CTG2 | Combustion Turbine | Tennessee | 156 | Dropped - Units whose status does not meet NEEDS criteria
AES Greystone | 55519 | CTG3 | Combustion Turbine | Tennessee | 156 | Dropped - Units whose status does not meet NEEDS criteria
Sundance | 55522 | CT11 | Combustion Turbine | Arizona | 38 | Dropped - Units whose status does not meet NEEDS criteria
Sundance | 55522 | CT12 | Combustion Turbine | Arizona | 38 | Dropped - Units whose status does not meet NEEDS criteria
York Energy Center | 55524 | CTG7 | Combined Cycle | Pennsylvania | 120 | Dropped - Units whose status does not meet NEEDS criteria
MMSD South Shore Wastewater | 55525 | 1 | Non-Fossil Waste | Wisconsin | 1.4 | Dropped - Onsite Unit
MMSD South Shore Wastewater | 55525 | 1CAT | Non-Fossil Waste | Wisconsin | 0.9 | Dropped - Onsite Unit
MMSD South Shore Wastewater | 55525 | 2CAT | Non-Fossil Waste | Wisconsin | 0.9 | Dropped - Onsite Unit
MMSD South Shore Wastewater | 55525 | 3CAT | Non-Fossil Waste | Wisconsin | 0.9 | Dropped - Onsite Unit
MMSD South Shore Wastewater | 55525 | 4CAT | Non-Fossil Waste | Wisconsin | 0.9 | Dropped - Onsite Unit
Atascosita | 55526 | GEN1 | Landfill Gas | Texas | 1.7 | Dropped - Units whose status does not meet NEEDS criteria
Atascosita | 55526 | GEN2 | Landfill Gas | Texas | 1.7 | Dropped - Units whose status does not meet NEEDS criteria
Atascosita | 55526 | GEN3 | Landfill Gas | Texas | 1.7 | Dropped - Units whose status does not meet NEEDS criteria
Atascosita | 55526 | GEN4 | Landfill Gas | Texas | 1.7 | Dropped - Units whose status does not meet NEEDS criteria
Atascosita | 55526 | GEN5 | Landfill Gas | Texas | 1.7 | Dropped - Units whose status does not meet NEEDS criteria
Atascosita | 55526 | GEN6 | Landfill Gas | Texas | 1.7 | Dropped - Units whose status does not meet NEEDS criteria
Water Filter Plant #2 | 55534 | 3516 | Combustion Turbine | North Carolina | 1.3 | Dropped - Units whose status does not meet NEEDS criteria
Hoover Company | 55536 | 0542 | Combustion Turbine | Texas | 1.8 | Dropped - Units whose status does not meet NEEDS criteria
Hoover Company | 55536 | 0543 | Combustion Turbine | Texas | 1.8 | Dropped - Units whose status does not meet NEEDS criteria
Hoover Company | 55536 | 0544 | Combustion Turbine | Texas | 1.8 | Dropped - Units whose status does not meet NEEDS criteria
Hoover Company | 55536 | 0545 | Combustion Turbine | Texas | 1.8 | Dropped - Units whose status does not meet NEEDS criteria
Cargill Hammond | 55537 | GEN1 | O/G Steam | Indiana | 3.5 | Dropped - Units whose status does not meet NEEDS criteria
Cargill Hammond | 55537 | GEN5 | O/G Steam | Indiana | 10.5 | Dropped - Units whose status does not meet NEEDS criteria
Escondido Energy Center | 55538 | GEN1 | Combustion Turbine | California | 33.6 | Dropped - Units whose status does not meet NEEDS criteria
Moll Industries Seagrove Division | 55546 | GEN1 | Combustion Turbine | North Carolina | 1 | Dropped - Units whose status does not meet NEEDS criteria
Moll Industries Seagrove Division | 55546 | GEN2 | Combustion Turbine | North Carolina | 1.1 | Dropped - Units whose status does not meet NEEDS criteria
Baytown | 55551 | UN5 | Landfill Gas | Texas | 1 | Dropped - Units whose status does not meet NEEDS criteria
Baytown | 55551 | UNT1 | Landfill Gas | Texas | 1 | Dropped - Units whose status does not meet NEEDS criteria
Baytown | 55551 | UNT2 | Landfill Gas | Texas | 1 | Dropped - Units whose status does not meet NEEDS criteria
Baytown | 55551 | UNT3 | Landfill Gas | Texas | 1 | Dropped - Units whose status does not meet NEEDS criteria
Baytown | 55551 | UNT4 | Landfill Gas | Texas | 1 | Dropped - Units whose status does not meet NEEDS criteria
Bluebonnet | 55552 | UNT1 | Landfill Gas | Texas | 1 | Dropped - Units whose status does not meet NEEDS criteria
Bluebonnet | 55552 | UNT2 | Landfill Gas | Texas | 1 | Dropped - Units whose status does not meet NEEDS criteria
Bluebonnet | 55552 | UNT3 | Landfill Gas | Texas | 1 | Dropped - Units whose status does not meet NEEDS criteria
Bluebonnet | 55552 | UNT4 | Landfill Gas | Texas | 1 | Dropped - Units whose status does not meet NEEDS criteria
Coastal Plains | 55554 | UNT1 | Landfill Gas | Texas | 1.7 | Dropped - Units whose status does not meet NEEDS criteria
Coastal Plains | 55554 | UNT2 | Landfill Gas | Texas | 1.7 | Dropped - Units whose status does not meet NEEDS criteria
Coastal Plains | 55554 | UNT3 | Landfill Gas | Texas | 1.7 | Dropped - Units whose status does not meet NEEDS criteria
Coastal Plains | 55554 | UNT4 | Landfill Gas | Texas | 1.7 | Dropped - Units whose status does not meet NEEDS criteria
Conroe | 55555 | UNT1 | Landfill Gas | Texas | 1 | Dropped - Units whose status does not meet NEEDS criteria
Conroe | 55555 | UNT2 | Landfill Gas | Texas | 1 | Dropped - Units whose status does not meet NEEDS criteria
Conroe | 55555 | UNT3 | Landfill Gas | Texas | 1 | Dropped - Units whose status does not meet NEEDS criteria
Security | 55556 | UNT1 | Landfill Gas | Texas | 1.7 | Dropped - Units whose status does not meet NEEDS criteria
Hueco Mountain Wind Ranch | 55578 | EXIS | Onshore Wind | Texas | 1.3 | Dropped - Units whose status does not meet NEEDS criteria
East Bridgewater | 55584 | 1 | Landfill Gas | Massachusetts | 0.9 | Dropped - Units whose status does not meet NEEDS criteria
East Bridgewater | 55584 | 2 | Landfill Gas | Massachusetts | 0.9 | Dropped - Units whose status does not meet NEEDS criteria
East Bridgewater | 55584 | 3 | Landfill Gas | Massachusetts | 0.9 | Dropped - Units whose status does not meet NEEDS criteria
East Bridgewater | 55584 | 4 | Landfill Gas | Massachusetts | 0.9 | Dropped - Units whose status does not meet NEEDS criteria
East Bridgewater | 55584 | 5 | Landfill Gas | Massachusetts | 0.9 | Dropped - Units whose status does not meet NEEDS criteria
East Bridgewater | 55584 | 6 | Landfill Gas | Massachusetts | 0.9 | Dropped - Units whose status does not meet NEEDS criteria
Randolph Electric | 55585 | 1 | Landfill Gas | Massachusetts | 0.9 | Dropped - Units whose status does not meet NEEDS criteria
Randolph Electric | 55585 | 2 | Landfill Gas | Massachusetts | 0.9 | Dropped - Units whose status does not meet NEEDS criteria
Randolph Electric | 55585 | 3 | Landfill Gas | Massachusetts | 0.9 | Dropped - Units whose status does not meet NEEDS criteria
Halifax Electric | 55586 | 1 | Landfill Gas | Massachusetts | 0.9 | Dropped - Units whose status does not meet NEEDS criteria
Halifax Electric | 55586 | 2 | Landfill Gas | Massachusetts | 0.9 | Dropped - Units whose status does not meet NEEDS criteria
Halifax Electric | 55586 | 3 | Landfill Gas | Massachusetts | 0.9 | Dropped - Units whose status does not meet NEEDS criteria
GRS Richmond | 55587 | 1 | Landfill Gas | Virginia | 0.9 | Dropped - Units whose status does not meet NEEDS criteria
GRS Richmond | 55587 | 2 | Landfill Gas | Virginia | 0.9 | Dropped - Units whose status does not meet NEEDS criteria
GRS Richmond | 55587 | 3 | Landfill Gas | Virginia | 0.9 | Dropped - Units whose status does not meet NEEDS criteria
GRS Sunset Farms | 55588 | 1 | Landfill Gas | Texas | 0.9 | Dropped - Units whose status does not meet NEEDS criteria
GRS Sunset Farms | 55588 | 2 | Landfill Gas | Texas | 0.9 | Dropped - Units whose status does not meet NEEDS criteria
GRS Sunset Farms | 55588 | 3 | Landfill Gas | Texas | 0.9 | Dropped - Units whose status does not meet NEEDS criteria
GRS Sunset Farms | 55588 | 4 | Landfill Gas | Texas | 0.9 | Dropped - Units whose status does not meet NEEDS criteria
GRS Fall River | 55589 | 1 | Landfill Gas | Massachusetts | 0.9 | Dropped - Units whose status does not meet NEEDS criteria
GRS Fall River | 55589 | 2 | Landfill Gas | Massachusetts | 0.9 | Dropped - Units whose status does not meet NEEDS criteria
Chicopee Electric | 55590 | 1 | Landfill Gas | Massachusetts | 0.9 | Dropped - Units whose status does not meet NEEDS criteria
Chicopee Electric | 55590 | 2 | Landfill Gas | Massachusetts | 0.9 | Dropped - Units whose status does not meet NEEDS criteria
Rockford Electric | 55591 | 1 | Landfill Gas | Illinois | 0.9 | Dropped - Units whose status does not meet NEEDS criteria
Rockford Electric | 55591 | 2 | Landfill Gas | Illinois | 0.9 | Dropped - Units whose status does not meet NEEDS criteria
Mallard Lake Electric | 55592 | 1 | Landfill Gas | Illinois | 3.8 | Dropped - Units whose status does not meet NEEDS criteria
Mallard Lake Electric | 55592 | 2 | Landfill Gas | Illinois | 3.8 | Dropped - Units whose status does not meet NEEDS criteria
Mallard Lake Electric | 55592 | 3 | Landfill Gas | Illinois | 3.8 | Dropped - Units whose status does not meet NEEDS criteria
Mallard Lake Electric | 55592 | 4 | Landfill Gas | Illinois | 7.6 | Dropped - Units whose status does not meet NEEDS criteria
Quad Cities | 55593 | 1 | Landfill Gas | Illinois | 0.9 | Dropped - Units whose status does not meet NEEDS criteria
Quad Cities | 55593 | 2 | Landfill Gas | Illinois | 1 | Dropped - Units whose status does not meet NEEDS criteria
South Barrington Electric | 55594 | 1 | Landfill Gas | Illinois | 0.8 | Dropped - Units whose status does not meet NEEDS criteria
South Barrington Electric | 55594 | 2 | Landfill Gas | Illinois | 0.8 | Dropped - Units whose status does not meet NEEDS criteria
GRS Lyon | 55595 | 1 | Landfill Gas | Michigan | 0.9 | Dropped - Units whose status does not meet NEEDS criteria
GRS Lyon | 55595 | 2 | Landfill Gas | Michigan | 0.9 | Dropped - Units whose status does not meet NEEDS criteria
GRS Lyon | 55595 | 3 | Landfill Gas | Michigan | 0.9 | Dropped - Units whose status does not meet NEEDS criteria
GRS Lyon | 55595 | 4 | Landfill Gas | Michigan | 0.9 | Dropped - Units whose status does not meet NEEDS criteria
GRS Lyon | 55595 | 5 | Landfill Gas | Michigan | 0.9 | Dropped - Units whose status does not meet NEEDS criteria
GRS C&C | 55597 | 2 | Landfill Gas | Michigan | 0.9 | Dropped - Units whose status does not meet NEEDS criteria
GRS Pine Bend | 55598 | 3 | Landfill Gas | Minnesota | 6 | Dropped - Units whose status does not meet NEEDS criteria
HMDC Kingsland Landfill | 55604 | UNT1 | Landfill Gas | New Jersey | 0.1 | Dropped - Units whose status does not meet NEEDS criteria
HMDC Kingsland Landfill | 55604 | UNT2 | Landfill Gas | New Jersey | 0.1 | Dropped - Units whose status does not meet NEEDS criteria
HMDC Kingsland Landfill | 55604 | UNT3 | Landfill Gas | New Jersey | 0.1 | Dropped - Units whose status does not meet NEEDS criteria
MM Cuyahoga Energy | 55605 | UNT1 | Landfill Gas | Ohio | 1.8 | Dropped - Units whose status does not meet NEEDS criteria
MM Cuyahoga Energy | 55605 | UNT2 | Landfill Gas | Ohio | 1.8 | Dropped - Units whose status does not meet NEEDS criteria
Mingo Junction Energy Center | 55611 | GEN1 | Fossil Waste | Ohio | 30 | Dropped - Units whose status does not meet NEEDS criteria
Monmouth Landfill Gas to Energy | 55618 | GEN1 | Landfill Gas | New Jersey | 3.3 | Dropped - Units whose status does not meet NEEDS criteria
Monmouth Landfill Gas to Energy | 55618 | GEN2 | Landfill Gas | New Jersey | 3.3 | Dropped - Units whose status does not meet NEEDS criteria
South Bear Creek | 55621 | 1 | Combustion Turbine | Colorado | 3.3 | Dropped - Units whose status does not meet NEEDS criteria
Leviton Manufacturing | 55637 | GEN1 | Combustion Turbine | Texas | 1.8 | Dropped - Units whose status does not meet NEEDS criteria
Walhalla | 55638 | GEN1 | Coal Steam | North Dakota | 2 | Dropped - Units whose status does not meet NEEDS criteria
Riverside Energy Center | 55641 | PV1 | Solar PV | Wisconsin | 2 | Dropped - Units whose status does not meet NEEDS criteria
Moapa Paiute Energy Center | 55642 | CTG1 | Combined Cycle | Nevada | 185 | Dropped - Units whose status does not meet NEEDS criteria
Moapa Paiute Energy Center | 55642 | CTG2 | Combined Cycle | Nevada | 185 | Dropped - Units whose status does not meet NEEDS criteria
Moapa Paiute Energy Center | 55642 | CTG3 | Combined Cycle | Nevada | 185 | Dropped - Units whose status does not meet NEEDS criteria
Moapa Paiute Energy Center | 55642 | STG1 | Combined Cycle | Nevada | 492 | Dropped - Units whose status does not meet NEEDS criteria
Memphis Refinery | 55703 | PO36 | Combustion Turbine | Tennessee | 72.3 | Dropped - Units whose status does not meet NEEDS criteria
Pierce Power Station | 55704 | 1 | Combustion Turbine | Washington | 18.7 | Dropped - Units whose status does not meet NEEDS criteria
Pierce Power Station | 55704 | 2 | Combustion Turbine | Washington | 18.7 | Dropped - Units whose status does not meet NEEDS criteria
Pierce Power Station | 55704 | 3 | Combustion Turbine | Washington | 18.7 | Dropped - Units whose status does not meet NEEDS criteria
Pierce Power Station | 55704 | 4 | Combustion Turbine | Washington | 18.7 | Dropped - Units whose status does not meet NEEDS criteria
Pierce Power Station | 55704 | 5 | Combustion Turbine | Washington | 18.7 | Dropped - Units whose status does not meet NEEDS criteria
Pierce Power Station | 55704 | 6 | Combustion Turbine | Washington | 18.7 | Dropped - Units whose status does not meet NEEDS criteria
Pierce Power Station | 55704 | 7 | Combustion Turbine | Washington | 18.7 | Dropped - Units whose status does not meet NEEDS criteria
Nacogdoches Power | 55708 | CTG1 | Combined Cycle | Texas | 185 | Dropped - Units whose status does not meet NEEDS criteria
Nacogdoches Power | 55708 | CTG2 | Combined Cycle | Texas | 95 | Dropped - Units whose status does not meet NEEDS criteria
Nacogdoches Power | 55708 | CTG3 | Combined Cycle | Texas | 95 | Dropped - Units whose status does not meet NEEDS criteria
Nacogdoches Power | 55708 | STG1 | Combined Cycle | Texas | 86 | Dropped - Units whose status does not meet NEEDS criteria
Nacogdoches Power | 55708 | STG2 | Combined Cycle | Texas | 100 | Dropped - Units whose status does not meet NEEDS criteria
Nacogdoches Power | 55708 | STG3 | Combined Cycle | Texas | 68 | Dropped - Units whose status does not meet NEEDS criteria
FirstEnergy | 55711 | CTG1 | Combined Cycle | Arizona | 180 | Dropped - Units whose status does not meet NEEDS criteria
FirstEnergy | 55711 | CTG2 | Combined Cycle | Arizona | 180 | Dropped - Units whose status does not meet NEEDS criteria
FirstEnergy | 55711 | CTG3 | Combined Cycle | Arizona | 180 | Dropped - Units whose status does not meet NEEDS criteria
FirstEnergy | 55711 | CTG4 | Combined Cycle | Arizona | 180 | Dropped - Units whose status does not meet NEEDS criteria
FirstEnergy | 55711 | STG1 | Combined Cycle | Arizona | 180 | Dropped - Units whose status does not meet NEEDS criteria
FirstEnergy | 55711 | STG2 | Combined Cycle | Arizona | 180 | Dropped - Units whose status does not meet NEEDS criteria
Bennett Mountain | 55733 | FT01 | Combustion Turbine | Idaho | 142 | Dropped - Units whose status does not meet NEEDS criteria
Bennett Mountain | 55733 | FT03 | Combustion Turbine | Idaho | 50 | Dropped - Units whose status does not meet NEEDS criteria
KMS Macon Power | 55758 | E-1 | Landfill Gas | Illinois | 0.8 | Dropped - Units whose status does not meet NEEDS criteria
KMS Macon Power | 55758 | E-2 | Landfill Gas | Illinois | 0.8 | Dropped - Units whose status does not meet NEEDS criteria
Roxana Resource Recovery | 55759 | RX1 | Landfill Gas | Illinois | 0.9 | Dropped - Units whose status does not meet NEEDS criteria
Roxana Resource Recovery | 55759 | RX2 | Landfill Gas | Illinois | 0.9 | Dropped - Units whose status does not meet NEEDS criteria
Roxana Resource Recovery | 55759 | RX3 | Landfill Gas | Illinois | 0.9 | Dropped - Units whose status does not meet NEEDS criteria
Roxana Resource Recovery | 55759 | RX4 | Landfill Gas | Illinois | 0.9 | Dropped - Units whose status does not meet NEEDS criteria
Streator Energy Partners LLC | 55760 | ST1 | Landfill Gas | Illinois | 0.9 | Dropped - Units whose status does not meet NEEDS criteria
Devonshire Power Partners LLC | 55761 | DO1 | Landfill Gas | Illinois | 1 | Dropped - Units whose status does not meet NEEDS criteria
Devonshire Power Partners LLC | 55761 | DO2 | Landfill Gas | Illinois | 1 | Dropped - Units whose status does not meet NEEDS criteria
Devonshire Power Partners LLC | 55761 | DO3 | Landfill Gas | Illinois | 1 | Dropped - Units whose status does not meet NEEDS criteria
Devonshire Power Partners LLC | 55761 | DO4 | Landfill Gas | Illinois | 1 | Dropped - Units whose status does not meet NEEDS criteria
Devonshire Power Partners LLC | 55761 | DO5 | Landfill Gas | Illinois | 1 | Dropped - Units whose status does not meet NEEDS criteria
Brickyard Energy Partners LLC | 55762 | BR1 | Landfill Gas | Illinois | 0.9 | Dropped - Units whose status does not meet NEEDS criteria
Brickyard Energy Partners LLC | 55762 | BR2 | Landfill Gas | Illinois | 0.9 | Dropped - Units whose status does not meet NEEDS criteria
Brickyard Energy Partners LLC | 55762 | BR3 | Landfill Gas | Illinois | 0.9 | Dropped - Units whose status does not meet NEEDS criteria
Brickyard Energy Partners LLC | 55762 | BR5 | Landfill Gas | Illinois | 0.9 | Dropped - Units whose status does not meet NEEDS criteria
Dixon/Lee Energy Partners LLC | 55763 | DX1 | Landfill Gas | Illinois | 0.9 | Dropped - Units whose status does not meet NEEDS criteria
Dixon/Lee Energy Partners LLC | 55763 | DX2 | Landfill Gas | Illinois | 0.9 | Dropped - Units whose status does not meet NEEDS criteria
Dixon/Lee Energy Partners LLC | 55763 | DX3 | Landfill Gas | Illinois | 0.9 | Dropped - Units whose status does not meet NEEDS criteria
Dixon/Lee Energy Partners LLC | 55763 | DX4 | Landfill Gas | Illinois | 0.9 | Dropped - Units whose status does not meet NEEDS criteria
Upper Rock Energy Partners LLC | 55764 | UR1 | Landfill Gas | Illinois | 0.9 | Dropped - Units whose status does not meet NEEDS criteria
Upper Rock Energy Partners LLC | 55764 | UR2 | Landfill Gas | Illinois | 0.9 | Dropped - Units whose status does not meet NEEDS criteria
Upper Rock Energy Partners LLC | 55764 | UR3 | Landfill Gas | Illinois | 0.9 | Dropped - Units whose status does not meet NEEDS criteria
Upper Rock Energy Partners LLC | 55764 | UR4 | Landfill Gas | Illinois | 0.9 | Dropped - Units whose status does not meet NEEDS criteria
Riveside Resource Recovery LLC | 55767 | RO1 | Landfill Gas | Illinois | 0.9 | Dropped - Units whose status does not meet NEEDS criteria
Avon Energy Partners LLC | 55768 | CH1 | Landfill Gas | Illinois | 0.9 | Dropped - Units whose status does not meet NEEDS criteria
Avon Energy Partners LLC | 55768 | CH2 | Landfill Gas | Illinois | 0.9 | Dropped - Units whose status does not meet NEEDS criteria
Avon Energy Partners LLC | 55768 | CH3 | Landfill Gas | Illinois | 0.9 | Dropped - Units whose status does not meet NEEDS criteria
PERC LLC | 55772 | 1 | Landfill Gas | Washington | 0.8 | Dropped - Units whose status does not meet NEEDS criteria
PERC LLC | 55772 | 2 | Landfill Gas | Washington | 0.8 | Dropped - Units whose status does not meet NEEDS criteria
PERC LLC | 55772 | 3 | Landfill Gas | Washington | 0.8 | Dropped - Units whose status does not meet NEEDS criteria
Countyside Genco LLC | 55773 | CS1 | Landfill Gas | Illinois | 1.3 | Dropped - Units whose status does not meet NEEDS criteria
Countyside Genco LLC | 55773 | CS2 | Landfill Gas | Illinois | 1.3 | Dropped - Units whose status does not meet NEEDS criteria
Countyside Genco LLC | 55773 | CS3 | Landfill Gas | Illinois | 1.3 | Dropped - Units whose status does not meet NEEDS criteria
Countyside Genco LLC | 55773 | CS4 | Landfill Gas | Illinois | 1.3 | Dropped - Units whose status does not meet NEEDS criteria
Countyside Genco LLC | 55773 | CS5 | Landfill Gas | Illinois | 1.3 | Dropped - Units whose status does not meet NEEDS criteria
Countyside Genco LLC | 55773 | CS6 | Landfill Gas | Illinois | 1.3 | Dropped - Units whose status does not meet NEEDS criteria
Morris Genco LLC | 55774 | MO1 | Landfill Gas | Illinois | 1.3 | Dropped - Units whose status does not meet NEEDS criteria
Morris Genco LLC | 55774 | MO2 | Landfill Gas | Illinois | 1.3 | Dropped - Units whose status does not meet NEEDS criteria
Morris Genco LLC | 55774 | MO3 | Landfill Gas | Illinois | 1.3 | Dropped - Units whose status does not meet NEEDS criteria
Morris Genco LLC | 55774 | MO4 | Landfill Gas | Illinois | 1 | Dropped - Units whose status does not meet NEEDS criteria
Morris Genco LLC | 55774 | MO5 | Landfill Gas | Illinois | 1 | Dropped - Units whose status does not meet NEEDS criteria
Barre | 55776 | BA1 | Landfill Gas | Massachusetts | 0.4 | Dropped - Units whose status does not meet NEEDS criteria
Barre | 55776 | BA2 | Landfill Gas | Massachusetts | 0.4 | Dropped - Units whose status does not meet NEEDS criteria
Brookhaven Facility | 55778 | BH1 | Landfill Gas | New York | 1.2 | Dropped - Units whose status does not meet NEEDS criteria
Brookhaven Facility | 55778 | BH2 | Landfill Gas | New York | 1.2 | Dropped - Units whose status does not meet NEEDS criteria
Brookhaven Facility | 55778 | BH3 | Landfill Gas | New York | 1.2 | Dropped - Units whose status does not meet NEEDS criteria
Brookhaven Facility | 55778 | BH4 | Landfill Gas | New York | 1.2 | Dropped - Units whose status does not meet NEEDS criteria
Brookhaven Facility | 55778 | BH5 | Landfill Gas | New York | 0.5 | Dropped - Units whose status does not meet NEEDS criteria
Brookhaven Facility | 55778 | BH6 | Landfill Gas | New York | 0.5 | Dropped - Units whose status does not meet NEEDS criteria
Dunbarton Energy Partners LP | 55779 | MA1 | Landfill Gas | New Hampshire | 0.6 | Dropped - Units whose status does not meet NEEDS criteria
Dunbarton Energy Partners LP | 55779 | MA2 | Landfill Gas | New Hampshire | 0.6 | Dropped - Units whose status does not meet NEEDS criteria
Bowie Power Station LLC | 55780 | CT1 | Combined Cycle | Arizona | 172 | Dropped - Units whose status does not meet NEEDS criteria
Bowie Power Station LLC | 55780 | CT2 | Combined Cycle | Arizona | 172 | Dropped - Units whose status does not meet NEEDS criteria
Bowie Power Station LLC | 55780 | CT3 | Combined Cycle | Arizona | 172 | Dropped - Units whose status does not meet NEEDS criteria
Bowie Power Station LLC | 55780 | CT4 | Combined Cycle | Arizona | 172 | Dropped - Units whose status does not meet NEEDS criteria
Bowie Power Station LLC | 55780 | ST1 | Combined Cycle | Arizona | 181 | Dropped - Units whose status does not meet NEEDS criteria
Bowie Power Station LLC | 55780 | ST2 | Combined Cycle | Arizona | 181 | Dropped - Units whose status does not meet NEEDS criteria
Hospira Inc | 55788 | GEN1 | Combustion Turbine | New York | 1.1 | Dropped - Units whose status does not meet NEEDS criteria
Hospira Inc | 55788 | GEN2 | Combustion Turbine | New York | 1.1 | Dropped - Units whose status does not meet NEEDS criteria
Otsego Mill Power Plant | 55799 | NRTH | Combustion Turbine | Michigan | 8.8 | Dropped - Onsite Unit
Otsego Mill Power Plant | 55799 | SOTH | Combustion Turbine | Michigan | 8.8 | Dropped - Onsite Unit
Valencia Energy Facility | 55802 | CTG2 | Combustion Turbine | New Mexico | 159.5 | Dropped - Units whose status does not meet NEEDS criteria
Valencia Energy Facility | 55802 | CTG3 | Combustion Turbine | New Mexico | 84.5 | Dropped - Units whose status does not meet NEEDS criteria
Valencia Energy Facility | 55802 | CTG4 | Combustion Turbine | New Mexico | 84.2 | Dropped - Units whose status does not meet NEEDS criteria
Valencia Energy Facility | 55802 | CTG5 | Combined Cycle | New Mexico | 84.2 | Dropped - Units whose status does not meet NEEDS criteria
Valencia Energy Facility | 55802 | CTG6 | Combined Cycle | New Mexico | 84.2 | Dropped - Units whose status does not meet NEEDS criteria
AD Srvcs Glacier Ridge Landfill, LLC | 55817 | NO 1 | Landfill Gas | Wisconsin | 0.9 | Dropped - Units whose status does not meet NEEDS criteria
AD Srvcs Glacier Ridge Landfill, LLC | 55817 | NO 2 | Landfill Gas | Wisconsin | 0.9 | Dropped - Units whose status does not meet NEEDS criteria
RCWMD Badlands Landfill Gas Project | 55820 | GEN1 | Landfill Gas | California | 1 | Dropped - Units whose status does not meet NEEDS criteria
RCWMD Badlands Landfill Gas Project | 55820 | GEN2 | Landfill Gas | California | 1 | Dropped - Units whose status does not meet NEEDS criteria
Curtis H Stanton Energy Center | 55821 | BCT | IGCC | Florida | 197 | Dropped - Units whose status does not meet NEEDS criteria
Curtis H Stanton Energy Center | 55821 | BST | IGCC | Florida | 132 | Dropped - Units whose status does not meet NEEDS criteria
Millinocket Mill | 55829 | M1S1 | O/G Steam | Maine | 14.5 | Dropped - Units whose status does not meet NEEDS criteria
Millinocket Mill | 55829 | M1S2 | O/G Steam | Maine | 14.5 | Dropped - Units whose status does not meet NEEDS criteria
Millinocket Mill | 55829 | M1S3 | O/G Steam | Maine | 29.3 | Dropped - Units whose status does not meet NEEDS criteria
Millinocket Mill | 55829 | M1S4 | O/G Steam | Maine | 21.8 | Dropped - Units whose status does not meet NEEDS criteria
East Millinocket Mill | 55830 | M2S1 | Biomass | Maine | 14.5 | Dropped - Units whose status does not meet NEEDS criteria
East Millinocket Mill | 55830 | M2S2 | Biomass | Maine | 14.5 | Dropped - Units whose status does not meet NEEDS criteria
East Millinocket Mill | 55830 | M2S3 | Biomass | Maine | 28.1 | Dropped - Units whose status does not meet NEEDS criteria
Auburndale Peaker Energy Center | 55833 | CTP | Combustion Turbine | Florida | 117 | Dropped - Units whose status does not meet NEEDS criteria
Sherry Energy Center | 55834 | CT01 | Combustion Turbine | Wisconsin | 176 | Dropped - Units whose status does not meet NEEDS criteria
Sherry Energy Center | 55834 | CT02 | Combustion Turbine | Wisconsin | 176 | Dropped - Units whose status does not meet NEEDS criteria
Sherry Energy Center | 55834 | CT03 | Combustion Turbine | Wisconsin | 176 | Dropped - Units whose status does not meet NEEDS criteria
Sherry Energy Center | 55834 | CT04 | Combustion Turbine | Wisconsin | 176 | Dropped - Units whose status does not meet NEEDS criteria
Sherry Energy Center | 55834 | CTG1 | Combined Cycle | Wisconsin | 176 | Dropped - Units whose status does not meet NEEDS criteria
Sherry Energy Center | 55834 | CTG2 | Combined Cycle | Wisconsin | 176 | Dropped - Units whose status does not meet NEEDS criteria
Sherry Energy Center | 55834 | STG1 | Combined Cycle | Wisconsin | 180 | Dropped - Units whose status does not meet NEEDS criteria
Four Mile Hill | 55845 | 1 | Geothermal | California | 42 | Dropped - Units whose status does not meet NEEDS criteria
Telephone Flat | 55846 | 1 | Geothermal | California | 42 | Dropped - Units whose status does not meet NEEDS criteria
Valero Refinery Cogeneration Unit 1 | 55851 | GT 1 | Combustion Turbine | California | 45.4 | Dropped - Onsite Unit
Valero Refinery Cogeneration Unit 2 | 55852 | GT 2 | Fossil Waste | California | 43.4 | Dropped - Units whose status does not meet NEEDS criteria
Inland Empire Energy Center | 55853 | 1 | Combined Cycle | California | 345 | Dropped - Retired/Planned Retirement by 06/2023
Inland Empire Energy Center | 55853 | 2 | Combined Cycle | California | 345 | Dropped - Retired/Planned Retirement by 06/2023
Desert Power LP | 55858 | GEN7 | Coal Steam | Utah | 40 | Dropped - Units whose status does not meet NEEDS criteria
Desert Power LP | 55858 | UNT1 | Combustion Turbine | Utah | 34 | Dropped - Units whose status does not meet NEEDS criteria
Desert Power LP | 55858 | UNT2 | Combustion Turbine | Utah | 34 | Dropped - Units whose status does not meet NEEDS criteria
Stevens Point Mill | 55861 | SP | O/G Steam | Wisconsin | 7 | Dropped - Onsite Unit
Kaheka Hydro | 55864 | KAH1 | Hydro | Hawaii | 1.5 | Dropped - in Alaska or in Hawaii or Puerto Rico
Kaheka Hydro | 55864 | KAH2 | Hydro | Hawaii | 1.5 | Dropped - in Alaska or in Hawaii or Puerto Rico
Kaheka Hydro | 55864 | KAH3 | Hydro | Hawaii | 1.5 | Dropped - in Alaska or in Hawaii or Puerto Rico
Benson Power Biomass Plant | 55867 | G1 | Biomass | Minnesota | 55 | Dropped - Units whose status does not meet NEEDS criteria
Genova Arkansas I LLC | 55869 | CTG1 | Combined Cycle | Arkansas | 160 | Dropped - Units whose status does not meet NEEDS criteria
Genova Arkansas I LLC | 55869 | CTG2 | Combined Cycle | Arkansas | 160 | Dropped - Units whose status does not meet NEEDS criteria
Genova Arkansas I LLC | 55869 | ST1 | Combined Cycle | Arkansas | 225 | Dropped - Units whose status does not meet NEEDS criteria
Gates Peaker | 55875 | GEN1 | Combustion Turbine | California | 33.3 | Dropped - Units whose status does not meet NEEDS criteria
Rolling Hills | 55884 | N01 | Landfill Gas | Pennsylvania | 5.5 | Dropped - Units whose status does not meet NEEDS criteria
Montgomery County Oaks LFGE Plant | 55885 | N01 | Landfill Gas | Maryland | 2.3 | Dropped - Units whose status does not meet NEEDS criteria
Montgomery County Oaks LFGE Plant | 55885 | N02 | Landfill Gas | Maryland | 2.3 | Dropped - Units whose status does not meet NEEDS criteria
Partnership Station | 55893 | 1 | Combustion Turbine | Florida | 3 | Dropped - Units whose status does not meet NEEDS criteria
Partnership Station | 55893 | 2 | Combustion Turbine | Florida | 3 | Dropped - Units whose status does not meet NEEDS criteria
Ridgeview | 55925 | GEN10 | Landfill Gas | Wisconsin | 0.8 | Dropped - Units whose status does not meet NEEDS criteria
Ridgeview | 55925 | GEN9 | Landfill Gas | Wisconsin | 0.8 | Dropped - Units whose status does not meet NEEDS criteria
Bolivar | 55929 | 1 | Combustion Turbine | Tennessee | 1.8 | Dropped - Units whose status does not meet NEEDS criteria
Bolivar | 55929 | 2 | Combustion Turbine | Tennessee | 1.8 | Dropped - Units whose status does not meet NEEDS criteria
Bolivar | 55929 | 3 | Combustion Turbine | Tennessee | 1.8 | Dropped - Units whose status does not meet NEEDS criteria
Bolivar | 55929 | 4 | Combustion Turbine | Tennessee | 1.8 | Dropped - Units whose status does not meet NEEDS criteria
Bolivar | 55929 | 5 | Combustion Turbine | Tennessee | 1.8 | Dropped - Units whose status does not meet NEEDS criteria
Bolivar | 55929 | 6 | Combustion Turbine | Tennessee | 1.8 | Dropped - Units whose status does not meet NEEDS criteria
Bolivar | 55929 | 7 | Combustion Turbine | Tennessee | 1.8 | Dropped - Units whose status does not meet NEEDS criteria
Bolivar | 55929 | 8 | Combustion Turbine | Tennessee | 1.8 | Dropped - Units whose status does not meet NEEDS criteria
Bolivar | 55929 | 9 | Combustion Turbine | Tennessee | 1.8 | Dropped - Units whose status does not meet NEEDS criteria
Bolivar | 55929 | 10 | Combustion Turbine | Tennessee | 1.8 | Dropped - Units whose status does not meet NEEDS criteria
TESLA Power Project | 55937 | GTG1 | Combined Cycle | California | 162 | Dropped - Units whose status does not meet NEEDS criteria
TESLA Power Project | 55937 | GTG2 | Combined Cycle | California | 162 | Dropped - Units whose status does not meet NEEDS criteria
TESLA Power Project | 55937 | GTG3 | Combined Cycle | California | 162 | Dropped - Units whose status does not meet NEEDS criteria
TESLA Power Project | 55937 | GTG4 | Combined Cycle | California | 162 | Dropped - Units whose status does not meet NEEDS criteria
TESLA Power Project | 55937 | STG1 | Combined Cycle | California | 246 | Dropped - Units whose status does not meet NEEDS criteria
TESLA Power Project | 55937 | STG2 | Combined Cycle | California | 246 | Dropped - Units whose status does not meet NEEDS criteria
NAEA Ocean Peaking Power LLC | 55938 | OPP5 | Combustion Turbine | New Jersey | 149.2 | Dropped - Units whose status does not meet NEEDS criteria
Kamin LLC Wrens Mine | 55961 | WM1 | Combustion Turbine | Georgia | 1 | Dropped - Units whose status does not meet NEEDS criteria
Kamin LLC Wrens Mine | 55961 | WM2 | Combustion Turbine | Georgia | 1 | Dropped - Units whose status does not meet NEEDS criteria
Nikiski Co-Generation | 55966 | GT1 | Combined Cycle | Alaska | 37.9 | Dropped - in Alaska or in Hawaii or Puerto Rico
Nikiski Co-Generation | 55966 | ST1 | Combined Cycle | Alaska | 40 | Dropped - in Alaska or in Hawaii or Puerto Rico
Great Works Hydro | 55967 | WW1 | Hydro | Maine | 1 | Dropped - Units whose status does not meet NEEDS criteria
Great Works Hydro | 55967 | WW10 | Hydro | Maine | 0.6 | Dropped - Units whose status does not meet NEEDS criteria
Great Works Hydro | 55967 | WW11 | Hydro | Maine | 0.5 | Dropped - Units whose status does not meet NEEDS criteria
Great Works Hydro | 55967 | WW2 | Hydro | Maine | 1 | Dropped - Units whose status does not meet NEEDS criteria
Great Works Hydro | 55967 | WW3 | Hydro | Maine | 1 | Dropped - Units whose status does not meet NEEDS criteria
Great Works Hydro | 55967 | WW4 | Hydro | Maine | 0.6 | Dropped - Units whose status does not meet NEEDS criteria
Great Works Hydro | 55967 | WW5 | Hydro | Maine | 0.6 | Dropped - Units whose status does not meet NEEDS criteria
Great Works Hydro | 55967 | WW6 | Hydro | Maine | 0.7 | Dropped - Units whose status does not meet NEEDS criteria
Great Works Hydro | 55967 | WW7 | Hydro | Maine | 0.6 | Dropped - Units whose status does not meet NEEDS criteria
Great Works Hydro | 55967 | WW8 | Hydro | Maine | 0.6 | Dropped - Units whose status does not meet NEEDS criteria
Great Works Hydro | 55967 | WW9 | Hydro | Maine | 0.5 | Dropped - Units whose status does not meet NEEDS criteria
MMC Midsun LLC | 55974 | GEN1 | Combustion Turbine | California | 19.4 | Dropped - Units whose status does not meet NEEDS criteria
Wabuska | 55988 | 1 | Geothermal | Nevada | 0.4 | Dropped - Units whose status does not meet NEEDS criteria
Wabuska | 55988 | 2 | Geothermal | Nevada | 0.4 | Dropped - Units whose status does not meet NEEDS criteria
Wabuska | 55988 | 3 | Geothermal | Nevada | 0.1 | Dropped - Units whose status does not meet NEEDS criteria
Wabuska | 55988 | 4 | Geothermal | Nevada | 0.4 | Dropped - Units whose status does not meet NEEDS criteria
Wabuska | 55988 | 5 | Geothermal | Nevada | 0.4 | Dropped - Units whose status does not meet NEEDS criteria
Wabuska | 55988 | 6 | Geothermal | Nevada | 0.4 | Dropped - Units whose status does not meet NEEDS criteria
Wabuska | 55988 | 7 | Geothermal | Nevada | 0.4 | Dropped - Units whose status does not meet NEEDS criteria
Brady | 55991 | TG-1 | Geothermal | Nevada | 7.5 | Dropped - Units whose status does not meet NEEDS criteria
Brady | 55991 | TG-2 | Geothermal | Nevada | 7.5 | Dropped - Units whose status does not meet NEEDS criteria
Brady | 55991 | TG-3 | Geothermal | Nevada | 6.3 | Dropped - Units whose status does not meet NEEDS criteria
Harrisonburg Power Plant | 56006 | ST-1 | O/G Steam | Virginia | 2.7 | Dropped - Units whose status does not meet NEEDS criteria
Grimes Way | 56016 | 1 | Combustion Turbine | Washington | 1 | Dropped - Onsite Unit
Grimes Way | 56016 | 2 | Combustion Turbine | Washington | 1 | Dropped - Onsite Unit
Grimes Way | 56016 | 3 | Combustion Turbine | Washington | 1.7 | Dropped - Onsite Unit
Franklin/Grays | 56017 | GT1 | Combustion Turbine | Washington | 10.5 | Dropped - Units whose status does not meet NEEDS criteria
Franklin/Grays | 56017 | GT2 | Combustion Turbine | Washington | 10.5 | Dropped - Units whose status does not meet NEEDS criteria
Franklin/Grays | 56017 | GT3 | Combustion Turbine | Washington | 10.5 | Dropped - Units whose status does not meet NEEDS criteria
Franklin/Grays | 56017 | GT4 | Combustion Turbine | Washington | 10.5 | Dropped - Units whose status does not meet NEEDS criteria
Klamath | 56019 | CT-1 | Combined Cycle | Oregon | 162 | Dropped - Units whose status does not meet NEEDS criteria
Klamath | 56019 | CT-2 | Combined Cycle | Oregon | 162 | Dropped - Units whose status does not meet NEEDS criteria
Klamath | 56019 | ST-1 | Combined Cycle | Oregon | 220 | Dropped - Units whose status does not meet NEEDS criteria
Zilwaukee Generating Station | 56023 | 001 | Combustion Turbine | Michigan | 38 | Dropped - Units whose status does not meet NEEDS criteria
Berlin Gorham | 56024 | TUR1 | Biomass | New Hampshire | 7.5 | Dropped - Units whose status does not meet NEEDS criteria
Berlin Gorham | 56024 | TUR4 | Non-Fossil Waste | New Hampshire | 5 | Dropped - Units whose status does not meet NEEDS criteria
Berlin Gorham | 56024 | TUR7 | O/G Steam | New Hampshire | 2.5 | Dropped - Units whose status does not meet NEEDS criteria
Berlin Gorham | 56024 | TUR9 | O/G Steam | New Hampshire | 20 | Dropped - Units whose status does not meet NEEDS criteria
Fox Valley Energy Center | 56037 | 1 | Biomass | Wisconsin | 6.5 | Dropped - Units whose status does not meet NEEDS criteria
Solo Cup Co | 56040 | 1 | Combustion Turbine | Maryland | 5.6 | Dropped - Units whose status does not meet NEEDS criteria
Solo Cup Co | 56040 | 2 | Combustion Turbine | Maryland | 5.6 | Dropped - Units whose status does not meet NEEDS criteria
Millennium Hawkins Point | 56045 | 1A | Combustion Turbine | Maryland | 1.1 | Dropped - Units whose status does not meet NEEDS criteria
Millennium Hawkins Point | 56045 | 1B | Combustion Turbine | Maryland | 1.1 | Dropped - Units whose status does not meet NEEDS criteria
Millennium Hawkins Point | 56045 | 2A | Combustion Turbine | Maryland | 1.1 | Dropped - Units whose status does not meet NEEDS criteria
Millennium Hawkins Point | 56045 | 2B | Combustion Turbine | Maryland | 1.1 | Dropped - Units whose status does not meet NEEDS criteria
Millennium Hawkins Point | 56045 | 3A | Combustion Turbine | Maryland | 1.1 | Dropped - Units whose status does not meet NEEDS criteria
Millennium Hawkins Point | 56045 | 3B | Combustion Turbine | Maryland | 1.1 | Dropped - Units whose status does not meet NEEDS criteria
Millennium Hawkins Point | 56045 | ST1 | O/G Steam | Maryland | 0.5 | Dropped - Units whose status does not meet NEEDS criteria
Inner Harbor East Heating | 56050 | 1 | Combustion Turbine | Maryland | 2.1 | Dropped - Onsite Unit
Hana Substation | 56055 | MH1 | Combustion Turbine | Hawaii | 1 | Dropped - in Alaska or in Hawaii or Puerto Rico
Hana Substation | 56055 | MH2 | Combustion Turbine | Hawaii | 1 | Dropped - in Alaska or in Hawaii or Puerto Rico
High Point, Jackson Lake | 56058 | 1 | Combustion Turbine | North Carolina | 1.8 | Dropped - Units whose status does not meet NEEDS criteria
Gastonia Rankin Lake | 56060 | 1 | Combustion Turbine | North Carolina | 1.8 | Dropped - Units whose status does not meet NEEDS criteria
Gastonia Duke Street | 56061 | 1 | Combustion Turbine | North Carolina | 1.8 | Dropped - Units whose status does not meet NEEDS criteria
Maiden Finger Street | 56065 | 1 | Combustion Turbine | North Carolina | 1.8 | Dropped - Units whose status does not meet NEEDS criteria
Lexington Hickory Street | 56066 | 1 | Combustion Turbine | North Carolina | 1.8 | Dropped - Units whose status does not meet NEEDS criteria
Alliant SBD 9801 Aegon Martha's Way | 56072 | 01 | Combustion Turbine | Iowa | 1 | Dropped - Units whose status does not meet NEEDS criteria
ABC Coke | 56076 | 1 | Fossil Waste | Alabama | 3.8 | Dropped - Onsite Unit
SJ/SC WPCP | 56080 | E1 | Non-Fossil Waste | California | 0.8 | Dropped - Units whose status does not meet NEEDS criteria
SJ/SC WPCP | 56080 | E2 | Non-Fossil Waste | California | 0.8 | Dropped - Units whose status does not meet NEEDS criteria
SJ/SC WPCP | 56080 | E3 | Non-Fossil Waste | California | 0.8 | Dropped - Units whose status does not meet NEEDS criteria
SJ/SC WPCP | 56080 | E5 | Non-Fossil Waste | California | 1.8 | Dropped - Units whose status does not meet NEEDS criteria
SJ/SC WPCP | 56080 | E6 | Non-Fossil Waste | California | 1.8 | Dropped - Units whose status does not meet NEEDS criteria
SJ/SC WPCP | 56080 | EG1 | Combustion Turbine | California | 2.8 | Dropped - Retired/Planned Retirement by 06/2023
SJ/SC WPCP | 56080 | EG2 | Combustion Turbine | California | 2.8 | Dropped - Retired/Planned Retirement by 06/2023
SJ/SC WPCP | 56080 | EG3 | Combustion Turbine | California | 2.8 | Dropped - Retired/Planned Retirement by 06/2023
SJ/SC WPCP | 56080 | EG4 | Non-Fossil Waste | California | 3.5 | Dropped - Onsite Unit
SJ/SC WPCP | 56080 | EG5 | Non-Fossil Waste | California | 3.5 | Dropped - Onsite Unit
SJ/SC WPCP | 56080 | EG6 | Non-Fossil Waste | California | 3.5 | Dropped - Onsite Unit
SJ/SC WPCP | 56080 | EG7 | Non-Fossil Waste | California | 3.5 | Dropped - Onsite Unit
Loring Power Plant | 56105 | GTG1 | Combined Cycle | Maine | 37 | Dropped - Units whose status does not meet NEEDS criteria
Loring Power Plant | 56105 | STG1 | Combined Cycle | Maine | 18 | Dropped - Units whose status does not meet NEEDS criteria
Kimball Wind | 56106 | 1 | Onshore Wind | Nebraska | 10.5 | Dropped - Units whose status does not meet NEEDS criteria
Cash Creek | 56107 | CT1 | Combined Cycle | Kentucky | 350.3 | Dropped - Units whose status does not meet NEEDS criteria
Cash Creek | 56107 | CT2 | Combined Cycle | Kentucky | 350.3 | Dropped - Units whose status does not meet NEEDS criteria
Cash Creek | 56107 | ST | Combined Cycle | Kentucky | 123.6 | Dropped - Units whose status does not meet NEEDS criteria
SPFT - Newberg Cogen | 56124 | GT1 | Combustion Turbine | Oregon | 41.6 | Dropped - Units whose status does not meet NEEDS criteria
SPFT - Newberg Cogen | 56124 | GT2 | Combustion Turbine | Oregon | 41.6 | Dropped - Units whose status does not meet NEEDS criteria
SPFT - Newberg Cogen | 56124 | TG1 | Biomass | Oregon | 4.5 | Dropped - Units whose status does not meet NEEDS criteria
SPFT - Newberg Cogen | 56124 | TG2 | Biomass | Oregon | 11.9 | Dropped - Units whose status does not meet NEEDS criteria
Cornell Dubilier | 56130 | 1 | Combustion Turbine | South Carolina | 2.9 | Dropped - Units whose status does not meet NEEDS criteria
Regional Wastewater Control Facility | 56134 | 0101 | Non-Fossil Waste | California | 1 | Dropped - Onsite Unit
Regional Wastewater Control Facility | 56134 | 0301 | Non-Fossil Waste | California | 1 | Dropped - Onsite Unit
Regional Wastewater Control Facility | 56134 | 0401 | Non-Fossil Waste | California | 1 | Dropped - Onsite Unit
Regional Wastewater Control Facility | 56134 | 0501 | Combustion Turbine | California | 1 | Dropped - Onsite Unit
Neptune Gas Processing Plant | 56139 | NPCG | Energy Storage | Louisiana | 3.1 | Dropped - Onsite Unit
Groveton Paper Board | 56140 | TUR1 | Combustion Turbine | New Hampshire | 4 | Dropped - Units whose status does not meet NEEDS criteria
Groveton Paper Board | 56140 | TUR2 | Combustion Turbine | New Hampshire | 4 | Dropped - Units whose status does not meet NEEDS criteria
False Island | 56146 | 1 | Combustion Turbine | Alaska | 1.3 | Dropped - in Alaska or in Hawaii or Puerto Rico
False Island | 56146 | 3 | Combustion Turbine | Alaska | 0.3 | Dropped - Units whose status does not meet NEEDS criteria
Viking | 56147 | 1 | Combustion Turbine | Alaska | 1 | Dropped - Units whose status does not meet NEEDS criteria
Seven Mile Creek LFG | 56149 | 1 | Landfill Gas | Wisconsin | 0.8 | Dropped - Units whose status does not meet NEEDS criteria
Seven Mile Creek LFG | 56149 | 2 | Landfill Gas | Wisconsin | 0.8 | Dropped - Units whose status does not meet NEEDS criteria
Seven Mile Creek LFG | 56149 | 3 | Landfill Gas | Wisconsin | 0.8 | Dropped - Units whose status does not meet NEEDS criteria
Seven Mile Creek LFG | 56149 | 4 | Landfill Gas | Wisconsin | 1 | Dropped - Units whose status does not meet NEEDS criteria
Seven Mile Creek LFG | 56149 | 5 | Landfill Gas | Wisconsin | 0.7 | Dropped - Units whose status does not meet NEEDS criteria
Freeport Energy Center | 56152 | CTG2 | Combined Cycle | Texas | 180 | Dropped - Units whose status does not meet NEEDS criteria
Kennecott Power Plant | 56163 | 1 | Coal Steam | Utah | 50 | Dropped - Units whose status does not meet NEEDS criteria
Kennecott Power Plant | 56163 | 2 | Coal Steam | Utah | 25 | Dropped - Units whose status does not meet NEEDS criteria
Kennecott Power Plant | 56163 | 3 | Coal Steam | Utah | 25 | Dropped - Units whose status does not meet NEEDS criteria
Kennecott Power Plant | 56163 | 5CTG | Combined Cycle | Utah | 176.9 | Dropped - Units whose status does not meet NEEDS criteria
Kennecott Power Plant | 56163 | MCHP | Combustion Turbine | Utah | 5.9 | Dropped - Units whose status does not meet NEEDS criteria
Colton Plant | 56167 | UNT1 | Landfill Gas | California | 1.3 | Dropped - Units whose status does not meet NEEDS criteria
NEO Freehold Gen LLC | 56169 | UNT1 | Combustion Turbine | New Jersey | 1.1 | Dropped - Units whose status does not meet NEEDS criteria
NEO Freehold Gen LLC | 56169 | UNT2 | Combustion Turbine | New Jersey | 1.1 | Dropped - Units whose status does not meet NEEDS criteria
Mid Valley Plant | 56170 | UNT1 | Landfill Gas | California | 1.3 | Dropped - Units whose status does not meet NEEDS criteria
Mid Valley Plant | 56170 | UNT2 | Landfill Gas | California | 1.3 | Dropped - Units whose status does not meet NEEDS criteria
Milliken Plant | 56171 | UNT1 | Landfill Gas | California | 1.1 | Dropped - Units whose status does not meet NEEDS criteria
Milliken Plant | 56171 | UNT2 | Landfill Gas | California | 1.1 | Dropped - Units whose status does not meet NEEDS criteria
BNWRD | 56176 | 1 | Combustion Turbine | Illinois | 1.8 | Dropped - Units whose status does not meet NEEDS criteria
Columbia Flooring Melbourne | 56182 | Kato | Biomass | Arkansas | 1.7 | Dropped - Onsite Unit
Modular Power LLC | 56183 | 1 | Combustion Turbine | Michigan | 1.6 | Dropped - Units whose status does not meet NEEDS criteria
Modular Power LLC | 56183 | 2 | Combustion Turbine | Michigan | 1.8 | Dropped - Units whose status does not meet NEEDS criteria
Modular Power LLC | 56183 | 3 | Combustion Turbine | Michigan | 1.6 | Dropped - Units whose status does not meet NEEDS criteria
Modular Power LLC | 56183 | 4 | Combustion Turbine | Michigan | 1.6 | Dropped - Units whose status does not meet NEEDS criteria
Modular Power LLC | 56183 | 5 | Combustion Turbine | Michigan | 1.8 | Dropped - Units whose status does not meet NEEDS criteria
Modular Power LLC | 56183 | 6 | Combustion Turbine | Michigan | 1.6 | Dropped - Units whose status does not meet NEEDS criteria
Modular Power LLC | 56183 | 7 | Combustion Turbine | Michigan | 1.6 | Dropped - Units whose status does not meet NEEDS criteria
Modular Power LLC | 56183 | 8 | Combustion Turbine | Michigan | 1.6 | Dropped - Units whose status does not meet NEEDS criteria
Modular Power LLC | 56183 | 9 | Combustion Turbine | Michigan | 1.6 | Dropped - Units whose status does not meet NEEDS criteria
Waterside Power, LLC | 56189 | 1 | Combustion Turbine | Connecticut | 23.2 | Dropped - Units whose status does not meet NEEDS criteria
Waterside Power, LLC | 56189 | 2 | Combustion Turbine | Connecticut | 23.2 | Dropped - Units whose status does not meet NEEDS criteria
Waterside Power, LLC | 56189 | 6 | Combustion Turbine | Connecticut | 23.2 | Dropped - Units whose status does not meet NEEDS criteria
Central Michigan University | 56190 | GT1 | Combustion Turbine | Michigan | 3.2 | Dropped - Onsite Unit
Central Michigan University | 56190 | STM1 | O/G Steam | Michigan | 1 | Dropped - Onsite Unit
Colville Indian Plywood & Veneer | 56191 | Gen1 | Biomass | Washington | 5 | Dropped - Units whose status does not meet NEEDS criteria
Colville Indian Plywood & Veneer | 56191 | Gen2 | Biomass | Washington | 7.5 | Dropped - Units whose status does not meet NEEDS criteria
Georgia-Pacific Wauna Mill | 56192 | 1 | Non-Fossil Waste | Oregon | 22 | Dropped - Onsite Unit
Medford Operation | 56193 | 1 | Biomass | Oregon | 3.1 | Dropped - Units whose status does not meet NEEDS criteria
Medford Operation | 56193 | 2 | Biomass | Oregon | 4.4 | Dropped - Units whose status does not meet NEEDS criteria
Smithfield | 56197 | GEN1 | Combustion Turbine | North Carolina | 1.4 | Dropped - Units whose status does not meet NEEDS criteria
Smithfield | 56197 | GEN2 | Combustion Turbine | North Carolina | 1.4 | Dropped - Units whose status does not meet NEEDS criteria
Patterson Pass | 56213 | WND1 | Onshore Wind | California | 8.1 | Dropped - Units whose status does not meet NEEDS criteria
Patterson Pass | 56213 | WND2 | Onshore Wind | California | 13.8 | Dropped - Units whose status does not meet NEEDS criteria
L J Trust | 56216 | LJT2 | Onshore Wind | Iowa | 2 | Dropped - Units whose status does not meet NEEDS criteria
NAE Shaokatan Power | 56217 | SPP2 | Onshore Wind | Minnesota | 0.8 | Dropped - Units whose status does not meet NEEDS criteria
NAE Shaokatan Power | 56217 | SPP3 | Onshore Wind | Minnesota | 0.8 | Dropped - Units whose status does not meet NEEDS criteria
Zachary Ridge LLC | 56218 | ZR2 | Onshore Wind | Iowa | 2 | Dropped - Units whose status does not meet NEEDS criteria
Westar Wind | 56219 | J1 | Onshore Wind | Kansas | 0.8 | Dropped - Units whose status does not meet NEEDS criteria
Westar Wind | 56219 | J2 | Onshore Wind | Kansas | 0.8 | Dropped - Units whose status does not meet NEEDS criteria
TS Power Plant | 56224 | 002 | Combustion Turbine | Nevada | 26 | Dropped - Units whose status does not meet NEEDS criteria
TS Power Plant | 56224 | 003 | Combustion Turbine | Nevada | 26 | Dropped - Units whose status does not meet NEEDS criteria
TS Power Plant | 56224 | 004 | Combustion Turbine | Nevada | 26 | Dropped - Units whose status does not meet NEEDS criteria
TS Power Plant | 56224 | 005 | Combustion Turbine | Nevada | 26 | Dropped - Units whose status does not meet NEEDS criteria
Prescott Airport | 56228 | PV2 | Solar PV | Arizona | 7 | Dropped - Units whose status does not meet NEEDS criteria
Emory Hillandale Hospital | 56231 | 01 | Combustion Turbine | Georgia | 0.7 | Dropped - Onsite Unit
Emory Hillandale Hospital | 56231 | 02 | Combustion Turbine | Georgia | 0.7 | Dropped - Onsite Unit
Emory Hillandale Hospital | 56231 | 03 | Combustion Turbine | Georgia | 1.5 | Dropped - Units whose status does not meet NEEDS criteria
Perham Incinerator | 56243 | 1 | Municipal Solid Waste | Minnesota | 0.8 | Dropped - Units whose status does not meet NEEDS criteria
Veolia Energy-OKC | 56246 | CR4 | Combustion Turbine | Oklahoma | 0.4 | Dropped - Units whose status does not meet NEEDS criteria
John Street 1, 3, 4 & 5 | 56256 | JS 1 | Combustion Turbine | Connecticut | 2 | Dropped - Units whose status does not meet NEEDS criteria
John Street 1, 3, 4 & 5 | 56256 | JS 3 | Combustion Turbine | Connecticut | 2 | Dropped - Units whose status does not meet NEEDS criteria
John Street 1, 3, 4 & 5 | 56256 | JS 4 | Combustion Turbine | Connecticut | 2 | Dropped - Units whose status does not meet NEEDS criteria
John Street 1, 3, 4 & 5 | 56256 | JS 5 | Combustion Turbine | Connecticut | 2 | Dropped - Units whose status does not meet NEEDS criteria
Cytec 1, 2 & 3 | 56257 | CY 1 | Combustion Turbine | Connecticut | 1.8 | Dropped - Units whose status does not meet NEEDS criteria
Cytec 1, 2 & 3 | 56257 | CY 2 | Combustion Turbine | Connecticut | 1.8 | Dropped - Units whose status does not meet NEEDS criteria
Cytec 1, 2 & 3 | 56257 | CY 3 | Combustion Turbine | Connecticut | 1.8 | Dropped - Units whose status does not meet NEEDS criteria
Kapaia Power Station | 56258 | CT1 | Non-Fossil Waste | Hawaii | 26.6 | Dropped - in Alaska or in Hawaii or Puerto Rico
South Fork | 56265 | 1 | Hydro | Alaska | 1.9 | Dropped - in Alaska or in Hawaii or Puerto Rico
Green Valley LFGTE | 56278 | 4 | Landfill Gas | Kentucky | 0.8 | Dropped - Units whose status does not meet NEEDS criteria
SPI - Everett | 56281 | GEN1 | Biomass | Washington | 17 | Dropped - Units whose status does not meet NEEDS criteria
Calcite | 56282 | CA1 | Combustion Turbine | Michigan | 1.8 | Dropped - Units whose status does not meet NEEDS criteria
Calcite | 56282 | CA10 | Combustion Turbine | Michigan | 1.8 | Dropped - Units whose status does not meet NEEDS criteria
Calcite | 56282 | CA2 | Combustion Turbine | Michigan | 1.8 | Dropped - Units whose status does not meet NEEDS criteria
Calcite | 56282 | CA3 | Combustion Turbine | Michigan | 1.8 | Dropped - Units whose status does not meet NEEDS criteria
Calcite | 56282 | CA4 | Combustion Turbine | Michigan | 1.8 | Dropped - Units whose status does not meet NEEDS criteria
Calcite | 56282 | CA5 | Combustion Turbine | Michigan | 1.8 | Dropped - Units whose status does not meet NEEDS criteria
Calcite | 56282 | CA6 | Combustion Turbine | Michigan | 1.8 | Dropped - Units whose status does not meet NEEDS criteria
Calcite | 56282 | CA7 | Combustion Turbine | Michigan | 1.8 | Dropped - Units whose status does not meet NEEDS criteria
Calcite | 56282 | CA8 | Combustion Turbine | Michigan | 1.8 | Dropped - Units whose status does not meet NEEDS criteria
Calcite | 56282 | CA9 | Combustion Turbine | Michigan | 1.8 | Dropped - Units whose status does not meet NEEDS criteria
Santa Maria EPG | 56284 | EPG | Fossil Waste | California | 5.3 | Dropped - Onsite Unit
Lake Winyah | 56285 | LW1 | Combustion Turbine | Michigan | 1.8 | Dropped - Units whose status does not meet NEEDS criteria
Lake Winyah | 56285 | LW10 | Combustion Turbine | Michigan | 1.8 | Dropped - Units whose status does not meet NEEDS criteria
Lake Winyah | 56285 | LW2 | Combustion Turbine | Michigan | 1.8 | Dropped - Units whose status does not meet NEEDS criteria
Lake Winyah | 56285 | LW3 | Combustion Turbine | Michigan | 1.8 | Dropped - Units whose status does not meet NEEDS criteria
Lake Winyah | 56285 | LW4 | Combustion Turbine | Michigan | 1.8 | Dropped - Units whose status does not meet NEEDS criteria
Lake Winyah | 56285 | LW5 | Combustion Turbine | Michigan | 1.8 | Dropped - Units whose status does not meet NEEDS criteria
Lake Winyah | 56285 | LW6 | Combustion Turbine | Michigan | 1.8 | Dropped - Units whose status does not meet NEEDS criteria
Lake Winyah | 56285 | LW7 | Combustion Turbine | Michigan | 1.8 | Dropped - Units whose status does not meet NEEDS criteria
Lake Winyah | 56285 | LW8 | Combustion Turbine | Michigan | 1.8 | Dropped - Units whose status does not meet NEEDS criteria
Lake Winyah | 56285 | LW9 | Combustion Turbine | Michigan | 1.8 | Dropped - Units whose status does not meet NEEDS criteria
Alpena Long Lake | 56286 | LL1 | Combustion Turbine | Michigan | 1.8 | Dropped - Units whose status does not meet NEEDS criteria
Alpena Long Lake | 56286 | LL2 | Combustion Turbine | Michigan | 1.8 | Dropped - Units whose status does not meet NEEDS criteria
Alpena Long Lake | 56286 | LL3 | Combustion Turbine | Michigan | 1.8 | Dropped - Units whose status does not meet NEEDS criteria
Alpena Long Lake | 56286 | LL4 | Combustion Turbine | Michigan | 1.8 | Dropped - Units whose status does not meet NEEDS criteria
Alpena Long Lake | 56286 | LL5 | Combustion Turbine | Michigan | 1.8 | Dropped - Units whose status does not meet NEEDS criteria
Alpena Rockport | 56287 | RP1 | Combustion Turbine | Michigan | 1.8 | Dropped - Units whose status does not meet NEEDS criteria
Alpena Rockport | 56287 | RP2 | Combustion Turbine | Michigan | 1.8 | Dropped - Units whose status does not meet NEEDS criteria
Alpena Rockport | 56287 | RP3 | Combustion Turbine | Michigan | 1.8 | Dropped - Units whose status does not meet NEEDS criteria
Alpena Rockport | 56287 | RP4 | Combustion Turbine | Michigan | 1.8 | Dropped - Units whose status does not meet NEEDS criteria
Alpena Rockport | 56287 | RP5 | Combustion Turbine | Michigan | 1.8 | Dropped - Units whose status does not meet NEEDS criteria
Bayway Refinery | 56294 | FGX | Non-Fossil Waste | New Jersey | 11.2 | Dropped - Onsite Unit
San Francisco Electric Reliability Proj | 56305 | 1 | Combustion Turbine | California | 48.3 | Dropped - Units whose status does not meet NEEDS criteria
San Francisco Electric Reliability Proj | 56305 | 2 | Combustion Turbine | California | 48.3 | Dropped - Units whose status does not meet NEEDS criteria
San Francisco Electric Reliability Proj | 56305 | 3 | Combustion Turbine | California | 48.3 | Dropped - Units whose status does not meet NEEDS criteria
San Francisco Intl Airport Ct Project | 56306 | 1 | Combustion Turbine | California | 48 | Dropped - Units whose status does not meet NEEDS criteria
Shute Creek Facility | 56312 | 021A | Fossil Waste | Wyoming | 32.9 | Dropped - Onsite Unit
Shute Creek Facility | 56312 | 021B | Fossil Waste | Wyoming | 32.9 | Dropped - Onsite Unit
Shute Creek Facility | 56312 | 021C | Fossil Waste | Wyoming | 32.9 | Dropped - Onsite Unit
Raft River Geothermal Power Plant | 56317 | 2 | Geothermal | Idaho | 10 | Dropped - Units whose status does not meet NEEDS criteria
Fauquier Landfill Gas | 56318 | 1 | Landfill Gas | Virginia | 1 | Dropped - Units whose status does not meet NEEDS criteria
Fauquier Landfill Gas | 56318 | 2 | Landfill Gas | Virginia | 1 | Dropped - Units whose status does not meet NEEDS criteria
Modern Innovative Energy LLC | 56323 | GEN5 | Landfill Gas | New York | 1.6 | Dropped - Units whose status does not meet NEEDS criteria
Modern Innovative Energy LLC | 56323 | GEN6 | Landfill Gas | New York | 1.6 | Dropped - Units whose status does not meet NEEDS criteria
Modern Innovative Energy LLC | 56323 | GEN7 | Landfill Gas | New York | 1.6 | Dropped - Units whose status does not meet NEEDS criteria
Modern Innovative Energy LLC | 56323 | GEN8 | Landfill Gas | New York | 1.6 | Dropped - Units whose status does not meet NEEDS criteria
Delta Power | 56325 | 6 | Combustion Turbine | Alaska | 23.1 | Dropped - in Alaska or in Hawaii or Puerto Rico
Campbell Industrial Park | 56329 | CIP1 | Biomass | Hawaii | 113 | Dropped - in Alaska or in Hawaii or Puerto Rico
Ewa Nui Substation DG | 56330 | DG1 | Combustion Turbine | Hawaii | 1.6 | Dropped - Units whose status does not meet NEEDS criteria
Ewa Nui Substation DG | 56330 | DG2 | Combustion Turbine | Hawaii | 1.6 | Dropped - Units whose status does not meet NEEDS criteria
Ewa Nui Substation DG | 56330 | DG3 | Combustion Turbine | Hawaii | 1.6 | Dropped - Units whose status does not meet NEEDS criteria
Ewa Nui Substation DG | 56330 | DG4 | Combustion Turbine | Hawaii | 1.6 | Dropped - Units whose status does not meet NEEDS criteria
Ewa Nui Substation DG | 56330 | DG5 | Combustion Turbine | Hawaii | 1.6 | Dropped - Units whose status does not meet NEEDS criteria
Ewa Nui Substation DG | 56330 | DG6 | Combustion Turbine | Hawaii | 1.6 | Dropped - Units whose status does not meet NEEDS criteria
Iwilei Tank Farm DG | 56331 | DG1 | Combustion Turbine | Hawaii | 1.6 | Dropped - Units whose status does not meet NEEDS criteria
Iwilei Tank Farm DG | 56331 | DG2 | Combustion Turbine | Hawaii | 1.6 | Dropped - Units whose status does not meet NEEDS criteria
Iwilei Tank Farm DG | 56331 | DG3 | Combustion Turbine | Hawaii | 1.6 | Dropped - Units whose status does not meet NEEDS criteria
Helemano Substation DG | 56332 | DG1 | Combustion Turbine | Hawaii | 1.6 | Dropped - Units whose status does not meet NEEDS criteria
Helemano Substation DG | 56332 | DG2 | Combustion Turbine | Hawaii | 1.6 | Dropped - Units whose status does not meet NEEDS criteria
Helemano Substation DG | 56332 | DG3 | Combustion Turbine | Hawaii | 1.6 | Dropped - Units whose status does not meet NEEDS criteria
Tampa Electric Co NA 2 | 56352 | 1 | Combustion Turbine | Florida | 204 | Dropped - Units whose status does not meet NEEDS criteria
Tampa Electric Co NA 2 | 56352 | 2 | Combustion Turbine | Florida | 204 | Dropped - Units whose status does not meet NEEDS criteria
Tampa Electric Co NA 2 | 56352 | 3 | Combustion Turbine | Florida | 56 | Dropped - Units whose status does not meet NEEDS criteria
Tampa Electric Co NA 2 | 56352 | 4 | Combustion Turbine | Florida | 56 | Dropped - Units whose status does not meet NEEDS criteria
Tampa Electric Co NA 2 | 56352 | 5 | Combustion Turbine | Florida | 149 | Dropped - Units whose status does not meet NEEDS criteria
Tampa Electric Co NA 2 | 56352 | 6 | Combustion Turbine | Florida | 149 | Dropped - Units whose status does not meet NEEDS criteria
Tampa Electric Co NA 2 | 56352 | 7 | Combustion Turbine | Florida | 56 | Dropped - Units whose status does not meet NEEDS criteria
Tampa Electric Co NA 3 | 56353 | 3 | Combustion Turbine | Florida | 43 | Dropped - Units whose status does not meet NEEDS criteria
Tampa Electric Co NA 3 | 56353 | 4 | Combustion Turbine | Florida | 54 | Dropped - Units whose status does not meet NEEDS criteria
Tampa Electric Co NA 4 | 56354 | 5 | Combustion Turbine | Florida | 88 | Dropped - Units whose status does not meet NEEDS criteria
Tampa Electric Co NA 4 | 56354 | 6 | Combustion Turbine | Florida | 88 | Dropped - Units whose status does not meet NEEDS criteria
Western Renewable Energy | 56358 | 1 | Biomass | Arizona | 2.5 | Dropped - Units whose status does not meet NEEDS criteria
Lake Area Landfill Gas Recovery | 56366 | 1 | Landfill Gas | Wisconsin | 1 | Dropped - Units whose status does not meet NEEDS criteria
Lake Area Landfill Gas Recovery | 56366 | 2 | Landfill Gas | Wisconsin | 1 | Dropped - Units whose status does not meet NEEDS criteria
Lake Area Landfill Gas Recovery | 56366 | 3 | Landfill Gas | Wisconsin | 1 | Dropped - Units whose status does not meet NEEDS criteria
Lake Area Landfill Gas Recovery | 56366 | 4 | Landfill Gas | Wisconsin | 0.7 | Dropped - Units whose status does not meet NEEDS criteria
Ecogen Wind | 56370 | 1 | Onshore Wind | New York | 79.5 | Dropped - Units whose status does not meet NEEDS criteria
Domain Integrated Energy System | 56373 | DOMG1 | Combustion Turbine | Texas | 5 | Dropped - Units whose status does not meet NEEDS criteria
Pakini Nui Wind Farm | 56378 | 1 | Onshore Wind | Hawaii | 21 | Dropped - in Alaska or in Hawaii or Puerto Rico
Jordanville Wind Farm | 56398 | 1 | Onshore Wind | New York | 80 | Dropped - Units whose status does not meet NEEDS criteria
UTSA TEP II | 56401 | GEN2 | Combustion Turbine | Texas | 1.5 | Dropped - Units whose status does not meet NEEDS criteria
UTSA TEP II | 56401 | GEN3 | Combustion Turbine | Texas | 1.5 | Dropped - Units whose status does not meet NEEDS criteria
Westex Windpower Facility | 56402 | 1 | Onshore Wind | Texas | 7 | Dropped - Units whose status does not meet NEEDS criteria
Westchester Gas Recovery | 56417 | W1 | Landfill Gas | Illinois | 1.8 | Dropped - Units whose status does not meet NEEDS criteria
Westchester Gas Recovery | 56417 | W2 | Landfill Gas | Illinois | 1.8 | Dropped - Units whose status does not meet NEEDS criteria
Des Plaines Gas Recovery | 56418 | DP1 | Landfill Gas | Illinois | 1.8 | Dropped - Units whose status does not meet NEEDS criteria
Des Plaines Gas Recovery | 56418 | DP2 | Landfill Gas | Illinois | 1.8 | Dropped - Units whose status does not meet NEEDS criteria
Lava Beds Wind Park LLC | 56436 | LBWP | Onshore Wind | Idaho | 18 | Dropped - Units whose status does not meet NEEDS criteria
Notch Butte Wind Park | 56438 | NBWP | Onshore Wind | Idaho | 18 | Dropped - Units whose status does not meet NEEDS criteria
Hawi Wind Farm | 56447 | V-47 | Onshore Wind | Hawaii | 10.6 | Dropped - in Alaska or in Hawaii or Puerto Rico
Kaheawa Pastures Wind Farm | 56449 | 1 | Onshore Wind | Hawaii | 30 | Dropped - in Alaska or in Hawaii or Puerto Rico
Medicine Bow Fuel & Power LLC | 56452 | 1 | Coal Steam | Wyoming | 350 | Dropped - Units whose status does not meet NEEDS criteria
Robinson Power Company LLC | 56453 | CTG1 | Combined Cycle | Pennsylvania | 950 | Dropped - Units whose status does not meet NEEDS criteria
Taylorville Energy Center | 56454 | 1 | IGCC | Illinois | 533 | Dropped - Units whose status does not meet NEEDS criteria
WMPI Pty LLC | 56455 | 1 | IGCC | Pennsylvania | 41 | Dropped - Units whose status does not meet NEEDS criteria
Geneva Generation Facility | 56462 | GEN6 | Combustion Turbine | Illinois | 1.4 | Dropped - Units whose status does not meet NEEDS criteria
Dean Drive Area Electric Generators | 56491 | PG1 | Combustion Turbine | Virginia | 1.6 | Dropped - Units whose status does not meet NEEDS criteria
Dean Drive Area Electric Generators | 56491 | PG2 | Combustion Turbine | Virginia | 1.6 | Dropped - Units whose status does not meet NEEDS criteria
Frey Farm Landfill | 56510 | GEN1 | Landfill Gas | Pennsylvania | 1.6 | Dropped - Units whose status does not meet NEEDS criteria
Pennsauken Landfill | 56511 | GEN3 | Landfill Gas | New Jersey | 0.9 | Dropped - Units whose status does not meet NEEDS criteria
Kalaeoloa Pole Yard DG | 56514 | DG1 | Combustion Turbine | Hawaii | 1.6 | Dropped - Units whose status does not meet NEEDS criteria
Kalaeoloa Pole Yard DG | 56514 | DG2 | Combustion Turbine | Hawaii | 1.6 | Dropped - Units whose status does not meet NEEDS criteria
Kalaeoloa Pole Yard DG | 56514 | DG3 | Combustion Turbine | Hawaii | 1.6 | Dropped - Units whose status does not meet NEEDS criteria
CEIP Substation Distributed Generation | 56515 | DG1 | Combustion Turbine | Hawaii | 1.6 | Dropped - Units whose status does not meet NEEDS criteria
CEIP Substation Distributed Generation | 56515 | DG2 | Combustion Turbine | Hawaii | 1.6 | Dropped - Units whose status does not meet NEEDS criteria
CEIP Substation Distributed Generation | 56515 | DG3 | Combustion Turbine | Hawaii | 1.6 | Dropped - Units whose status does not meet NEEDS criteria
Timberline Trail Gas Recovery | 56525 | GEN6 | Landfill Gas | Wisconsin | 0.8 | Dropped - Units whose status does not meet NEEDS criteria
Timberline Trail Gas Recovery | 56525 | GEN7 | Landfill Gas | Wisconsin | 0.8 | Dropped - Units whose status does not meet NEEDS criteria
Bradley Gas Recovery | 56533 | GEN1 | Landfill Gas | California | 1.3 | Dropped - Units whose status does not meet NEEDS criteria
Bradley Gas Recovery | 56533 | GEN2 | Landfill Gas | California | 1.3 | Dropped - Units whose status does not meet NEEDS criteria
Bradley Gas Recovery | 56533 | GEN3 | Landfill Gas | California | 1.3 | Dropped - Units whose status does not meet NEEDS criteria
Bradley Gas Recovery | 56533 | GEN4 | Landfill Gas | California | 1.3 | Dropped - Units whose status does not meet NEEDS criteria
Bradley Gas Recovery | 56533 | GEN5 | Landfill Gas | California | 1.3 | Dropped - Units whose status does not meet NEEDS criteria
El Sobrante Gas Recovery | 56534 | GEN1 | Landfill Gas | California | 1.3 | Dropped - Units whose status does not meet NEEDS criteria
El Sobrante Gas Recovery | 56534 | GEN2 | Landfill Gas | California | 1.3 | Dropped - Units whose status does not meet NEEDS criteria
El Sobrante Gas Recovery | 56534 | GEN3 | Landfill Gas | California | 1.3 | Dropped - Units whose status does not meet NEEDS criteria
Waste Management Simi Valley LFGTE | 56535 | GEN1 | Landfill Gas | California | 1.3 | Dropped - Units whose status does not meet NEEDS criteria
Waste Management Simi Valley LFGTE | 56535 | GEN2 | Landfill Gas | California | 1.3 | Dropped - Units whose status does not meet NEEDS criteria
Clark-Floyd Landfill Gas Generating | 56539 | ICG1 | Landfill Gas | Indiana | 1 | Dropped - Units whose status does not meet NEEDS criteria
Clark-Floyd Landfill Gas Generating | 56539 | ICG2 | Landfill Gas | Indiana | 1 | Dropped - Units whose status does not meet NEEDS criteria
Clark-Floyd Landfill Gas Generating | 56539 | ICG3 | Landfill Gas | Indiana | 1.4 | Dropped - Units whose status does not meet NEEDS criteria
Kasidaya Creek Hydro | 56542 | 1 | Hydro | Alaska | 3 | Dropped - in Alaska or in Hawaii or Puerto Rico
EXC Wind 1 | 56557 | 1 | Onshore Wind | Texas | 10 | Dropped - Units whose status does not meet NEEDS criteria
EXC Wind 2 | 56558 | JDW2 | Onshore Wind | Texas | 10 | Dropped - Units whose status does not meet NEEDS criteria
EXC Wind 3 | 56559 | JDW3 | Onshore Wind | Texas | 10 | Dropped - Units whose status does not meet NEEDS criteria
Castle Creek Hydroplant | 56566 | 1 | Hydro | Colorado | 1.2 | Dropped - Units whose status does not meet NEEDS criteria
Bethlehem Renewable Energy LLC | 56572 | 1 | Landfill Gas | Pennsylvania | 3.7 | Dropped - Units whose status does not meet NEEDS criteria
Robbins Community Power LLC | 56576 | 1 | Biomass | Illinois | 27.5 | Dropped - Units whose status does not meet NEEDS criteria
Robbins Community Power LLC | 56576 | 2 | Biomass | Illinois | 27.5 | Dropped - Units whose status does not meet NEEDS criteria
Elm Street Substation Generators | 56597 | EP04 | Combustion Turbine | Missouri | 1.3 | Dropped - Retired/Planned Retirement by 06/2023
Walton Street Substation | 56598 | EP05 | Combustion Turbine | Missouri | 1.3 | Dropped - Retired/Planned Retirement by 06/2023
Walton Street Substation | 56598 | EP06 | Combustion Turbine | Missouri | 1.3 | Dropped - Retired/Planned Retirement by 06/2023
Jefferson Street Substation | 56599 | EP08 | Combustion Turbine | Missouri | 1.3 | Dropped - Retired/Planned Retirement by 06/2023
Jefferson Street Substation | 56599 | EP09 | Combustion Turbine | Missouri | 1.3 | Dropped - Retired/Planned Retirement by 06/2023
Jefferson Street Substation | 56599 | EP10 | Combustion Turbine | Missouri | 1.3 | Dropped - Retired/Planned Retirement by 06/2023
Turlock Irrigation District Fuel Cell | 56631 | TFC | Fuel Cell | California | 1.1 | Dropped - Units whose status does not meet NEEDS criteria
Worcester County Renewable Energy | 56641 | 1 | Landfill Gas | Maryland | 1 | Dropped - Units whose status does not meet NEEDS criteria
Worcester County Renewable Energy | 56641 | 2 | Landfill Gas | Maryland | 1 | Dropped - Units whose status does not meet NEEDS criteria
Ely Energy Center | 56642 | 1 | Coal Steam | Nevada | 750 | Dropped - Units whose status does not meet NEEDS criteria
Ely Energy Center | 56642 | 2 | Coal Steam | Nevada | 750 | Dropped - Units whose status does not meet NEEDS criteria
Crescent Ridge II Wind Energy Project | 56653 | 1 | Onshore Wind | Illinois | 57.8 | Dropped - Units whose status does not meet NEEDS criteria
Seldom Seen Wind LLC | 56655 | 1 | Onshore Wind | Pennsylvania | 41 | Dropped - Units whose status does not meet NEEDS criteria
Aragonne Mesa Phase II | 56656 | 1 | Onshore Wind | New Mexico | 110.4 | Dropped - Units whose status does not meet NEEDS criteria
Lancaster Wind Farm Project | 56657 | 1 | Onshore Wind | Illinois | 70 | Dropped - Units whose status does not meet NEEDS criteria
Majestic 2 Wind Farm | 56658 | 1 | Onshore Wind | Texas | 79.2 | Dropped - Units whose status does not meet NEEDS criteria
Texas Gulf Wind 2 | 56662 | 1 | Onshore Wind | Texas | 187.2 | Dropped - Units whose status does not meet NEEDS criteria
El Paso Wind Project | 56663 | 1 | Onshore Wind | Illinois | 80 | Dropped - Units whose status does not meet NEEDS criteria
Dempsey Ridge Wind Farm | 56665 | DR2 | Onshore Wind | Oklahoma | 92 | Dropped - Units whose status does not meet NEEDS criteria
Lanai Solar-Electric Plant | 56667 | 0001 | Solar PV | Hawaii | 0.1 | Dropped - in Alaska or in Hawaii or Puerto Rico
Lanai Solar-Electric Plant | 56667 | 0002 | Solar PV | Hawaii | 0.1 | Dropped - in Alaska or in Hawaii or Puerto Rico
Lanai Solar-Electric Plant | 56667 | 0003 | Solar PV | Hawaii | 0.1 | Dropped - in Alaska or in Hawaii or Puerto Rico
Lanai Solar-Electric Plant | 56667 | 0004 | Solar PV | Hawaii | 0.1 | Dropped - in Alaska or in Hawaii or Puerto Rico
Lanai Solar-Electric Plant | 56667 | 0005 | Solar PV | Hawaii | 0.1 | Dropped - in Alaska or in Hawaii or Puerto Rico
Lanai Solar-Electric Plant | 56667 | 0006 | Solar PV | Hawaii | 0.1 | Dropped - in Alaska or in Hawaii or Puerto Rico
Lanai Solar-Electric Plant | 56667 | 0007 | Solar PV | Hawaii | 0.1 | Dropped - in Alaska or in Hawaii or Puerto Rico
Lanai Solar-Electric Plant | 56667 | 0008 | Solar PV | Hawaii | 0.1 | Dropped - in Alaska or in Hawaii or Puerto Rico
Lanai Solar-Electric Plant | 56667 | 0009 | Solar PV | Hawaii | 0.1 | Dropped - in Alaska or in Hawaii or Puerto Rico
Lanai Solar-Electric Plant | 56667 | 0010 | Solar PV | Hawaii | 0.1 | Dropped - in Alaska or in Hawaii or Puerto Rico
Lanai Solar-Electric Plant | 56667 | 0011 | Solar PV | Hawaii | 0.1 | Dropped - in Alaska or in Hawaii or Puerto Rico
Lanai Solar-Electric Plant | 56667 | 0012 | Solar PV | Hawaii | 0.1 | Dropped - in Alaska or in Hawaii or Puerto Rico
NIH Cogeneration Facility | 56668 | CGTG | Combustion Turbine | Maryland | 21.3 | Dropped - Units whose status does not meet NEEDS criteria
Planergy Ramsey Methane LLC | 56672 | 1 | Landfill Gas | Minnesota | 1.6 | Dropped - Units whose status does not meet NEEDS criteria
Plant Washington | 56675 | MAIN | Coal Steam | Georgia | 850 | Dropped - Units whose status does not meet NEEDS criteria
Margarita Energy Center | 56676 | CTG1 | Combustion Turbine | California | 46.5 | Dropped - Units whose status does not meet NEEDS criteria
Winnebago Energy Center LLC | 56780 | 1 | Landfill Gas | Illinois | 1.6 | Dropped - Units whose status does not meet NEEDS criteria
Winnebago Energy Center LLC | 56780 | 2 | Landfill Gas | Illinois | 1.6 | Dropped - Units whose status does not meet NEEDS criteria
Winnebago Energy Center LLC | 56780 | 3 | Landfill Gas | Illinois | 1.6 | Dropped - Units whose status does not meet NEEDS criteria
Winnebago Energy Center LLC | 56780 | 4 | Landfill Gas | Illinois | 1.6 | Dropped - Units whose status does not meet NEEDS criteria
Greenland Energy Center | 56799 | 3 | Combined Cycle | Florida | 166.6 | Dropped - Units whose status does not meet NEEDS criteria
FibroCoast | 56816 | FC1 | Biomass | North Carolina | 55 | Dropped - Units whose status does not meet NEEDS criteria
FibroHills | 56817 | 1 | Biomass | North Carolina | 55 | Dropped - Units whose status does not meet NEEDS criteria
Britton Powerhouse | 56820 | 1 | Hydro | California | 2.8 | Dropped - Units whose status does not meet NEEDS criteria
Chalk Mountain Powerhouse | 56821 | 1 | Hydro | California | 2.2 | Dropped - Units whose status does not meet NEEDS criteria
Rock Creek Dam | 56822 | 01 | Hydro | California | 3.6 | Dropped - Units whose status does not meet NEEDS criteria
High Plains | 56834 | 1 | Onshore Wind | Texas | 10 | Dropped - Retired/Planned Retirement by 06/2023
Woodfin | 56849 | 1 | Combustion Turbine | North Carolina | 40 | Dropped - Units whose status does not meet NEEDS criteria
Model Gas Power Station | 56863 | 1 | Landfill Gas | Ohio | 1.4 | Dropped - Units whose status does not meet NEEDS criteria
Model Gas Power Station | 56863 | 2 | Landfill Gas | Ohio | 1.4 | Dropped - Units whose status does not meet NEEDS criteria
Ottawa County Project | 56865 | 1 | Landfill Gas | Ohio | 1.4 | Dropped - Units whose status does not meet NEEDS criteria
Middle Point Landfill Gas Recovery | 56866 | 1 | Landfill Gas | Tennessee | 1.4 | Dropped - Units whose status does not meet NEEDS criteria
Middle Point Landfill Gas Recovery | 56866 | 2 | Landfill Gas | Tennessee | 1.4 | Dropped - Units whose status does not meet NEEDS criteria
Roberts Road Power Plant | 56867 | 1 | Landfill Gas | Georgia | 1.4 | Dropped - Units whose status does not meet NEEDS criteria
SECCRA Community Landfill | 56873 | 2 | Landfill Gas | Pennsylvania | 1.1 | Dropped - Units whose status does not meet NEEDS criteria
Oak Ridge North Power | 56881 | 1 | Biomass | Texas | 1.6 | Dropped - Units whose status does not meet NEEDS criteria
Oak Ridge North Power | 56881 | 2 | Biomass | Texas | 1.6 | Dropped - Units whose status does not meet NEEDS criteria
Oak Ridge North Power | 56881 | 3 | Biomass | Texas | 1.6 | Dropped - Units whose status does not meet NEEDS criteria
Woodlands Area Power Project | 56882 | 1 | Biomass | Texas | 7.8 | Dropped - Units whose status does not meet NEEDS criteria
Maidencreek Biomass Plant | 56885 | GEN 1 | Biomass | Pennsylvania | 5.2 | Dropped - Units whose status does not meet NEEDS criteria
Jersey Shore Steel Co | 56886 | GEN 1 | Landfill Gas | Pennsylvania | 1.6 | Dropped - Units whose status does not meet NEEDS criteria
Warren County Solar | 56888 | GEN 5 | Solar PV | New Jersey | 0.5 | Dropped - Units whose status does not meet NEEDS criteria
Warren County Solar | 56888 | GEN 6 | Solar PV | New Jersey | 0.5 | Dropped - Units whose status does not meet NEEDS criteria
Warren County Solar | 56888 | GEN 7 | Solar PV | New Jersey | 0.5 | Dropped - Units whose status does not meet NEEDS criteria
Warren County Solar | 56888 | GEN 8 | Solar PV | New Jersey | 0.5 | Dropped - Units whose status does not meet NEEDS criteria
Warren County Solar | 56888 | GEN 9 | Solar PV | New Jersey | 0.5 | Dropped - Units whose status does not meet NEEDS criteria
Warren County Solar | 56888 | GEN10 | Solar PV | New Jersey | 0.5 | Dropped - Units whose status does not meet NEEDS criteria
Moretown | 56891 | GEN 1 | Landfill Gas | Vermont | 1.6 | Dropped - Units whose status does not meet NEEDS criteria
Noble Bellmont Windpark LLC | 56903 | 1 | Onshore Wind | New York | 21 | Dropped - Units whose status does not meet NEEDS criteria
Reedsport OPT Wave Park | 56906 | 1 | Hydro | Oregon | 1.5 | Dropped - Units whose status does not meet NEEDS criteria
Western GeoPower Unit 1 | 56907 | TBD | Geothermal | California | 22.5 | Dropped - Units whose status does not meet NEEDS criteria
Imperial Valley Solar, LLC | 56917 | 2 | Solar PV | California | 400 | Dropped - Units whose status does not meet NEEDS criteria
Painted Hills IV Wind | 56926 | 1 | Onshore Wind | California | 19.5 | Dropped - Units whose status does not meet NEEDS criteria
Aspen Biomass Power Plant | 56931 | GEN7 | Biomass | Texas | 50 | Dropped - Units whose status does not meet NEEDS criteria
Fairbanks Morse Engine | 56937 | GEN7 | Combustion Turbine | Wisconsin | 3.1 | Dropped - Units whose status does not meet NEEDS criteria
Ausra Kimberlina Solar Generation | 56943 | 1 | Solar Thermal | California | 3.5 | Dropped - Units whose status does not meet NEEDS criteria
Helms Energy Center | 56955 | 1 | Combustion Turbine | California | 49 | Dropped - Units whose status does not meet NEEDS criteria
Pioneer Crossing Energy, LLC | 56957 | LFG6 | Landfill Gas | Pennsylvania | 1.6 | Dropped - Units whose status does not meet NEEDS criteria
Pioneer Crossing Energy, LLC | 56957 | LFG7 | Landfill Gas | Pennsylvania | 1.6 | Dropped - Units whose status does not meet NEEDS criteria
Solar Photovoltaic Project #01 | 56976 | S1A | Solar PV | California | 0.5 | Dropped - Units whose status does not meet NEEDS criteria
Solar Photovoltaic Project #01 | 56976 | S1B | Solar PV | California | 0.5 | Dropped - Units whose status does not meet NEEDS criteria
Solar Photovoltaic Project #01 | 56976 | S1C | Solar PV | California | 0.5 | Dropped - Units whose status does not meet NEEDS criteria
Solar Photovoltaic Project #01 | 56976 | S1D | Solar PV | California | 0.5 | Dropped - Units whose status does not meet NEEDS criteria
Mason County LFGTE | 56977 | 1 | Landfill Gas | Kentucky | 1.6 | Dropped - Units whose status does not meet NEEDS criteria
Hyland LFGTE Facility | 56987 | GEN4 | Landfill Gas | New York | 1.6 | Dropped - Units whose status does not meet NEEDS criteria
Pueblo Airport Generating Station | 56998 | GT3 | Combustion Turbine | Colorado | 90 | Dropped - Units whose status does not meet NEEDS criteria
CPV Vaca Station LLC | 56999 | CTG1 | Combined Cycle | California | 189 | Dropped - Units whose status does not meet NEEDS criteria
CPV Vaca Station LLC | 56999 | CTG2 | Combined Cycle | California | 189 | Dropped - Units whose status does not meet NEEDS criteria
CPV Vaca Station LLC | 56999 | STG | Combined Cycle | California | 198 | Dropped - Units whose status does not meet NEEDS criteria
DeKalb County Green Energy Facility | 57013 | 1 | Landfill Gas | Georgia | 1.6 | Dropped - Units whose status does not meet NEEDS criteria
DeKalb County Green Energy Facility | 57013 | 2 | Landfill Gas | Georgia | 1.6 | Dropped - Units whose status does not meet NEEDS criteria
DeKalb County Green Energy Facility | 57013 | 3 | Landfill Gas | Georgia | 1.6 | Dropped - Units whose status does not meet NEEDS criteria
Cleveland Cnty Generating Facility | 57029 | 5 | Combustion Turbine | North Carolina | 180.8 | Dropped - Units whose status does not meet NEEDS criteria
Cleveland Cnty Generating Facility | 57029 | 6 | Combustion Turbine | North Carolina | 180.8 | Dropped - Units whose status does not meet NEEDS criteria
Cleveland Cnty Generating Facility | 57029 | 7 | Combustion Turbine | North Carolina | 180.8 | Dropped - Units whose status does not meet NEEDS criteria
Cleveland Cnty Generating Facility | 57029 | 8 | Combustion Turbine | North Carolina | 180.8 | Dropped - Units whose status does not meet NEEDS criteria
Southcentral Power Project | 57036 | 1 | Combined Cycle | Alaska | 39.8 | Dropped - in Alaska or in Hawaii or Puerto Rico
Southcentral Power Project | 57036 | 2 | Combined Cycle | Alaska | 39.8 | Dropped - in Alaska or in Hawaii or Puerto Rico
Southcentral Power Project | 57036 | 3 | Combined Cycle | Alaska | 39.8 | Dropped - in Alaska or in Hawaii or Puerto Rico
Southcentral Power Project | 57036 | 4 | Combined Cycle | Alaska | 50.3 | Dropped - in Alaska or in Hawaii or Puerto Rico
Noatak | 57051 | 5A | Combustion Turbine | Alaska | 0.5 | Dropped - in Alaska or in Hawaii or Puerto Rico
Noatak | 57051 | UNIT2 | Combustion Turbine | Alaska | 0.3 | Dropped - in Alaska or in Hawaii or Puerto Rico
Noatak | 57051 | UNIT4 | Combustion Turbine | Alaska | 0.5 | Dropped - in Alaska or in Hawaii or Puerto Rico
Noatak | 57051 | UNIT5 | Combustion Turbine | Alaska | 0.4 | Dropped - Units whose status does not meet NEEDS criteria
Savoonga | 57052 | UNIT1 | Combustion Turbine | Alaska | 0.4 | Dropped - in Alaska or in Hawaii or Puerto Rico
Savoonga | 57052 | UNIT2 | Combustion Turbine | Alaska | 0.5 | Dropped - in Alaska or in Hawaii or Puerto Rico
Savoonga | 57052 | UNIT3 | Combustion Turbine | Alaska | 0.8 | Dropped - in Alaska or in Hawaii or Puerto Rico
Alakanuk | 57053 | G309 | Combustion Turbine | Alaska | 0.5 | Dropped - Units whose status does not meet NEEDS criteria
Alakanuk | 57053 | UNIT1 | Combustion Turbine | Alaska | 0.4 | Dropped - Units whose status does not meet NEEDS criteria
Alakanuk | 57053 | UNIT2 | Combustion Turbine | Alaska | 0.5 | Dropped - Units whose status does not meet NEEDS criteria
Alakanuk | 57053 | UNIT3 | Combustion Turbine | Alaska | 0.4 | Dropped - Units whose status does not meet NEEDS criteria
Alakanuk | 57053 | UNIT4 | Combustion Turbine | Alaska | 0.8 | Dropped - in Alaska or in Hawaii or Puerto Rico
Upper Kalskag | 57054 | UNIT1 | Combustion Turbine | Alaska | 0.2 | Dropped - in Alaska or in Hawaii or Puerto Rico
Upper Kalskag | 57054 | UNIT2 | Combustion Turbine | Alaska | 0.4 | Dropped - in Alaska or in Hawaii or Puerto Rico
Upper Kalskag | 57054 | UNIT3 | Combustion Turbine | Alaska | 0.5 | Dropped - in Alaska or in Hawaii or Puerto Rico
Stebbins | 57055 | 1 | Combustion Turbine | Alaska | 0.5 | Dropped - in Alaska or in Hawaii or Puerto Rico
Stebbins | 57055 | 2 | Combustion Turbine | Alaska | 0.5 | Dropped - in Alaska or in Hawaii or Puerto Rico
Stebbins | 57055 | 3 | Combustion Turbine | Alaska | 0.5 | Dropped - in Alaska or in Hawaii or Puerto Rico
Stebbins | 57055 | 4 | Combustion Turbine | Alaska | 0.5 | Dropped - in Alaska or in Hawaii or Puerto Rico
Stebbins | 57055 | UNIT1 | Combustion Turbine | Alaska | 0.5 | Dropped - Units whose status does not meet NEEDS criteria
Stebbins | 57055 | UNIT2 | Combustion Turbine | Alaska | 0.4 | Dropped - Units whose status does not meet NEEDS criteria
Stebbins | 57055 | UNIT3 | Combustion Turbine | Alaska | 0.3 | Dropped - Units whose status does not meet NEEDS criteria
Scammon Bay | 57056 | UNIT1 | Combustion Turbine | Alaska | 0.4 | Dropped - in Alaska or in Hawaii or Puerto Rico
Scammon Bay | 57056 | UNIT2 | Combustion Turbine | Alaska | 0.4 | Dropped - in Alaska or in Hawaii or Puerto Rico
Scammon Bay | 57056 | UNIT3 | Combustion Turbine | Alaska | 0.5 | Dropped - in Alaska or in Hawaii or Puerto Rico
Quinhagak | 57057 | 1A | Combustion Turbine | Alaska | 0.5 | Dropped - Units whose status does not meet NEEDS criteria
Quinhagak | 57057 | 3A | Combustion Turbine | Alaska | 0.5 | Dropped - in Alaska or in Hawaii or Puerto Rico
Quinhagak | 57057 | UNIT1 | Combustion Turbine | Alaska | 0.4 | Dropped - in Alaska or in Hawaii or Puerto Rico
Quinhagak | 57057 | UNIT2 | Combustion Turbine | Alaska | 0.3 | Dropped - in Alaska or in Hawaii or Puerto Rico
Quinhagak | 57057 | UNIT3 | Combustion Turbine | Alaska | 0.4 | Dropped - Units whose status does not meet NEEDS criteria
Pilot Station | 57058 | 1 | Combustion Turbine | Alaska | 0.5 | Dropped - in Alaska or in Hawaii or Puerto Rico
Pilot Station | 57058 | UNIT1 | Combustion Turbine | Alaska | 0.4 | Dropped - Units whose status does not meet NEEDS criteria
Pilot Station | 57058 | UNIT2 | Combustion Turbine | Alaska | 0.5 | Dropped - in Alaska or in Hawaii or Puerto Rico
Pilot Station | 57058 | UNIT3 | Combustion Turbine | Alaska | 0.3 | Dropped - in Alaska or in Hawaii or Puerto Rico
Koyuk | 57059 | UNIT1 | Combustion Turbine | Alaska | 0.2 | Dropped - in Alaska or in Hawaii or Puerto Rico
Koyuk | 57059 | UNIT2 | Combustion Turbine | Alaska | 0.4 | Dropped - in Alaska or in Hawaii or Puerto Rico
Koyuk | 57059 | UNIT3 | Combustion Turbine | Alaska | 0.5 | Dropped - in Alaska or in Hawaii or Puerto Rico
Elim | 57060 | UNIT1 | Combustion Turbine | Alaska | 0.2 | Dropped - in Alaska or in Hawaii or Puerto Rico
Elim | 57060 | UNIT2 | Combustion Turbine | Alaska | 0.4 | Dropped - in Alaska or in Hawaii or Puerto Rico
Elim | 57060 | UNIT3 | Combustion Turbine | Alaska | 0.5 | Dropped - in Alaska or in Hawaii or Puerto Rico
St. Michael | 57061 | 4 | Combustion Turbine | Alaska | 0.7 | Dropped - in Alaska or in Hawaii or Puerto Rico
St. Michael | 57061 | UNIT1 | Combustion Turbine | Alaska | 0.5 | Dropped - Units whose status does not meet NEEDS criteria
St. Michael | 57061 | UNIT2 | Combustion Turbine | Alaska | 0.3 | Dropped - Units whose status does not meet NEEDS criteria
St. Michael | 57061 | UNIT3 | Combustion Turbine | Alaska | 0.2 | Dropped - Units whose status does not meet NEEDS criteria
Gambell | 57062 | 1A | Combustion Turbine | Alaska | 0.3 | Dropped - in Alaska or in Hawaii or Puerto Rico
Gambell | 57062 | UNIT1 | Combustion Turbine | Alaska | 0.3 | Dropped - Units whose status does not meet NEEDS criteria
Gambell | 57062 | UNIT2 | Combustion Turbine | Alaska | 0.5 | Dropped - in Alaska or in Hawaii or Puerto Rico
Gambell | 57062 | UNIT3 | Combustion Turbine | Alaska | 0.8 | Dropped - in Alaska or in Hawaii or Puerto Rico
Shungnak | 57063 | UNIT1 | Combustion Turbine | Alaska | 0.2 | Dropped - in Alaska or in Hawaii or Puerto Rico
Shungnak | 57063 | UNIT2 | Combustion Turbine | Alaska | 0.3 | Dropped - in Alaska or in Hawaii or Puerto Rico
Shungnak | 57063 | UNIT3 | Combustion Turbine | Alaska | 0.3 | Dropped - in Alaska or in Hawaii or Puerto Rico
Shungnak | 57063 | UNIT4 | Combustion Turbine | Alaska | 0.4 | Dropped - in Alaska or in Hawaii or Puerto Rico
Kotlik | 57064 | UNIT1 | Combustion Turbine | Alaska | 0.3 | Dropped - in Alaska or in Hawaii or Puerto Rico
Kotlik | 57064 | UNIT2 | Combustion Turbine | Alaska | 0.3 | Dropped - in Alaska or in Hawaii or Puerto Rico
Kotlik | 57064 | UNIT3 | Combustion Turbine | Alaska | 0.5 | Dropped - in Alaska or in Hawaii or Puerto Rico
Kotlik | 57064 | UNIT4 | Combustion Turbine | Alaska | 0.5 | Dropped - in Alaska or in Hawaii or Puerto Rico
Kivalina | 57065 | UNIT1 | Combustion Turbine | Alaska | 0.2 | Dropped - in Alaska or in Hawaii or Puerto Rico
Kivalina | 57065 | UNIT2 | Combustion Turbine | Alaska | 0.3 | Dropped - in Alaska or in Hawaii or Puerto Rico
Kivalina | 57065 | UNIT3 | Combustion Turbine | Alaska | 0.2 | Dropped - in Alaska or in Hawaii or Puerto Rico
Kivalina | 57065 | UNIT4 | Combustion Turbine | Alaska | 0.4 | Dropped - in Alaska or in Hawaii or Puerto Rico
Kasigluk | 57066 | 1 | Combustion Turbine | Alaska | 0.8 | Dropped - in Alaska or in Hawaii or Puerto Rico
Kasigluk | 57066 | 5A | Combustion Turbine | Alaska | 0.7 | Dropped - in Alaska or in Hawaii or Puerto Rico
Kasigluk | 57066 | UNIT1 | Combustion Turbine | Alaska | 0.4 | Dropped - Units whose status does not meet NEEDS criteria
Kasigluk | 57066 | UNIT2 | Combustion Turbine | Alaska | 0.5 | Dropped - in Alaska or in Hawaii or Puerto Rico
Toksook Bay | 57067 | UNIT1 | Combustion Turbine | Alaska | 0.4 | Dropped - in Alaska or in Hawaii or Puerto Rico
Toksook Bay | 57067 | UNIT2 | Combustion Turbine | Alaska | 0.5 | Dropped - in Alaska or in Hawaii or Puerto Rico
Toksook Bay | 57067 | UNIT3 | Combustion Turbine | Alaska | 0.8 | Dropped - in Alaska or in Hawaii or Puerto Rico
Kaheawa Wind Power II LLC | 57082 | 1 | Onshore Wind | Hawaii | 21 | Dropped - in Alaska or in Hawaii or Puerto Rico
Kaheawa Wind Power II LLC | 57082 | 2 | Energy Storage | Hawaii | 10 | Dropped - in Alaska or in Hawaii or Puerto Rico
Lake Dorothy Hydroelectric Project | 57085 | 1 | Hydro | Alaska | 14.3 | Dropped - in Alaska or in Hawaii or Puerto Rico
Kahuku Wind Power LLC | 57087 | 1 | Onshore Wind | Hawaii | 30 | Dropped - in Alaska or in Hawaii or Puerto Rico
Kahuku Wind Power LLC | 57087 | 2 | Energy Storage | Hawaii | 15 | Dropped - Units whose status does not meet NEEDS criteria
Bowers Wind Project | 57088 | 1 | Onshore Wind | Maine | 48 | Dropped - Units whose status does not meet NEEDS criteria
Grays Harbor Paper LP | 57105 | 1ST | Biomass | Washington | 3 | Dropped - Units whose status does not meet NEEDS criteria
Grays Harbor Paper LP | 57105 | 2ST | Biomass | Washington | 5 | Dropped - Units whose status does not meet NEEDS criteria
Grays Harbor Paper LP | 57105 | 3ST | Biomass | Washington | 7.5 | Dropped - Units whose status does not meet NEEDS criteria
Simpson Ridge Wind Farm LLC | 57117 | GEN 1 | Onshore Wind | Wyoming | 50 | Dropped - Units whose status does not meet NEEDS criteria
Solar Photovoltaic Project #24 | 57127 | SO24A | Solar PV | California | 0.5 | Dropped - Units whose status does not meet NEEDS criteria
Solar Photovoltaic Project #24 | 57127 | SO24B | Solar PV | California | 0.5 | Dropped - Units whose status does not meet NEEDS criteria
Solar Photovoltaic Project #24 | 57127 | SO24C | Solar PV | California | 0.5 | Dropped - Units whose status does not meet NEEDS criteria
Solar Photovoltaic Project #24 | 57127 | SO24D | Solar PV | California | 0.5 | Dropped - Units whose status does not meet NEEDS criteria
Solar Photovoltaic Project #24 | 57127 | SO24E | Solar PV | California | 0.5 | Dropped - Units whose status does not meet NEEDS criteria
Solar Photovoltaic Project #24 | 57127 | SO24F | Solar PV | California | 0.5 | Dropped - Units whose status does not meet NEEDS criteria
Solar Photovoltaic Project #24 | 57127 | SO24G | Solar PV | California | 0.5 | Dropped - Units whose status does not meet NEEDS criteria
Solar Photovoltaic Project #24 | 57127 | SO24H | Solar PV | California | 0.5 | Dropped - Units whose status does not meet NEEDS criteria
Catskill Mts Energy Corporation | 57129 | G1 | Landfill Gas | New York | 1.1 | Dropped - Units whose status does not meet NEEDS criteria
Nine Mile Gas Processing Plant | 57132 | 1 | Combustion Turbine | Oklahoma | 2 | Dropped - Units whose status does not meet NEEDS criteria
Nine Mile Gas Processing Plant | 57132 | 2 | Combustion Turbine | Oklahoma | 2.1 | Dropped - Units whose status does not meet NEEDS criteria
Nine Mile Gas Processing Plant | 57132 | 3 | Combustion Turbine | Oklahoma | 2.1 | Dropped - Units whose status does not meet NEEDS criteria
Maricopa Solar | 57140 | 01 | Solar Thermal | Arizona | 1.5 | Dropped - Units whose status does not meet NEEDS criteria
Chapin Mountain | 57142 | CM | Onshore Wind | Idaho | 19.5 | Dropped - Units whose status does not meet NEEDS criteria
Jack Ranch 200 | 57143 | JR200 | Onshore Wind | Idaho | 200 | Dropped - Units whose status does not meet NEEDS criteria
Cottonwood Wind Park | 57144 | JR20 | Onshore Wind | Idaho | 20 | Dropped - Units whose status does not meet NEEDS criteria
Rogerson Flats | 57145 | RF | Onshore Wind | Idaho | 20 | Dropped - Units whose status does not meet NEEDS criteria
Deep Creek Wind Park | 57146 | JR1 | Onshore Wind | Idaho | 20 | Dropped - Units whose status does not meet NEEDS criteria
Conner Ridge | 57147 | CR | Onshore Wind | Idaho | 19.5 | Dropped - Units whose status does not meet NEEDS criteria
Badger Peak | 57148 | BP | Onshore Wind | Idaho | 20 | Dropped - Units whose status does not meet NEEDS criteria
Bonanza Bar | 57149 | BBAR | Onshore Wind | Idaho | 20 | Dropped - Units whose status does not meet NEEDS criteria
Salmon Creek | 57150 | SC | Onshore Wind | Idaho | 20 | Dropped - Units whose status does not meet NEEDS criteria
Mesquite Lake Water & Power Plant 1 | 57154 | 1209 | Biomass | California | 13 | Dropped - Units whose status does not meet NEEDS criteria
Calabasas Gas to Energy Facility | 57163 | GEN2 | Landfill Gas | California | 3.3 | Dropped - Units whose status does not meet NEEDS criteria
Waste Management Tri-Cities LFGTE | 57164 | GEN1 | Landfill Gas | California | 1.6 | Dropped - Units whose status does not meet NEEDS criteria
Waste Management Tri-Cities LFGTE | 57164 | GEN2 | Landfill Gas | California | 1.6 | Dropped - Units whose status does not meet NEEDS criteria
Waste Management Tri-Cities LFGTE | 57164 | GEN3 | Landfill Gas | California | 1.6 | Dropped - Units whose status does not meet NEEDS criteria
Colorado Highlands Wind | 57174 | CHW3 | Onshore Wind | Colorado | 19.7 | Dropped - Units whose status does not meet NEEDS criteria
Baca Renewable Energy LLC | 57175 | BACA1 | Onshore Wind | Colorado | 75 | Dropped - Units whose status does not meet NEEDS criteria
Buckeye Geothermal Power Plant | 57180 | 1 | Geothermal | California | 49.9 | Dropped - Units whose status does not meet NEEDS criteria
Wild Horse Power Plant | 57181 | 1 | Geothermal | California | 40 | Dropped - Units whose status does not meet NEEDS criteria
PPL Glendon LFGTE Plant | 57183 | 3 | Landfill Gas | Pennsylvania | 1.6 | Dropped - Units whose status does not meet NEEDS criteria
Pillar Mountain Wind Project Microgrid | 57187 | 1 | Onshore Wind | Alaska | 4.5 | Dropped - in Alaska or in Hawaii or Puerto Rico
Pillar Mountain Wind Project Microgrid | 57187 | 2 | Onshore Wind | Alaska | 4.5 | Dropped - in Alaska or in Hawaii or Puerto Rico
Ripley Westfield Wind LLC | 57193 | WTG | Onshore Wind | New York | 75 | Dropped - Units whose status does not meet NEEDS criteria
Soldotna | 57206 | 1 | Combustion Turbine | Alaska | 44 | Dropped - in Alaska or in Hawaii or Puerto Rico
Soldotna | 57206 | 2 | Combustion Turbine | Alaska | 44 | Dropped - Units whose status does not meet NEEDS criteria
Rumble Road Energy Center | 57209 | 3 | Combined Cycle | Georgia | 0 | Dropped - Units whose status does not meet NEEDS criteria
Rumble Road Energy Center | 57209 | 3A | Combined Cycle | Georgia | 0 | Dropped - Units whose status does not meet NEEDS criteria
Rumble Road Energy Center | 57209 | 3B | Combined Cycle | Georgia | 0 | Dropped - Units whose status does not meet NEEDS criteria
Orange County Biomass LLC | 57215 | G-01 | Biomass | South Carolina | 35 | Dropped - Units whose status does not meet NEEDS criteria
Solar Photovoltaic Project #04 | 57218 | S004A | Solar PV | California | 0.5 | Dropped - Units whose status does not meet NEEDS criteria
Solar Photovoltaic Project #04 | 57218 | S004B | Solar PV | California | 0.5 | Dropped - Units whose status does not meet NEEDS criteria
Solar Photovoltaic Project #04 | 57218 | S004C | Solar PV | California | 0.5 | Dropped - Units whose status does not meet NEEDS criteria
Solar Photovoltaic Project #08 | 57222 | S008E | Solar PV | California | 0.5 | Dropped - Units whose status does not meet NEEDS criteria
Solar Photovoltaic Project #09 | 57223 | S009C | Solar PV | California | 0.5 | Dropped - Units whose status does not meet NEEDS criteria
Solar Photovoltaic Project #10 | 57224 | S010D | Solar PV | California | 0.5 | Dropped - Units whose status does not meet NEEDS criteria
Solar Photovoltaic Project #12 | 57226 | S012B | Solar PV | California | 0.5 | Dropped - Units whose status does not meet NEEDS criteria
Solar Photovoltaic Project #14 | 57228 | S014A | Solar PV | California | 0.5 | Dropped - Units whose status does not meet NEEDS criteria
Solar Photovoltaic Project #14 | 57228 | S014B | Solar PV | California | 0.5 | Dropped - Units whose status does not meet NEEDS criteria
Solar Photovoltaic Project #14 | 57228 | S014C | Solar PV | California | 0.5 | Dropped - Units whose status does not meet NEEDS criteria
Solar Photovoltaic Project #17 | 57231 | S017H | Solar PV | California | 0.5 | Dropped - Units whose status does not meet NEEDS criteria
Solar Photovoltaic Project #18 | 57232 | S018D | Solar PV | California | 0.5 | Dropped - Units whose status does not meet NEEDS criteria
Solar Photovoltaic Project #19 | 57233 | S019A | Solar PV | California | 0.5 | Dropped - Units whose status does not meet NEEDS criteria
Solar Photovoltaic Project #19 | 57233 | S019B | Solar PV | California | 0.5 | Dropped - Units whose status does not meet NEEDS criteria
Solar Photovoltaic Project #19 | 57233 | S019C | Solar PV | California | 0.5 | Dropped - Units whose status does not meet NEEDS criteria
Solar Photovoltaic Project #19 | 57233 | S019D | Solar PV | California | 0.5 | Dropped - Units whose status does not meet NEEDS criteria
Solar Photovoltaic Project #19 | 57233 | S019E | Solar PV | California | 0.5 | Dropped - Units whose status does not meet NEEDS criteria
Solar Photovoltaic Project #19 | 57233 | S019F | Solar PV | California | 0.5 | Dropped - Units whose status does not meet NEEDS criteria
Solar Photovoltaic Project #19 | 57233 | S019G | Solar PV | California | 0.5 | Dropped - Units whose status does not meet NEEDS criteria
Solar Photovoltaic Project #19 | 57233 | S019H | Solar PV | California | 0.5 | Dropped - Units whose status does not meet NEEDS criteria
Solar Photovoltaic Project #19 | 57233 | S019I | Solar PV | California | 0.5 | Dropped - Units whose status does not meet NEEDS criteria
Solar Photovoltaic Project #20 | 57234 | S020A | Solar PV | California | 0.5 | Dropped - Units whose status does not meet NEEDS criteria
Solar Photovoltaic Project #20 | 57234 | S020B | Solar PV | California | 0.5 | Dropped - Units whose status does not meet NEEDS criteria
Solar Photovoltaic Project #20 | 57234 | S020C | Solar PV | California | 0.5 | Dropped - Units whose status does not meet NEEDS criteria
Solar Photovoltaic Project #20 | 57234 | S020D | Solar PV | California | 0.5 | Dropped - Units whose status does not meet NEEDS criteria
Solar Photovoltaic Project #20 | 57234 | S020E | Solar PV | California | 0.5 | Dropped - Units whose status does not meet NEEDS criteria
Solar Photovoltaic Project #20 | 57234 | S020F | Solar PV | California | 0.5 | Dropped - Units whose status does not meet NEEDS criteria
Solar Photovoltaic Project #20 | 57234 | S020G | Solar PV | California | 0.5 | Dropped - Units whose status does not meet NEEDS criteria
Solar Photovoltaic Project #21 | 57235 | S021A | Solar PV | California | 0.5 | Dropped - Units whose status does not meet NEEDS criteria
Solar Photovoltaic Project #21 | 57235 | S021B | Solar PV | California | 0.5 | Dropped - Units whose status does not meet NEEDS criteria
Solar Photovoltaic Project #21 | 57235 | S021C | Solar PV | California | 0.5 | Dropped - Units whose status does not meet NEEDS criteria
Solar Photovoltaic Project #21 | 57235 | S021D | Solar PV | California | 0.5 | Dropped - Units whose status does not meet NEEDS criteria
Solar Photovoltaic Project #21 | 57235 | S021E | Solar PV | California | 0.5 | Dropped - Units whose status does not meet NEEDS criteria
Solar Photovoltaic Project #23 | 57236 | S023F | Solar PV | California | 0.5 | Dropped - Units whose status does not meet NEEDS criteria
Mililani South Solar Farm | 57242 | 1 | Solar PV | Hawaii | 5 | Dropped - Units whose status does not meet NEEDS criteria
Solar Photovoltaic Project #27 | 57246 | S027E | Solar PV | California | 0.5 | Dropped - Units whose status does not meet NEEDS criteria
Solar Photovoltaic Project #27 | 57246 | S027F | Solar PV | California | 0.5 | Dropped - Units whose status does not meet NEEDS criteria
Solar Photovoltaic Project #28 | 57247 | S028H | Solar PV | California | 0.5 | Dropped - Units whose status does not meet NEEDS criteria
Trishe Wind Minnesota | 57255 | 1 | Onshore Wind | Minnesota | 40 | Dropped - Units whose status does not meet NEEDS criteria
Trishe Wind Minnesota | 57255 | 2 | Onshore Wind | Minnesota | 300 | Dropped - Units whose status does not meet NEEDS criteria
PA Solar Park | 57256 | 2 | Solar PV | Pennsylvania | 3.8 | Dropped - Units whose status does not meet NEEDS criteria
Lubbock Wind Ranch | 57259 | 1 | Onshore Wind | Texas | 2.5 | Dropped - Retired/Planned Retirement by 06/2023
Lubbock Wind Ranch | 57259 | 2 | Onshore Wind | Texas | 2.5 | Dropped - Retired/Planned Retirement by 06/2023
Lubbock Wind Ranch | 57259 | 3 | Onshore Wind | Texas | 2.5 | Dropped - Retired/Planned Retirement by 06/2023
Blythe Solar Power Project | 57273 | 1 | Solar Thermal | California | 125 | Dropped - Units whose status does not meet NEEDS criteria
Blythe Solar Power Project | 57273 | 2 | Solar Thermal | California | 125 | Dropped - Units whose status does not meet NEEDS criteria
Blythe Solar Power Project | 57273 | 3 | Solar Thermal | California | 232 | Dropped - Units whose status does not meet NEEDS criteria
Blythe Solar Power Project | 57273 | 4 | Solar Thermal | California | 232 | Dropped - Units whose status does not meet NEEDS criteria
Rice Solar Energy | 57276 | RSE1 | Solar Thermal | California | 150 | Dropped - Units whose status does not meet NEEDS criteria
Flat Water Wind Farm LLC | 57283 | WTG2 | Onshore Wind | Nebraska | 10.5 | Dropped - Units whose status does not meet NEEDS criteria
Alpine Solar | 57295 | 2 | Solar PV | California | 66 | Dropped - Units whose status does not meet NEEDS criteria
Dutch Wind Energy | 57301 | DEC | Onshore Wind | California | 8 | Dropped - Retired/Planned Retirement by 06/2023
Southern Owens Valley Solar Ranch | 57304 | 1 | Solar PV | California | 200 | Dropped - Units whose status does not meet NEEDS criteria
Van Norman Bypass Solar Project | 57307 | 1 | Solar PV | California | 2 | Dropped - Units whose status does not meet NEEDS criteria
LATTC South Campus Solar | 57312 | 1 | Solar PV | California | 1.1 | Dropped - Units whose status does not meet NEEDS criteria
Sierra SunTower Solar Gen Station | 57323 | UNIT1 | Solar Thermal | California | 3.2 | Dropped - Units whose status does not meet NEEDS criteria
Portsmouth Wind Turbine | 57350 | WTG-1 | Onshore Wind | Rhode Island | 1.5 | Dropped - Units whose status does not meet NEEDS criteria
Thermo No 1 | 57353 | 1 | Geothermal | Utah | 11 | Dropped - Units whose status does not meet NEEDS criteria
MP Durham LLC | 57365 | 1C | Landfill Gas | North Carolina | 1.1 | Dropped - Units whose status does not meet NEEDS criteria
MP Wilson LLC | 57370 | 1 | Landfill Gas | North Carolina | 1.1 | Dropped - Units whose status does not meet NEEDS criteria
MP Wilson LLC | 57370 | 2 | Landfill Gas | North Carolina | 1.1 | Dropped - Units whose status does not meet NEEDS criteria
Turning Point Solar | 57371 | TPS50 | Solar PV | Ohio | 44 | Dropped - Units whose status does not meet NEEDS criteria
Turning Point Solar | 57371 | TPS51 | Solar PV | Ohio | 0 | Dropped - Units whose status does not meet NEEDS criteria
Turning Point Solar | 57371 | TPS52 | Solar PV | Ohio | 0 | Dropped - Units whose status does not meet NEEDS criteria
Agua Caliente Solar Project | 57373 | AGU01 | Solar PV | Arizona | 290 | Dropped - Units whose status does not meet NEEDS criteria
TAA Solar Facility | 57391 | TAA1 | Solar PV | Arizona | 2.8 | Dropped - Units whose status does not meet NEEDS criteria
Lakeview Cogeneration LLC | 57398 | 1 | Biomass | Oregon | 24 | Dropped - Units whose status does not meet NEEDS criteria
Mahoning | 57411 | GEN6 | Landfill Gas | Ohio | 0.8 | Dropped - Units whose status does not meet NEEDS criteria
K Road Calico Solar | 57416 | 01 | Solar PV | California | 0 | Dropped - Units whose status does not meet NEEDS criteria
K Road Calico Solar | 57416 | 02 | Solar PV | California | 0 | Dropped - Units whose status does not meet NEEDS criteria
Double A Digester | 57425 | 1 | Non-Fossil Waste | Idaho | 1.5 | Dropped - Retired/Planned Retirement by 06/2023
Double A Digester | 57425 | 2 | Non-Fossil Waste | Idaho | 1.5 | Dropped - Retired/Planned Retirement by 06/2023
Double A Digester | 57425 | 3 | Non-Fossil Waste | Idaho | 1.5 | Dropped - Retired/Planned Retirement by 06/2023
TSGT Mobile Generator #15 | 57476 | M15G | Combustion Turbine | New Mexico | 2 | Dropped - Units whose status does not meet NEEDS criteria
Black Rock I | 57477 | G3201 | Geothermal | California | 60 | Dropped - Units whose status does not meet NEEDS criteria
Black Rock II | 57478 | G3202 | Geothermal | California | 60 | Dropped - Units whose status does not meet NEEDS criteria
Black Rock III | 57479 | G303 | Geothermal | California | 60 | Dropped - Units whose status does not meet NEEDS criteria
Highwood Generating Station | 57480 | GTG1 | Combustion Turbine | Montana | 40.5 | Dropped - Units whose status does not meet NEEDS criteria
Sampson County Disposal | 57492 | GEN7 | Landfill Gas | North Carolina | 1.6 | Dropped - Units whose status does not meet NEEDS criteria
Sampson County Disposal | 57492 | GEN8 | Landfill Gas | North Carolina | 1.6 | Dropped - Units whose status does not meet NEEDS criteria
Perdido | 57502 | 3 | Landfill Gas | Florida | 1.5 | Dropped - Units whose status does not meet NEEDS criteria
Oneida Energy | 57503 | CE1 | Combustion Turbine | Wisconsin | 1.5 | Dropped - Units whose status does not meet NEEDS criteria
Oneida Energy | 57503 | CE2 | Combustion Turbine | Wisconsin | 1.5 | Dropped - Units whose status does not meet NEEDS criteria
Oneida Energy | 57503 | CE3 | Combustion Turbine | Wisconsin | 1.5 | Dropped - Units whose status does not meet NEEDS criteria
McKinney LFG | 57508 | GEN1 | Landfill Gas | Texas | 1.4 | Dropped - Units whose status does not meet NEEDS criteria
McKinney LFG | 57508 | GEN2 | Landfill Gas | Texas | 1.4 | Dropped - Units whose status does not meet NEEDS criteria
Central Ohio BioEnergy Plant #1 | 57513 | COBE1 | Non-Fossil Waste | Ohio | 0.9 | Dropped - Units whose status does not meet NEEDS criteria
Purdue Energy Park | 57518 | 1 | Onshore Wind | Indiana | 20 | Dropped - Units whose status does not meet NEEDS criteria
Purdue Energy Park | 57518 | 2 | Onshore Wind | Indiana | 19.2 | Dropped - Units whose status does not meet NEEDS criteria
Giffen | 57521 | 2 | Solar PV | California | 10 | Dropped - Units whose status does not meet NEEDS criteria
Kapaa Photovoltaic Project | 57525 | KSPV | Solar PV | Hawaii | 1 | Dropped - in Alaska or in Hawaii or Puerto Rico
Painted Hills | 57527 | 1 | Onshore Wind | California | 17.5 | Dropped - Units whose status does not meet NEEDS criteria
Solar Photovoltaic Project #25 | 57528 | S25A | Solar PV | California | 0.5 | Dropped - Units whose status does not meet NEEDS criteria
Solar Photovoltaic Project #25 | 57528 | S25B | Solar PV | California | 0.5 | Dropped - Units whose status does not meet NEEDS criteria
Solar Photovoltaic Project #25 | 57528 | S25C | Solar PV | California | 0.5 | Dropped - Units whose status does not meet NEEDS criteria
Solar Photovoltaic Project #25 | 57528 | S25D | Solar PV | California | 0.5 | Dropped - Units whose status does not meet NEEDS criteria
Solar Photovoltaic Project #25 | 57528 | S25E | Solar PV | California | 0.5 | Dropped - Units whose status does not meet NEEDS criteria
Solar Photovoltaic Project #25 | 57528 | S25F | Solar PV | California | 0.5 | Dropped - Units whose status does not meet NEEDS criteria
Solar Photovoltaic Project #25 | 57528 | S25G | Solar PV | California | 0.5 | Dropped - Units whose status does not meet NEEDS criteria
Solar Photovoltaic Project #25 | 57528 | S25H | Solar PV | California | 0.5 | Dropped - Units whose status does not meet NEEDS criteria
Solar Photovoltaic Project #25 | 57528 | S25I | Solar PV | California | 0.5 | Dropped - Units whose status does not meet NEEDS criteria
Kawailoa Wind | 57529 | 1 | Onshore Wind | Hawaii | 69 | Dropped - in Alaska or in Hawaii or Puerto Rico
Solar Photovoltaic Project #30 | 57532 | S30A | Solar PV | California | 0.5 | Dropped - Units whose status does not meet NEEDS criteria
Solar Photovoltaic Project #30 | 57532 | S30B | Solar PV | California | 0.5 | Dropped - Units whose status does not meet NEEDS criteria
Solar Photovoltaic Project #30 | 57532 | S30C | Solar PV | California | 0.5 | Dropped - Units whose status does not meet NEEDS criteria
Solar Photovoltaic Project #31 | 57533 | S31A | Solar PV | California | 0.5 | Dropped - Units whose status does not meet NEEDS criteria
Solar Photovoltaic Project #31 | 57533 | S31B | Solar PV | California | 0.5 | Dropped - Units whose status does not meet NEEDS criteria
SPVP #35 | 57537 | 35H | Solar PV | California | 0.5 | Dropped - Units whose status does not meet NEEDS criteria
SPVP #35 | 57537 | 35I | Solar PV | California | 0.5 | Dropped - Units whose status does not meet NEEDS criteria
SPVP #35 | 57537 | 35J | Solar PV | California | 0.5 | Dropped - Units whose status does not meet NEEDS criteria
SPVP #35 | 57537 | 35K | Solar PV | California | 0.5 | Dropped - Units whose status does not meet NEEDS criteria
SPVP #35 | 57537 | 35L | Solar PV | California | 0.5 | Dropped - Units whose status does not meet NEEDS criteria
SPVP #35 | 57537 | 35M | Solar PV | California | 0.5 | Dropped - Units whose status does not meet NEEDS criteria
SPVP #35 | 57537 | 35N | Solar PV | California | 0.5 | Dropped - Units whose status does not meet NEEDS criteria
SPVP #35 | 57537 | S35A | Solar PV | California | 0.5 | Dropped - Units whose status does not meet NEEDS criteria
SPVP #35 | 57537 | S35B | Solar PV | California | 0.5 | Dropped - Units whose status does not meet NEEDS criteria
SPVP #35 | 57537 | S35C | Solar PV | California | 0.5 | Dropped - Units whose status does not meet NEEDS criteria
SPVP #35 | 57537 | S35D | Solar PV | California | 0.5 | Dropped - Units whose status does not meet NEEDS criteria
SPVP #35 | 57537 | S35E | Solar PV | California | 0.5 | Dropped - Units whose status does not meet NEEDS criteria
SPVP #35 | 57537 | S35F | Solar PV | California | 0.5 | Dropped - Units whose status does not meet NEEDS criteria
SPVP #35 | 57537 | S35G | Solar PV | California | 0.5 | Dropped - Units whose status does not meet NEEDS criteria
Solar Photovoltaic Project #40 | 57538 | S40A | Solar PV | California | 0.5 | Dropped - Units whose status does not meet NEEDS criteria
Solar Photovoltaic Project #40 | 57538 | S40B | Solar PV | California | 0.5 | Dropped - Units whose status does not meet NEEDS criteria
Solar Photovoltaic Project #40 | 57538 | S40C | Solar PV | California | 0.5 | Dropped - Units whose status does not meet NEEDS criteria
Solar Photovoltaic Project #40 | 57538 | S40D | Solar PV | California | 0.5 | Dropped - Units whose status does not meet NEEDS criteria
Solar Photovoltaic Project #40 | 57538 | S40E | Solar PV | California | 0.5 | Dropped - Units whose status does not meet NEEDS criteria
Solar Photovoltaic Project #40 | 57538 | S40F | Solar PV | California | 0.5 | Dropped - Units whose status does not meet NEEDS criteria
Solar Photovoltaic Project #40 | 57538 | S40G | Solar PV | California | 0.5 | Dropped - Units whose status does not meet NEEDS criteria
Solar Photovoltaic Project #40 | 57538 | S40H | Solar PV | California | 0.5 | Dropped - Units whose status does not meet NEEDS criteria
Solar Photovoltaic Project #40 | 57538 | S40I | Solar PV | California | 0.5 | Dropped - Units whose status does not meet NEEDS criteria
Solar Photovoltaic Project #40 | 57538 | S40J | Solar PV | California | 0.5 | Dropped - Units whose status does not meet NEEDS criteria
Solar Photovoltaic Project #40 | 57538 | S40K | Solar PV | California | 0.5 | Dropped - Units whose status does not meet NEEDS criteria
Solar Photovoltaic Project #40 | 57538 | S40L | Solar PV | California | 0.5 | Dropped - Units whose status does not meet NEEDS criteria
Solar Photovoltaic Project #40 | 57538 | S40M | Solar PV | California | 0.5 | Dropped - Units whose status does not meet NEEDS criteria
Solar Photovoltaic Project #40 | 57538 | S40N | Solar PV | California | 0.5 | Dropped - Units whose status does not meet NEEDS criteria
Solar Photovoltaic Project #40 | 57538 | S40O | Solar PV | California | 0.5 | Dropped - Units whose status does not meet NEEDS criteria
Solar Photovoltaic Project #40 | 57538 | S40P | Solar PV | California | 0.5 | Dropped - Units whose status does not meet NEEDS criteria
Solar Photovoltaic Project #40 | 57538 | S40Q | Solar PV | California | 0.5 | Dropped - Units whose status does not meet NEEDS criteria
Solar Photovoltaic Project #40 | 57538 | S40R | Solar PV | California | 0.5 | Dropped - Units whose status does not meet NEEDS criteria
Solar Photovoltaic Project #40 | 57538 | S40S | Solar PV | California | 0.5 | Dropped - Units whose status does not meet NEEDS criteria
Solar Photovoltaic Project #40 | 57538 | S40T | Solar PV | California | 0.5 | Dropped - Units whose status does not meet NEEDS criteria
Solar Photovoltaic Project #41 | 57539 | S41A | Solar PV | California | 0.5 | Dropped - Units whose status does not meet NEEDS criteria
Solar Photovoltaic Project #41 | 57539 | S41B | Solar PV | California | 0.5 | Dropped - Units whose status does not meet NEEDS criteria
Solar Photovoltaic Project #41 | 57539 | S41C | Solar PV | California | 0.5 | Dropped - Units whose status does not meet NEEDS criteria
Solar Photovoltaic Project #41 | 57539 | S41D | Solar PV | California | 0.5 | Dropped - Units whose status does not meet NEEDS criteria
Solar Photovoltaic Project #41 | 57539 | S41E | Solar PV | California | 0.5 | Dropped - Units whose status does not meet NEEDS criteria
Solar Photovoltaic Project #41 | 57539 | S41F | Solar PV | California | 0.5 | Dropped - Units whose status does not meet NEEDS criteria
Solar Photovoltaic Project #41 | 57539 | S41G | Solar PV | California | 0.5 | Dropped - Units whose status does not meet NEEDS criteria
Solar Photovoltaic Project #41 | 57539 | S41H | Solar PV | California | 0.5 | Dropped - Units whose status does not meet NEEDS criteria
Solar Photovoltaic Project #41 | 57539 | S41I | Solar PV | California | 0.5 | Dropped - Units whose status does not meet NEEDS criteria
Solar Photovoltaic Project #41 | 57539 | S41J | Solar PV | California | 0.5 | Dropped - Units whose status does not meet NEEDS criteria
Solar Photovoltaic Project #41 | 57539 | S41K | Solar PV | California | 0.5 | Dropped - Units whose status does not meet NEEDS criteria
Solar Photovoltaic Project #41 | 57539 | S41L | Solar PV | California | 0.5 | Dropped - Units whose status does not meet NEEDS criteria
Solar Photovoltaic Project #41 | 57539 | S41M | Solar PV | California | 0.5 | Dropped - Units whose status does not meet NEEDS criteria
Solar Photovoltaic Project #41 | 57539 | S41N | Solar PV | California | 0.5 | Dropped - Units whose status does not meet NEEDS criteria
Solar Photovoltaic Project #41 | 57539 | S41O | Solar PV | California | 0.5 | Dropped - Units whose status does not meet NEEDS criteria
Solar Photovoltaic Project #41 | 57539 | S41P | Solar PV | California | 0.5 | Dropped - Units whose status does not meet NEEDS criteria
Solar Photovoltaic Project #41 | 57539 | S41Q | Solar PV | California | 0.5 | Dropped - Units whose status does not meet NEEDS criteria
Solar Photovoltaic Project #41 | 57539 | S41R | Solar PV | California | 0.5 | Dropped - Units whose status does not meet NEEDS criteria
Solar Photovoltaic Project #41 | 57539 | S41S | Solar PV | California | 0.5 | Dropped - Units whose status does not meet NEEDS criteria
Solar Photovoltaic Project #41 | 57539 | S41T | Solar PV | California | 0.5 | Dropped - Units whose status does not meet NEEDS criteria
Solar Photovoltaic Project #44 | 57540 | S44A | Solar PV | California | 0.5 | Dropped - Units whose status does not meet NEEDS criteria
Solar Photovoltaic Project #44 | 57540 | S44B | Solar PV | California | 0.5 | Dropped - Units whose status does not meet NEEDS criteria
Solar Photovoltaic Project #44 | 57540 | S44C | Solar PV | California | 0.5 | Dropped - Units whose status does not meet NEEDS criteria
Solar Photovoltaic Project #44 | 57540 | S44D | Solar PV | California | 0.5 | Dropped - Units whose status does not meet NEEDS criteria
Solar Photovoltaic Project #44 | 57540 | S44E | Solar PV | California | 0.5 | Dropped - Units whose status does not meet NEEDS criteria
Solar Photovoltaic Project #44 | 57540 | S44F | Solar PV | California | 0.5 | Dropped - Units whose status does not meet NEEDS criteria
Solar Photovoltaic Project #44 | 57540 | S44G | Solar PV | California | 0.5 | Dropped - Units whose status does not meet NEEDS criteria
Solar Photovoltaic Project #44 | 57540 | S44H | Solar PV | California | 0.5 | Dropped - Units whose status does not meet NEEDS criteria
Solar Photovoltaic Project #44 | 57540 | S44I | Solar PV | California | 0.5 | Dropped - Units whose status does not meet NEEDS criteria
Solar Photovoltaic Project #44 | 57540 | S44J | Solar PV | California | 0.5 | Dropped - Units whose status does not meet NEEDS criteria
Solar Photovoltaic Project #44 | 57540 | S44K | Solar PV | California | 0.5 | Dropped - Units whose status does not meet NEEDS criteria
Solar Photovoltaic Project #44 | 57540 | S44L | Solar PV | California | 0.5 | Dropped - Units whose status does not meet NEEDS criteria
Solar Photovoltaic Project #44 | 57540 | S44M | Solar PV | California | 0.5 | Dropped - Units whose status does not meet NEEDS criteria
Solar Photovoltaic Project #44 | 57540 | S44N | Solar PV | California | 0.5 | Dropped - Units whose status does not meet NEEDS criteria
Solar Photovoltaic Project #44 | 57540 | S44O | Solar PV | California | 0.5 | Dropped - Units whose status does not meet NEEDS criteria
Solar Photovoltaic Project #44 | 57540 | S44P | Solar PV | California | 0.5 | Dropped - Units whose status does not meet NEEDS criteria
Solar Photovoltaic Project #45 | 57541 | S45A | Solar PV | California | 0.5 | Dropped - Units whose status does not meet NEEDS criteria
Solar Photovoltaic Project #45 | 57541 | S45B | Solar PV | California | 0.5 | Dropped - Units whose status does not meet NEEDS criteria
Solar Photovoltaic Project #45 | 57541 | S45C | Solar PV | California | 0.5 | Dropped - Units whose status does not meet NEEDS criteria
Solar Photovoltaic Project #45 | 57541 | S45D | Solar PV | California | 0.5 | Dropped - Units whose status does not meet NEEDS criteria
Solar Photovoltaic Project #45 | 57541 | S45E | Solar PV | California | 0.5 | Dropped - Units whose status does not meet NEEDS criteria
Solar Photovoltaic Project #45 | 57541 | S45F | Solar PV | California | 0.5 | Dropped - Units whose status does not meet NEEDS criteria
Solar Photovoltaic Project #45 | 57541 | S45G | Solar PV | California | 0.5 | Dropped - Units whose status does not meet NEEDS criteria
Solar Photovoltaic Project #45 | 57541 | S45H | Solar PV | California | 0.5 | Dropped - Units whose status does not meet NEEDS criteria
Solar Photovoltaic Project #45 | 57541 | S45I | Solar PV | California | 0.5 | Dropped - Units whose status does not meet NEEDS criteria
Solar Photovoltaic Project #45 | 57541 | S45J | Solar PV | California | 0.5 | Dropped - Units whose status does not meet NEEDS criteria
Solar Photovoltaic Project #45 | 57541 | S45K | Solar PV | California | 0.5 | Dropped - Units whose status does not meet NEEDS criteria
Solar Photovoltaic Project #45 | 57541 | S45L | Solar PV | California | 0.5 | Dropped - Units whose status does not meet NEEDS criteria
Solar Photovoltaic Project #47 | 57543 | S47A | Solar PV | California | 0.5 | Dropped - Units whose status does not meet NEEDS criteria
Solar Photovoltaic Project #47 | 57543 | S47B | Solar PV | California | 0.5 | Dropped - Units whose status does not meet NEEDS criteria
SPVP #46 | 57545 | S46A | Solar PV | California | 0.5 | Dropped - Units whose status does not meet NEEDS criteria
SPVP #46 | 57545 | S46B | Solar PV | California | 0.5 | Dropped - Units whose status does not meet NEEDS criteria
SPVP #46 | 57545 | S46C | Solar PV | California | 0.5 | Dropped - Units whose status does not meet NEEDS criteria
SPVP #46 | 57545 | S46D | Solar PV | California | 0.5 | Dropped - Units whose status does not meet NEEDS criteria
SPVP #46 | 57545 | S46E | Solar PV | California | 0.5 | Dropped - Units whose status does not meet NEEDS criteria
SPVP #46 | 57545 | S46F | Solar PV | California | 0.5 | Dropped - Units whose status does not meet NEEDS criteria
SPVP #46 | 57545 | S46G | Solar PV | California | 0.5 | Dropped - Units whose status does not meet NEEDS criteria
Milford Wind Corridor Phase III | 57546 | 1 | Onshore Wind | Utah | 100 | Dropped - Units whose status does not meet NEEDS criteria
Oakley Generating Station | 57552 | CT1 | Combined Cycle | California | 197.3 | Dropped - Units whose status does not meet NEEDS criteria
Oakley Generating Station | 57552 | CT2 | Combined Cycle | California | 197.3 | Dropped - Units whose status does not meet NEEDS criteria
Oakley Generating Station | 57552 | ST | Combined Cycle | California | 191.3 | Dropped - Units whose status does not meet NEEDS criteria
Algonquin Power Sanger LLC | 57564 | STG | Combined Cycle | California | 12.5 | Dropped - Units whose status does not meet NEEDS criteria
GE - Tehachapi | 57566 | 1.6PR | Onshore Wind | California | 1.6 | Dropped - Units whose status does not meet NEEDS criteria
Kalaeloa Solar One | 57569 | KS1-A | Solar PV | Hawaii | 3 | Dropped - Units whose status does not meet NEEDS criteria
Kalaeloa Solar One | 57569 | KS1-B | Solar PV | Hawaii | 3 | Dropped - Units whose status does not meet NEEDS criteria
Battery Energy Storage System | 57583 | BESS | Energy Storage | Alaska | 40 | Dropped - in Alaska or in Hawaii or Puerto Rico
The Charleston Clean Energy Facility | 57587 | 1 | Landfill Gas | West Virginia | 1.1 | Dropped - Units whose status does not meet NEEDS criteria
The Charleston Clean Energy Facility | 57587 | 2 | Landfill Gas | West Virginia | 1.1 | Dropped - Units whose status does not meet NEEDS criteria
Sheraton SD East Tower | 57592 | 45 | Fuel Cell | California | 0.3 | Dropped - Units whose status does not meet NEEDS criteria
Sheraton SD East Tower | 57592 | 47 | Fuel Cell | California | 0.3 | Dropped - Units whose status does not meet NEEDS criteria
Sheraton SD East Tower | 57592 | 50 | Fuel Cell | California | 0.3 | Dropped - Units whose status does not meet NEEDS criteria
Sheraton SD East Tower | 57592 | 51 | Fuel Cell | California | 0.3 | Dropped - Units whose status does not meet NEEDS criteria
FibroMont | 57596 | G1 | Biomass | North Carolina | 55 | Dropped - Units whose status does not meet NEEDS criteria
Paulding Wind Farm LLC | 57611 | GEN1 | Onshore Wind | Ohio | 49 | Dropped - Units whose status does not meet NEEDS criteria
Number Nine Wind Farm | 57612 | GEN1 | Onshore Wind | Maine | 250 | Dropped - Units whose status does not meet NEEDS criteria
Antelope Ridge Wind Power | 57615 | GEN1 | Onshore Wind | Oregon | 300 | Dropped - Units whose status does not meet NEEDS criteria
Blackstone Wind Farm III | 57618 | GEN1 | Onshore Wind | Illinois | 200 | Dropped - Units whose status does not meet NEEDS criteria
Blackstone Wind Farm IV | 57619 | GEN1 | Onshore Wind | Illinois | 100 | Dropped - Units whose status does not meet NEEDS criteria
Bright Stalk Wind Farm II | 57622 | GEN1 | Onshore Wind | Illinois | 200 | Dropped - Units whose status does not meet NEEDS criteria
Bos Dairy, LLC | 57625 | BOS1 | Non-Fossil Waste | Indiana | 0.3 | Dropped - Units whose status does not meet NEEDS criteria
Beaver Wood Energy Fair Haven, LLC | 57634 | GEN1 | Biomass | Vermont | 29.5 | Dropped - Units whose status does not meet NEEDS criteria
Auburn LFG Energy Facility | 57636 | 1 | Landfill Gas | New York | 1.1 | Dropped - Units whose status does not meet NEEDS criteria
Auburn LFG Energy Facility | 57636 | 2 | Landfill Gas | New York | 1.1 | Dropped - Units whose status does not meet NEEDS criteria
Auburn LFG Energy Facility | 57636 | 3 | Landfill Gas | New York | 1.1 | Dropped - Units whose status does not meet NEEDS criteria
Antelope Solar Farm | 57641 | FRV2 | Solar PV | California | 20 | Dropped - Units whose status does not meet NEEDS criteria
Vestas Towers America, Inc. | 57643 | V112 | Onshore Wind | Colorado | 3 | Dropped - Units whose status does not meet NEEDS criteria
Town of Falmouth WWTP | 57654 | WIND1 | Onshore Wind | Massachusetts | 0.8 | Dropped - Units whose status does not meet NEEDS criteria
Town of Falmouth WWTP | 57654 | WIND2 | Onshore Wind | Massachusetts | 0.8 | Dropped - Units whose status does not meet NEEDS criteria
Sorrento | 57686 | 1 | Solar PV | Florida | 40 | Dropped - Units whose status does not meet NEEDS criteria
DOE Golden NWTC Turbine Side | 57693 | ALSTO | Onshore Wind | Colorado | 3 | Dropped - Units whose status does not meet NEEDS criteria
Cheyenne Prairie Generating Station | 57703 | 02B | Combustion Turbine | Wyoming | 40 | Dropped - Units whose status does not meet NEEDS criteria
Cheyenne Prairie Generating Station | 57703 | 03A | Combustion Turbine | Wyoming | 40 | Dropped - Units whose status does not meet NEEDS criteria
West Butte Wind Power Project | 57704 | WB-1 | Onshore Wind | Oregon | 104.5 | Dropped - Units whose status does not meet NEEDS criteria
Gibson County Generation Station | 57709 | 1 | Combined Cycle | Tennessee | 371 | Dropped - Units whose status does not meet NEEDS criteria
Beacon Power Flywheel System 1 | 57711 | TYN1 | Energy Storage | Massachusetts | 1 | Dropped - Units whose status does not meet NEEDS criteria
Beacon Power Flywheel System 2 | 57712 | TYN2 | Energy Storage | Massachusetts | 2 | Dropped - Units whose status does not meet NEEDS criteria
Rohr Inc., a Collins Aerospace Company | 57713 | 151 | Combustion Turbine | California | 3.2 | Dropped - Units whose status does not meet NEEDS criteria
Rohr Inc., a Collins Aerospace Company | 57713 | 152 | Combustion Turbine | California | 3.2 | Dropped - Units whose status does not meet NEEDS criteria
Rohr Inc., a Collins Aerospace Company | 57713 | 153 | Combustion Turbine | California | 3.2 | Dropped - Units whose status does not meet NEEDS criteria
Lopez Canyon | 57730 | 1 | Landfill Gas | California | 1.5 | Dropped - Units whose status does not meet NEEDS criteria
Suzlon Project VIII LLC | 57741 | S128 | Onshore Wind | Texas | 2.6 | Dropped - Units whose status does not meet NEEDS criteria
Suzlon Project VIII LLC | 57741 | SP95 | Onshore Wind | Texas | 2.1 | Dropped - Units whose status does not meet NEEDS criteria
Consumer Operations LLC | 57759 | STG1 | O/G Steam | Washington | 16.3 | Dropped - Units whose status does not meet NEEDS criteria
Arizona Western College PV | 57765 | GV1 | Solar PV | Arizona | 0.5 | Dropped - Units whose status does not meet NEEDS criteria
Arizona Western College PV | 57765 | GV2 | Solar PV | Arizona | 0.5 | Dropped - Units whose status does not meet NEEDS criteria
FC Landfill Energy | 57786 | UNIT1 | Landfill Gas | Maryland | 1 | Dropped - Units whose status does not meet NEEDS criteria
FC Landfill Energy | 57786 | UNIT2 | Landfill Gas | Maryland | 1 | Dropped - Units whose status does not meet NEEDS criteria
St Joseph Energy Center | 57794 | 1 | Combined Cycle | Indiana | 642 | Dropped - Units whose status does not meet NEEDS criteria
St Joseph Energy Center | 57794 | CT3 | Combined Cycle | Indiana | 237 | Dropped - Units whose status does not meet NEEDS criteria
St Joseph Energy Center | 57794 | CT4 | Combined Cycle | Indiana | 237 | Dropped - Units whose status does not meet NEEDS criteria
St Joseph Energy Center | 57794 | ST2 | Combined Cycle | Indiana | 232 | Dropped - Units whose status does not meet NEEDS criteria
Middlebury College | 57804 | 1 | Biomass | Vermont | 0.1 | Dropped - Units whose status does not meet NEEDS criteria
Middlebury College | 57804 | 2 | Biomass | Vermont | 0.4 | Dropped - Onsite Unit
Middlebury College | 57804 | 3 | Biomass | Vermont | 0.3 | Dropped - Onsite Unit
Titusville Solar | 57815 | PV1 | Solar PV | New Jersey | 4.1 | Dropped - Onsite Unit
Tulsa LFG LLC | 57828 | GEN2 | Landfill Gas | Oklahoma | 1.4 | Dropped - Units whose status does not meet NEEDS criteria
Wabash Valley Power IGCC | 57842 | 1 | IGCC | Indiana | 85 | Dropped - Units whose status does not meet NEEDS criteria
SC Landfill Energy LLC | 57843 | GEN1 | Landfill Gas | New Jersey | 1.8 | Dropped - Retired/Planned Retirement by 06/2023
AC Landfill Energy LLC | 57845 | UNIT1 | Landfill Gas | New Jersey | 1.5 | Dropped - Retired/Planned Retirement by 06/2023
AC Landfill Energy LLC | 57845 | UNIT2 | Landfill Gas | New Jersey | 1.8 | Dropped - Retired/Planned Retirement by 06/2023
AC Landfill Energy LLC | 57845 | UNIT3 | Landfill Gas | New Jersey | 1.8 | Dropped - Retired/Planned Retirement by 06/2023
SX Landfill Energy LLC | 57846 | UNIT1 | Landfill Gas | New Jersey | 1.5 | Dropped - Retired/Planned Retirement by 06/2023
SX Landfill Energy LLC | 57846 | UNIT2 | Landfill Gas | New Jersey | 1.5 | Dropped - Retired/Planned Retirement by 06/2023
BC Landfill Energy LLC | 57847 | UNIT1 | Landfill Gas | New Jersey | 1.4 | Dropped - Retired/Planned Retirement by 06/2023
BC Landfill Energy LLC | 57847 | UNIT2 | Landfill Gas | New Jersey | 1.4 | Dropped - Retired/Planned Retirement by 06/2023
BC Landfill Energy LLC | 57847 | UNIT3 | Landfill Gas | New Jersey | 1.4 | Dropped - Retired/Planned Retirement by 06/2023
BC Landfill Energy LLC | 57847 | UNIT4 | Landfill Gas | New Jersey | 1.4 | Dropped - Retired/Planned Retirement by 06/2023
BC Landfill Energy LLC | 57847 | UNIT5 | Landfill Gas | New Jersey | 1.4 | Dropped - Retired/Planned Retirement by 06/2023
WC Landfill Energy LLC | 57848 | GEN1 | Landfill Gas | New Jersey | 2 | Dropped - Units whose status does not meet NEEDS criteria
North Hollywood | 57854 | 1PT1 | Hydro | California | 1.8 | Dropped - Units whose status does not meet NEEDS criteria
North Hollywood | 57854 | 2T3 | Hydro | California | 0.5 | Dropped - Units whose status does not meet NEEDS criteria
Shasta Renewable Resources Plant | 57857 | 1 | Biomass | California | 5.5 | Dropped - Units whose status does not meet NEEDS criteria
Trinity Oaks Energy | 57877 | UNT1 | Landfill Gas | Texas | 1.5 | Dropped - Units whose status does not meet NEEDS criteria
Trinity Oaks Energy | 57877 | UNT2 | Landfill Gas | Texas | 1.5 | Dropped - Units whose status does not meet NEEDS criteria
Fort Worth Methane | 57878 | UNT1 | Landfill Gas | Texas | 1.5 | Dropped - Units whose status does not meet NEEDS criteria
Levy Nuclear Plant | 57894 | LNP1 | Nuclear | Florida | 1092 | Dropped - Units whose status does not meet NEEDS criteria
Levy Nuclear Plant | 57894 | LNP2 | Nuclear | Florida | 1092 | Dropped - Units whose status does not meet NEEDS criteria
Improvement Dst No. 4 | 57895 | ID4 | Solar PV | California | 1.1 | Dropped - Onsite Unit
Hidden Hills Solar Plant 1 | 57905 | 1 | Solar Thermal | California | 250 | Dropped - Units whose status does not meet NEEDS criteria
Hidden Hills Solar Plant 2 | 57906 | 1 | Solar Thermal | California | 250 | Dropped - Units whose status does not meet NEEDS criteria
Colton Plant | 57907 | 1 | Coal Steam | California | 14.3 | Dropped - Units whose status does not meet NEEDS criteria
Colton Plant | 57907 | 2 | Coal Steam | California | 14.3 | Dropped - Units whose status does not meet NEEDS criteria
Sidney MT Plant | 57914 | 1 | Coal Steam | Montana | 2 | Dropped - Onsite Unit
Sidney MT Plant | 57914 | 2 | Coal Steam | Montana | 2 | Dropped - Onsite Unit
Genesis Alkali | 57915 | 1 | Coal Steam | Wyoming | 3.5 | Dropped - Onsite Unit
Genesis Alkali | 57915 | 2 | Coal Steam | Wyoming | 3.5 | Dropped - Onsite Unit
Genesis Alkali | 57915 | 3 | Coal Steam | Wyoming | 4 | Dropped - Onsite Unit
Genesis Alkali | 57915 | 4 | Coal Steam | Wyoming | 10 | Dropped - Onsite Unit
Genesis Alkali | 57915 | 5 | Coal Steam | Wyoming | 10 | Dropped - Onsite Unit
Genesis Alkali | 57915 | 6 | Coal Steam | Wyoming | 10 | Dropped - Onsite Unit
Spreckels Sugar Company | 57916 | 1 | O/G Steam | California | 8.9 | Dropped - Onsite Unit
Bayer CropScience Institute Plant | 57917 | 1 | Coal Steam | West Virginia | 6.3 | Dropped - Units whose status does not meet NEEDS criteria
Bayer CropScience Institute Plant | 57917 | 2 | Coal Steam | West Virginia | 6.3 | Dropped - Units whose status does not meet NEEDS criteria
Jacksonville Developmental Center | 57918 | 1 | Coal Steam | Illinois | 0.7 | Dropped - Units whose status does not meet NEEDS criteria
Jacksonville Developmental Center | 57918 | 2 | Coal Steam | Illinois | 0.7 | Dropped - Units whose status does not meet NEEDS criteria
Jacksonville Developmental Center | 57918 | 3 | Coal Steam | Illinois | 2 | Dropped - Units whose status does not meet NEEDS criteria
Sonoco Products Co | 57919 | 2 | O/G Steam | South Carolina | 2.5 | Dropped - Onsite Unit
Sonoco Products Co | 57919 | 3 | Biomass | South Carolina | 10 | Dropped - Onsite Unit
Sonoco Products Co | 57919 | 4 | Coal Steam | South Carolina | 28 | Dropped - Onsite Unit
Dolan Springs | 57920 | 1 | Onshore Wind | Arizona | 300 | Dropped - Units whose status does not meet NEEDS criteria
Kettleman Solar | 57921 | 1 | Solar PV | California | 22 | Dropped - Units whose status does not meet NEEDS criteria
Dry Lake Solar | 57922 | 1 | Solar PV | Arizona | 50 | Dropped - Units whose status does not meet NEEDS criteria
Tierra Bonita Solar | 57923 | 1 | Solar PV | California | 22 | Dropped - Units whose status does not meet NEEDS criteria
Klamath Solar | 57924 | 1 | Solar PV | Oregon | 5 | Dropped - Units whose status does not meet NEEDS criteria
Heat Plant 770 | 57926 | HP | O/G Steam | Ohio | 1.2 | Dropped - Units whose status does not meet NEEDS criteria
Heat Plant 770 | 57926 | LP | O/G Steam | Ohio | 0.8 | Dropped - Units whose status does not meet NEEDS criteria
SIUC | 57928 | EMER | Combustion Turbine | Illinois | 1.6 | Dropped - Onsite Unit
SIUC | 57928 | GEN5 | Coal Steam | Illinois | 2.8 | Dropped - Onsite Unit
Wentzville Assembly & Contiguous | 57932 | GEN1 | O/G Steam | Missouri | 3 | Dropped - Units whose status does not meet NEEDS criteria
Eva Creek Wind | 57935 | EVW | Onshore Wind | Alaska | 24.6 | Dropped - in Alaska or in Hawaii or Puerto Rico
Albany Brewery | 57936 | GEN1 | Coal Steam | Georgia | 2.5 | Dropped - Units whose status does not meet NEEDS criteria
Western Sugar Coop - Scottsbluff | 57937 | SCBF | Coal Steam | Nebraska | 5 | Dropped - Onsite Unit
Wausau Paper Middletown | 57940 | G3 | Coal Steam | Ohio | 7.5 | Dropped - Onsite Unit
Goddard Steam Plant | 57944 | 1 | O/G Steam | Maryland | 5 | Dropped - Units whose status does not meet NEEDS criteria
Goddard Steam Plant | 57944 | 2 | O/G Steam | Maryland | 5 | Dropped - Units whose status does not meet NEEDS criteria
MSC Sebewaing | 57949 | 1 | Coal Steam | Michigan | 1.4 | Dropped - Onsite Unit
MSC Sebewaing | 57949 | 2 | Coal Steam | Michigan | 0.9 | Dropped - Units whose status does not meet NEEDS criteria
MSC Croswell | 57950 | 1 | O/G Steam | Michigan | 1.2 | Dropped - Onsite Unit
Roquette America | 57953 | HRSG | Combined Cycle | Iowa | 10 | Dropped - Units whose status does not meet NEEDS criteria
Silver Grove | 57955 | 1 | Combustion Turbine | Kentucky | 4.3 | Dropped - Units whose status does not meet NEEDS criteria
LanEast Solar Farm LLC | 57957 | 1 | Solar PV | California | 20 | Dropped - Units whose status does not meet NEEDS criteria
LanWest Solar Farm LLC | 57958 | 1 | Solar PV | California | 5 | Dropped - Units whose status does not meet NEEDS criteria
Tierra Del Sol Solar Farm LLC | 57961 | 1 | Solar PV | California | 45 | Dropped - Units whose status does not meet NEEDS criteria
Southeast Steam Plant | 57966 | SSP | O/G Steam | Minnesota | 2 | Dropped - Onsite Unit
Western Sugar Coop - Torrington | 57967 | GEGEN | O/G Steam | Wyoming | 2 | Dropped - Onsite Unit
AES Johnson City | 57972 | JCP1 | Energy Storage | New York | 8 | Dropped - Units whose status does not meet NEEDS criteria
Auwahi Wind Energy Hybrid | 57996 | AWEB | Energy Storage | Hawaii | 11 | Dropped - in Alaska or in Hawaii or Puerto Rico
Auwahi Wind Energy Hybrid | 57996 | AWET | Onshore Wind | Hawaii | 24 | Dropped - in Alaska or in Hawaii or Puerto Rico
Evergreen Community Power | 58023 | ECP | Biomass | Pennsylvania | 25 | Dropped - Units whose status does not meet NEEDS criteria
Lilly Technical Center | 58043 | 1 | Combustion Turbine | Indiana | 1 | Dropped - Onsite Unit
Lilly Technical Center | 58043 | 2 | Combustion Turbine | Indiana | 1 | Dropped - Onsite Unit
Lilly Technical Center | 58043 | 3 | Combustion Turbine | Indiana | 2 | Dropped - Onsite Unit
Lilly Technical Center | 58043 | 4 | Combustion Turbine | Indiana | 2 | Dropped - Onsite Unit
Lilly Technical Center | 58043 | 5 | Non-Fossil Waste | Indiana | 1 | Dropped - Units whose status does not meet NEEDS criteria
Works 53 | 58046 | 1 | Combustion Turbine | North Carolina | 1 | Dropped - Onsite Unit
Works 53 | 58046 | 2 | Combustion Turbine | North Carolina | 1.2 | Dropped - Onsite Unit
Works 53 | 58046 | 3 | Combustion Turbine | North Carolina | 0.8 | Dropped - Onsite Unit
Miller Coors Eden LLC | 58050 | TRB1 | Coal Steam | North Carolina | 5 | Dropped - Units whose status does not meet NEEDS criteria
Vitro Architectural Glass (PA) | 58051 | L1 | Combustion Turbine | Pennsylvania | 2 | Dropped - Onsite Unit
Vitro Architectural Glass (PA) | 58051 | L2AE | Combustion Turbine | Pennsylvania | 1.5 | Dropped - Onsite Unit
Vitro Architectural Glass (PA) | 58051 | L2BW | Combustion Turbine | Pennsylvania | 1.5 | Dropped - Onsite Unit
Battle Creek Mill | 58052 | 1TG | O/G Steam | Michigan | 0.8 | Dropped - Onsite Unit
Battle Creek Mill | 58052 | 2TG | O/G Steam | Michigan | 0.8 | Dropped - Units whose status does not meet NEEDS criteria
Vitro Flat Glass LLC | 58053 | IG#2 | Combustion Turbine | California | 0.7 | Dropped - Onsite Unit
Vitro Flat Glass LLC | 58053 | OG#1 | Combustion Turbine | California | 1 | Dropped - Onsite Unit
Vitro Flat Glass LLC | 58053 | OG#3 | Combustion Turbine | California | 0.9 | Dropped - Onsite Unit
Windy Ridge Generating Facility | 58055 | 1 | Non-Fossil Waste | Indiana | 0.6 | Dropped - Units whose status does not meet NEEDS criteria
Windy Ridge Generating Facility | 58055 | 2 | Non-Fossil Waste | Indiana | 0.6 | Dropped - Units whose status does not meet NEEDS criteria
MillerCoors Irwindale Brewery | 58056 | JEN1 | Non-Fossil Waste | California | 0.6 | Dropped - Onsite Unit
MillerCoors Irwindale Brewery | 58056 | JEN2 | Non-Fossil Waste | California | 0.6 | Dropped - Onsite Unit
MolsonCoors Irwindale Brewery | 58056 | PV | Solar PV | California | 2.5 | Dropped - Onsite Unit
MillerCoors Irwindale Brewery | 58056 | T100 | Combustion Turbine | California | 4.1 | Dropped - Onsite Unit
MillerCoors Irwindale Brewery | 58056 | T200 | Combustion Turbine | California | 4.1 | Dropped - Onsite Unit
Paramount Refinery | 58058 | 1 | Combustion Turbine | California | 6.5 | Dropped - Units whose status does not meet NEEDS criteria
MillerCoors Trenton Brewery | 58059 | GE | Coal Steam | Ohio | 8 | Dropped - Units whose status does not meet NEEDS criteria
MillerCoors Trenton Brewery | 58059 | MURR | Coal Steam | Ohio | 3 | Dropped - Units whose status does not meet NEEDS criteria
SABIC Innovative Plastics Mt. Vernon | 58063 | 1 | Coal Steam | Indiana | 3 | Dropped - Units whose status does not meet NEEDS criteria
SABIC Innovative Plastics Mt. Vernon | 58063 | COGN1 | Combustion Turbine | Indiana | 78.6 | Dropped - Onsite Unit
PCA, Filer City Mill | 58066 | TG2 | O/G Steam | Michigan | 8 | Dropped - Onsite Unit
PCA, Filer City Mill | 58066 | TG3 | O/G Steam | Michigan | 11.5 | Dropped - Onsite Unit
PRSI FCC Generator | 58069 | 55M1 | Coal Steam | Texas | 3 | Dropped - Onsite Unit
El Dorado Refinery | 58075 | L3804 | Combustion Turbine | Kansas | 32 | Dropped - Onsite Unit
Cross Oil Refining & Marketing, Inc | 58077 | CROSS | Combustion Turbine | Arkansas | 3.5 | Dropped - Units whose status does not meet NEEDS criteria
Western Sugar Coop- Ft Morgan | 58081 | ATB-2 | Coal Steam | Colorado | 3 | Dropped - Onsite Unit
Fullerton Mill CHP | 58083 | GTG1 | Combined Cycle | California | 12 | Dropped - Retired/Planned Retirement by 06/2023
Fullerton Mill CHP | 58083 | STG1 | Combined Cycle | California | 1 | Dropped - Retired/Planned Retirement by 06/2023
PRC-Desoto Intl/PPG Aerospace | 58085 | CATR1 | Combustion Turbine | California | 0.5 | Dropped - Onsite Unit
PRC-Desoto Intl/PPG Aerospace | 58085 | CATR2 | Combustion Turbine | California | 1 | Dropped - Onsite Unit
Pea Patch Wind Farm | 58087 | PEAP | Onshore Wind | Maryland | 50 | Dropped - Units whose status does not meet NEEDS criteria
Kern Oil & Refining Co | 58100 | 5900 | Combustion Turbine | California | 4.9 | Dropped - Onsite Unit
International Paper Red River Mill | 58108 | 3 T-G | Non-Fossil Waste | Louisiana | 55 | Dropped - Onsite Unit
Georgia-Pacific Toledo Mill | 58109 | TG1 | Non-Fossil Waste | Oregon | 18.4 | Dropped - Units whose status does not meet NEEDS criteria
Georgia-Pacific Toledo Mill | 58109 | TG2 | Non-Fossil Waste | Oregon | 13.4 | Dropped - Onsite Unit
Cellu Tissue | 58116 | GEN1 | Combustion Turbine | Connecticut | 2.5 | Dropped - Onsite Unit
TNSG South Plant | 58117 | 2 | Combustion Turbine | Alaska | 0.6 | Dropped - in Alaska or in Hawaii or Puerto Rico
TNSG South Plant | 58117 | 3 | Combustion Turbine | Alaska | 0.6 | Dropped - in Alaska or in Hawaii or Puerto Rico
TNSG South Plant | 58117 | 6 | Combustion Turbine | Alaska | 2 | Dropped - in Alaska or in Hawaii or Puerto Rico
TNSG South Plant | 58117 | 12 | Combustion Turbine | Alaska | 0.6 | Dropped - Units whose status does not meet NEEDS criteria
TNSG South Plant | 58117 | 1A | Combustion Turbine | Alaska | 0.8 | Dropped - in Alaska or in Hawaii or Puerto Rico
TNSG South Plant | 58117 | 4A | Combustion Turbine | Alaska | 0.8 | Dropped - in Alaska or in Hawaii or Puerto Rico
Adkins Energy LLC | 58136 | S5MW | Combustion Turbine | Illinois | 4 | Dropped - Onsite Unit
Otter Creek Ethanol Poet - Ashton | 58138 | 1 | Combustion Turbine | Iowa | 5.5 | Dropped - Onsite Unit
Summit Street Power Plant | 58140 | GT-1 | Combustion Turbine | Ohio | 4.9 | Dropped - Onsite Unit
Summit Street Power Plant | 58140 | GT-2 | Combustion Turbine | Ohio | 6.9 | Dropped - Onsite Unit
Twin Rivers Paper Co LLC | 58146 | GEN5 | Non-Fossil Waste | Maine | 22 | Dropped - Onsite Unit
Eastern Maine Medical Center | 58153 | COGE | Combustion Turbine | Maine | 3.8 | Dropped - Onsite Unit
SUNY Old Westbury College | 58156 | GE | Combustion Turbine | New York | 1.8 | Dropped - Onsite Unit
University of Rochester | 58157 | HP | O/G Steam | New York | 17 | Dropped - Onsite Unit
University of Rochester | 58157 | LP | O/G Steam | New York | 7.2 | Dropped - Onsite Unit
Wesleyan University Cogen 1 | 58158 | 1 | Combustion Turbine | Connecticut | 2.3 | Dropped - Onsite Unit
UCONN Cogen Facility | 58159 | CGT1 | Combined Cycle | Connecticut | 6.9 | Dropped - Onsite Unit
UCONN Cogen Facility | 58159 | CGT2 | Combined Cycle | Connecticut | 6.9 | Dropped - Onsite Unit
UCONN Cogen Facility | 58159 | CGT3 | Combined Cycle | Connecticut | 6.9 | Dropped - Onsite Unit
UCONN Cogen Facility | 58159 | STG1 | Combined Cycle | Connecticut | 4.9 | Dropped - Onsite Unit
Williams College - Campus CHP | 58160 | GEN2 | O/G Steam | Massachusetts | 3 | Dropped - Onsite Unit
Williams College - Campus CHP | 58160 | GEN3 | Combustion Turbine | Massachusetts | 1.2 | Dropped - Units whose status does not meet NEEDS criteria
Williams College - Campus CHP | 58160 | GEN4 | Combustion Turbine | Massachusetts | 2 | Dropped - Onsite Unit
Williams College - Campus CHP | 58160 | GEN5 | Combustion Turbine | Massachusetts | 2 | Dropped - Onsite Unit
Williams College - Campus CHP | 58160 | GEN6 | Combustion Turbine | Massachusetts | 2 | Dropped - Units whose status does not meet NEEDS criteria
Mercy Medical Center | 58163 | 1 | Combustion Turbine | New York | 0.1 | Dropped - Onsite Unit
Mercy Medical Center | 58163 | 2 | Combustion Turbine | New York | 0.4 | Dropped - Units whose status does not meet NEEDS criteria
Mercy Medical Center | 58163 | 3 | Combustion Turbine | New York | 0.4 | Dropped - Onsite Unit
Mercy Medical Center | 58163 | 4 | Combustion Turbine | New York | 0.7 | Dropped - Onsite Unit
Mercy Medical Center | 58163 | 5 | Combustion Turbine | New York | 0.3 | Dropped - Onsite Unit
Mercy Medical Center | 58163 | 6 | Combustion Turbine | New York | 0.2 | Dropped - Onsite Unit
Mercy Medical Center | 58163 | 7 | Combustion Turbine | New York | 0.3 | Dropped - Onsite Unit
Mercy Medical Center | 58163 | 8 | Combustion Turbine | New York | 0.6 | Dropped - Onsite Unit
College of New Jersey | 58165 | COGEN | Combustion Turbine | New Jersey | 4.2 | Dropped - Onsite Unit
Smith College Central Heating Plant | 58166 | GT-1 | Combustion Turbine | Massachusetts | 2.7 | Dropped - Onsite Unit
William Floyd School District | 58167 | GEN1 | Combustion Turbine | New York | 1.3 | Dropped - Onsite Unit
William Floyd School District | 58167 | GEN2 | Combustion Turbine | New York | 1.3 | Dropped - Onsite Unit
William Floyd School District | 58167 | GEN3 | Combustion Turbine | New York | 1.3 | Dropped - Onsite Unit
Energy Center | 58168 | EC01 | Combustion Turbine | California | 1.5 | Dropped - Units whose status does not meet NEEDS criteria
Energy Center | 58168 | TURB1 | Combustion Turbine | California | 0.3 | Dropped - Onsite Unit
Energy Center | 58168 | TURB2 | Combustion Turbine | California | 0.3 | Dropped - Onsite Unit
Energy Center | 58168 | TURB3 | Combustion Turbine | California | 0.3 | Dropped - Onsite Unit
Connecticut Valley Hospital Plant | 58176 | ST#1 | Combined Cycle | Connecticut | 0.7 | Dropped - Units whose status does not meet NEEDS criteria
Connecticut Valley Hospital Plant | 58176 | ST#2 | Combined Cycle | Connecticut | 0.5 | Dropped - Units whose status does not meet NEEDS criteria
Connecticut Valley Hospital Plant | 58176 | ST#3 | Combined Cycle | Connecticut | 0.5 | Dropped - Units whose status does not meet NEEDS criteria
MTSU Power Co-Gen Plant | 58179 | GT-01 | Combustion Turbine | Tennessee | 5 | Dropped - Onsite Unit
MTSU Power Co-Gen Plant | 58179 | SG-01 | Combustion Turbine | Tennessee | 2 | Dropped - Units whose status does not meet NEEDS criteria
MTSU Power Co-Gen Plant | 58179 | SG-02 | Combustion Turbine | Tennessee | 2 | Dropped - Units whose status does not meet NEEDS criteria
MTSU Power Co-Gen Plant | 58179 | SG-03 | Combustion Turbine | Tennessee | 2 | Dropped - Units whose status does not meet NEEDS criteria
MTSU Power Co-Gen Plant | 58179 | SG-04 | Combustion Turbine | Tennessee | 2 | Dropped - Units whose status does not meet NEEDS criteria
MTSU Power Co-Gen Plant | 58179 | SG-05 | Combustion Turbine | Tennessee | 2 | Dropped - Units whose status does not meet NEEDS criteria
Loyola University Health Plant | 58181 | UNIT1 | Combustion Turbine | Illinois | 3.9 | Dropped - Onsite Unit
Loyola University Health Plant | 58181 | UNIT2 | Combustion Turbine | Illinois | 3.9 | Dropped - Onsite Unit
Prairie Horizon Agri Energy | 58183 | T5687 | O/G Steam | Kansas | 0.7 | Dropped - Units whose status does not meet NEEDS criteria
Prairie Horizon Agri Energy | 58183 | T5741 | O/G Steam | Kansas | 0.7 | Dropped - Onsite Unit
Amherst College Co Gen | 58185 | CTG | Combustion Turbine | Massachusetts | 1.2 | Dropped - Onsite Unit
Amherst College Co Gen | 58185 | STG | O/G Steam | Massachusetts | 0.5 | Dropped - Onsite Unit
HVCC Cogen Plant | 58186 | CG01 | Combustion Turbine | New York | 0.8 | Dropped - Onsite Unit
HVCC Cogen Plant | 58186 | CG02 | Combustion Turbine | New York | 0.8 | Dropped - Onsite Unit
HVCC Cogen Plant | 58186 | CG03 | Combustion Turbine | New York | 1.3 | Dropped - Onsite Unit
HVCC Cogen Plant | 58186 | CG04 | Combustion Turbine | New York | 1.2 | Dropped - Onsite Unit
HVCC Cogen Plant | 58186 | CG05 | Combustion Turbine | New York | 2 | Dropped - Onsite Unit
HVCC Cogen Plant | 58186 | CG06 | Combustion Turbine | New York | 1.3 | Dropped - Onsite Unit
Rio Mesa Solar Facility 1 | 58188 | 1 | Solar Thermal | California | 250 | Dropped - Units whose status does not meet NEEDS criteria
Rio Mesa SEGF 2 | 58189 | 1 | Solar Thermal | California | 250 | Dropped - Units whose status does not meet NEEDS criteria
Thomas M Knott Cogen Facility | 58190 | CG | Combustion Turbine | California | 1.2 | Dropped - Units whose status does not meet NEEDS criteria
US Magnesium | 58191 | GT1 | Combustion Turbine | Utah | 10 | Dropped - Onsite Unit
US Magnesium | 58191 | GT2 | Combustion Turbine | Utah | 10 | Dropped - Onsite Unit
US Magnesium | 58191 | GT3 | Combustion Turbine | Utah | 10 | Dropped - Onsite Unit
US Magnesium | 58191 | GT4 | Combustion Turbine | Utah | 24 | Dropped - Units whose status does not meet NEEDS criteria
Arkalon Ethanol LLC | 58192 | ST961 | O/G Steam | Kansas | 3 | Dropped - Onsite Unit
Bonanza BioEnergy LLC | 58193 | ST96 | O/G Steam | Kansas | 2 | Dropped - Onsite Unit
West Campus Steam Plant | 58194 | WC 2 | Coal Steam | Pennsylvania | 0.5 | Dropped - Units whose status does not meet NEEDS criteria
West Campus Steam Plant | 58194 | WC 3 | Coal Steam | Pennsylvania | 0.6 | Dropped - Units whose status does not meet NEEDS criteria
West Campus Steam Plant | 58194 | WC 4 | O/G Steam | Pennsylvania | 1.5 | Dropped - Onsite Unit
West Campus Steam Plant | 58194 | WC 5 | O/G Steam | Pennsylvania | 1.5 | Dropped - Onsite Unit
Cargill Salt Hersey | 58196 | ST1 | O/G Steam | Michigan | 2.1 | Dropped - Onsite Unit
Poet Biorefining Lake Crystal | 58197 | 1 | Combustion Turbine | Minnesota | 6 | Dropped - Onsite Unit
Poet Biorefining Lake Crystal | 58197 | 2 | O/G Steam | Minnesota | 1 | Dropped - Onsite Unit
Arizona State University CHP | 58199 | G1 | Combined Cycle | Arizona | 9.2 | Dropped - Onsite Unit
Monroe Community College Plant | 58201 | 1 | Combustion Turbine | New York | 1.4 | Dropped - Onsite Unit
Monroe Community College Plant | 58201 | 2 | Combustion Turbine | New York | 1.6 | Dropped - Onsite Unit
Monroe Community College Plant | 58201 | 3 | Combustion Turbine | New York | 1.6 | Dropped - Onsite Unit
Monroe Community College Plant | 58201 | 4 | Combustion Turbine | New York | 1.6 | Dropped - Onsite Unit
Hudson Ranch Power II LLC | 58211 | HR2 | Geothermal | California | 49 | Dropped - Units whose status does not meet NEEDS criteria
Buzzard Roost GT | 58212 | 6 | Combustion Turbine | South Carolina | 22.7 | Dropped - Units whose status does not meet NEEDS criteria
Buzzard Roost GT | 58212 | 7 | Combustion Turbine | South Carolina | 22.7 | Dropped - Units whose status does not meet NEEDS criteria
Buzzard Roost GT | 58212 | 8 | Combustion Turbine | South Carolina | 22.7 | Dropped - Units whose status does not meet NEEDS criteria
Buzzard Roost GT | 58212 | 9 | Combustion Turbine | South Carolina | 22.7 | Dropped - Units whose status does not meet NEEDS criteria
Buzzard Roost GT | 58212 | 10 | Combustion Turbine | South Carolina | 17.8 | Dropped - Units whose status does not meet NEEDS criteria
Buzzard Roost GT | 58212 | 11 | Combustion Turbine | South Carolina | 17.8 | Dropped - Units whose status does not meet NEEDS criteria
Buzzard Roost GT | 58212 | 12 | Combustion Turbine | South Carolina | 17.8 | Dropped - Units whose status does not meet NEEDS criteria
Buzzard Roost GT | 58212 | 13 | Combustion Turbine | South Carolina | 17.8 | Dropped - Units whose status does not meet NEEDS criteria
Buzzard Roost GT | 58212 | 14 | Combustion Turbine | South Carolina | 17.8 | Dropped - Units whose status does not meet NEEDS criteria
Buzzard Roost GT | 58212 | 15 | Combustion Turbine | South Carolina | 17.8 | Dropped - Units whose status does not meet NEEDS criteria
Oak Tree Farm Dairy Facility | 58221 | 1 | Combustion Turbine | New York | 0.3 | Dropped - Units whose status does not meet NEEDS criteria
Oak Tree Farm Dairy Facility | 58221 | 2 | Combustion Turbine | New York | 0.3 | Dropped - Units whose status does not meet NEEDS criteria
Oak Tree Farm Dairy Facility | 58221 | 3 | Combustion Turbine | New York | 0.3 | Dropped - Units whose status does not meet NEEDS criteria
Oak Tree Farm Dairy Facility | 58221 | 4 | Combustion Turbine | New York | 0.3 | Dropped - Units whose status does not meet NEEDS criteria
E.B. Eddy Paper Inc | 58222 | 3TU | O/G Steam | Michigan | 5 | Dropped - Onsite Unit
Hoag Hospital Cogen Plant | 58223 | 1 | Combustion Turbine | California | 1.2 | Dropped - Onsite Unit
Hoag Hospital Cogen Plant | 58223 | 2 | Combustion Turbine | California | 1.2 | Dropped - Onsite Unit
Hoag Hospital Cogen Plant | 58223 | 3 | Combustion Turbine | California | 1.2 | Dropped - Onsite Unit
Lake Marion | 58229 | GEN1 | Combustion Turbine | Minnesota | 8.8 | Dropped - Units whose status does not meet NEEDS criteria
Hastings | 58230 | GEN1 | Combustion Turbine | Minnesota | 8.8 | Dropped - Units whose status does not meet NEEDS criteria
C&H Sugar Plant | 58251 | TG3 | Non-Fossil Waste | California | 5 | Dropped - Onsite Unit
C&H Sugar Plant | 58251 | TG4 | Non-Fossil Waste | California | 5 | Dropped - Onsite Unit
Los Alamos PV Site | 58256 | 4 | Solar PV | New Mexico | 1 | Dropped - Units whose status does not meet NEEDS criteria
Kalaeloa Solar Two | 58259 | KAS2 | Solar PV | Hawaii | 5 | Dropped - in Alaska or in Hawaii or Puerto Rico
Bay View Cogeneration Facility | 58263 | GTG | Landfill Gas | Ohio | 4.4 | Dropped - Units whose status does not meet NEEDS criteria
Bay View Cogeneration Facility | 58263 | STG | Landfill Gas | Ohio | 4 | Dropped - Units whose status does not meet NEEDS criteria
NCAH Central Utility Plant | 58265 | C-3 | Combustion Turbine | Iowa | 0.2 | Dropped - Onsite Unit
NCAH Central Utility Plant | 58265 | EP-2 | Combustion Turbine | Iowa | 0.6 | Dropped - Units whose status does not meet NEEDS criteria
NCAH Central Utility Plant | 58265 | EP-6 | Combustion Turbine | Iowa | 0.8 | Dropped - Onsite Unit
NCAH Central Utility Plant | 58265 | FRZRF | Combustion Turbine | Iowa | 0.2 | Dropped - Onsite Unit
NCAH Central Utility Plant | 58265 | MBGEN | Combustion Turbine | Iowa | 0.5 | Dropped - Onsite Unit
NCAH Central Utility Plant | 58265 | S-13 | Combustion Turbine | Iowa | 2.1 | Dropped - Onsite Unit
NCAH Central Utility Plant | 58265 | S-14 | Combustion Turbine | Iowa | 2.1 | Dropped - Onsite Unit
NCAH Central Utility Plant | 58265 | S-16 | Combustion Turbine | Iowa | 3 | Dropped - Onsite Unit
NCAH Central Utility Plant | 58265 | S-17 | Combustion Turbine | Iowa | 2 | Dropped - Onsite Unit
NCAH Central Utility Plant | 58265 | S-18 | Combustion Turbine | Iowa | 2 | Dropped - Onsite Unit
NCAH Central Utility Plant | 58265 | S-19 | Combustion Turbine | Iowa | 2 | Dropped - Onsite Unit
NCAH Central Utility Plant | 58265 | S-7A | Combustion Turbine | Iowa | 1 | Dropped - Units whose status does not meet NEEDS criteria
Paia Hydroelectric Plant | 58277 | PAH1 | Hydro | Hawaii | 1.3 | Dropped - in Alaska or in Hawaii or Puerto Rico
TNSG North Plant | 58278 | 13 | Combustion Turbine | Alaska | 0.3 | Dropped - in Alaska or in Hawaii or Puerto Rico
TNSG North Plant | 58278 | CT1 | Combustion Turbine | Alaska | 4.5 | Dropped - in Alaska or in Hawaii or Puerto Rico
TNSG North Plant | 58278 | CT2 | Combustion Turbine | Alaska | 4.5 | Dropped - in Alaska or in Hawaii or Puerto Rico
TNSG North Plant | 58278 | CT3 | Combustion Turbine | Alaska | 4.5 | Dropped - in Alaska or in Hawaii or Puerto Rico
TNSG North Plant | 58278 | CT4 | Combustion Turbine | Alaska | 4.5 | Dropped - in Alaska or in Hawaii or Puerto Rico
Lanikuhana Solar LLC | 58281 | 1 | Solar PV | Hawaii | 14.7 | Dropped - in Alaska or in Hawaii or Puerto Rico
La Luz Energy Center | 58284 | 0002 | Combustion Turbine | New Mexico | 40.2 | Dropped - Units whose status does not meet NEEDS criteria
Zuni Solar 1 | 58285 | ZNPV | Solar PV | California | 1.5 | Dropped - Units whose status does not meet NEEDS criteria
Zuni Solar 2 | 58286 | ZSPV | Solar PV | California | 1.5 | Dropped - Units whose status does not meet NEEDS criteria
Helen Solar 1 | 58287 | GWPV | Solar PV | California | 1.5 | Dropped - Units whose status does not meet NEEDS criteria
Helen Solar 2 | 58288 | GEPV | Solar PV | California | 1.5 | Dropped - Units whose status does not meet NEEDS criteria
Tehachapi Spindle | 58291 | TS1 | Energy Storage | California | 20 | Dropped - Units whose status does not meet NEEDS criteria
SREC Bath LFGTE | 58295 | GEN1 | Landfill Gas | New York | 1.6 | Dropped - Units whose status does not meet NEEDS criteria
SREC Bath LFGTE | 58295 | GEN2 | Landfill Gas | New York | 1.6 | Dropped - Units whose status does not meet NEEDS criteria
The Andersons Albion Ethanol LLC | 58330 | 9611 | O/G Steam | Michigan | 0.2 | Dropped - Onsite Unit
The Andersons Albion Ethanol LLC | 58330 | CHP-1 | Combustion Turbine | Michigan | 6 | Dropped - Onsite Unit
Fuquay Farm | 58331 | 1 | Solar PV | North Carolina | 5 | Dropped - Units whose status does not meet NEEDS criteria
CJTS Energy Center | 58365 | UNIT1 | Fuel Cell | Connecticut | 0.2 | Dropped - Units whose status does not meet NEEDS criteria
CJTS Energy Center | 58365 | UNIT2 | Fuel Cell | Connecticut | 0.2 | Dropped - Units whose status does not meet NEEDS criteria
CJTS Energy Center | 58365 | UNIT3 | Fuel Cell | Connecticut | 0.2 | Dropped - Units whose status does not meet NEEDS criteria
CJTS Energy Center | 58365 | UNIT4 | Fuel Cell | Connecticut | 0.2 | Dropped - Units whose status does not meet NEEDS criteria
CJTS Energy Center | 58365 | UNIT5 | Fuel Cell | Connecticut | 0.2 | Dropped - Units whose status does not meet NEEDS criteria
CJTS Energy Center | 58365 | UNIT6 | Fuel Cell | Connecticut | 0.2 | Dropped - Units whose status does not meet NEEDS criteria
Triton East and West Cogen | 58375 | 1 | Combustion Turbine | Illinois | 0.8 | Dropped - Onsite Unit
Triton East and West Cogen | 58375 | 2 | Combustion Turbine | Illinois | 0.8 | Dropped - Onsite Unit
Triton East and West Cogen | 58375 | 3 | Combustion Turbine | Illinois | 0.8 | Dropped - Onsite Unit
Triton East and West Cogen | 58375 | 4 | Combustion Turbine | Illinois | 0.8 | Dropped - Onsite Unit
Triton East and West Cogen | 58375 | 5 | Combustion Turbine | Illinois | 0.4 | Dropped - Onsite Unit
JBER Landfill Gas Power Plant | 58380 | 1 | Landfill Gas | Alaska | 1.4 | Dropped - in Alaska or in Hawaii or Puerto Rico
JBER Landfill Gas Power Plant | 58380 | 2 | Landfill Gas | Alaska | 1.4 | Dropped - in Alaska or in Hawaii or Puerto Rico
JBER Landfill Gas Power Plant | 58380 | 3 | Landfill Gas | Alaska | 1.4 | Dropped - in Alaska or in Hawaii or Puerto Rico
JBER Landfill Gas Power Plant | 58380 | 4 | Landfill Gas | Alaska | 1.4 | Dropped - in Alaska or in Hawaii or Puerto Rico
JBER Landfill Gas Power Plant | 58380 | 5 | Landfill Gas | Alaska | 1.4 | Dropped - in Alaska or in Hawaii or Puerto Rico
Troutdale Energy Center | 58396 | PLGEN | Combined Cycle | Oregon | 652 | Dropped - Units whose status does not meet NEEDS criteria
Central Energy Facility | 58400 | GT01 | Combustion Turbine | South Carolina | 4.7 | Dropped - Onsite Unit
Central Energy Facility | 58400 | GT02 | Combustion Turbine | South Carolina | 2.5 | Dropped - Units whose status does not meet NEEDS criteria
ESS Battery Microgrid | 58405 | 1 | Energy Storage | Alaska | 3 | Dropped - in Alaska or in Hawaii or Puerto Rico
Good Spring NGCC Facility | 58409 | GT1 | Combined Cycle | Pennsylvania | 232 | Dropped - Units whose status does not meet NEEDS criteria
Good Spring NGCC Facility | 58409 | ST1 | Combined Cycle | Pennsylvania | 108 | Dropped - Units whose status does not meet NEEDS criteria
Copper Crossing Energy Center | 58413 | CCGS1 | Combustion Turbine | Arizona | 98 | Dropped - Units whose status does not meet NEEDS criteria
Copper Crossing Energy Center | 58413 | CCGS2 | Combustion Turbine | Arizona | 98 | Dropped - Units whose status does not meet NEEDS criteria
Copper Crossing Energy Center | 58413 | CCGS3 | Combustion Turbine | Arizona | 226 | Dropped - Units whose status does not meet NEEDS criteria
Copper Crossing Energy Center | 58413 | CCGS4 | Combustion Turbine | Arizona | 226 | Dropped - Units whose status does not meet NEEDS criteria
Copper Crossing Energy Center | 58413 | CCGS5 | Combustion Turbine | Arizona | 226 | Dropped - Units whose status does not meet NEEDS criteria
Copper Crossing Energy Center | 58413 | CCGS6 | Combustion Turbine | Arizona | 226 | Dropped - Units whose status does not meet NEEDS criteria
Copper Crossing Energy Center | 58413 | CCGS7 | Combustion Turbine | Arizona | 226 | Dropped - Units whose status does not meet NEEDS criteria
Copper Crossing Energy Center | 58413 | CCGS8 | Combustion Turbine | Arizona | 226 | Dropped - Units whose status does not meet NEEDS criteria
Copper Crossing Energy Center | 58413 | CCGS9 | Combustion Turbine | Arizona | 0 | Dropped - Units whose status does not meet NEEDS criteria
Missouri Center for Waste to Energy | 58421 | 320 | Landfill Gas | Missouri | 1 | Dropped - Units whose status does not meet NEEDS criteria
Missouri Center for Waste to Energy | 58421 | 420 | Landfill Gas | Missouri | 1.4 | Dropped - Units whose status does not meet NEEDS criteria
CSU Northridge Plant | 58422 | 63 | Fuel Cell | California | 0.3 | Dropped - Units whose status does not meet NEEDS criteria
CSU Northridge Plant | 58422 | 64 | Fuel Cell | California | 0.3 | Dropped - Units whose status does not meet NEEDS criteria
CSU Northridge Plant | 58422 | 65 | Fuel Cell | California | 0.3 | Dropped - Units whose status does not meet NEEDS criteria
CSU Northridge Plant | 58422 | 67 | Fuel Cell | California | 0.3 | Dropped - Units whose status does not meet NEEDS criteria
CSU Northridge Plant | 58422 | B2PV | Solar PV | California | 0.3 | Dropped - Onsite Unit
CSU Northridge Plant | 58422 | CP1 | Combustion Turbine | California | 0.2 | Dropped - Units whose status does not meet NEEDS criteria
CSU Northridge Plant | 58422 | E6PV | Solar PV | California | 0.1 | Dropped - Onsite Unit
CSU Northridge Plant | 58422 | G6PV | Solar PV | California | 0.7 | Dropped - Units whose status does not meet NEEDS criteria
Fire Island Wind | 58425 | WT1 | Onshore Wind | Alaska | 18 | Dropped - in Alaska or in Hawaii or Puerto Rico
LSU Cogen | 58428 | 1-02 | Combustion Turbine | Louisiana | 19.6 | Dropped - Onsite Unit
ACI Energy Partners LLC | 58442 | GEN1 | Combustion Turbine | New Jersey | 7.2 | Dropped - Units whose status does not meet NEEDS criteria
Mesa Solar Array | 58466 | MSA1 | Solar PV | Arizona | 4 | Dropped - Units whose status does not meet NEEDS criteria
HNL Emergency Power Facility | 58469 | AP1 | Biomass | Hawaii | 2.5 | Dropped - in Alaska or in Hawaii or Puerto Rico
HNL Emergency Power Facility | 58469 | AP2 | Biomass | Hawaii | 2.5 | Dropped - in Alaska or in Hawaii or Puerto Rico
HNL Emergency Power Facility | 58469 | AP3 | Biomass | Hawaii | 2.5 | Dropped - in Alaska or in Hawaii or Puerto Rico
HNL Emergency Power Facility | 58469 | AP4 | Biomass | Hawaii | 2.5 | Dropped - in Alaska or in Hawaii or Puerto Rico
Montefieor Medical Center Moses Division | 58507 | EMG01 | Combustion Turbine | New York | 1 | Dropped - Onsite Unit
Montefieor Medical Center Moses Division | 58507 | EMG02 | Combustion Turbine | New York | 0.6 | Dropped - Onsite Unit
Montefieor Medical Center Moses Division | 58507 | EMG03 | Combustion Turbine | New York | 0.6 | Dropped - Onsite Unit
Montefieor Medical Center Moses Division | 58507 | EMG04 | Combustion Turbine | New York | 0.5 | Dropped - Onsite Unit
Montefieor Medical Center Moses Division | 58507 | EMG05 | Combustion Turbine | New York | 0.5 | Dropped - Onsite Unit
Montefieor Medical Center Moses Division | 58507 | EMG06 | Combustion Turbine | New York | 0.3 | Dropped - Onsite Unit
Montefieor Medical Center Moses Division | 58507 | EMG07 | Combustion Turbine | New York | 0.2 | Dropped - Onsite Unit
Montefieor Medical Center Moses Division | 58507 | EMG08 | Combustion Turbine | New York | 0.2 | Dropped - Onsite Unit
Montefieor Medical Center Moses Division | 58507 | EMG09 | Combustion Turbine | New York | 2 | Dropped - Onsite Unit
Montefieor Medical Center Moses Division | 58507 | EMG10 | Combustion Turbine | New York | 2 | Dropped - Onsite Unit
Montefieor Medical Center Moses Division | 58507 | ES006 | Combustion Turbine | New York | 4.8 | Dropped - Onsite Unit
Montefieor Medical Center Moses Division | 58507 | S0001 | Combustion Turbine | New York | 1.2 | Dropped - Onsite Unit
Montefieor Medical Center Moses Division | 58507 | S0002 | Combustion Turbine | New York | 1.2 | Dropped - Onsite Unit
Montefieor Medical Center Moses Division | 58507 | S0003 | Combustion Turbine | New York | 1.2 | Dropped - Onsite Unit
Delta Wind Farm | 58511 | EWT1 | Onshore Wind | Alaska | 0.9 | Dropped - in Alaska or in Hawaii or Puerto Rico
Delta Wind Farm | 58511 | EWT2 | Onshore Wind | Alaska | 0.9 | Dropped - in Alaska or in Hawaii or Puerto Rico
Delta Wind Farm | 58511 | NW1 | Onshore Wind | Alaska | 0.1 | Dropped - in Alaska or in Hawaii or Puerto Rico
WSACC Power Generation Facility | 58518 | 1 | Non-Fossil Waste | North Carolina | 0.8 | Dropped - Units whose status does not meet NEEDS criteria
Port Allen Solar | 58549 | 1 | Solar PV | Hawaii | 6 | Dropped - in Alaska or in Hawaii or Puerto Rico
Oshkosh Foundation Rosedale Biodigester LLC | 58555 | 95100 | Non-Fossil Waste | Wisconsin | 1.4 | Dropped - Units whose status does not meet NEEDS criteria
Princeton University Cogeneration | 58584 | GT1 | Combustion Turbine | New Jersey | 15.5 | Dropped - Onsite Unit
Princeton University Cogeneration | 58584 | PV1 | Solar PV | New Jersey | 4.5 | Dropped - Onsite Unit
Sierra Nevada Brewing Co Hybrid | 58585 | BESS | Energy Storage | California | 0.5 | Dropped - Onsite Unit
Sierra Nevada Brewing Co Hybrid | 58585 | COGN | Combustion Turbine | California | 1.7 | Dropped - Onsite Unit
Sierra Nevada Brewing Co Hybrid | 58585 | FCE | Fuel Cell | California | 1 | Dropped - Units whose status does not meet NEEDS criteria
Sierra Nevada Brewing Co Hybrid | 58585 | SOLR | Solar PV | California | 1.4 | Dropped - Onsite Unit
POTB Digester | 58591 | GEN1 | Non-Fossil Waste | Oregon | 1 | Dropped - Units whose status does not meet NEEDS criteria
DGS Central Utility Plant | 58593 | BS1 | Combustion Turbine | California | 0.6 | Dropped - Onsite Unit
DGS Central Utility Plant | 58593 | EM1 | Combustion Turbine | California | 0.4 | Dropped - Onsite Unit
DGS Central Utility Plant | 58593 | STG | O/G Steam | California | 2.9 | Dropped - Onsite Unit
Synata Hugoton | 58613 | STG | O/G Steam | Kansas | 6 | Dropped - Units whose status does not meet NEEDS criteria
Water Reclamation Plant | 58617 | GEN1 | Non-Fossil Waste | Minnesota | 0.3 | Dropped - Onsite Unit
Water Reclamation Plant | 58617 | GEN2 | Non-Fossil Waste | Minnesota | 0.3 | Dropped - Onsite Unit
Santa Rita Jail | 58625 | SRJFC | Fuel Cell | California | 1 | Dropped - Units whose status does not meet NEEDS criteria
Santa Rita Jail | 58625 | SRJPV | Solar PV | California | 0.7 | Dropped - Units whose status does not meet NEEDS criteria
Museum of Science and Industry | 58635 | COGEN | Combustion Turbine | Illinois | 1.7 | Dropped - Onsite Unit
Hardee County Solar Farms 1 LLC | 58637 | HCSF1 | Solar PV | Florida | 20 | Dropped - Units whose status does not meet NEEDS criteria
KRS I Anahola Solar Hybrid | 58639 | ANAPV | Solar PV | Hawaii | 12 | Dropped - in Alaska or in Hawaii or Puerto Rico
KRS I Anahola Solar Hybrid | 58639 | B5B6 | Energy Storage | Hawaii | 6 | Dropped - in Alaska or in Hawaii or Puerto Rico
KRS II Koloa Solar | 58640 | BESS3 | Energy Storage | Hawaii | 1.5 | Dropped - Units whose status does not meet NEEDS criteria
KRS II Koloa Solar | 58640 | KOLPV | Solar PV | Hawaii | 12 | Dropped - in Alaska or in Hawaii or Puerto Rico
Indian River BioEnergy Center | 58648 | ST803 | O/G Steam | Florida | 6.4 | Dropped - Units whose status does not meet NEEDS criteria
Kalaeloa Renewable Energy Park | 58651 | KREP | Solar PV | Hawaii | 5 | Dropped - in Alaska or in Hawaii or Puerto Rico
La Paz Solar Tower | 58652 | 1 | Solar Thermal | Arizona | 200 | Dropped - Units whose status does not meet NEEDS criteria
Waihonu North Solar | 58655 | INV-1 | Solar PV | Hawaii | 0.5 | Dropped - in Alaska or in Hawaii or Puerto Rico
Waihonu North Solar | 58655 | INV10 | Solar PV | Hawaii | 0.5 | Dropped - in Alaska or in Hawaii or Puerto Rico
Waihonu North Solar | 58655 | INV-2 | Solar PV | Hawaii | 0.5 | Dropped - in Alaska or in Hawaii or Puerto Rico
Waihonu North Solar | 58655 | INV-3 | Solar PV | Hawaii | 0.5 | Dropped - in Alaska or in Hawaii or Puerto Rico
Waihonu North Solar | 58655 | INV-4 | Solar PV | Hawaii | 0.5 | Dropped - in Alaska or in Hawaii or Puerto Rico
Waihonu North Solar | 58655 | INV-5 | Solar PV | Hawaii | 0.5 | Dropped - in Alaska or in Hawaii or Puerto Rico
Waihonu North Solar | 58655 | INV-6 | Solar PV | Hawaii | 0.5 | Dropped - in Alaska or in Hawaii or Puerto Rico
Waihonu North Solar | 58655 | INV-7 | Solar PV | Hawaii | 0.5 | Dropped - in Alaska or in Hawaii or Puerto Rico
Waihonu North Solar | 58655 | INV-8 | Solar PV | Hawaii | 0.5 | Dropped - in Alaska or in Hawaii or Puerto Rico
Waihonu North Solar | 58655 | INV-9 | Solar PV | Hawaii | 0.5 | Dropped - in Alaska or in Hawaii or Puerto Rico
Waihonu South Solar | 58656 | INV-1 | Solar PV | Hawaii | 0.5 | Dropped - in Alaska or in Hawaii or Puerto Rico
Waihonu South Solar | 58656 | INV-2 | Solar PV | Hawaii | 0.5 | Dropped - in Alaska or in Hawaii or Puerto Rico
Waihonu South Solar | 58656 | INV-3 | Solar PV | Hawaii | 0.5 | Dropped - in Alaska or in Hawaii or Puerto Rico
Aloha Solar Energy Fund 1 PK1 | 58659 | PK-1 | Solar PV | Hawaii | 5 | Dropped - in Alaska or in Hawaii or Puerto Rico
Mauka FIT One | 58662 | 3501 | Solar PV | Hawaii | 3.5 | Dropped - in Alaska or in Hawaii or Puerto Rico
Frito Lay Incorporated | 58664 | COGEN | Combustion Turbine | Connecticut | 3.6 | Dropped - Onsite Unit
Pearl City Peninsula Solar Park | 58676 | PCPPV | Solar PV | Hawaii | 1 | Dropped - in Alaska or in Hawaii or Puerto Rico
Kapolei Solar Energy Park | 58684 | KSEPV | Solar PV | Hawaii | 1 | Dropped - in Alaska or in Hawaii or Puerto Rico
Paynesville Wind Farm | 58693 | 1 | Onshore Wind | Minnesota | 95 | Dropped - Units whose status does not meet NEEDS criteria
EKS Solar Farm | 58705 | PV1 | Solar PV | Hawaii | 5 | Dropped - Units whose status does not meet NEEDS criteria
Oxbow Creek | 58714 | 1 | Combustion Turbine | Pennsylvania | 6.8 | Dropped - Units whose status does not meet NEEDS criteria
Oxbow Creek | 58714 | 2 | Combustion Turbine | Pennsylvania | 6.8 | Dropped - Units whose status does not meet NEEDS criteria
Oxbow Creek | 58714 | 3 | Combustion Turbine | Pennsylvania | 6.8 | Dropped - Units whose status does not meet NEEDS criteria
Colin Solar | 58723 | PV1 | Solar PV | North Carolina | 4 | Dropped - Units whose status does not meet NEEDS criteria
Duck Solar | 58724 | PV1 | Solar PV | North Carolina | 5 | Dropped - Units whose status does not meet NEEDS criteria
Hawkins Solar | 58727 | PV1 | Solar PV | North Carolina | 5 | Dropped - Units whose status does not meet NEEDS criteria
Katherine Solar | 58728 | PV1 | Solar PV | North Carolina | 5 | Dropped - Units whose status does not meet NEEDS criteria
Lotus Solar | 58729 | PV1 | Solar PV | North Carolina | 4 | Dropped - Units whose status does not meet NEEDS criteria
Austin Solar | 58733 | PV1 | Solar PV | North Carolina | 2 | Dropped - Units whose status does not meet NEEDS criteria
Beth Solar | 58734 | PV1 | Solar PV | North Carolina | 5 | Dropped - Units whose status does not meet NEEDS criteria
Big Boy Solar | 58736 | PV1 | Solar PV | North Carolina | 3 | Dropped - Units whose status does not meet NEEDS criteria
Binks Solar | 58737 | PV1 | Solar PV | North Carolina | 4 | Dropped - Units whose status does not meet NEEDS criteria
Charlie Solar | 58738 | PV1 | Solar PV | North Carolina | 4.5 | Dropped - Units whose status does not meet NEEDS criteria
RJ Solar | 58743 | PV1 | Solar PV | North Carolina | 5 | Dropped - Units whose status does not meet NEEDS criteria
Shadow Solar | 58744 | PV1 | Solar PV | North Carolina | 3 | Dropped - Units whose status does not meet NEEDS criteria
Blue Mountain Wind Farm | 58764 | BM1 | Onshore Wind | Utah | 80 | Dropped - Units whose status does not meet NEEDS criteria
Wake Wind Energy Center | 58766 | 2 | Onshore Wind | Texas | 125 | Dropped - Units whose status does not meet NEEDS criteria
Wake Wind Energy Center | 58766 | 3 | Onshore Wind | Texas | 61.1 | Dropped - Units whose status does not meet NEEDS criteria
Buckeye Wind Energy Center | 58767 | 2 | Onshore Wind | Kansas | 70.3 | Dropped - Units whose status does not meet NEEDS criteria
Buckeye Wind Energy Center | 58767 | 3 | Onshore Wind | Kansas | 105.5 | Dropped - Units whose status does not meet NEEDS criteria
Buckeye Wind Farm | 58776 | 1 | Onshore Wind | Ohio | 99 | Dropped - Units whose status does not meet NEEDS criteria
Coyote Crest Wind Farm | 58778 | 1 | Onshore Wind | Washington | 127.5 | Dropped - Retired/Planned Retirement by 06/2023
Allegany Wind Farm | 58779 | 1 | Onshore Wind | New York | 72.5 | Dropped - Units whose status does not meet NEEDS criteria
Longhorn Holdings | 58781 | PV1 | Solar PV | North Carolina | 5 | Dropped - Units whose status does not meet NEEDS criteria
Hop Bottom | 58800 | 1 | Combustion Turbine | Pennsylvania | 6.8 | Dropped - Units whose status does not meet NEEDS criteria
Hop Bottom | 58800 | 2 | Combustion Turbine | Pennsylvania | 6.8 | Dropped - Units whose status does not meet NEEDS criteria
Hop Bottom | 58800 | 3 | Combustion Turbine | Pennsylvania | 6.8 | Dropped - Units whose status does not meet NEEDS criteria
Hop Bottom | 58800 | GEN1 | Combustion Turbine | Pennsylvania | 4.2 | Dropped - Units whose status does not meet NEEDS criteria
Hop Bottom | 58800 | GEN2 | Combustion Turbine | Pennsylvania | 4.2 | Dropped - Units whose status does not meet NEEDS criteria
Hop Bottom | 58800 | GEN3 | Combustion Turbine | Pennsylvania | 4.2 | Dropped - Units whose status does not meet NEEDS criteria
Hop Bottom | 58800 | GEN4 | Combustion Turbine | Pennsylvania | 4.2 | Dropped - Units whose status does not meet NEEDS criteria
Hop Bottom | 58800 | GEN5 | Combustion Turbine | Pennsylvania | 4.2 | Dropped - Units whose status does not meet NEEDS criteria
McCaskey Solar Farm, LLC | 58804 | INV1 | Solar PV | North Carolina | 0.3 | Dropped - Units whose status does not meet NEEDS criteria
McCaskey Solar Farm, LLC | 58804 | INV2 | Solar PV | North Carolina | 0.3 | Dropped - Units whose status does not meet NEEDS criteria
McCaskey Solar Farm, LLC | 58804 | INV3 | Solar PV | North Carolina | 0.3 | Dropped - Units whose status does not meet NEEDS criteria
McCaskey Solar Farm, LLC | 58804 | INV4 | Solar PV | North Carolina | 0.3 | Dropped - Units whose status does not meet NEEDS criteria
McCaskey Solar Farm, LLC | 58804 | INV5 | Solar PV | North Carolina | 0.3 | Dropped - Units whose status does not meet NEEDS criteria
McCaskey Solar Farm, LLC | 58804 | INV6 | Solar PV | North Carolina | 0.3 | Dropped - Units whose status does not meet NEEDS criteria
McCaskey Solar Farm, LLC | 58804 | INV7 | Solar PV | North Carolina | 0.3 | Dropped - Units whose status does not meet NEEDS criteria
McCaskey Solar Farm, LLC | 58804 | INV8 | Solar PV | North Carolina | 0.3 | Dropped - Units whose status does not meet NEEDS criteria
Alpaca | 58813 | GEN1 | Combustion Turbine | Pennsylvania | 4.2 | Dropped - Units whose status does not meet NEEDS criteria
Alpaca | 58813 | GEN2 | Combustion Turbine | Pennsylvania | 4.2 | Dropped - Units whose status does not meet NEEDS criteria
Alpaca | 58813 | GEN3 | Combustion Turbine | Pennsylvania | 4.2 | Dropped - Units whose status does not meet NEEDS criteria
Alpaca | 58813 | GEN4 | Combustion Turbine | Pennsylvania | 4.2 | Dropped - Units whose status does not meet NEEDS criteria
Alpaca | 58813 | GEN5 | Combustion Turbine | Pennsylvania | 4.2 | Dropped - Units whose status does not meet NEEDS criteria
Bayles | 58816 | 1 | Combustion Turbine | Pennsylvania | 6.8 | Dropped - Units whose status does not meet NEEDS criteria
Bayles | 58816 | 2 | Combustion Turbine | Pennsylvania | 6.8 | Dropped - Units whose status does not meet NEEDS criteria
Bayles | 58816 | 3 | Combustion Turbine | Pennsylvania | 6.8 | Dropped - Units whose status does not meet NEEDS criteria
Bayles | 58816 | GEN1 | Combustion Turbine | Pennsylvania | 4.2 | Dropped - Units whose status does not meet NEEDS criteria
Bayles | 58816 | GEN2 | Combustion Turbine | Pennsylvania | 4.2 | Dropped - Units whose status does not meet NEEDS criteria
Bayles | 58816 | GEN3 | Combustion Turbine | Pennsylvania | 4.2 | Dropped - Units whose status does not meet NEEDS criteria
Bayles | 58816 | GEN4 | Combustion Turbine | Pennsylvania | 4.2 | Dropped - Units whose status does not meet NEEDS criteria
Bayles | 58816 | GEN5 | Combustion Turbine | Pennsylvania | 4.2 | Dropped - Units whose status does not meet NEEDS criteria
Kelly | 58817 | GEN1 | Combustion Turbine | Pennsylvania | 3 | Dropped - Units whose status does not meet NEEDS criteria
Kelly | 58817 | GEN2 | Combustion Turbine | Pennsylvania | 3 | Dropped - Units whose status does not meet NEEDS criteria
Milan | 58818 | GEN1 | Combustion Turbine | Pennsylvania | 4.2 | Dropped - Units whose status does not meet NEEDS criteria
Milan | 58818 | GEN2 | Combustion Turbine | Pennsylvania | 4.2 | Dropped - Units whose status does not meet NEEDS criteria
Milan | 58818 | GEN3 | Combustion Turbine | Pennsylvania | 4.2 | Dropped - Units whose status does not meet NEEDS criteria
Milan | 58818 | GEN4 | Combustion Turbine | Pennsylvania | 4.2 | Dropped - Units whose status does not meet NEEDS criteria
Milan | 58818 | GEN5 | Combustion Turbine | Pennsylvania | 4.2 | Dropped - Units whose status does not meet NEEDS criteria
Red Glen | 58819 | GEN1 | Combustion Turbine | Pennsylvania | 4.2 | Dropped - Units whose status does not meet NEEDS criteria
Red Glen | 58819 | GEN2 | Combustion Turbine | Pennsylvania | 4.2 | Dropped - Units whose status does not meet NEEDS criteria
Red Glen | 58819 | GEN3 | Combustion Turbine | Pennsylvania | 4.2 | Dropped - Units whose status does not meet NEEDS criteria
Red Glen | 58819 | GEN4 | Combustion Turbine | Pennsylvania | 4.2 | Dropped - Units whose status does not meet NEEDS criteria
Red Glen | 58819 | GEN5 | Combustion Turbine | Pennsylvania | 4.2 | Dropped - Units whose status does not meet NEEDS criteria
Shippenville | 58820 | GEN1 | Combustion Turbine | Pennsylvania | 4.2 | Dropped - Units whose status does not meet NEEDS criteria
Shippenville | 58820 | GEN2 | Combustion Turbine | Pennsylvania | 4.2 | Dropped - Units whose status does not meet NEEDS criteria
Shippenville | 58820 | GEN3 | Combustion Turbine | Pennsylvania | 4.2 | Dropped - Units whose status does not meet NEEDS criteria
Shippenville | 58820 | GEN4 | Combustion Turbine | Pennsylvania | 4.4 | Dropped - Units whose status does not meet NEEDS criteria
Shippenville | 58820 | GEN5 | Combustion Turbine | Pennsylvania | 4.2 | Dropped - Units whose status does not meet NEEDS criteria
Florey Knobb | 58821 | 1 | Combustion Turbine | Pennsylvania | 6.8 | Dropped - Units whose status does not meet NEEDS criteria
Florey Knobb | 58821 | 2 | Combustion Turbine | Pennsylvania | 6.8 | Dropped - Units whose status does not meet NEEDS criteria
Florey Knobb | 58821 | 3 | Combustion Turbine | Pennsylvania | 6.8 | Dropped - Units whose status does not meet NEEDS criteria
Florey Knobb | 58821 | GEN1 | Combustion Turbine | Pennsylvania | 4.2 | Dropped - Units whose status does not meet NEEDS criteria
Florey Knobb | 58821 | GEN2 | Combustion Turbine | Pennsylvania | 4.2 | Dropped - Units whose status does not meet NEEDS criteria
Florey Knobb | 58821 | GEN3 | Combustion Turbine | Pennsylvania | 4.2 | Dropped - Units whose status does not meet NEEDS criteria
Florey Knobb | 58821 | GEN4 | Combustion Turbine | Pennsylvania | 4.2 | Dropped - Units whose status does not meet NEEDS criteria
Florey Knobb | 58821 | GEN5 | Combustion Turbine | Pennsylvania | 4.2 | Dropped - Units whose status does not meet NEEDS criteria
AES ES Tait | 58826 | TTES | Energy Storage | Ohio | 20 | Dropped - Units whose status does not meet NEEDS criteria
Flannagan Hydroelectric Project | 58827 | LEFT | Hydro | Virginia | 0.4 | Dropped - Units whose status does not meet NEEDS criteria
Flannagan Hydroelectric Project | 58827 | LEFT1 | Hydro | Virginia | 0.4 | Dropped - Units whose status does not meet NEEDS criteria
Flannagan Hydroelectric Project | 58827 | LEFT2 | Hydro | Virginia | 0.4 | Dropped - Units whose status does not meet NEEDS criteria
Flannagan Hydroelectric Project | 58827 | RGHT | Hydro | Virginia | 0.4 | Dropped - Units whose status does not meet NEEDS criteria
Na Pua Makani Wind Project | 58837 | WT1 | Onshore Wind | Hawaii | 25 | Dropped - in Alaska or in Hawaii or Puerto Rico
South Dunes Power Plant | 58841 | CT-1 | Combined Cycle | Oregon | 47.2 | Dropped - Units whose status does not meet NEEDS criteria
South Dunes Power Plant | 58841 | CT-2 | Combined Cycle | Oregon | 47.2 | Dropped - Units whose status does not meet NEEDS criteria
South Dunes Power Plant | 58841 | CT-3 | Combined Cycle | Oregon | 47.2 | Dropped - Units whose status does not meet NEEDS criteria
South Dunes Power Plant | 58841 | CT-4 | Combined Cycle | Oregon | 47.2 | Dropped - Units whose status does not meet NEEDS criteria
South Dunes Power Plant | 58841 | CT-5 | Combined Cycle | Oregon | 47.2 | Dropped - Units whose status does not meet NEEDS criteria
South Dunes Power Plant | 58841 | CT-6 | Combined Cycle | Oregon | 47.2 | Dropped - Units whose status does not meet NEEDS criteria
South Dunes Power Plant | 58841 | ST-1 | Combined Cycle | Oregon | 50 | Dropped - Units whose status does not meet NEEDS criteria
South Dunes Power Plant | 58841 | ST-2 | Combined Cycle | Oregon | 50 | Dropped - Units whose status does not meet NEEDS criteria
Greenville Farm 2 | 58850 | 1 | Solar PV | North Carolina | 3 | Dropped - Units whose status does not meet NEEDS criteria
Mayodan Farm | 58852 | 1 | Solar PV | North Carolina | 5 | Dropped - Units whose status does not meet NEEDS criteria
Ostrich Farm | 58857 | 1 | Solar PV | North Carolina | 5 | Dropped - Units whose status does not meet NEEDS criteria
Peanut Farm | 58858 | 1 | Solar PV | North Carolina | 1.8 | Dropped - Units whose status does not meet NEEDS criteria
Enfield Farm | 58860 | 1 | Solar PV | North Carolina | 5 | Dropped - Units whose status does not meet NEEDS criteria
Chatham Park Solar Farm | 58869 | 1 | Solar PV | North Carolina | 20 | Dropped - Units whose status does not meet NEEDS criteria
Frederick-Carroll County Renewable Waste | 58875 | GEN1 | Municipal Solid Waste | Maryland | 47 | Dropped - Units whose status does not meet NEEDS criteria
CPV Smyth Generation Company LLC | 58878 | 1 | Combined Cycle | Virginia | 989 | Dropped - Units whose status does not meet NEEDS criteria
White Camp Solar | 58888 | WCAMP | Solar PV | Texas | 100 | Dropped - Units whose status does not meet NEEDS criteria
Summit Ridge I Wind Farm | 58894 | SRWF | Onshore Wind | Oregon | 192 | Dropped - Units whose status does not meet NEEDS criteria
Stargate Point Comfort | 58895 | STAR1 | Combustion Turbine | Texas | 232 | Dropped - Units whose status does not meet NEEDS criteria
CPV Pondera King Energy Center | 58910 | CC | Combined Cycle | Texas | 836 | Dropped - Units whose status does not meet NEEDS criteria
4001 and 2510 ClearVista Solar and Wind | 58922 | CVPV | Solar PV | California | 5 | Dropped - Units whose status does not meet NEEDS criteria
4001 and 2510 ClearVista Solar and Wind | 58922 | CVWT | Onshore Wind | California | 19.5 | Dropped - Units whose status does not meet NEEDS criteria
Missouri S&T - Power Plant | 58923 | 1000 | Combustion Turbine | Missouri | 1 | Dropped - Units whose status does not meet NEEDS criteria
Missouri S&T - Power Plant | 58923 | 500K | Coal Steam | Missouri | 0.2 | Dropped - Units whose status does not meet NEEDS criteria
Sangamon Wind Two LLC | 58926 | SAN2 | Onshore Wind | Illinois | 100 | Dropped - Units whose status does not meet NEEDS criteria
Trishe Wind Colorado | 58928 | 1 | Onshore Wind | Colorado | 30 | Dropped - Units whose status does not meet NEEDS criteria
FGE Texas II | 58930 | CA1 | Combined Cycle | Texas | 249.9 | Dropped - Units whose status does not meet NEEDS criteria
FGE Texas II | 58930 | GT1 | Combined Cycle | Texas | 226.7 | Dropped - Units whose status does not meet NEEDS criteria
FGE Texas II | 58930 | GT2 | Combined Cycle | Texas | 226.7 | Dropped - Units whose status does not meet NEEDS criteria
FGE Texas I | 58931 | CA1 | Combined Cycle | Texas | 249.9 | Dropped - Units whose status does not meet NEEDS criteria
FGE Texas I | 58931 | GT1 | Combined Cycle | Texas | 226.7 | Dropped - Units whose status does not meet NEEDS criteria
FGE Texas I | 58931 | GT2 | Combined Cycle | Texas | 226.7 | Dropped - Units whose status does not meet NEEDS criteria
Icebreaker Offshore Wind Farm | 58941 | WTG1 | Offshore Wind | Ohio | 3.4 | Dropped - Retired/Planned Retirement by 06/2023
Icebreaker Offshore Wind Farm | 58941 | WTG2 | Offshore Wind | Ohio | 3.4 | Dropped - Retired/Planned Retirement by 06/2023
Icebreaker Offshore Wind Farm | 58941 | WTG3 | Offshore Wind | Ohio | 3.4 | Dropped - Retired/Planned Retirement by 06/2023
Icebreaker Offshore Wind Farm | 58941 | WTG4 | Offshore Wind | Ohio | 3.4 | Dropped - Retired/Planned Retirement by 06/2023
Icebreaker Offshore Wind Farm | 58941 | WTG5 | Offshore Wind | Ohio | 3.4 | Dropped - Retired/Planned Retirement by 06/2023
Icebreaker Offshore Wind Farm | 58941 | WTG6 | Offshore Wind | Ohio | 3.4 | Dropped - Retired/Planned Retirement by 06/2023
Woodville Renewable Power Project | 58944 | G1 | Biomass | Texas | 46.5 | Dropped - Units whose status does not meet NEEDS criteria
Bristol Myers Squibb Wallingford | 58948 | DG12 | Combustion Turbine | Connecticut | 0.8 | Dropped - Units whose status does not meet NEEDS criteria
Bristol Myers Squibb Wallingford | 58948 | DG3 | Combustion Turbine | Connecticut | 1.8 | Dropped - Units whose status does not meet NEEDS criteria
Bristol Myers Squibb Wallingford | 58948 | SOL | Combustion Turbine | Connecticut | 4.6 | Dropped - Units whose status does not meet NEEDS criteria
Sibley Wind | 58950 | SW-1 | Onshore Wind | Minnesota | 19.5 | Dropped - Units whose status does not meet NEEDS criteria
Laguna Water Reclamation Facility | 58960 | S200 | Non-Fossil Waste | California | 1.1 | Dropped - Onsite Unit
Laguna Water Reclamation Facility | 58960 | S201 | Non-Fossil Waste | California | 1.1 | Dropped - Onsite Unit
Laguna Water Reclamation Facility | 58960 | S202 | Non-Fossil Waste | California | 1.1 | Dropped - Onsite Unit
Laguna Water Reclamation Facility | 58960 | S203 | Non-Fossil Waste | California | 1.1 | Dropped - Onsite Unit
IDE 1 LLC | 58967 | UNIT1 | Non-Fossil Waste | Idaho | 0.8 | Dropped - Units whose status does not meet NEEDS criteria
IDE 1 LLC | 58967 | UNIT2 | Non-Fossil Waste | Idaho | 0.8 | Dropped - Units whose status does not meet NEEDS criteria
IDE 1 LLC | 58967 | UNIT3 | Non-Fossil Waste | Idaho | 0.8 | Dropped - Units whose status does not meet NEEDS criteria
IDE 2 LLC | 58968 | UNIT1 | Non-Fossil Waste | Idaho | 1.5 | Dropped - Units whose status does not meet NEEDS criteria
IDE 2 LLC | 58968 | UNIT2 | Non-Fossil Waste | Idaho | 1.5 | Dropped - Units whose status does not meet NEEDS criteria
IDE 2 LLC | 58968 | UNIT3 | Non-Fossil Waste | Idaho | 1.5 | Dropped - Units whose status does not meet NEEDS criteria
IDE 3 LLC | 58969 | UNIT1 | Non-Fossil Waste | Idaho | 0.8 | Dropped - Units whose status does not meet NEEDS criteria
IDE 3 LLC | 58969 | UNIT2 | Non-Fossil Waste | Idaho | 0.8 | Dropped - Units whose status does not meet NEEDS criteria
IDE 4 LLC | 58970 | UNIT1 | Non-Fossil Waste | Idaho | 1.1 | Dropped - Units whose status does not meet NEEDS criteria
IDE 4 LLC | 58970 | UNIT2 | Non-Fossil Waste | Idaho | 1.1 | Dropped - Units whose status does not meet NEEDS criteria
IDE 4 LLC | 58970 | UNIT3 | Non-Fossil Waste | Idaho | 1.1 | Dropped - Units whose status does not meet NEEDS criteria
California Dairy Energy I LLC | 58971 | UNIT1 | Non-Fossil Waste | California | 1.1 | Dropped - Units whose status does not meet NEEDS criteria
California Dairy Energy I LLC | 58971 | UNIT2 | Non-Fossil Waste | California | 1.1 | Dropped - Units whose status does not meet NEEDS criteria
California Dairy Energy I LLC | 58971 | UNIT3 | Non-Fossil Waste | California | 1.1 | Dropped - Units whose status does not meet NEEDS criteria
Sunwind Doyle Wind | 58976 | SNWND | Onshore Wind | Kansas | 200 | Dropped - Units whose status does not meet NEEDS criteria
Whitman | 58977 | WPG-1 | Hydro | Alaska | 3.9 | Dropped - in Alaska or in Hawaii or Puerto Rico
Whitman | 58977 | WPG-2 | Hydro | Alaska | 0.9 | Dropped - in Alaska or in Hawaii or Puerto Rico
Allison Creek Hydro | 58982 | GEN1 | Hydro | Alaska | 6.5 | Dropped - in Alaska or in Hawaii or Puerto Rico
Searchlight Wind | 58988 | 1 | Onshore Wind | Nevada | 200 | Dropped - Units whose status does not meet NEEDS criteria
Eklutna Generation Station | 58989 | EGS01 | Combustion Turbine | Alaska | 16.5 | Dropped - in Alaska or in Hawaii or Puerto Rico
Eklutna Generation Station | 58989 | EGS02 | Combustion Turbine | Alaska | 16.5 | Dropped - in Alaska or in Hawaii or Puerto Rico
Eklutna Generation Station | 58989 | EGS03 | Combustion Turbine | Alaska | 16.5 | Dropped - in Alaska or in Hawaii or Puerto Rico
Eklutna Generation Station | 58989 | EGS04 | Combustion Turbine | Alaska | 16.5 | Dropped - in Alaska or in Hawaii or Puerto Rico
Eklutna Generation Station | 58989 | EGS05 | Combustion Turbine | Alaska | 16.5 | Dropped - in Alaska or in Hawaii or Puerto Rico
Eklutna Generation Station | 58989 | EGS06 | Combustion Turbine | Alaska | 16.5 | Dropped - in Alaska or in Hawaii or Puerto Rico
Eklutna Generation Station | 58989 | EGS07 | Combustion Turbine | Alaska | 16.5 | Dropped - in Alaska or in Hawaii or Puerto Rico
Eklutna Generation Station | 58989 | EGS08 | Combustion Turbine | Alaska | 16.5 | Dropped - in Alaska or in Hawaii or Puerto Rico
Eklutna Generation Station | 58989 | EGS09 | Combustion Turbine | Alaska | 16.5 | Dropped - in Alaska or in Hawaii or Puerto Rico
Eklutna Generation Station | 58989 | EGS10 | Combustion Turbine | Alaska | 16.5 | Dropped - in Alaska or in Hawaii or Puerto Rico
Mustang Run Wind Project LLC | 59000 | MRWP | Onshore Wind | Oklahoma | 136 | Dropped - Units whose status does not meet NEEDS criteria
Carlsbad Energy Center | 59002 | CEC11 | Combustion Turbine | California | 105.5 | Dropped - Units whose status does not meet NEEDS criteria
Mariah East | 59006 | MARN | Onshore Wind | Texas | 152.5 | Dropped - Units whose status does not meet NEEDS criteria
Mariah South | 59007 | MAR S | Onshore Wind | Texas | 210.4 | Dropped - Units whose status does not meet NEEDS criteria
Southbridge Landfill Gas-to-Energy | 59011 | CAT2 | Landfill Gas | Massachusetts | 1.5 | Dropped - Units whose status does not meet NEEDS criteria
Maverick Solar | 59016 | GEN 1 | Solar PV | North Carolina | 3 | Dropped - Units whose status does not meet NEEDS criteria
Mahoney Lake Hydroelectric | 59027 | GEN 1 | Hydro | Alaska | 9.6 | Dropped - Units whose status does not meet NEEDS criteria
Biomass to Energy Facility, Kauai | 59035 | MKA1 | Biomass | Hawaii | 7.5 | Dropped - in Alaska or in Hawaii or Puerto Rico
Biomass to Energy Facility, Kauai | 59035 | XKA1 | Combustion Turbine | Hawaii | 0.5 | Dropped - in Alaska or in Hawaii or Puerto Rico
Biomass to Energy Facility, Kauai | 59035 | XKA2 | Combustion Turbine | Hawaii | 0.5 | Dropped - in Alaska or in Hawaii or Puerto Rico
Onslow Energy | 59036 | GEN 1 | Solar PV | North Carolina | 1.5 | Dropped - Units whose status does not meet NEEDS criteria
Hiilangaay Hydro | 59037 | GEN 1 | Hydro | Alaska | 5 | Dropped - in Alaska or in Hawaii or Puerto Rico
Watkins Glen Wind Energy Center | 59041 | WGWEC | Onshore Wind | New York | 80 | Dropped - Units whose status does not meet NEEDS criteria
Apex Bethel Energy Center | 59048 | ABEC1 | Combined Cycle | Texas | 158.5 | Dropped - Units whose status does not meet NEEDS criteria
Apex Bethel Energy Center | 59048 | ABEC2 | Combined Cycle | Texas | 158.5 | Dropped - Units whose status does not meet NEEDS criteria
Vici Wind Farm | 59062 | VICI | Onshore Wind | Oklahoma | 180 | Dropped - Units whose status does not meet NEEDS criteria
Stella Wind Farm II | 59064 | WT1 | Onshore Wind | Texas | 200 | Dropped - Units whose status does not meet NEEDS criteria
Grandview Wind Farm III LLC | 59067 | GVIII | Onshore Wind | Texas | 188 | Dropped - Units whose status does not meet NEEDS criteria
Wildcat Wind Farm II LLC` | 59069 | WCII | Onshore Wind | Indiana | 210 | Dropped - Units whose status does not meet NEEDS criteria
Braddock Lock and Dam | 59091 | GEN1 | Hydro | Pennsylvania | 5.3 | Dropped - Units whose status does not meet NEEDS criteria
Dobbins Mill Farm | 59101 | 1 | Solar PV | North Carolina | 5 | Dropped - Units whose status does not meet NEEDS criteria
Gantt Farm | 59104 | 1 | Solar PV | North Carolina | 74.8 | Dropped - Units whose status does not meet NEEDS criteria
Roady Lane Farm LLC | 59108 | 1 | Solar PV | North Carolina | 74.8 | Dropped - Units whose status does not meet NEEDS criteria
Front Range Project | 59143 | FR-2 | Landfill Gas | Colorado | 1.5 | Dropped - Units whose status does not meet NEEDS criteria
Tower Solar Center LLC | 59159 | TSC 1 | Solar PV | North Carolina | 5 | Dropped - Units whose status does not meet NEEDS criteria
Pinewood Solar Center LLC | 59160 | PSC 1 | Solar PV | North Carolina | 5 | Dropped - Units whose status does not meet NEEDS criteria
Lake Solar Center LLC | 59161 | LSC 1 | Solar PV | North Carolina | 5 | Dropped - Units whose status does not meet NEEDS criteria
Mason Solar Center LLC | 59165 | MSC 1 | Solar PV | North Carolina | 15.3 | Dropped - Units whose status does not meet NEEDS criteria
Portable Generator 1 | 59196 | IC1 | Combustion Turbine | North Dakota | 2 | Dropped - Units whose status does not meet NEEDS criteria
Sonoran West Solar EGS | 59202 | 1 | Solar PV | California | 540 | Dropped - Units whose status does not meet NEEDS criteria
Faison Farm | 59208 | PV1 | Solar PV | North Carolina | 5 | Dropped - Units whose status does not meet NEEDS criteria
Garland Farm | 59209 | PV1 | Solar PV | North Carolina | 5 | Dropped - Units whose status does not meet NEEDS criteria
Jackson Solar Farm | 59210 | PV1 | Solar PV | North Carolina | 5 | Dropped - Units whose status does not meet NEEDS criteria
Angus Holdings | 59211 | PV1 | Solar PV | North Carolina | 5 | Dropped - Units whose status does not meet NEEDS criteria
Calypso Farm | 59212 | PV1 | Solar PV | North Carolina | 5 | Dropped - Units whose status does not meet NEEDS criteria
Guernsey Holdings | 59214 | PV1 | Solar PV | North Carolina | 5 | Dropped - Units whose status does not meet NEEDS criteria
Hereford Holdings` | 59215 | PV1 | Solar PV | North Carolina | 5 | Dropped - Units whose status does not meet NEEDS criteria
Rhubarb One | 59216 | PV1 | Solar PV | North Carolina | 5 | Dropped - Units whose status does not meet NEEDS criteria
Holger Holdings | 59218 | PV1 | Solar PV | North Carolina | 5 | Dropped - Units whose status does not meet NEEDS criteria
Leonardo Wind 3 LLC | 59229 | WT1 | Onshore Wind | Iowa | 3 | Dropped - Units whose status does not meet NEEDS criteria
Cogeneration 2 | 59233 | CT2 | Combined Cycle | Arizona | 5 | Dropped - Onsite Unit
Changing Winds | 59243 | CHAN1 | Onshore Wind | Texas | 288 | Dropped - Units whose status does not meet NEEDS criteria
Hale Community Wind Farm | 59247 | HALE2 | Onshore Wind | Texas | 240 | Dropped - Units whose status does not meet NEEDS criteria
Aragonne Solar LLC | 59252 | PV1 | Solar PV | New Mexico | 38.4 | Dropped - Units whose status does not meet NEEDS criteria
Osprey Point RES | 59255 | 1 | Fossil Waste | Indiana | 3 | Dropped - Units whose status does not meet NEEDS criteria
Osprey Point RES | 59255 | 2 | Fossil Waste | Indiana | 3 | Dropped - Units whose status does not meet NEEDS criteria
Osprey Point RES | 59255 | 3 | Fossil Waste | Indiana | 3 | Dropped - Units whose status does not meet NEEDS criteria
Westside Solar Farm | 59258 | WEST1 | Solar PV | North Carolina | 4 | Dropped - Units whose status does not meet NEEDS criteria
Hidden View Dairy, LLC | 59260 | HV2 | Non-Fossil Waste | Indiana | 0.3 | Dropped - Units whose status does not meet NEEDS criteria
Con Dios Solar 3 | 59263 | COND3 | Solar PV | California | 1.5 | Dropped - Units whose status does not meet NEEDS criteria
Con Dios Solar 11 | 59264 | CON11 | Solar PV | California | 1.5 | Dropped - Units whose status does not meet NEEDS criteria
Green Machine | 59282 | BBX00 | Fuel Cell | Maryland | 1.6 | Dropped - Units whose status does not meet NEEDS criteria
Northwest Ohio Wind | 59296 | NWOH2 | Onshore Wind | Ohio | 100 | Dropped - Units whose status does not meet NEEDS criteria
Pecan Creek Energy Center | 59298 | PCEC1 | Combustion Turbine | Texas | 133 | Dropped - Units whose status does not meet NEEDS criteria
Pecan Creek Energy Center | 59298 | PCEC2 | Combustion Turbine | Texas | 133 | Dropped - Units whose status does not meet NEEDS criteria
Crawford Renewable Energy - Meadville Po | 59307 | MPS | Tires | Pennsylvania | 93.5 | Dropped - Units whose status does not meet NEEDS criteria
Palmer Renewable Energy | 59336 | PRE | Biomass | Massachusetts | 42 | Dropped - Units whose status does not meet NEEDS criteria
Hydrogen Energy California LLC | 59372 | HECA1 | IGCC | California | 413 | Dropped - Units whose status does not meet NEEDS criteria
Broshco Fabricated Products | 59373 | 1 | Combustion Turbine | Ohio | 1.2 | Dropped - Onsite Unit
Broshco Fabricated Products | 59373 | 2 | Combustion Turbine | Ohio | 1.2 | Dropped - Onsite Unit
Broshco Fabricated Products | 59373 | 3 | Combustion Turbine | Ohio | 1.2 | Dropped - Onsite Unit
Broshco Fabricated Products | 59373 | 4 | Combustion Turbine | Ohio | 1.1 | Dropped - Onsite Unit
Helios Plaza CHP Plant | 59378 | GEN1 | Combustion Turbine | Texas | 4.3 | Dropped - Units whose status does not meet NEEDS criteria
The Methodist Hospital, Gas Turbine | 59381 | GT-1 | Combustion Turbine | Texas | 3 | Dropped - Onsite Unit
Great Bay Wind Energy Center | 59385 | GEN1 | Onshore Wind | Maryland | 150 | Dropped - Units whose status does not meet NEEDS criteria
City of Tulare Water Facility | 59395 | C2550 | Non-Fossil Waste | California | 0.4 | Dropped - Units whose status does not meet NEEDS criteria
City of Tulare Water Facility | 59395 | DFC30 | Fuel Cell | California | 1.1 | Dropped - Units whose status does not meet NEEDS criteria
City of Tulare Water Facility | 59395 | PV302 | Solar PV | California | 0.1 | Dropped - Units whose status does not meet NEEDS criteria
City of Tulare Water Facility | 59395 | SC500 | Solar PV | California | 1 | Dropped - Onsite Unit
Amity Energy LLC | 59418 | 1 | Combustion Turbine | Pennsylvania | 6.8 | Dropped - Units whose status does not meet NEEDS criteria
Amity Energy LLC | 59418 | 2 | Combustion Turbine | Pennsylvania | 6.8 | Dropped - Units whose status does not meet NEEDS criteria
Amity Energy LLC | 59418 | 3 | Combustion Turbine | Pennsylvania | 6.8 | Dropped - Units whose status does not meet NEEDS criteria
Amity Energy LLC | 59418 | GEN1 | Combustion Turbine | Pennsylvania | 4.2 | Dropped - Units whose status does not meet NEEDS criteria
Amity Energy LLC | 59418 | GEN2 | Combustion Turbine | Pennsylvania | 4.2 | Dropped - Units whose status does not meet NEEDS criteria
Amity Energy LLC | 59418 | GEN3 | Combustion Turbine | Pennsylvania | 4.2 | Dropped - Units whose status does not meet NEEDS criteria
Amity Energy LLC | 59418 | GEN4 | Combustion Turbine | Pennsylvania | 4.2 | Dropped - Units whose status does not meet NEEDS criteria
Amity Energy LLC | 59418 | GEN5 | Combustion Turbine | Pennsylvania | 4.2 | Dropped - Units whose status does not meet NEEDS criteria
Purdys Run Energy, LLC | 59419 | GEN1 | Combustion Turbine | West Virginia | 4.2 | Dropped - Units whose status does not meet NEEDS criteria
Purdys Run Energy, LLC | 59419 | GEN2 | Combustion Turbine | West Virginia | 4.2 | Dropped - Units whose status does not meet NEEDS criteria
Purdys Run Energy, LLC | 59419 | GEN3 | Combustion Turbine | West Virginia | 4.2 | Dropped - Units whose status does not meet NEEDS criteria
Purdys Run Energy, LLC | 59419 | GEN4 | Combustion Turbine | West Virginia | 4.2 | Dropped - Units whose status does not meet NEEDS criteria
Purdys Run Energy, LLC | 59419 | GEN5 | Combustion Turbine | West Virginia | 4.2 | Dropped - Units whose status does not meet NEEDS criteria
Basswood Energy, LLC | 59420 | GEN1 | Combustion Turbine | Pennsylvania | 4.2 | Dropped - Units whose status does not meet NEEDS criteria
Basswood Energy, LLC | 59420 | GEN2 | Combustion Turbine | Pennsylvania | 4.2 | Dropped - Units whose status does not meet NEEDS criteria
Basswood Energy, LLC | 59420 | GEN3 | Combustion Turbine | Pennsylvania | 4.2 | Dropped - Units whose status does not meet NEEDS criteria
Basswood Energy, LLC | 59420 | GEN4 | Combustion Turbine | Pennsylvania | 4.2 | Dropped - Units whose status does not meet NEEDS criteria
Basswood Energy, LLC | 59420 | GEN5 | Combustion Turbine | Pennsylvania | 4.2 | Dropped - Units whose status does not meet NEEDS criteria
Pacific Rim Dairy Digester | 59447 | 00001 | Non-Fossil Waste | California | 1 | Dropped - Retired/Planned Retirement by 06/2023
Waxdale | 59448 | CGEN1 | Landfill Gas | Wisconsin | 3.5 | Dropped - Onsite Unit
Waxdale | 59448 | CGEN2 | Combustion Turbine | Wisconsin | 3.5 | Dropped - Onsite Unit
Waxdale | 59448 | WEC01 | Onshore Wind | Wisconsin | 1.5 | Dropped - Onsite Unit
Waxdale | 59448 | WEC02 | Onshore Wind | Wisconsin | 1.5 | Dropped - Onsite Unit
East. Michigan Univ. Heating Plant | 59452 | COGEN | Combustion Turbine | Michigan | 4.1 | Dropped - Units whose status does not meet NEEDS criteria
East. Michigan Univ. Heating Plant | 59452 | COGN2 | Combustion Turbine | Michigan | 6.8 | Dropped - Onsite Unit
Albany Medical Ctr Cogen Plant | 59453 | GTG1 | Combustion Turbine | New York | 3.5 | Dropped - Onsite Unit
P Plant | 59456 | P-TG4 | Combustion Turbine | California | 4 | Dropped - Onsite Unit
P Plant | 59456 | P-TG5 | Combustion Turbine | California | 4 | Dropped - Onsite Unit
Q Plant | 59457 | Q-TG1 | Combustion Turbine | California | 4 | Dropped - Onsite Unit
W Plant | 59458 | W-TG1 | Combustion Turbine | California | 4 | Dropped - Onsite Unit
Buckeye Generation Center, LLC | 59471 | CTG01 | Combustion Turbine | Arizona | 104 | Dropped - Units whose status does not meet NEEDS criteria
Buckeye Generation Center, LLC | 59471 | CTG02 | Combustion Turbine | Arizona | 104 | Dropped - Units whose status does not meet NEEDS criteria
Buckeye Generation Center, LLC | 59471 | CTG03 | Combustion Turbine | Arizona | 104 | Dropped - Units whose status does not meet NEEDS criteria
Buckeye Generation Center, LLC | 59471 | CTG04 | Combustion Turbine | Arizona | 104 | Dropped - Units whose status does not meet NEEDS criteria
Buckeye Generation Center, LLC | 59471 | CTG05 | Combustion Turbine | Arizona | 104 | Dropped - Units whose status does not meet NEEDS criteria
Buckeye Generation Center, LLC | 59471 | CTG06 | Combustion Turbine | Arizona | 104 | Dropped - Units whose status does not meet NEEDS criteria
Gateway Energy Center, LLC | 59538 | CT001 | Combined Cycle | New Jersey | 442.8 | Dropped - Units whose status does not meet NEEDS criteria
Clean Fuel Dane Community Digester | 59559 | GEN#1 | Non-Fossil Waste | Wisconsin | 1 | Dropped - Retired/Planned Retirement by 06/2023
Clean Fuel Dane Community Digester | 59559 | GEN#2 | Non-Fossil Waste | Wisconsin | 1 | Dropped - Retired/Planned Retirement by 06/2023
Bradley Farm | 59568 | PV1 | Solar PV | North Carolina | 5 | Dropped - Units whose status does not meet NEEDS criteria
Soy Solar | 59571 | PV1 | Solar PV | North Carolina | 5 | Dropped - Units whose status does not meet NEEDS criteria
North Siler Farm | 59580 | PV1 | Solar PV | North Carolina | 5 | Dropped - Units whose status does not meet NEEDS criteria
Tarboro Farm | 59582 | PV1 | Solar PV | North Carolina | 5 | Dropped - Units whose status does not meet NEEDS criteria
Wommack Farm | 59585 | PV1 | Solar PV | North Carolina | 5 | Dropped - Units whose status does not meet NEEDS criteria
Pit 64 | 59588 | PV1 | Solar PV | North Carolina | 5 | Dropped - Units whose status does not meet NEEDS criteria
Sandy Ridge Solar Farm | 59590 | PV1 | Solar PV | North Carolina | 5 | Dropped - Units whose status does not meet NEEDS criteria
Spring Valley Farm | 59594 | PV1 | Solar PV | North Carolina | 5 | Dropped - Units whose status does not meet NEEDS criteria
Maricopa West Solar 2 | 59608 | MWS2 | Solar PV | California | 20 | Dropped - Units whose status does not meet NEEDS criteria
Maricopa East Solar | 59609 | MES | Solar PV | California | 18 | Dropped - Units whose status does not meet NEEDS criteria
LKL Kingfisher, LLC | 59612 | LKLKF | Solar PV | Florida | 6 | Dropped - Units whose status does not meet NEEDS criteria
Clear Springs Energy Center | 59615 | CTG-1 | Combustion Turbine | Texas | 178 | Dropped - Units whose status does not meet NEEDS criteria
Clear Springs Energy Center | 59615 | CTG-2 | Combustion Turbine | Texas | 177 | Dropped - Units whose status does not meet NEEDS criteria
Clear Springs Energy Center | 59615 | CTG-3 | Combustion Turbine | Texas | 177 | Dropped - Units whose status does not meet NEEDS criteria
Union Valley Energy Center | 59616 | CTG-1 | Combustion Turbine | Texas | 178 | Dropped - Units whose status does not meet NEEDS criteria
Union Valley Energy Center | 59616 | CTG-2 | Combustion Turbine | Texas | 178 | Dropped - Units whose status does not meet NEEDS criteria
Union Valley Energy Center | 59616 | CTG-3 | Combustion Turbine | Texas | 178 | Dropped - Units whose status does not meet NEEDS criteria
Van Alstyne Energy Center | 59617 | CTG-1 | Combustion Turbine | Texas | 177 | Dropped - Units whose status does not meet NEEDS criteria
Van Alstyne Energy Center | 59617 | CTG-2 | Combustion Turbine | Texas | 177 | Dropped - Units whose status does not meet NEEDS criteria
Van Alstyne Energy Center | 59617 | CTG-3 | Combustion Turbine | Texas | 177 | Dropped - Units whose status does not meet NEEDS criteria
Jamesville Solar | 59640 | 5MWPV | Solar PV | North Carolina | 5 | Dropped - Units whose status does not meet NEEDS criteria
Weldon Solar | 59644 | 5MWPV | Solar PV | North Carolina | 5 | Dropped - Units whose status does not meet NEEDS criteria
Highland Park Project | 59659 | HPWT | Onshore Wind | Colorado | 181 | Dropped - Units whose status does not meet NEEDS criteria
Mattawoman Energy Center | 59662 | CGT11 | Combined Cycle | Maryland | 286 | Dropped - Units whose status does not meet NEEDS criteria
Mattawoman Energy Center | 59662 | CGT12 | Combined Cycle | Maryland | 286 | Dropped - Units whose status does not meet NEEDS criteria
Mattawoman Energy Center | 59662 | STG11 | Combined Cycle | Maryland | 436 | Dropped - Units whose status does not meet NEEDS criteria
Innovative Solar 53 | 59668 | IS053 | Solar PV | North Carolina | 40 | Dropped - Units whose status does not meet NEEDS criteria
Innovative Solar 33 | 59672 | IS033 | Solar PV | North Carolina | 30.5 | Dropped - Units whose status does not meet NEEDS criteria
Innovative Solar 38 | 59674 | IS038 | Solar PV | North Carolina | 34 | Dropped - Units whose status does not meet NEEDS criteria
Innovative Solar 68 | 59679 | IS068 | Solar PV | North Carolina | 48.3 | Dropped - Units whose status does not meet NEEDS criteria
Innovative Solar 71 | 59680 | IS071 | Solar PV | North Carolina | 5 | Dropped - Units whose status does not meet NEEDS criteria
Innovative Solar 72 | 59681 | IS072 | Solar PV | North Carolina | 33.5 | Dropped - Units whose status does not meet NEEDS criteria
NBC Field's Point Wind Farm | 59692 | FPWTG | Onshore Wind | Rhode Island | 4.5 | Dropped - Onsite Unit
Pocatello Solar | 59696 | PAPV1 | Solar PV | Idaho | 20 | Dropped - Units whose status does not meet NEEDS criteria
Clark 1 Solar | 59697 | CSPV1 | Solar PV | Idaho | 71 | Dropped - Units whose status does not meet NEEDS criteria
Clark 2 Solar | 59698 | CSPV2 | Solar PV | Idaho | 20 | Dropped - Units whose status does not meet NEEDS criteria
Clark 3 Solar | 59699 | CSPV3 | Solar PV | Idaho | 30 | Dropped - Units whose status does not meet NEEDS criteria
Clark 4 Solar | 59700 | CSPV4 | Solar PV | Idaho | 20 | Dropped - Units whose status does not meet NEEDS criteria
Subase Microgrid Project | 59701 | SMP1 | Combustion Turbine | Connecticut | 3.7 | Dropped - Units whose status does not meet NEEDS criteria
Subase Microgrid Project | 59701 | SMP2 | Combustion Turbine | Connecticut | 3.7 | Dropped - Units whose status does not meet NEEDS criteria
Subase Microgrid Project | 59701 | SMP3 | Combustion Turbine | Connecticut | 2 | Dropped - Units whose status does not meet NEEDS criteria
Subase Microgrid Project | 59701 | SMP4 | Combustion Turbine | Connecticut | 2 | Dropped - Units whose status does not meet NEEDS criteria
Aulander Solar | 59707 | 5MWPV | Solar PV | North Carolina | 5 | Dropped - Units whose status does not meet NEEDS criteria
Neches Station, LLC | 59716 | CTG1 | Combustion Turbine | Texas | 223 | Dropped - Units whose status does not meet NEEDS criteria
Neches Station, LLC | 59716 | CTG2 | Combustion Turbine | Texas | 223 | Dropped - Units whose status does not meet NEEDS criteria
Framingham State University Plant | 59717 | MSC | Combustion Turbine | Massachusetts | 0.3 | Dropped - Units whose status does not meet NEEDS criteria
Moundsville Power | 59720 | MPCA1 | Combined Cycle | West Virginia | 319 | Dropped - Units whose status does not meet NEEDS criteria
Moundsville Power | 59720 | MPCT1 | Combined Cycle | West Virginia | 177.3 | Dropped - Units whose status does not meet NEEDS criteria
Moundsville Power | 59720 | MPCT2 | Combined Cycle | West Virginia | 177.3 | Dropped - Units whose status does not meet NEEDS criteria
BlueWave Capital-Mattapoisett (SREC II) | 59753 | 1 | Solar PV | Massachusetts | 4.5 | Dropped - Units whose status does not meet NEEDS criteria
Mud Springs Wind Project, LLC | 59756 | 1 | Onshore Wind | Montana | 80 | Dropped - Units whose status does not meet NEEDS criteria
Pryor Caves Wind Project, LLC | 59757 | 1 | Onshore Wind | Montana | 80 | Dropped - Units whose status does not meet NEEDS criteria
Horse Thief Wind Project, LLC | 59758 | 1 | Onshore Wind | Montana | 80 | Dropped - Units whose status does not meet NEEDS criteria
Heartland Community College | 59776 | T01 | Onshore Wind | Illinois | 1.7 | Dropped - Onsite Unit
Waynoka Gas Processing Plant | 59782 | G1 | Combustion Turbine | Oklahoma | 1.3 | Dropped - Onsite Unit
Waynoka Gas Processing Plant | 59782 | G2 | Combustion Turbine | Oklahoma | 1.3 | Dropped - Onsite Unit
Waynoka Gas Processing Plant | 59782 | G3 | Combustion Turbine | Oklahoma | 1.3 | Dropped - Onsite Unit
Cabin Creek Renewable Energy Station | 59791 | 1 | Landfill Gas | Indiana | 1.9 | Dropped - Units whose status does not meet NEEDS criteria
Cabin Creek Renewable Energy Station | 59791 | 2 | Landfill Gas | Indiana | 1.9 | Dropped - Units whose status does not meet NEEDS criteria
Industrial Plant | 59793 | 15 | Combustion Turbine | Alaska | 23.5 | Dropped - in Alaska or in Hawaii or Puerto Rico
Foothill Solar Project | 59799 | W4528 | Solar PV | California | 1.1 | Dropped - Units whose status does not meet NEEDS criteria
Black Oak Wind Farm | 59813 | NA | Onshore Wind | New York | 16.1 | Dropped - Units whose status does not meet NEEDS criteria
Westminster Place | 59830 | GEN1 | Combustion Turbine | Illinois | 2.4 | Dropped - Units whose status does not meet NEEDS criteria
Caprock Solar 2 LLC | 59846 | PV1 | Solar PV | New Mexico | 30 | Dropped - Units whose status does not meet NEEDS criteria
Texas Clean Energy Project | 59859 | TCE1A | Fossil Waste | Texas | 274 | Dropped - Units whose status does not meet NEEDS criteria
Texas Clean Energy Project | 59859 | TCE1B | Fossil Waste | Texas | 126 | Dropped - Units whose status does not meet NEEDS criteria
Aiya Solar Project | 59869 | GEN01 | Solar PV | Nevada | 100 | Dropped - Units whose status does not meet NEEDS criteria
Thermo Solar PV-01 | 59883 | SOLAR | Solar PV | Utah | 2.9 | Dropped - Units whose status does not meet NEEDS criteria
Great Lakes Central Power Plant | 59884 | GTG-1 | Combustion Turbine | Illinois | 4.5 | Dropped - Units whose status does not meet NEEDS criteria
Great Lakes Central Power Plant | 59884 | GTG-2 | Combustion Turbine | Illinois | 4.5 | Dropped - Units whose status does not meet NEEDS criteria
Great Lakes Central Power Plant | 59884 | STG-1 | O/G Steam | Illinois | 0.5 | Dropped - Units whose status does not meet NEEDS criteria
Great Lakes Central Power Plant | 59884 | STG-2 | O/G Steam | Illinois | 0.5 | Dropped - Units whose status does not meet NEEDS criteria
Little Bear Solar 2, LLC | 59885 | GEN01 | Solar PV | California | 20 | Dropped - Units whose status does not meet NEEDS criteria
Poplars Ranch Solar LLC | 59890 | GEN | Solar PV | Oregon | 16 | Dropped - Units whose status does not meet NEEDS criteria
Hopeful Solar LLC | 59892 | GEN | Solar PV | Georgia | 20.7 | Dropped - Units whose status does not meet NEEDS criteria
Louisburg Solar | 59895 | 5MWPV | Solar PV | North Carolina | 5 | Dropped - Units whose status does not meet NEEDS criteria
Black Fork Wind Energy Project | 59907 | GEN | Onshore Wind | Ohio | 200 | Dropped - Units whose status does not meet NEEDS criteria
Middlesex Energy Center LLC | 59909 | CT001 | Combined Cycle | New Jersey | 570 | Dropped - Units whose status does not meet NEEDS criteria
Rockwood Energy Center LLC | 59918 | ROCKW | Combined Cycle | Texas | 1068 | Dropped - Units whose status does not meet NEEDS criteria
Smithfield Solar LLC | 59920 | 5MWPV | Solar PV | North Carolina | 5 | Dropped - Units whose status does not meet NEEDS criteria
South Campus Solar | 59922 | G1789 | Solar PV | Delaware | 1.3 | Dropped - Onsite Unit
South Campus Solar | 59922 | GA500 | Solar PV | Delaware | 0.5 | Dropped - Onsite Unit
South Campus Solar | 59922 | SG333 | Solar PV | Delaware | 0.3 | Dropped - Units whose status does not meet NEEDS criteria
South Campus Solar | 59922 | SG500 | Solar PV | Delaware | 0.5 | Dropped - Units whose status does not meet NEEDS criteria
Pinecrest Energy Center | 59923 | CTG-1 | Combined Cycle | Texas | 229 | Dropped - Units whose status does not meet NEEDS criteria
Pinecrest Energy Center | 59923 | CTG-2 | Combined Cycle | Texas | 229 | Dropped - Units whose status does not meet NEEDS criteria
Pinecrest Energy Center | 59923 | STG | Combined Cycle | Texas | 289 | Dropped - Units whose status does not meet NEEDS criteria
La Paloma Energy Center | 59924 | CTG-1 | Combined Cycle | Texas | 211.5 | Dropped - Units whose status does not meet NEEDS criteria
La Paloma Energy Center | 59924 | CTG-2 | Combined Cycle | Texas | 211.5 | Dropped - Units whose status does not meet NEEDS criteria
La Paloma Energy Center | 59924 | STG-1 | Combined Cycle | Texas | 300 | Dropped - Units whose status does not meet NEEDS criteria
Sonoran Energy Project | 59925 | GEN1 | Combined Cycle | California | 510.7 | Dropped - Units whose status does not meet NEEDS criteria
Snow Mountain Solar, LLC | 59935 | GEN01 | Solar PV | Nevada | 101 | Dropped - Units whose status does not meet NEEDS criteria
Bloomsbury Solar, LLC | 59970 | BLOOM | Solar PV | North Carolina | 5 | Dropped - Units whose status does not meet NEEDS criteria
Easter | 59971 | ESTR1 | Onshore Wind | Texas | 300 | Dropped - Units whose status does not meet NEEDS criteria
Lebanon Solar 1 | 59991 | LEB1 | Solar PV | Connecticut | 2 | Dropped - Units whose status does not meet NEEDS criteria
Lebanon Solar 2 | 59992 | LEB2 | Solar PV | Connecticut | 2 | Dropped - Units whose status does not meet NEEDS criteria
Round Hill PV1 | 59998 | RNDHL | Solar PV | North Carolina | 5 | Dropped - Units whose status does not meet NEEDS criteria
Waipio Solar | 60024 | WPO | Solar PV | Hawaii | 45.9 | Dropped - in Alaska or in Hawaii or Puerto Rico
SunE Redlands | 60031 | RDNDS | Solar PV | California | 1.5 | Dropped - Units whose status does not meet NEEDS criteria
Garrison Butte Wind, LLC | 60066 | GEN | Onshore Wind | North Dakota | 150 | Dropped - Units whose status does not meet NEEDS criteria
Wallace Solar 2 | 60090 | 2MWPV | Solar PV | North Carolina | 1.9 | Dropped - Units whose status does not meet NEEDS criteria
Blythe Solar III, LLC | 60094 | BLCK2 | Solar PV | California | 31.2 | Dropped - Units whose status does not meet NEEDS criteria
Blythe Solar III, LLC | 60094 | BLCK3 | Solar PV | California | 31.2 | Dropped - Units whose status does not meet NEEDS criteria
Blythe Solar III, LLC | 60094 | BLCK4 | Solar PV | California | 31.2 | Dropped - Units whose status does not meet NEEDS criteria
Blythe Solar IV, LLC | 60095 | BLCK1 | Solar PV | California | 31.2 | Dropped - Units whose status does not meet NEEDS criteria
Blythe Solar IV, LLC | 60095 | BLCK2 | Solar PV | California | 31.2 | Dropped - Units whose status does not meet NEEDS criteria
Blythe Solar IV, LLC | 60095 | BLCK3 | Solar PV | California | 31.2 | Dropped - Units whose status does not meet NEEDS criteria
Blythe Solar IV, LLC | 60095 | BLCK4 | Solar PV | California | 31.2 | Dropped - Units whose status does not meet NEEDS criteria
Kawailoa Solar | 60125 | KAWS | Solar PV | Hawaii | 49 | Dropped - in Alaska or in Hawaii or Puerto Rico
Alexis Solar | 60139 | PV1 | Solar PV | North Carolina | 5 | Dropped - Units whose status does not meet NEEDS criteria
Brooke Solar | 60140 | PV1 | Solar PV | North Carolina | 4.5 | Dropped - Units whose status does not meet NEEDS criteria
Izia Solar | 60141 | PV1 | Solar PV | North Carolina | 5 | Dropped - Units whose status does not meet NEEDS criteria
McDougald Solar, LLC | 60148 | FLS1 | Solar PV | North Carolina | 4.9 | Dropped - Units whose status does not meet NEEDS criteria
Signature Solar | 60155 | PV1 | Solar PV | North Carolina | 5 | Dropped - Units whose status does not meet NEEDS criteria
June Solar | 60158 | PV1 | Solar PV | North Carolina | 4 | Dropped - Units whose status does not meet NEEDS criteria
Roman Solar | 60159 | PV1 | Solar PV | North Carolina | 5 | Dropped - Units whose status does not meet NEEDS criteria
Wilfork Solar | 60162 | PV1 | Solar PV | North Carolina | 5 | Dropped - Units whose status does not meet NEEDS criteria
Hawk Solar | 60163 | PV1 | Solar PV | North Carolina | 5 | Dropped - Units whose status does not meet NEEDS criteria
Jordan Solar | 60164 | PV1 | Solar PV | North Carolina | 5 | Dropped - Units whose status does not meet NEEDS criteria
Higgins Solar | 60166 | PV1 | Solar PV | North Carolina | 5 | Dropped - Units whose status does not meet NEEDS criteria
Carter Solar | 60167 | PV1 | Solar PV | North Carolina | 5 | Dropped - Units whose status does not meet NEEDS criteria
Sadie Solar | 60168 | PV1 | Solar PV | North Carolina | 5 | Dropped - Units whose status does not meet NEEDS criteria
Icarus Solar | 60169 | PV1 | Solar PV | North Carolina | 3 | Dropped - Units whose status does not meet NEEDS criteria
Iga Solar | 60170 | PV1 | Solar PV | North Carolina | 5 | Dropped - Units whose status does not meet NEEDS criteria
Clayton Solar | 60171 | PV1 | Solar PV | North Carolina | 5 | Dropped - Units whose status does not meet NEEDS criteria
Christina Solar | 60172 | PV1 | Solar PV | North Carolina | 3 | Dropped - Units whose status does not meet NEEDS criteria
Longleaf Solar | 60173 | PV1 | Solar PV | North Carolina | 5 | Dropped - Units whose status does not meet NEEDS criteria
Cardinal Solar | 60174 | PV1 | Solar PV | North Carolina | 5 | Dropped - Units whose status does not meet NEEDS criteria
Bonnie Solar | 60175 | PV1 | Solar PV | North Carolina | 5 | Dropped - Units whose status does not meet NEEDS criteria
Anna Solar | 60176 | PV1 | Solar PV | North Carolina | 5 | Dropped - Units whose status does not meet NEEDS criteria
Blue Bird Solar | 60177 | PV1 | Solar PV | North Carolina | 4 | Dropped - Units whose status does not meet NEEDS criteria
Hill County Generation Facility | 60194 | CT1 | Combustion Turbine | Texas | 205 | Dropped - Units whose status does not meet NEEDS criteria
Hill County Generation Facility | 60194 | CT2 | Combustion Turbine | Texas | 205 | Dropped - Units whose status does not meet NEEDS criteria
Hill County Generation Facility | 60194 | CT3 | Combustion Turbine | Texas | 205 | Dropped - Units whose status does not meet NEEDS criteria
Hill County Generation Facility | 60194 | CT4 | Combustion Turbine | Texas | 205 | Dropped - Units whose status does not meet NEEDS criteria
ESC Brooke County Power I | 60202 | BCCA1 | Combined Cycle | West Virginia | 261.2 | Dropped - Units whose status does not meet NEEDS criteria
ESC Brooke County Power I | 60202 | BCCT1 | Combined Cycle | West Virginia | 252.3 | Dropped - Units whose status does not meet NEEDS criteria
ESC Brooke County Power I | 60202 | BCCT2 | Combined Cycle | West Virginia | 252.3 | Dropped - Units whose status does not meet NEEDS criteria
Wheaton Solar | 60203 | 1 | Solar PV | Wisconsin | 3.5 | Dropped - Units whose status does not meet NEEDS criteria
ESC Tioga County Power | 60205 | TCCA1 | Combined Cycle | Pennsylvania | 302 | Dropped - Units whose status does not meet NEEDS criteria
ESC Tioga County Power | 60205 | TCCT1 | Combined Cycle | Pennsylvania | 253.1 | Dropped - Units whose status does not meet NEEDS criteria
ESC Tioga County Power | 60205 | TCCT2 | Combined Cycle | Pennsylvania | 253.1 | Dropped - Units whose status does not meet NEEDS criteria
ESC Harrison County Power | 60206 | HCCA1 | Combined Cycle | West Virginia | 205.4 | Dropped - Units whose status does not meet NEEDS criteria
ESC Harrison County Power | 60206 | HCCT1 | Combined Cycle | West Virginia | 319.1 | Dropped - Units whose status does not meet NEEDS criteria
Terrapin Hills Wind Farm | 60211 | 1 | Onshore Wind | Maryland | 50 | Dropped - Units whose status does not meet NEEDS criteria
Mason Dixon Wind Farm | 60212 | 1 | Onshore Wind | Pennsylvania | 79.9 | Dropped - Units whose status does not meet NEEDS criteria
ESS Wesel | 60214 | ESSWL | Energy Storage | Maryland | 6 | Dropped - Units whose status does not meet NEEDS criteria
ESS Fairgrounds | 60215 | ESSFG | Energy Storage | Maryland | 4 | Dropped - Units whose status does not meet NEEDS criteria
ESS Lewes | 60216 | ESSLS | Energy Storage | Delaware | 8 | Dropped - Units whose status does not meet NEEDS criteria
Halyard Wharton Energy Center | 60221 | TBN1 | Combustion Turbine | Texas | 162 | Dropped - Units whose status does not meet NEEDS criteria
Halyard Wharton Energy Center | 60221 | TBN2 | Combustion Turbine | Texas | 162 | Dropped - Units whose status does not meet NEEDS criteria
Bristol Plant | 60222 | B1 | Landfill Gas | Virginia | 0.3 | Dropped - Retired/Planned Retirement by 06/2023
Bristol Plant | 60222 | B2 | Landfill Gas | Virginia | 0.3 | Dropped - Retired/Planned Retirement by 06/2023
Bristol Plant | 60222 | B3 | Landfill Gas | Virginia | 0.3 | Dropped - Retired/Planned Retirement by 06/2023
Bristol Plant | 60222 | B4 | Landfill Gas | Virginia | 0.3 | Dropped - Retired/Planned Retirement by 06/2023
Bristol Plant | 60222 | B5 | Landfill Gas | Virginia | 0.3 | Dropped - Retired/Planned Retirement by 06/2023
Bristol Plant | 60222 | B6 | Landfill Gas | Virginia | 0.3 | Dropped - Retired/Planned Retirement by 06/2023
Ambler | 60243 | 1 | Combustion Turbine | Alaska | 0.4 | Dropped - in Alaska or in Hawaii or Puerto Rico
Ambler | 60243 | 2 | Combustion Turbine | Alaska | 0.3 | Dropped - in Alaska or in Hawaii or Puerto Rico
Ambler | 60243 | 3 | Combustion Turbine | Alaska | 0.4 | Dropped - in Alaska or in Hawaii or Puerto Rico
Marshall | 60244 | 1 | Combustion Turbine | Alaska | 0.5 | Dropped - in Alaska or in Hawaii or Puerto Rico
Marshall | 60244 | 2 | Combustion Turbine | Alaska | 0.4 | Dropped - in Alaska or in Hawaii or Puerto Rico
Marshall | 60244 | 3 | Combustion Turbine | Alaska | 0.2 | Dropped - in Alaska or in Hawaii or Puerto Rico
New Stuyahok | 60245 | 1 | Combustion Turbine | Alaska | 0.4 | Dropped - in Alaska or in Hawaii or Puerto Rico
New Stuyahok | 60245 | 2 | Combustion Turbine | Alaska | 0.5 | Dropped - in Alaska or in Hawaii or Puerto Rico
New Stuyahok | 60245 | 3 | Combustion Turbine | Alaska | 0.5 | Dropped - in Alaska or in Hawaii or Puerto Rico
Michigan Wind 3 | 60246 | 1 | Onshore Wind | Michigan | 152.8 | Dropped - Units whose status does not meet NEEDS criteria
Swampy Acres | 60250 | 13 | Combustion Turbine | Alaska | 4.4 | Dropped - in Alaska or in Hawaii or Puerto Rico
Swampy Acres | 60250 | 6A | Combustion Turbine | Alaska | 2 | Dropped - in Alaska or in Hawaii or Puerto Rico
Swampy Acres | 60250 | 7A | Combustion Turbine | Alaska | 2 | Dropped - in Alaska or in Hawaii or Puerto Rico
Brevig Mission | 60260 | 1 | Combustion Turbine | Alaska | 0.2 | Dropped - in Alaska or in Hawaii or Puerto Rico
Brevig Mission | 60260 | 2 | Combustion Turbine | Alaska | 0.4 | Dropped - in Alaska or in Hawaii or Puerto Rico
Brevig Mission | 60260 | 3 | Combustion Turbine | Alaska | 0.5 | Dropped - Units whose status does not meet NEEDS criteria
Brevig Mission | 60260 | 3A | Combustion Turbine | Alaska | 0.4 | Dropped - in Alaska or in Hawaii or Puerto Rico
Halyard Henderson Energy Center | 60268 | TBN1 | Combustion Turbine | Texas | 210 | Dropped - Units whose status does not meet NEEDS criteria
Halyard Henderson Energy Center | 60268 | TBN2 | Combustion Turbine | Texas | 210 | Dropped - Units whose status does not meet NEEDS criteria
Tex-Mex Renewable Energy Project, LLC | 60269 | WT1 | Onshore Wind | Texas | 80 | Dropped - Units whose status does not meet NEEDS criteria
Canyon Wind Project, LLC | 60271 | WT1 | Onshore Wind | Texas | 360 | Dropped - Units whose status does not meet NEEDS criteria
Cone Renewable Energy Project, LLC | 60272 | WT1 | Onshore Wind | Texas | 300 | Dropped - Units whose status does not meet NEEDS criteria
Crosby County Wind Farm, LLC | 60273 | WT1 | Onshore Wind | Texas | 120 | Dropped - Units whose status does not meet NEEDS criteria
Climax Solar | 60286 | PV1 | Solar PV | North Carolina | 4.9 | Dropped - Units whose status does not meet NEEDS criteria
Clean Path Energy Center | 60289 | CPEC1 | Combined Cycle | New Mexico | 680 | Dropped - Units whose status does not meet NEEDS criteria
Clean Path Energy Center | 60289 | PVGEN | Solar PV | New Mexico | 55 | Dropped - Units whose status does not meet NEEDS criteria
Whiteville Solar 2 | 60292 | PV1 | Solar PV | North Carolina | 4.9 | Dropped - Units whose status does not meet NEEDS criteria
Crawford Solar | 60294 | PV1 | Solar PV | North Carolina | 4.9 | Dropped - Units whose status does not meet NEEDS criteria
Crimson Solar | 60295 | PV1 | Solar PV | North Carolina | 4.9 | Dropped - Units whose status does not meet NEEDS criteria
High Pockets Solar | 60305 | PV1 | Solar PV | North Carolina | 1.9 | Dropped - Units whose status does not meet NEEDS criteria
Windpark Unlimited 2 | 60321 | EXIS2 | Onshore Wind | California | 16.1 | Dropped - Retired/Planned Retirement by 06/2023
O'Brien Wind | 60326 | OBWF4 | Onshore Wind | Iowa | 72.5 | Dropped - Units whose status does not meet NEEDS criteria
O'Brien Wind | 60326 | OBWF5 | Onshore Wind | Iowa | 72.5 | Dropped - Units whose status does not meet NEEDS criteria
O'Brien Wind | 60326 | OBWF6 | Onshore Wind | Iowa | 72.5 | Dropped - Units whose status does not meet NEEDS criteria
Schofield Generating Station | 60328 | S1 | Biomass | Hawaii | 8.4 | Dropped - in Alaska or in Hawaii or Puerto Rico
Schofield Generating Station | 60328 | S2 | Biomass | Hawaii | 8.4 | Dropped - in Alaska or in Hawaii or Puerto Rico
Schofield Generating Station | 60328 | S3 | Biomass | Hawaii | 8.4 | Dropped - in Alaska or in Hawaii or Puerto Rico
Schofield Generating Station | 60328 | S4 | Biomass | Hawaii | 8.4 | Dropped - in Alaska or in Hawaii or Puerto Rico
Schofield Generating Station | 60328 | S5 | Biomass | Hawaii | 8.4 | Dropped - in Alaska or in Hawaii or Puerto Rico
Schofield Generating Station | 60328 | S6 | Biomass | Hawaii | 8.4 | Dropped - in Alaska or in Hawaii or Puerto Rico
Ida Grove Wind | 60342 | IGWF5 | Onshore Wind | Iowa | 96.6 | Dropped - Units whose status does not meet NEEDS criteria
Ida Grove Wind | 60342 | IGWF6 | Onshore Wind | Iowa | 98.9 | Dropped - Units whose status does not meet NEEDS criteria
Hilly Branch | 60358 | 28941 | Solar PV | North Carolina | 2 | Dropped - Units whose status does not meet NEEDS criteria
Pike Road Solar | 60360 | 51116 | Solar PV | North Carolina | 5 | Dropped - Units whose status does not meet NEEDS criteria
Magic Valley Wind Farm III LLC | 60362 | MVIII | Onshore Wind | Texas | 200 | Dropped - Units whose status does not meet NEEDS criteria
Lamesa Solar | 60372 | LSPV2 | Solar PV | Texas | 100 | Dropped - Units whose status does not meet NEEDS criteria
SunCoke Energy South Shore Facility | 60373 | SSST6 | Coal Steam | Kentucky | 60 | Dropped - Units whose status does not meet NEEDS criteria
Concord Blue Eagar, LLC | 60374 | CB001 | Non-Fossil Waste | Arizona | 0.6 | Dropped - Units whose status does not meet NEEDS criteria
Concord Blue Eagar, LLC | 60374 | CB002 | Non-Fossil Waste | Arizona | 0.6 | Dropped - Units whose status does not meet NEEDS criteria
Duroc Holdings | 60379 | PV1 | Solar PV | North Carolina | 5 | Dropped - Units whose status does not meet NEEDS criteria
Invenergy Nelson Expansion LLC | 60387 | GEN3 | Combustion Turbine | Illinois | 157 | Dropped - Units whose status does not meet NEEDS criteria
Invenergy Nelson Expansion LLC | 60387 | GEN4 | Combustion Turbine | Illinois | 157 | Dropped - Units whose status does not meet NEEDS criteria
LIRR Malverne Wayside Energy Storage Sys | 60479 | BA1 | Energy Storage | New York | 1 | Dropped - Units whose status does not meet NEEDS criteria
LIRR Malverne Wayside Energy Storage Sys | 60479 | BA2 | Energy Storage | New York | 1 | Dropped - Units whose status does not meet NEEDS criteria
Clark Canyon Hydro-Electric Facility | 60483 | FRNS1 | Hydro | Montana | 2.4 | Dropped - Units whose status does not meet NEEDS criteria
Clark Canyon Hydro-Electric Facility | 60483 | FRNS2 | Hydro | Montana | 2.4 | Dropped - Units whose status does not meet NEEDS criteria
KIUC Kapaia PV and BA Storage Project | 60546 | BA1 | Energy Storage | Hawaii | 11 | Dropped - in Alaska or in Hawaii or Puerto Rico
KIUC Kapaia PV and BA Storage Project | 60546 | PV1 | Solar PV | Hawaii | 15 | Dropped - in Alaska or in Hawaii or Puerto Rico
Peanut Solar | 60557 | PV1 | Solar PV | North Carolina | 5 | Dropped - Units whose status does not meet NEEDS criteria
Flywheel Energy Storage System Microgrid | 60563 | FESS | Energy Storage | Alaska | 2 | Dropped - in Alaska or in Hawaii or Puerto Rico
Sweetheart Lake Hydroelectric Facility | 60588 | JHI01 | Hydro | Alaska | 6.6 | Dropped - Units whose status does not meet NEEDS criteria
Sweetheart Lake Hydroelectric Facility | 60588 | JHI02 | Hydro | Alaska | 6.6 | Dropped - Units whose status does not meet NEEDS criteria
Sweetheart Lake Hydroelectric Facility | 60588 | JHI03 | Hydro | Alaska | 6.6 | Dropped - Units whose status does not meet NEEDS criteria
Sand Creek Wind Farm | 60595 | WT1 | Onshore Wind | Montana | 75 | Dropped - Units whose status does not meet NEEDS criteria
Baron Winds Farm | 60596 | 1 | Onshore Wind | New York | 272 | Dropped - Units whose status does not meet NEEDS criteria
CMEEC - Hollyhock Solar | 60606 | PV1 | Solar PV | Connecticut | 6 | Dropped - Units whose status does not meet NEEDS criteria
Howardtown Farm | 60630 | PV1 | Solar PV | North Carolina | 10 | Dropped - Retired/Planned Retirement by 06/2023
M&G Resins USA | 60642 | 1 | Non-Fossil Waste | Texas | 11.7 | Dropped - Units whose status does not meet NEEDS criteria
M&G Resins USA | 60642 | 2 | Non-Fossil Waste | Texas | 11.7 | Dropped - Units whose status does not meet NEEDS criteria
Energy Nuevo Storage Farm | 60646 | NUEVO | Energy Storage | California | 20 | Dropped - Units whose status does not meet NEEDS criteria
Mission Rock Energy Center Hybrid | 60650 | BA1 | Energy Storage | California | 25 | Dropped - Units whose status does not meet NEEDS criteria
Mission Rock Energy Center Hybrid | 60650 | GT1 | Combustion Turbine | California | 275 | Dropped - Units whose status does not meet NEEDS criteria
CE&P Imperial Valley 1 | 60670 | 1 | Combined Cycle | California | 50 | Dropped - Units whose status does not meet NEEDS criteria
Tisch Mills Wind | 60674 | TISCH | Onshore Wind | Wisconsin | 150 | Dropped - Units whose status does not meet NEEDS criteria
Turner Energy Storage Project | 60675 | TES | Energy Storage | Washington | 1.2 | Dropped - Units whose status does not meet NEEDS criteria
FDS Co-Generation Facility | 60693 | 1 | Fossil Waste | Ohio | 110 | Dropped - Units whose status does not meet NEEDS criteria
Gaines County | 60697 | GC-1 | Combustion Turbine | Texas | 186 | Dropped - Units whose status does not meet NEEDS criteria
IFF Hazlet | 60709 | ROOF | Solar PV | New Jersey | 0.6 | Dropped - Units whose status does not meet NEEDS criteria
New Colony Wind Project | 60718 | WT1 | Onshore Wind | Montana | 23.1 | Dropped - Units whose status does not meet NEEDS criteria
Rowan Solar NC LLC | 60780 | PV1 | Solar PV | North Carolina | 2 | Dropped - Units whose status does not meet NEEDS criteria
Renovo Energy Center | 60786 | RECNY | Combined Cycle | Pennsylvania | 480 | Dropped - Units whose status does not meet NEEDS criteria
Renovo Energy Center | 60786 | RECPJ | Combined Cycle | Pennsylvania | 480 | Dropped - Units whose status does not meet NEEDS criteria
Salt Springs Wind Farm | 60807 | WT | Onshore Wind | Kansas | 200 | Dropped - Units whose status does not meet NEEDS criteria
AES ADA Energy Storage Array | 60811 | ADA | Energy Storage | Pennsylvania | 2 | Dropped - Units whose status does not meet NEEDS criteria
7-Mile Ridge Wind Project | 60814 | WT1 | Onshore Wind | Alaska | 1.8 | Dropped - Units whose status does not meet NEEDS criteria
Neenach Solar Center | 60826 | ECA03 | Solar PV | California | 1.5 | Dropped - Units whose status does not meet NEEDS criteria
Osceola Solar, LLC | 60828 | PV1 | Solar PV | North Carolina | 5 | Dropped - Units whose status does not meet NEEDS criteria
Eastway Solar, LLC | 60829 | PV1 | Solar PV | North Carolina | 4.9 | Dropped - Units whose status does not meet NEEDS criteria
Williams Solar, LLC | 60859 | PV1 | Solar PV | Texas | 20 | Dropped - Units whose status does not meet NEEDS criteria
Homestead Wind LLC | 60871 | HOMES | Onshore Wind | Illinois | 50 | Dropped - Units whose status does not meet NEEDS criteria
Wildomar Solar | 60872 | WILD1 | Solar PV | California | 1.2 | Dropped - Units whose status does not meet NEEDS criteria
Halifax Solar LLC | 60884 | HALFX | Solar PV | North Carolina | 5 | Dropped - Units whose status does not meet NEEDS criteria
Carter Solar One, LLC | 60896 | CRTON | Solar PV | Idaho | 20 | Dropped - Units whose status does not meet NEEDS criteria
Jackpot Solar North, LLC | 60897 | JPTNO | Solar PV | Idaho | 20 | Dropped - Units whose status does not meet NEEDS criteria
Jackpot Solar South, LLC | 60898 | JPTSO | Solar PV | Idaho | 20 | Dropped - Units whose status does not meet NEEDS criteria
Jackpot Solar East, LLC | 60899 | JPTEA | Solar PV | Idaho | 20 | Dropped - Units whose status does not meet NEEDS criteria
Jackpot Solar West, LLC | 60900 | JPTWE | Solar PV | Idaho | 20 | Dropped - Units whose status does not meet NEEDS criteria
Big Blue River Wind Farm | 60907 | WT1 | Onshore Wind | Indiana | 200 | Dropped - Units whose status does not meet NEEDS criteria
Goodhue Solar | 60934 | PV1 | Solar PV | Minnesota | 1 | Dropped - Units whose status does not meet NEEDS criteria
Goodhue Solar | 60934 | PV2 | Solar PV | Minnesota | 1 | Dropped - Units whose status does not meet NEEDS criteria
Santa Paula Energy Storage | 60946 | SPES1 | Energy Storage | California | 5 | Dropped - Units whose status does not meet NEEDS criteria
Washington Solar | 60948 | PV1 | Solar PV | North Carolina | 5 | Dropped - Units whose status does not meet NEEDS criteria
Adams Solar | 60949 | PV1 | Solar PV | North Carolina | 2 | Dropped - Units whose status does not meet NEEDS criteria
Mountain Lion Solar | 60950 | PV1 | Solar PV | North Carolina | 1.7 | Dropped - Units whose status does not meet NEEDS criteria
Eisenhower Solar | 60963 | PV1 | Solar PV | North Carolina | 5 | Dropped - Units whose status does not meet NEEDS criteria
River Otter Solar | 60969 | PV1 | Solar PV | North Carolina | 5 | Dropped - Units whose status does not meet NEEDS criteria
Tyler Solar | 60970 | PV1 | Solar PV | North Carolina | 5 | Dropped - Units whose status does not meet NEEDS criteria
San Jacinto Solar | 60972 | SJAC | Solar PV | California | 1.5 | Dropped - Units whose status does not meet NEEDS criteria
Lake Perris Solar | 60973 | LKPR | Solar PV | California | 1.5 | Dropped - Units whose status does not meet NEEDS criteria
Dakota Solar | 60977 | PV1 | Solar PV | Minnesota | 1 | Dropped - Units whose status does not meet NEEDS criteria
Dakota Solar | 60977 | PV2 | Solar PV | Minnesota | 1 | Dropped - Units whose status does not meet NEEDS criteria
Dakota Solar | 60977 | PV3 | Solar PV | Minnesota | 1 | Dropped - Units whose status does not meet NEEDS criteria
Loma Rica Hydroelectric Powerhouse | 60988 | HY1 | Hydro | California | 1.4 | Dropped - Units whose status does not meet NEEDS criteria
Pattern Santa Isabel LLC | 61014 | 1 | Onshore Wind | Puerto Rico | 75 | Dropped - in Alaska or in Hawaii or Puerto Rico
Monument Road | 61033 | MR001 | Onshore Wind | Nebraska | 66 | Dropped - Units whose status does not meet NEEDS criteria
EcoElectrica | 61034 | CT1 | Combined Cycle | Puerto Rico | 183 | Dropped - in Alaska or in Hawaii or Puerto Rico
EcoElectrica | 61034 | CT2 | Combined Cycle | Puerto Rico | 183 | Dropped - in Alaska or in Hawaii or Puerto Rico
EcoElectrica | 61034 | STG | Combined Cycle | Puerto Rico | 214 | Dropped - in Alaska or in Hawaii or Puerto Rico
AES ILUMINA | 61036 | ILUMI | Solar PV | Puerto Rico | 17.5 | Dropped - in Alaska or in Hawaii or Puerto Rico
Morada del Sol, LLC | 61049 | PV1 | Solar PV | Texas | 239.3 | Dropped - Units whose status does not meet NEEDS criteria
West Liberty Wind Farm | 61057 | T1 | Onshore Wind | Iowa | 2.5 | Dropped - Units whose status does not meet NEEDS criteria
West Liberty Wind Farm | 61057 | T2 | Onshore Wind | Iowa | 2.5 | Dropped - Units whose status does not meet NEEDS criteria
Fresno Dam Site Water Power Project | 61061 | 1 | Hydro | Montana | 0.5 | Dropped - Units whose status does not meet NEEDS criteria
Fresno Dam Site Water Power Project | 61061 | 2 | Hydro | Montana | 0.5 | Dropped - Units whose status does not meet NEEDS criteria
Fresno Dam Site Water Power Project | 61061 | 3 | Hydro | Montana | 0.5 | Dropped - Units whose status does not meet NEEDS criteria
Coto Laurel Solar Farm | 61062 | CLSF | Solar PV | Puerto Rico | 10 | Dropped - in Alaska or in Hawaii or Puerto Rico
Martino | 61063 | MATNO | Solar PV | Puerto Rico | 3.6 | Dropped - in Alaska or in Hawaii or Puerto Rico
Pfizer Guayama | 61064 | PFGY | Solar PV | Puerto Rico | 2.7 | Dropped - in Alaska or in Hawaii or Puerto Rico
Pfizer Vega Baja | 61065 | PFVB | Solar PV | Puerto Rico | 3.1 | Dropped - in Alaska or in Hawaii or Puerto Rico
AES LAWAI SOLAR Hybrid | 61068 | LAWA1 | Solar PV | Hawaii | 20 | Dropped - in Alaska or in Hawaii or Puerto Rico
AES LAWAI SOLAR Hybrid | 61068 | LAWA2 | Energy Storage | Hawaii | 20 | Dropped - in Alaska or in Hawaii or Puerto Rico
UAMPS Carbon Free Power Plant | 61075 | NPM1 | Nuclear | Idaho | 47.5 | Dropped - Units whose status does not meet NEEDS criteria
UAMPS Carbon Free Power Plant | 61075 | NPM10 | Nuclear | Idaho | 47.5 | Dropped - Units whose status does not meet NEEDS criteria
UAMPS Carbon Free Power Plant | 61075 | NPM11 | Nuclear | Idaho | 47.5 | Dropped - Units whose status does not meet NEEDS criteria
UAMPS Carbon Free Power Plant | 61075 | NPM12 | Nuclear | Idaho | 47.5 | Dropped - Units whose status does not meet NEEDS criteria
UAMPS Carbon Free Power Plant | 61075 | NPM2 | Nuclear | Idaho | 47.5 | Dropped - Units whose status does not meet NEEDS criteria
UAMPS Carbon Free Power Plant | 61075 | NPM3 | Nuclear | Idaho | 47.5 | Dropped - Units whose status does not meet NEEDS criteria
UAMPS Carbon Free Power Plant | 61075 | NPM4 | Nuclear | Idaho | 47.5 | Dropped - Units whose status does not meet NEEDS criteria
UAMPS Carbon Free Power Plant | 61075 | NPM5 | Nuclear | Idaho | 47.5 | Dropped - Units whose status does not meet NEEDS criteria
UAMPS Carbon Free Power Plant | 61075 | NPM6 | Nuclear | Idaho | 47.5 | Dropped - Units whose status does not meet NEEDS criteria
UAMPS Carbon Free Power Plant | 61075 | NPM7 | Nuclear | Idaho | 47.5 | Dropped - Units whose status does not meet NEEDS criteria
UAMPS Carbon Free Power Plant | 61075 | NPM8 | Nuclear | Idaho | 47.5 | Dropped - Units whose status does not meet NEEDS criteria
UAMPS Carbon Free Power Plant | 61075 | NPM9 | Nuclear | Idaho | 47.5 | Dropped - Units whose status does not meet NEEDS criteria
Plum Creek Wind | 61078 | 1 | Onshore Wind | Iowa | 500 | Dropped - Units whose status does not meet NEEDS criteria
AES Puerto Rico | 61082 | UNIT1 | Coal Steam | Puerto Rico | 227.2 | Dropped - in Alaska or in Hawaii or Puerto Rico
AES Puerto Rico | 61082 | UNIT2 | Coal Steam | Puerto Rico | 227.2 | Dropped - in Alaska or in Hawaii or Puerto Rico
Oriana Energy | 61083 | BAT1 | Energy Storage | Puerto Rico | 21.8 | Dropped - in Alaska or in Hawaii or Puerto Rico
Oriana Energy | 61083 | G001 | Solar PV | Puerto Rico | 45 | Dropped - in Alaska or in Hawaii or Puerto Rico
Kihei Solar Farm | 61099 | KIHEI | Solar PV | Hawaii | 2.9 | Dropped - in Alaska or in Hawaii or Puerto Rico
Ku'ia Solar | 61101 | KUIA | Solar PV | Hawaii | 2.9 | Dropped - in Alaska or in Hawaii or Puerto Rico
GASNA 18P, LLC | 61102 | UNIT1 | Solar PV | Puerto Rico | 5 | Dropped - in Alaska or in Hawaii or Puerto Rico
Hamilton College | 61103 | PV1 | Solar PV | New York | 2 | Dropped - Units whose status does not meet NEEDS criteria
Martinsdale Wind Farm | 61108 | MTD | Onshore Wind | Montana | 80 | Dropped - Units whose status does not meet NEEDS criteria
Fajardo MSWL | 61109 | PE558 | Landfill Gas | Puerto Rico | 0.8 | Dropped - in Alaska or in Hawaii or Puerto Rico
Fajardo MSWL | 61109 | PE559 | Landfill Gas | Puerto Rico | 1.6 | Dropped - in Alaska or in Hawaii or Puerto Rico
San Fermin Solar Farm Hybrid | 61110 | BESS | Energy Storage | Puerto Rico | 3.6 | Dropped - in Alaska or in Hawaii or Puerto Rico
San Fermin Solar Farm Hybrid | 61110 | DSL | Combustion Turbine | Puerto Rico | 4 | Dropped - in Alaska or in Hawaii or Puerto Rico
San Fermin Solar Farm Hybrid | 61110 | PV | Solar PV | Puerto Rico | 20 | Dropped - in Alaska or in Hawaii or Puerto Rico
Poplar Camp Wind Farm | 61111 | PC1 | Onshore Wind | Virginia | 72 | Dropped - Units whose status does not meet NEEDS criteria
El Yunque Filtration Plant | 61112 | YUNQ | Solar PV | Puerto Rico | 2 | Dropped - in Alaska or in Hawaii or Puerto Rico
Arecibo Filtration Plant | 61113 | AREC | Solar PV | Puerto Rico | 1 | Dropped - in Alaska or in Hawaii or Puerto Rico
Canovanas Filtration Plant | 61114 | CANO | Solar PV | Puerto Rico | 1 | Dropped - in Alaska or in Hawaii or Puerto Rico
Toa Baja MSWL | 61122 | PE563 | Landfill Gas | Puerto Rico | 0.8 | Dropped - in Alaska or in Hawaii or Puerto Rico
Toa Baja MSWL | 61122 | PE564 | Landfill Gas | Puerto Rico | 1.6 | Dropped - in Alaska or in Hawaii or Puerto Rico
SCWA R5 Pond Solar | 61123 | SKYR5 | Solar PV | California | 2 | Dropped - Units whose status does not meet NEEDS criteria
Bear Poplar Solar | 61130 | 12344 | Solar PV | North Carolina | 5 | Dropped - Units whose status does not meet NEEDS criteria
Punta Lima Wind Farm | 61132 | WTGS | Onshore Wind | Puerto Rico | 23.4 | Dropped - in Alaska or in Hawaii or Puerto Rico
Humacao Solar Project, LLC | 61133 | HUM01 | Solar PV | Puerto Rico | 20 | Dropped - in Alaska or in Hawaii or Puerto Rico
Humacao Solar Project, LLC | 61133 | SSO01 | Solar PV | Puerto Rico | 20 | Dropped - in Alaska or in Hawaii or Puerto Rico
Horizon Energy (PR) Hybrid | 61136 | BAT1 | Energy Storage | Puerto Rico | 5.1 | Dropped - in Alaska or in Hawaii or Puerto Rico
Horizon Energy (PR) Hybrid | 61136 | G001 | Solar PV | Puerto Rico | 10 | Dropped - in Alaska or in Hawaii or Puerto Rico
Medtronic Solar | 61137 | PV1 | Solar PV | Puerto Rico | 4 | Dropped - in Alaska or in Hawaii or Puerto Rico
Aguirre Plant | 61146 | 1 | O/G Steam | Puerto Rico | 424.9 | Dropped - in Alaska or in Hawaii or Puerto Rico
Aguirre Plant | 61146 | 2 | O/G Steam | Puerto Rico | 424.9 | Dropped - in Alaska or in Hawaii or Puerto Rico
Aguirre Plant | 61146 | CA-1 | Combined Cycle | Puerto Rico | 92.3 | Dropped - in Alaska or in Hawaii or Puerto Rico
Aguirre Plant | 61146 | CA-2 | Combined Cycle | Puerto Rico | 92.3 | Dropped - in Alaska or in Hawaii or Puerto Rico
Aguirre Plant | 61146 | CT1-1 | Combined Cycle | Puerto Rico | 48.1 | Dropped - in Alaska or in Hawaii or Puerto Rico
Aguirre Plant | 61146 | CT1-2 | Combined Cycle | Puerto Rico | 48.1 | Dropped - in Alaska or in Hawaii or Puerto Rico
Aguirre Plant | 61146 | CT1-3 | Combined Cycle | Puerto Rico | 48.1 | Dropped - in Alaska or in Hawaii or Puerto Rico
Aguirre Plant | 61146 | CT1-4 | Combined Cycle | Puerto Rico | 48.1 | Dropped - in Alaska or in Hawaii or Puerto Rico
Aguirre Plant | 61146 | CT2-1 | Combined Cycle | Puerto Rico | 48.1 | Dropped - in Alaska or in Hawaii or Puerto Rico
Aguirre Plant | 61146 | CT2-2 | Combined Cycle | Puerto Rico | 48.1 | Dropped - in Alaska or in Hawaii or Puerto Rico
Aguirre Plant | 61146 | CT2-3 | Combined Cycle | Puerto Rico | 48.1 | Dropped - in Alaska or in Hawaii or Puerto Rico
Aguirre Plant | 61146 | CT2-4 | Combined Cycle | Puerto Rico | 48.1 | Dropped - in Alaska or in Hawaii or Puerto Rico
Aguirre Plant | 61146 | GT2-1 | Combustion Turbine | Puerto Rico | 21 | Dropped - in Alaska or in Hawaii or Puerto Rico
Aguirre Plant | 61146 | GT2-2 | Combustion Turbine | Puerto Rico | 21 | Dropped - in Alaska or in Hawaii or Puerto Rico
Costa Sur Plant | 61147 | 1 | O/G Steam | Puerto Rico | 50 | Dropped - Units whose status does not meet NEEDS criteria
Costa Sur Plant | 61147 | 2 | O/G Steam | Puerto Rico | 50 | Dropped - Units whose status does not meet NEEDS criteria
Costa Sur Plant | 61147 | 3 | O/G Steam | Puerto Rico | 80.8 | Dropped - Retired/Planned Retirement by 06/2023
Costa Sur Plant | 61147 | 4 | O/G Steam | Puerto Rico | 78.1 | Dropped - Retired/Planned Retirement by 06/2023
Costa Sur Plant | 61147 | 5 | O/G Steam | Puerto Rico | 384 | Dropped - in Alaska or in Hawaii or Puerto Rico
Costa Sur Plant | 61147 | 6 | O/G Steam | Puerto Rico | 381.6 | Dropped - in Alaska or in Hawaii or Puerto Rico
Costa Sur Plant | 61147 | GT-1 | Combustion Turbine | Puerto Rico | 21 | Dropped - in Alaska or in Hawaii or Puerto Rico
Costa Sur Plant | 61147 | GT-2 | Combustion Turbine | Puerto Rico | 21 | Dropped - in Alaska or in Hawaii or Puerto Rico
Central San Juan Plant | 61148 | 7 | O/G Steam | Puerto Rico | 91.5 | Dropped - Retired/Planned Retirement by 06/2023
Central San Juan Plant | 61148 | 8 | O/G Steam | Puerto Rico | 92.7 | Dropped - Retired/Planned Retirement by 06/2023
Central San Juan Plant | 61148 | 9 | O/G Steam | Puerto Rico | 91.7 | Dropped - Retired/Planned Retirement by 06/2023
Central San Juan Plant | 61148 | 10 | O/G Steam | Puerto Rico | 78.6 | Dropped - Retired/Planned Retirement by 06/2023
Central San Juan Plant | 61148 | CA5 | Combined Cycle | Puerto Rico | 58.6 | Dropped - in Alaska or in Hawaii or Puerto Rico
Central San Juan Plant | 61148 | CA6 | Combined Cycle | Puerto Rico | 58.6 | Dropped - in Alaska or in Hawaii or Puerto Rico
Central San Juan Plant | 61148 | CT5 | Combined Cycle | Puerto Rico | 156.1 | Dropped - in Alaska or in Hawaii or Puerto Rico
Central San Juan Plant | 61148 | CT6 | Combined Cycle | Puerto Rico | 156.1 | Dropped - in Alaska or in Hawaii or Puerto Rico
Palo Seco Plant | 61149 | 1 | O/G Steam | Puerto Rico | 78.3 | Dropped - Retired/Planned Retirement by 06/2023
Palo Seco Plant | 61149 | 2 | O/G Steam | Puerto Rico | 78.8 | Dropped - Retired/Planned Retirement by 06/2023
Palo Seco Plant | 61149 | 3 | O/G Steam | Puerto Rico | 196.3 | Dropped - in Alaska or in Hawaii or Puerto Rico
Palo Seco Plant | 61149 | 4 | O/G Steam | Puerto Rico | 216 | Dropped - in Alaska or in Hawaii or Puerto Rico
Palo Seco Plant | 61149 | 1-1 | Combustion Turbine | Puerto Rico | 21 | Dropped - in Alaska or in Hawaii or Puerto Rico
Palo Seco Plant | 61149 | 1-2 | Combustion Turbine | Puerto Rico | 21 | Dropped - in Alaska or in Hawaii or Puerto Rico
Palo Seco Plant | 61149 | 2-1 | Combustion Turbine | Puerto Rico | 21 | Dropped - in Alaska or in Hawaii or Puerto Rico
Palo Seco Plant | 61149 | 2-2 | Combustion Turbine | Puerto Rico | 21 | Dropped - in Alaska or in Hawaii or Puerto Rico
Palo Seco Plant | 61149 | 3-1 | Combustion Turbine | Puerto Rico | 21 | Dropped - in Alaska or in Hawaii or Puerto Rico
Palo Seco Plant | 61149 | 3-2 | Combustion Turbine | Puerto Rico | 21 | Dropped - in Alaska or in Hawaii or Puerto Rico
Cambalache Plant | 61150 | GT-1 | Combustion Turbine | Puerto Rico | 80.5 | Dropped - in Alaska or in Hawaii or Puerto Rico
Cambalache Plant | 61150 | GT-2 | Combustion Turbine | Puerto Rico | 80.5 | Dropped - in Alaska or in Hawaii or Puerto Rico
Cambalache Plant | 61150 | GT-3 | Combustion Turbine | Puerto Rico | 80.5 | Dropped - in Alaska or in Hawaii or Puerto Rico
Mayaguez Plant | 61151 | GT-1 | Combustion Turbine | Puerto Rico | 55 | Dropped - in Alaska or in Hawaii or Puerto Rico
Mayaguez Plant | 61151 | GT-2 | Combustion Turbine | Puerto Rico | 55 | Dropped - in Alaska or in Hawaii or Puerto Rico
Mayaguez Plant | 61151 | GT-3 | Combustion Turbine | Puerto Rico | 55 | Dropped - in Alaska or in Hawaii or Puerto Rico
Mayaguez Plant | 61151 | GT-4 | Combustion Turbine | Puerto Rico | 55 | Dropped - in Alaska or in Hawaii or Puerto Rico
Tyee Lake Hydroelectric Facility | 61166 | UNIT1 | Hydro | Alaska | 11.3 | Dropped - in Alaska or in Hawaii or Puerto Rico
Tyee Lake Hydroelectric Facility | 61166 | UNIT2 | Hydro | Alaska | 11.3 | Dropped - in Alaska or in Hawaii or Puerto Rico
Eland Solar & Storage Center, Phase 1 Hybrid | 61168 | 68SF8 | Solar PV | California | 200 | Dropped - Units whose status does not meet NEEDS criteria
Eland Solar & Storage Center, Phase 2 Hybrid | 61169 | 69SV8 | Solar PV | California | 200 | Dropped - Units whose status does not meet NEEDS criteria
Long Ridge Solar Farm | 61170 | 33UI8 | Solar PV | Utah | 300 | Dropped - Units whose status does not meet NEEDS criteria
Jobos | 61171 | GT-1 | Combustion Turbine | Puerto Rico | 21 | Dropped - in Alaska or in Hawaii or Puerto Rico
Jobos | 61171 | GT-2 | Combustion Turbine | Puerto Rico | 21 | Dropped - in Alaska or in Hawaii or Puerto Rico
EE Waianae Solar Project | 61172 | WAIAN | Solar PV | Hawaii | 27.6 | Dropped - in Alaska or in Hawaii or Puerto Rico
Winton Solar 2 | 61188 | PV1 | Solar PV | North Carolina | 1 | Dropped - Units whose status does not meet NEEDS criteria
Caonillas | 61225 | 1 | Hydro | Puerto Rico | 9 | Dropped - in Alaska or in Hawaii or Puerto Rico
Caonillas | 61225 | 2 | Hydro | Puerto Rico | 9 | Dropped - in Alaska or in Hawaii or Puerto Rico
Caonillas | 61225 | 3 | Hydro | Puerto Rico | 4 | Dropped - in Alaska or in Hawaii or Puerto Rico
Culebra | 61226 | 1 | Combustion Turbine | Puerto Rico | 0.3 | Dropped - in Alaska or in Hawaii or Puerto Rico
Culebra | 61226 | 2 | Combustion Turbine | Puerto Rico | 0.3 | Dropped - in Alaska or in Hawaii or Puerto Rico
Culebra | 61226 | 3 | Combustion Turbine | Puerto Rico | 0.7 | Dropped - in Alaska or in Hawaii or Puerto Rico
Culebra | 61226 | 4 | Combustion Turbine | Puerto Rico | 0.8 | Dropped - in Alaska or in Hawaii or Puerto Rico
Daguao | 61227 | GT-1 | Combustion Turbine | Puerto Rico | 21 | Dropped - in Alaska or in Hawaii or Puerto Rico
Daguao | 61227 | GT-2 | Combustion Turbine | Puerto Rico | 21 | Dropped - in Alaska or in Hawaii or Puerto Rico
Dos Bocas | 61228 | 1 | Hydro | Puerto Rico | 5 | Dropped - in Alaska or in Hawaii or Puerto Rico
Dos Bocas | 61228 | 2 | Hydro | Puerto Rico | 5 | Dropped - in Alaska or in Hawaii or Puerto Rico
Dos Bocas | 61228 | 3 | Hydro | Puerto Rico | 5 | Dropped - in Alaska or in Hawaii or Puerto Rico
Garzas | 61229 | 1 | Hydro | Puerto Rico | 3.6 | Dropped - in Alaska or in Hawaii or Puerto Rico
Garzas | 61229 | 2 | Hydro | Puerto Rico | 3.6 | Dropped - in Alaska or in Hawaii or Puerto Rico
Garzas | 61229 | 3 | Hydro | Puerto Rico | 5 | Dropped - in Alaska or in Hawaii or Puerto Rico
Patillas | 61230 | 1 | Hydro | Puerto Rico | 0.8 | Dropped - in Alaska or in Hawaii or Puerto Rico
Patillas | 61230 | 2 | Hydro | Puerto Rico | 0.6 | Dropped - in Alaska or in Hawaii or Puerto Rico
Toro Negro | 61231 | 1 | Hydro | Puerto Rico | 1.4 | Dropped - in Alaska or in Hawaii or Puerto Rico
Toro Negro | 61231 | 2 | Hydro | Puerto Rico | 1.4 | Dropped - in Alaska or in Hawaii or Puerto Rico
Toro Negro | 61231 | 3 | Hydro | Puerto Rico | 1.4 | Dropped - in Alaska or in Hawaii or Puerto Rico
Toro Negro | 61231 | 4 | Hydro | Puerto Rico | 4.3 | Dropped - in Alaska or in Hawaii or Puerto Rico
Vega Baja | 61232 | GT-1 | Combustion Turbine | Puerto Rico | 21 | Dropped - in Alaska or in Hawaii or Puerto Rico
Vega Baja | 61232 | GT-2 | Combustion Turbine | Puerto Rico | 21 | Dropped - in Alaska or in Hawaii or Puerto Rico
Vieques | 61233 | 1 | Combustion Turbine | Puerto Rico | 3.2 | Dropped - in Alaska or in Hawaii or Puerto Rico
Vieques | 61233 | 2 | Combustion Turbine | Puerto Rico | 3.2 | Dropped - in Alaska or in Hawaii or Puerto Rico
Yabucoa | 61234 | GT-1 | Combustion Turbine | Puerto Rico | 21 | Dropped - in Alaska or in Hawaii or Puerto Rico
Yabucoa | 61234 | GT-2 | Combustion Turbine | Puerto Rico | 21 | Dropped - in Alaska or in Hawaii or Puerto Rico
Yauco | 61235 | 1 | Hydro | Puerto Rico | 4.5 | Dropped - in Alaska or in Hawaii or Puerto Rico
Yauco | 61235 | 2 | Hydro | Puerto Rico | 4.5 | Dropped - in Alaska or in Hawaii or Puerto Rico
Yauco | 61235 | 3 | Hydro | Puerto Rico | 25 | Dropped - in Alaska or in Hawaii or Puerto Rico
Rio Blanco | 61236 | 1 | Hydro | Puerto Rico | 2.5 | Dropped - in Alaska or in Hawaii or Puerto Rico
Rio Blanco | 61236 | 2 | Hydro | Puerto Rico | 2.5 | Dropped - in Alaska or in Hawaii or Puerto Rico
Killingly Energy Center | 61239 | KEC | Combined Cycle | Connecticut | 374.3 | Dropped - Units whose status does not meet NEEDS criteria
Killingly Energy Center | 61239 | KEC2 | Combined Cycle | Connecticut | 257.6 | Dropped - Units whose status does not meet NEEDS criteria
Reidsville Energy Center | 61240 | REC | Combined Cycle | North Carolina | 259 | Dropped - Units whose status does not meet NEEDS criteria
Reidsville Energy Center | 61240 | REC2 | Combined Cycle | North Carolina | 227 | Dropped - Units whose status does not meet NEEDS criteria
Fort Buchanan Distributed Generation | 61254 | SOLAR | Solar PV | Puerto Rico | 5.8 | Dropped - in Alaska or in Hawaii or Puerto Rico
Fort Buchanan Distributed Generation | 61254 | WIND | Onshore Wind | Puerto Rico | 0.6 | Dropped - in Alaska or in Hawaii or Puerto Rico
Orme Park Water Treatment Plant | 61266 | ORME | Combustion Turbine | Indiana | 1.5 | Dropped - Units whose status does not meet NEEDS criteria
USCG Puerto Rico PV | 61273 | 865 | Solar PV | Puerto Rico | 1.7 | Dropped - in Alaska or in Hawaii or Puerto Rico
Crazy Horse Solar Project | 61285 | PV1 | Solar PV | California | 2 | Dropped - Units whose status does not meet NEEDS criteria
Niles Valley Energy LLC | 61286 | GEN1 | Combustion Turbine | Pennsylvania | 4.2 | Dropped - Units whose status does not meet NEEDS criteria
Niles Valley Energy LLC | 61286 | GEN2 | Combustion Turbine | Pennsylvania | 4.2 | Dropped - Units whose status does not meet NEEDS criteria
Niles Valley Energy LLC | 61286 | GEN3 | Combustion Turbine | Pennsylvania | 4.2 | Dropped - Units whose status does not meet NEEDS criteria
Niles Valley Energy LLC | 61286 | GEN4 | Combustion Turbine | Pennsylvania | 4.2 | Dropped - Units whose status does not meet NEEDS criteria
Niles Valley Energy LLC | 61286 | GEN5 | Combustion Turbine | Pennsylvania | 4.2 | Dropped - Units whose status does not meet NEEDS criteria
Mineral Point Energy | 61300 | GEN1 | Combustion Turbine | Pennsylvania | 4.4 | Dropped - Units whose status does not meet NEEDS criteria
Mineral Point Energy | 61300 | GEN2 | Combustion Turbine | Pennsylvania | 4.4 | Dropped - Units whose status does not meet NEEDS criteria
Mineral Point Energy | 61300 | GEN3 | Combustion Turbine | Pennsylvania | 4.4 | Dropped - Units whose status does not meet NEEDS criteria
Mineral Point Energy | 61300 | GEN4 | Combustion Turbine | Pennsylvania | 4.4 | Dropped - Units whose status does not meet NEEDS criteria
Mineral Point Energy | 61300 | GEN5 | Combustion Turbine | Pennsylvania | 4.4 | Dropped - Units whose status does not meet NEEDS criteria
Stourbridge Energy | 61301 | GEN1 | Combustion Turbine | Pennsylvania | 4.4 | Dropped - Units whose status does not meet NEEDS criteria
Stourbridge Energy | 61301 | GEN2 | Combustion Turbine | Pennsylvania | 4.4 | Dropped - Units whose status does not meet NEEDS criteria
Stourbridge Energy | 61301 | GEN3 | Combustion Turbine | Pennsylvania | 4.4 | Dropped - Units whose status does not meet NEEDS criteria
Stourbridge Energy | 61301 | GEN4 | Combustion Turbine | Pennsylvania | 4.4 | Dropped - Units whose status does not meet NEEDS criteria
Stourbridge Energy | 61301 | GEN5 | Combustion Turbine | Pennsylvania | 4.4 | Dropped - Units whose status does not meet NEEDS criteria
Wrighter Energy | 61302 | GEN1 | Combustion Turbine | Pennsylvania | 4.2 | Dropped - Units whose status does not meet NEEDS criteria
Wrighter Energy | 61302 | GEN2 | Combustion Turbine | Pennsylvania | 4.2 | Dropped - Units whose status does not meet NEEDS criteria
Wrighter Energy | 61302 | GEN3 | Combustion Turbine | Pennsylvania | 4.2 | Dropped - Units whose status does not meet NEEDS criteria
Wrighter Energy | 61302 | GEN4 | Combustion Turbine | Pennsylvania | 4.2 | Dropped - Units whose status does not meet NEEDS criteria
Wrighter Energy | 61302 | GEN5 | Combustion Turbine | Pennsylvania | 4.2 | Dropped - Units whose status does not meet NEEDS criteria
Anchor Energy | 61304 | GEN1 | Combustion Turbine | Pennsylvania | 4.2 | Dropped - Units whose status does not meet NEEDS criteria
Anchor Energy | 61304 | GEN2 | Combustion Turbine | Pennsylvania | 4.2 | Dropped - Units whose status does not meet NEEDS criteria
Anchor Energy | 61304 | GEN3 | Combustion Turbine | Pennsylvania | 4.2 | Dropped - Units whose status does not meet NEEDS criteria
Anchor Energy | 61304 | GEN4 | Combustion Turbine | Pennsylvania | 4.2 | Dropped - Units whose status does not meet NEEDS criteria
Anchor Energy | 61304 | GEN5 | Combustion Turbine | Pennsylvania | 4.2 | Dropped - Units whose status does not meet NEEDS criteria
Holdridge Energy | 61305 | GEN1 | Combustion Turbine | Pennsylvania | 4.4 | Dropped - Units whose status does not meet NEEDS criteria
Holdridge Energy | 61305 | GEN2 | Combustion Turbine | Pennsylvania | 4.4 | Dropped - Units whose status does not meet NEEDS criteria
Holdridge Energy | 61305 | GEN3 | Combustion Turbine | Pennsylvania | 4.4 | Dropped - Units whose status does not meet NEEDS criteria
Holdridge Energy | 61305 | GEN4 | Combustion Turbine | Pennsylvania | 4.4 | Dropped - Units whose status does not meet NEEDS criteria
Holdridge Energy | 61305 | GEN5 | Combustion Turbine | Pennsylvania | 4.4 | Dropped - Units whose status does not meet NEEDS criteria
Red Glen Energy | 61306 | GEN1 | Combustion Turbine | Pennsylvania | 4.4 | Dropped - Units whose status does not meet NEEDS criteria
Red Glen Energy | 61306 | GEN2 | Combustion Turbine | Pennsylvania | 4.4 | Dropped - Units whose status does not meet NEEDS criteria
Red Glen Energy | 61306 | GEN3 | Combustion Turbine | Pennsylvania | 4.4 | Dropped - Units whose status does not meet NEEDS criteria
Red Glen Energy | 61306 | GEN4 | Combustion Turbine | Pennsylvania | 4.4 | Dropped - Units whose status does not meet NEEDS criteria
Red Glen Energy | 61306 | GEN5 | Combustion Turbine | Pennsylvania | 4.4 | Dropped - Units whose status does not meet NEEDS criteria
Farmingdale Fuel Cell | 61317 | MB-21 | Fuel Cell | New York | 1.4 | Dropped - Units whose status does not meet NEEDS criteria
Casper Solar Center | 61320 | CSPSC | Solar PV | Maryland | 36.7 | Dropped - Units whose status does not meet NEEDS criteria
Biggs Ford Solar Center | 61321 | BFSC | Solar PV | Maryland | 15 | Dropped - Units whose status does not meet NEEDS criteria
NISA Electric Generation Project | 61331 | GEN1 | Combined Cycle | New York | 59.7 | Dropped - Units whose status does not meet NEEDS criteria
NISA Electric Generation Project | 61331 | STG1 | Combined Cycle | New York | 20.2 | Dropped - Units whose status does not meet NEEDS criteria
RE Maplewood | 61346 | PV3 | Solar PV | Texas | 0 | Dropped - Units whose status does not meet NEEDS criteria
RE Maplewood | 61346 | PV4 | Solar PV | Texas | 0 | Dropped - Units whose status does not meet NEEDS criteria
RE Maplewood | 61346 | PV5 | Solar PV | Texas | 0 | Dropped - Units whose status does not meet NEEDS criteria
Utica Aero Solar Max PV | 61361 | UASM | Solar PV | Ohio | 12 | Dropped - Units whose status does not meet NEEDS criteria
Hu Honua Bioenergy Facility | 61364 | HHB | Biomass | Hawaii | 32 | Dropped - in Alaska or in Hawaii or Puerto Rico
Ord Mountain Solar | 61372 | ORDMT | Solar PV | California | 60 | Dropped - Units whose status does not meet NEEDS criteria
Northern Westchester Hospital | 61378 | 1 | Combustion Turbine | New York | 1 | Dropped - Onsite Unit
Northern Westchester Hospital | 61378 | 2 | Combustion Turbine | New York | 1 | Dropped - Onsite Unit
Northern Westchester Hospital | 61378 | 3 | Combustion Turbine | New York | 1 | Dropped - Onsite Unit
Northern Westchester Hospital | 61378 | 4 | Combustion Turbine | New York | 0.8 | Dropped - Retired/Planned Retirement by 06/2023
Northern Westchester Hospital | 61378 | 5 | Combustion Turbine | New York | 0.8 | Dropped - Retired/Planned Retirement by 06/2023
Northern Westchester Hospital | 61378 | P | Combustion Turbine | New York | 1 | Dropped - Onsite Unit
Pomerado Energy Storage, LLC | 61390 | PMRDO | Energy Storage | California | 6 | Dropped - Retired/Planned Retirement by 06/2023
Boswell Wind I | 61393 | BOSW1 | Onshore Wind | Wyoming | 80 | Dropped - Units whose status does not meet NEEDS criteria
Boswell Wind II | 61394 | BOSW2 | Onshore Wind | Wyoming | 80 | Dropped - Units whose status does not meet NEEDS criteria
Boswell Wind III | 61395 | BOSW3 | Onshore Wind | Wyoming | 80 | Dropped - Units whose status does not meet NEEDS criteria
Boswell Wind IV | 61396 | BOSW4 | Onshore Wind | Wyoming | 80 | Dropped - Units whose status does not meet NEEDS criteria
Bluegrove Wind | 61400 | BLUGR | Onshore Wind | Texas | 100 | Dropped - Units whose status does not meet NEEDS criteria
Byers Wind | 61401 | BYERS | Onshore Wind | Texas | 200 | Dropped - Units whose status does not meet NEEDS criteria
NY Times Daily Production Facility | 61414 | GEN1 | Combustion Turbine | New York | 2 | Dropped - Onsite Unit
NY Times Daily Production Facility | 61414 | GEN2 | Combustion Turbine | New York | 2 | Dropped - Onsite Unit
NY Times Daily Production Facility | 61414 | GEN3 | Combustion Turbine | New York | 2 | Dropped - Onsite Unit
NY Times Daily Production Facility | 61414 | GEN4 | Combustion Turbine | New York | 2 | Dropped - Onsite Unit
NY Times Daily Production Facility | 61414 | GEN5 | Combustion Turbine | New York | 2 | Dropped - Onsite Unit
NY Times Daily Production Facility | 61414 | GEN6 | Combustion Turbine | New York | 2 | Dropped - Onsite Unit
Mount Sinai Hospital | 61416 | AP1 | Combustion Turbine | New York | 1 | Dropped - Onsite Unit
Mount Sinai Hospital | 61416 | AP2 | Combustion Turbine | New York | 1 | Dropped - Onsite Unit
Mount Sinai Hospital | 61416 | AP3 | Combustion Turbine | New York | 1 | Dropped - Onsite Unit
Mount Sinai Hospital | 61416 | AP4 | Combustion Turbine | New York | 1 | Dropped - Onsite Unit
Mount Sinai Hospital | 61416 | AP5 | Combustion Turbine | New York | 1.5 | Dropped - Onsite Unit
Mount Sinai Hospital | 61416 | AP6 | Combustion Turbine | New York | 1.5 | Dropped - Onsite Unit
Mount Sinai Hospital | 61416 | CAM12 | Combustion Turbine | New York | 0.4 | Dropped - Onsite Unit
Mount Sinai Hospital | 61416 | EB10 | Combustion Turbine | New York | 1.5 | Dropped - Onsite Unit
Mount Sinai Hospital | 61416 | EB11 | Combustion Turbine | New York | 1.5 | Dropped - Onsite Unit
Mount Sinai Hospital | 61416 | FPA15 | Combustion Turbine | New York | 0.6 | Dropped - Onsite Unit
Mount Sinai Hospital | 61416 | GP7 | Combustion Turbine | New York | 0.9 | Dropped - Onsite Unit
Mount Sinai Hospital | 61416 | GP8 | Combustion Turbine | New York | 0.9 | Dropped - Onsite Unit
Mount Sinai Hospital | 61416 | GP9 | Combustion Turbine | New York | 0.9 | Dropped - Onsite Unit
Mount Sinai Hospital | 61416 | HES13 | Combustion Turbine | New York | 2.5 | Dropped - Onsite Unit
Mount Sinai Hospital | 61416 | HES14 | Combustion Turbine | New York | 2.5 | Dropped - Onsite Unit
RE Gaskell West 2 LLC | 61446 | PV2 | Solar PV | California | 45 | Dropped - Units whose status does not meet NEEDS criteria
RE Gaskell West 3 LLC | 61447 | PV3 | Solar PV | California | 20 | Dropped - Units whose status does not meet NEEDS criteria
RE Gaskell West 4 LLC | 61448 | PV4 | Solar PV | California | 20 | Dropped - Units whose status does not meet NEEDS criteria
RE Gaskell West 5 LLC | 61449 | PV5 | Solar PV | California | 20 | Dropped - Units whose status does not meet NEEDS criteria
CoreSite Real Estate 55 S. Market Street | 61474 | G-1 | Combustion Turbine | California | 2 | Dropped - Onsite Unit
CoreSite Real Estate 55 S. Market Street | 61474 | G-2 | Combustion Turbine | California | 2 | Dropped - Onsite Unit
CoreSite Real Estate 55 S. Market Street | 61474 | G-3 | Combustion Turbine | California | 2 | Dropped - Onsite Unit
CoreSite Real Estate 55 S. Market Street | 61474 | G-4 | Combustion Turbine | California | 2 | Dropped - Onsite Unit
CoreSite Real Estate 1656 McCarthy, L.P. | 61475 | G-1 | Combustion Turbine | California | 1 | Dropped - Onsite Unit
CoreSite Real Estate 1656 McCarthy, L.P. | 61475 | G-2 | Combustion Turbine | California | 1 | Dropped - Onsite Unit
CoreSite Real Estate 1656 McCarthy, L.P. | 61475 | G-3 | Combustion Turbine | California | 1 | Dropped - Onsite Unit
CoreSite Real Estate 1656 McCarthy, L.P. | 61475 | G-4 | Combustion Turbine | California | 1 | Dropped - Onsite Unit
CoreSite Real Estate 1656 McCarthy, L.P. | 61475 | G-5 | Combustion Turbine | California | 1 | Dropped - Onsite Unit
CoreSite Real Estate 2901 Coronado, L.P. | 61476 | G-1 | Combustion Turbine | California | 2 | Dropped - Onsite Unit
CoreSite Real Estate 2901 Coronado, L.P. | 61476 | G-2 | Combustion Turbine | California | 2 | Dropped - Onsite Unit
CoreSite Real Estate 2901 Coronado, L.P. | 61476 | G-3 | Combustion Turbine | California | 2 | Dropped - Onsite Unit
CoreSite Real Estate 2901 Coronado, L.P. | 61476 | G-4 | Combustion Turbine | California | 2 | Dropped - Onsite Unit
CoreSite Real Estate 2901 Coronado, L.P. | 61476 | G-5 | Combustion Turbine | California | 2 | Dropped - Onsite Unit
CoreSite Real Estate 3032 Coronado, L.P. | 61482 | G-1 | Combustion Turbine | California | 3 | Dropped - Onsite Unit
CoreSite Real Estate 3032 Coronado, L.P. | 61482 | G-10 | Combustion Turbine | California | 3 | Dropped - Onsite Unit
CoreSite Real Estate 3032 Coronado, L.P. | 61482 | G-2 | Combustion Turbine | California | 3 | Dropped - Onsite Unit
CoreSite Real Estate 3032 Coronado, L.P. | 61482 | G-3 | Combustion Turbine | California | 3 | Dropped - Onsite Unit
CoreSite Real Estate 3032 Coronado, L.P. | 61482 | G-4 | Combustion Turbine | California | 3 | Dropped - Onsite Unit
CoreSite Real Estate 3032 Coronado, L.P. | 61482 | G-5 | Combustion Turbine | California | 3 | Dropped - Onsite Unit
CoreSite Real Estate 3032 Coronado, L.P. | 61482 | G-6 | Combustion Turbine | California | 3 | Dropped - Onsite Unit
CoreSite Real Estate 3032 Coronado, L.P. | 61482 | G-7 | Combustion Turbine | California | 3 | Dropped - Onsite Unit
CoreSite Real Estate 3032 Coronado, L.P. | 61482 | G-8 | Combustion Turbine | California | 3 | Dropped - Onsite Unit
CoreSite Real Estate 3032 Coronado, L.P. | 61482 | G-9 | Combustion Turbine | California | 3 | Dropped - Onsite Unit
NYU LANGONE HEALTH | 61488 | ENB1 | Combustion Turbine | New York | 2.7 | Dropped - Onsite Unit
NYU LANGONE HEALTH | 61488 | ENB2 | Combustion Turbine | New York | 2.7 | Dropped - Onsite Unit
NYU LANGONE HEALTH | 61488 | GT | Combustion Turbine | New York | 7.5 | Dropped - Onsite Unit
NYU LANGONE HEALTH | 61488 | HCC1 | Combustion Turbine | New York | 1 | Dropped - Onsite Unit
NYU LANGONE HEALTH | 61488 | SKB1 | Combustion Turbine | New York | 1.3 | Dropped - Onsite Unit
NYU LANGONE HEALTH | 61488 | SMB1 | Combustion Turbine | New York | 1.4 | Dropped - Onsite Unit
NYU LANGONE HEALTH | 61488 | SMB2 | Combustion Turbine | New York | 1.4 | Dropped - Onsite Unit
Candlewood Solar | 61517 | CANDL | Solar PV | Connecticut | 25 | Dropped - Units whose status does not meet NEEDS criteria
Island Grove Solar | 61531 | GEN1 | Solar PV | North Carolina | 2 | Dropped - Units whose status does not meet NEEDS criteria
Fort Hays State University Wind Farm | 61540 | WIND1 | Onshore Wind | Kansas | 2 | Dropped - Onsite Unit
Fort Hays State University Wind Farm | 61540 | WIND2 | Onshore Wind | Kansas | 2 | Dropped - Onsite Unit
Good Samaritan Hospital | 61551 | EGEN1 | Combustion Turbine | New York | 1 | Dropped - Onsite Unit
Good Samaritan Hospital | 61551 | EGEN2 | Combustion Turbine | New York | 0.7 | Dropped - Onsite Unit
Good Samaritan Hospital | 61551 | EGEN3 | Combustion Turbine | New York | 0.2 | Dropped - Onsite Unit
Woodhull Hospital | 61567 | EGEN1 | Combustion Turbine | New York | 1.5 | Dropped - Onsite Unit
Woodhull Hospital | 61567 | EGEN2 | Combustion Turbine | New York | 1.5 | Dropped - Onsite Unit
Woodhull Hospital | 61567 | EGEN3 | Combustion Turbine | New York | 2 | Dropped - Onsite Unit
Woodhull Hospital | 61567 | EGEN4 | Combustion Turbine | New York | 2 | Dropped - Onsite Unit
Woodhull Hospital | 61567 | EGEN5 | Combustion Turbine | New York | 1 | Dropped - Onsite Unit
The Allen Hospital | 61568 | EGEN1 | Combustion Turbine | New York | 1 | Dropped - Onsite Unit
West Moore Solar | 61624 | GEN1 | Solar PV | Texas | 5 | Dropped - Units whose status does not meet NEEDS criteria
Holsum de Puerto Rico, Inc. | 61639 | EU-16 | Combustion Turbine | Puerto Rico | 0.8 | Dropped - in Alaska or in Hawaii or Puerto Rico
Holsum de Puerto Rico, Inc. | 61639 | EU-17 | Combustion Turbine | Puerto Rico | 0.9 | Dropped - in Alaska or in Hawaii or Puerto Rico
Holsum de Puerto Rico, Inc. | 61639 | EU-18 | Combustion Turbine | Puerto Rico | 0.9 | Dropped - in Alaska or in Hawaii or Puerto Rico
Alafia Solar | 61653 | PV1 | Solar PV | Florida | 50.3 | Dropped - Units whose status does not meet NEEDS criteria
Janssen Ortho LLC | 61659 | 2GEN1 | Combustion Turbine | Puerto Rico | 1.5 | Dropped - in Alaska or in Hawaii or Puerto Rico
Janssen Ortho LLC | 61659 | 2GEN2 | Combustion Turbine | Puerto Rico | 1.5 | Dropped - in Alaska or in Hawaii or Puerto Rico
Janssen Ortho LLC | 61659 | 2GEN3 | Combustion Turbine | Puerto Rico | 1.5 | Dropped - in Alaska or in Hawaii or Puerto Rico
Janssen Ortho LLC | 61659 | GEN-1 | Combustion Turbine | Puerto Rico | 1.5 | Dropped - in Alaska or in Hawaii or Puerto Rico
Janssen Ortho LLC | 61659 | GEN-2 | Combustion Turbine | Puerto Rico | 1.5 | Dropped - in Alaska or in Hawaii or Puerto Rico
Janssen Ortho LLC | 61659 | GEN-3 | Combustion Turbine | Puerto Rico | 1.5 | Dropped - in Alaska or in Hawaii or Puerto Rico
Janssen Ortho LLC | 61659 | GEN-4 | Combustion Turbine | Puerto Rico | 2 | Dropped - in Alaska or in Hawaii or Puerto Rico
Janssen Ortho LLC | 61659 | GEN-5 | Combustion Turbine | Puerto Rico | 1.5 | Dropped - in Alaska or in Hawaii or Puerto Rico
Janssen Ortho LLC | 61659 | PGEN1 | Combustion Turbine | Puerto Rico | 1.5 | Dropped - in Alaska or in Hawaii or Puerto Rico
Janssen Ortho LLC | 61659 | PGEN2 | Combustion Turbine | Puerto Rico | 1.5 | Dropped - in Alaska or in Hawaii or Puerto Rico
Janssen Ortho LLC | 61659 | SOLAR | Solar PV | Puerto Rico | 2.2 | Dropped - in Alaska or in Hawaii or Puerto Rico
Klawock Power Generation Station | 61684 | 1 | Combustion Turbine | Alaska | 2.5 | Dropped - in Alaska or in Hawaii or Puerto Rico
Slana Generating Station | 61685 | 1 | Combustion Turbine | Alaska | 0.4 | Dropped - in Alaska or in Hawaii or Puerto Rico
Slana Generating Station | 61685 | 2 | Combustion Turbine | Alaska | 0.4 | Dropped - in Alaska or in Hawaii or Puerto Rico
Slana Generating Station | 61685 | 3 | Combustion Turbine | Alaska | 0.4 | Dropped - in Alaska or in Hawaii or Puerto Rico
Depot Solar Center, LLC | 61691 | DEPOT | Solar PV | Virginia | 15 | Dropped - Units whose status does not meet NEEDS criteria
Lockheed Martin Solar | 61694 | SOLAR | Solar PV | Florida | 1.9 | Dropped - Onsite Unit
Sikorsky Aircraft CHP | 61703 | PV-1 | Solar PV | Connecticut | 0.1 | Dropped - Onsite Unit
Sikorsky Aircraft CHP | 61703 | TG-1 | Combustion Turbine | Connecticut | 10.3 | Dropped - Onsite Unit
Hydra Community Solar | 61714 | HYDR | Solar PV | Minnesota | 1 | Dropped - Units whose status does not meet NEEDS criteria
Tom Bevill Lock and Dam Hydroelectric | 61749 | GEN1 | Hydro | Alabama | 4 | Dropped - Units whose status does not meet NEEDS criteria
Tom Bevill Lock and Dam Hydroelectric | 61749 | GEN2 | Hydro | Alabama | 4 | Dropped - Units whose status does not meet NEEDS criteria
Tom Bevill Lock and Dam Hydroelectric | 61749 | GEN3 | Hydro | Alabama | 4 | Dropped - Units whose status does not meet NEEDS criteria
C4GT | 61760 | C4GT | Combined Cycle | Virginia | 1060 | Dropped - Units whose status does not meet NEEDS criteria
New Mexico Community Solar Facility | 61783 | NMCSF | Solar PV | New Mexico | 2 | Dropped - Units whose status does not meet NEEDS criteria
Mason Dixon Solar Center | 61797 | PV | Solar PV | Maryland | 20 | Dropped - Units whose status does not meet NEEDS criteria
Kingston Energy Storage, LLC | 61802 | 10001 | Energy Storage | California | 50 | Dropped - Units whose status does not meet NEEDS criteria
HIMA San Pablo - Caguas | 61808 | CAG1 | Combustion Turbine | Puerto Rico | 1.5 | Dropped - in Alaska or in Hawaii or Puerto Rico
HIMA San Pablo - Caguas | 61808 | CAG2 | Combustion Turbine | Puerto Rico | 1.5 | Dropped - in Alaska or in Hawaii or Puerto Rico
HIMA San Pablo - Caguas | 61808 | CAG3 | Combustion Turbine | Puerto Rico | 2 | Dropped - in Alaska or in Hawaii or Puerto Rico
HIMA San Pablo - Caguas | 61808 | CAG4 | Combustion Turbine | Puerto Rico | 2 | Dropped - in Alaska or in Hawaii or Puerto Rico
HIMA San Pablo - Caguas | 61808 | CAG5 | Combustion Turbine | Puerto Rico | 2 | Dropped - in Alaska or in Hawaii or Puerto Rico
Summit Lake Wind Energy Project | 61812 | 1 | Onshore Wind | Michigan | 120 | Dropped - Units whose status does not meet NEEDS criteria
IKEA Oak Creek Rooftop PV System | 61816 | PV1 | Solar PV | Wisconsin | 1.2 | Dropped - Onsite Unit
IKEA Conshohocken Rooftop PV System | 61819 | 211 | Solar PV | Pennsylvania | 1 | Dropped - Onsite Unit
IKEA New Haven Rooftop PV & Fuel Cell | 61820 | 213FC | Fuel Cell | Connecticut | 0.3 | Dropped - Onsite Unit
IKEA New Haven Rooftop PV & Fuel Cell | 61820 | 213PV | Solar PV | Connecticut | 0.8 | Dropped - Onsite Unit
IKEA Jacksonville Rooftop PV System | 61821 | PV1 | Solar PV | Florida | 1.4 | Dropped - Onsite Unit
Princeton Energy Center, LLC | 61822 | EDG1 | Combustion Turbine | New Jersey | 2 | Dropped - Onsite Unit
Princeton Energy Center, LLC | 61822 | EDG2 | Combustion Turbine | New Jersey | 2 | Dropped - Onsite Unit
Princeton Energy Center, LLC | 61822 | EDG3 | Combustion Turbine | New Jersey | 2 | Dropped - Onsite Unit
Princeton Energy Center, LLC | 61822 | GT1 | Combustion Turbine | New Jersey | 4.4 | Dropped - Onsite Unit
Princeton Energy Center, LLC | 61822 | S1 | Solar PV | New Jersey | 0.2 | Dropped - Onsite Unit
Harvest Wind Energy Project | 61823 | 1 | Onshore Wind | Indiana | 600 | Dropped - Units whose status does not meet NEEDS criteria
Minco Wind V, LLC | 61837 | MV | Onshore Wind | Oklahoma | 220 | Dropped - Units whose status does not meet NEEDS criteria
Cleveland Thermal | 61838 | ST1 | O/G Steam | Ohio | 0.5 | Dropped - Onsite Unit
Cleveland Thermal | 61838 | ST2 | O/G Steam | Ohio | 0.5 | Dropped - Onsite Unit
Scituate RI Solar, LLC | 61841 | SCITU | Solar PV | Rhode Island | 10 | Dropped - Units whose status does not meet NEEDS criteria
Campbell Industrial Park BESS | 61851 | CIPB1 | Energy Storage | Hawaii | 1 | Dropped - in Alaska or in Hawaii or Puerto Rico
Toray Plastic America's CHP Plant | 61857 | CG1 | Combustion Turbine | Rhode Island | 6.8 | Dropped - Onsite Unit
Toray Plastic America's CHP Plant | 61857 | KG12 | Combustion Turbine | Rhode Island | 5 | Dropped - Onsite Unit
Toray Plastic America's CHP Plant | 61857 | KG18 | Combustion Turbine | Rhode Island | 7.5 | Dropped - Onsite Unit
Crazy Mountain Wind LLC | 61859 | WT | Onshore Wind | Montana | 80 | Dropped - Units whose status does not meet NEEDS criteria
National Raisin | 61894 | CR1 | Solar PV | California | 0.9 | Dropped - Onsite Unit
National Raisin | 61894 | CR2 | Solar PV | California | 0.8 | Dropped - Onsite Unit
National Raisin | 61894 | CR3 | Solar PV | California | 0.5 | Dropped - Onsite Unit
National Raisin | 61894 | CR4 | Solar PV | California | 0.3 | Dropped - Onsite Unit
Georgia-Pacific Taylorsville Plywood | 61927 | CTG1 | Combustion Turbine | Mississippi | 6.2 | Dropped - Onsite Unit
Norton Solar Farm | 61967 | NSM01 | Solar PV | Texas | 125 | Dropped - Units whose status does not meet NEEDS criteria
West Loch Solar One | 61987 | WLS1 | Solar PV | Hawaii | 20 | Dropped - in Alaska or in Hawaii or Puerto Rico
Pacific Ethanol Madera Solar Array | 61989 | PV | Solar PV | California | 3.9 | Dropped - Onsite Unit
The Bank of New York | 62001 | 6087K | Combustion Turbine | New York | 1.2 | Dropped - Onsite Unit
The Bank of New York | 62001 | 6187H | Combustion Turbine | New York | 1.2 | Dropped - Onsite Unit
The Bank of New York | 62001 | 6287P | Combustion Turbine | New York | 1.2 | Dropped - Onsite Unit
The Bank of New York | 62001 | 8587X | Combustion Turbine | New York | 1.2 | Dropped - Onsite Unit
The Bank of New York | 62001 | 8687N | Combustion Turbine | New York | 1.2 | Dropped - Onsite Unit
The Bank of New York | 62001 | 8887H | Combustion Turbine | New York | 1.2 | Dropped - Onsite Unit
Saint Catherine of Siena Medical Center | 62003 | 5FPX4 | Combustion Turbine | New York | 0.4 | Dropped - Onsite Unit
Saint Catherine of Siena Medical Center | 62003 | 855G3 | Combustion Turbine | New York | 0.4 | Dropped - Onsite Unit
Saint Catherine of Siena Medical Center | 62003 | D400F | Combustion Turbine | New York | 0.4 | Dropped - Onsite Unit
Saint Catherine of Siena Medical Center | 62003 | DFG65 | Combustion Turbine | New York | 0.2 | Dropped - Onsite Unit
Saint Catherine of Siena Medical Center | 62003 | E4486 | Combustion Turbine | New York | 0.4 | Dropped - Onsite Unit
Lincoln Land Energy Center | 62022 | GEN1 | Combined Cycle | Illinois | 520 | Dropped - Units whose status does not meet NEEDS criteria
Lincoln Land Energy Center | 62022 | GEN2 | Combined Cycle | Illinois | 520 | Dropped - Units whose status does not meet NEEDS criteria
Kingsbrook Jewish Medical Center | 62050 | 115WA | Combustion Turbine | New York | 0.1 | Dropped - Onsite Unit
Kingsbrook Jewish Medical Center | 62050 | SR4 | Combustion Turbine | New York | 0.6 | Dropped - Onsite Unit
Kingsbrook Jewish Medical Center | 62050 | VHP59 | Combustion Turbine | New York | 1 | Dropped - Onsite Unit
St Johns Riverside Hospital | 62051 | EG200 | Combustion Turbine | New York | 0.2 | Dropped - Onsite Unit
St Johns Riverside Hospital | 62051 | EG300 | Combustion Turbine | New York | 0.3 | Dropped - Onsite Unit
St Johns Riverside Hospital | 62051 | EG650 | Combustion Turbine | New York | 0.7 | Dropped - Onsite Unit
St Johns Riverside Hospital | 62051 | EG750 | Combustion Turbine | New York | 0.8 | Dropped - Onsite Unit
Typha Solar Project | 62068 | TYPHA | Solar PV | Washington | 5 | Dropped - Retired/Planned Retirement by 06/2023
Fumaria Solar Project | 62070 | FUMAR | Solar PV | Washington | 5 | Dropped - Retired/Planned Retirement by 06/2023
Cadiz Power Plant | 62153 | GEN 1 | Combined Cycle | Ohio | 550 | Dropped - Units whose status does not meet NEEDS criteria
Cadiz Power Plant | 62153 | GEN 2 | Combined Cycle | Ohio | 550 | Dropped - Units whose status does not meet NEEDS criteria
Berry NMW Cogens | 62176 | 21Z | Combustion Turbine | California | 5.7 | Dropped - Onsite Unit
Berry NMW Cogens | 62176 | PF | Combustion Turbine | California | 5.7 | Dropped - Onsite Unit
Bell Solar | 62183 | 25 | Solar PV | South Carolina | 6.1 | Dropped - Retired/Planned Retirement by 06/2023
Fairfield Solar | 62212 | 36 | Solar PV | South Carolina | 10 | Dropped - Retired/Planned Retirement by 06/2023
Flip Solar | 62214 | 38 | Solar PV | South Carolina | 15.8 | Dropped - Units whose status does not meet NEEDS criteria
Indigo Solar | 62230 | 44 | Solar PV | South Carolina | 2 | Dropped - Units whose status does not meet NEEDS criteria
Ion Solar | 62231 | 45 | Solar PV | South Carolina | 5 | Dropped - Units whose status does not meet NEEDS criteria
Madison Solar | 62237 | 51 | Solar PV | South Carolina | 10.9 | Dropped - Units whose status does not meet NEEDS criteria
Arrow Canyon Solar Hybrid | 62248 | 1 | Solar PV | Nevada | 200 | Dropped - Units whose status does not meet NEEDS criteria
Alabama Ledge Wind Farm LLC | 62261 | GEN1 | Onshore Wind | New York | 79.8 | Dropped - Units whose status does not meet NEEDS criteria
Rolling Upland Wind Farm LLC | 62262 | GEN1 | Onshore Wind | New York | 60 | Dropped - Units whose status does not meet NEEDS criteria
Saddle Mountain East Wind Farm | 62263 | GEN1 | Onshore Wind | Washington | 126 | Dropped - Units whose status does not meet NEEDS criteria
NYPH-Queens | 62271 | PB809 | Combustion Turbine | New York | 0.9 | Dropped - Onsite Unit
NYPH-Queens | 62271 | PB909 | Combustion Turbine | New York | 0.9 | Dropped - Onsite Unit
NYPH-Queens | 62271 | PR601 | Combustion Turbine | New York | 0.9 | Dropped - Onsite Unit
NYPH-Queens | 62271 | PR602 | Combustion Turbine | New York | 0.9 | Dropped - Onsite Unit
NYPH-Queens | 62271 | PR816 | Combustion Turbine | New York | 0.9 | Dropped - Onsite Unit
Hecate Energy Columbia County Solar | 62273 | HECC1 | Solar PV | New York | 60 | Dropped - Units whose status does not meet NEEDS criteria
Pawcatuck Solar Center, LLC | 62318 | PAWCA | Solar PV | Connecticut | 15 | Dropped - Units whose status does not meet NEEDS criteria
Western Sugar Cooperative - Billings | 62319 | 1 | Coal Steam | Montana | 1.5 | Dropped - Onsite Unit
Turkey Hill Solar I | 62341 | 84 | Solar PV | South Carolina | 2 | Dropped - Units whose status does not meet NEEDS criteria
Webster Solar | 62348 | 91 | Solar PV | South Carolina | 5.4 | Dropped - Units whose status does not meet NEEDS criteria
NYP-Lower Manhattan Hospital | 62366 | CATR4 | Combustion Turbine | New York | 1.5 | Dropped - Onsite Unit
Spanish Peaks Solar | 62379 | 47301 | Solar PV | Colorado | 100 | Dropped - Units whose status does not meet NEEDS criteria
Point Marion L&D Hydroelectric Project | 62384 | NA1 | Hydro | Pennsylvania | 1.5 | Dropped - Units whose status does not meet NEEDS criteria
Point Marion L&D Hydroelectric Project | 62384 | NA2 | Hydro | Pennsylvania | 1.5 | Dropped - Units whose status does not meet NEEDS criteria
Maxwell L&D Hydroelectric Project | 62385 | NA1 | Hydro | Pennsylvania | 4.5 | Dropped - Units whose status does not meet NEEDS criteria
Maxwell L&D Hydroelectric Project | 62385 | NA2 | Hydro | Pennsylvania | 4.5 | Dropped - Units whose status does not meet NEEDS criteria
Opekiska L&D Hydroelectric Project | 62386 | NA1 | Hydro | West Virginia | 2 | Dropped - Units whose status does not meet NEEDS criteria
Opekiska L&D Hydroelectric Project | 62386 | NA2 | Hydro | West Virginia | 2 | Dropped - Units whose status does not meet NEEDS criteria
Morgantown L&D Hydroelectric Project | 62387 | NA1 | Hydro | West Virginia | 1.5 | Dropped - Units whose status does not meet NEEDS criteria
Morgantown L&D Hydroelectric Project | 62387 | NA2 | Hydro | West Virginia | 1.5 | Dropped - Units whose status does not meet NEEDS criteria
Grays Landing L&D Hydroelectric Project | 62388 | NA1 | Hydro | Pennsylvania | 4.5 | Dropped - Units whose status does not meet NEEDS criteria
Grays Landing L&D Hydroelectric Project | 62388 | NA2 | Hydro | Pennsylvania | 4.5 | Dropped - Units whose status does not meet NEEDS criteria
KY No. 11 L&D Hydroelectric Project | 62390 | NA1 | Hydro | Kentucky | 0.3 | Dropped - Units whose status does not meet NEEDS criteria
KY No. 11 L&D Hydroelectric Project | 62390 | NA2 | Hydro | Kentucky | 0.3 | Dropped - Units whose status does not meet NEEDS criteria
KY No. 11 L&D Hydroelectric Project | 62390 | NA3 | Hydro | Kentucky | 0.3 | Dropped - Units whose status does not meet NEEDS criteria
KY No. 11 L&D Hydroelectric Project | 62390 | NA4 | Hydro | Kentucky | 0.3 | Dropped - Units whose status does not meet NEEDS criteria
KY No. 11 L&D Hydroelectric Project | 62390 | NA5 | Hydro | Kentucky | 0.3 | Dropped - Units whose status does not meet NEEDS criteria
Overton Hydroelectric Project | 62391 | NA1 | Hydro | Louisiana | 5.5 | Dropped - Units whose status does not meet NEEDS criteria
Overton Hydroelectric Project | 62391 | NA2 | Hydro | Louisiana | 5.5 | Dropped - Units whose status does not meet NEEDS criteria
Overton Hydroelectric Project | 62391 | NA3 | Hydro | Louisiana | 5.5 | Dropped - Units whose status does not meet NEEDS criteria
Overton Hydroelectric Project | 62391 | NA4 | Hydro | Louisiana | 5.5 | Dropped - Units whose status does not meet NEEDS criteria
Overton Hydroelectric Project | 62391 | NA5 | Hydro | Louisiana | 5.5 | Dropped - Units whose status does not meet NEEDS criteria
Overton Hydroelectric Project | 62391 | NA6 | Hydro | Louisiana | 5.5 | Dropped - Units whose status does not meet NEEDS criteria
Albert Einstein College of Medicine | 62398 | CM058 | Combustion Turbine | New York | 0.2 | Dropped - Onsite Unit
Albert Einstein College of Medicine | 62398 | CM111 | Combustion Turbine | New York | 0.2 | Dropped - Onsite Unit
Albert Einstein College of Medicine | 62398 | CM454 | Combustion Turbine | New York | 0.5 | Dropped - Onsite Unit
Albert Einstein College of Medicine | 62398 | CP035 | Combustion Turbine | New York | 1 | Dropped - Onsite Unit
Albert Einstein College of Medicine | 62398 | CP643 | Combustion Turbine | New York | 0.2 | Dropped - Onsite Unit
Albert Einstein College of Medicine | 62398 | CP703 | Combustion Turbine | New York | 0.5 | Dropped - Onsite Unit
Albert Einstein College of Medicine | 62398 | CP810 | Combustion Turbine | New York | 0.7 | Dropped - Onsite Unit
Albert Einstein College of Medicine | 62398 | CP919 | Combustion Turbine | New York | 0.1 | Dropped - Onsite Unit
Albert Einstein College of Medicine | 62398 | CP922 | Combustion Turbine | New York | 0.5 | Dropped - Onsite Unit
Albert Einstein College of Medicine | 62398 | CP925 | Combustion Turbine | New York | 0.9 | Dropped - Onsite Unit
Albert Einstein College of Medicine | 62398 | CP961 | Combustion Turbine | New York | 1.8 | Dropped - Onsite Unit
Albert Einstein College of Medicine | 62398 | CP962 | Combustion Turbine | New York | 1.8 | Dropped - Onsite Unit
Albert Einstein College of Medicine | 62398 | WK259 | Combustion Turbine | New York | 0.2 | Dropped - Onsite Unit
Montgomery L&D Hydroelectric Project | 62400 | NA1 | Hydro | Pennsylvania | 5.5 | Dropped - Units whose status does not meet NEEDS criteria
Montgomery L&D Hydroelectric Project | 62400 | NA2 | Hydro | Pennsylvania | 5.5 | Dropped - Units whose status does not meet NEEDS criteria
Montgomery L&D Hydroelectric Project | 62400 | NA3 | Hydro | Pennsylvania | 5.5 | Dropped - Units whose status does not meet NEEDS criteria
Montgomery L&D Hydroelectric Project | 62400 | NA4 | Hydro | Pennsylvania | 5.5 | Dropped - Units whose status does not meet NEEDS criteria
Allegheny L&D2 Hydroelectric Project | 62401 | NA1 | Hydro | Pennsylvania | 2.5 | Dropped - Units whose status does not meet NEEDS criteria
Allegheny L&D2 Hydroelectric Project | 62401 | NA2 | Hydro | Pennsylvania | 2.5 | Dropped - Units whose status does not meet NEEDS criteria
Arkabutla Lake Hydroelectric Project | 62402 | NA1 | Hydro | Mississippi | 1.5 | Dropped - Units whose status does not meet NEEDS criteria
Arkabutla Lake Hydroelectric Project | 62402 | NA2 | Hydro | Mississippi | 1.5 | Dropped - Units whose status does not meet NEEDS criteria
Beverly L&D Hydroelectric Project | 62403 | NA1 | Hydro | Ohio | 1.2 | Dropped - Units whose status does not meet NEEDS criteria
Beverly L&D Hydroelectric Project | 62403 | NA2 | Hydro | Ohio | 1.2 | Dropped - Units whose status does not meet NEEDS criteria
Monongahela L&D4 Hydroelectric Project | 62404 | NA1 | Hydro | Pennsylvania | 4.5 | Dropped - Units whose status does not meet NEEDS criteria
Monongahela L&D4 Hydroelectric Project | 62404 | NA2 | Hydro | Pennsylvania | 4.5 | Dropped - Units whose status does not meet NEEDS criteria
Cervecera de Puerto Rico | 62410 | GCC01 | Combustion Turbine | Puerto Rico | 0.3 | Dropped - in Alaska or in Hawaii or Puerto Rico
Cervecera de Puerto Rico | 62410 | GDC01 | Combustion Turbine | Puerto Rico | 1.6 | Dropped - in Alaska or in Hawaii or Puerto Rico
NYP-Hudson Valley Hospital Center | 62421 | 300DS | Combustion Turbine | New York | 0.3 | Dropped - Onsite Unit
NYP-Hudson Valley Hospital Center | 62421 | 600CP | Combustion Turbine | New York | 0.6 | Dropped - Onsite Unit
NYP-Hudson Valley Hospital Center | 62421 | 600OE | Combustion Turbine | New York | 0.6 | Dropped - Onsite Unit
NYP-Hudson Valley Hospital Center | 62421 | 750RX | Combustion Turbine | New York | 0.8 | Dropped - Onsite Unit
Regeneron Pharmaceuticals Inc. | 62423 | 735G1 | Combustion Turbine | New York | 1.5 | Dropped - Onsite Unit
Regeneron Pharmaceuticals Inc. | 62423 | 735G2 | Combustion Turbine | New York | 1 | Dropped - Onsite Unit
Regeneron Pharmaceuticals Inc. | 62423 | 745G1 | Combustion Turbine | New York | 1.5 | Dropped - Onsite Unit
Regeneron Pharmaceuticals Inc. | 62423 | 745G2 | Combustion Turbine | New York | 1.5 | Dropped - Onsite Unit
Regeneron Pharmaceuticals Inc. | 62423 | 765G1 | Combustion Turbine | New York | 2.5 | Dropped - Onsite Unit
Regeneron Pharmaceuticals Inc. | 62423 | 771NG | Combustion Turbine | New York | 0.8 | Dropped - Onsite Unit
Regeneron Pharmaceuticals Inc. | 62423 | 777G1 | Combustion Turbine | New York | 1 | Dropped - Onsite Unit