## NEEDS v621_Active
Plant Name | UniqueID_Final | ORIS Plant Code | Boiler/Generator/Committed Unit | Unit ID | CAMD Database UnitID | PlantType | Combustion Turbine/IC Engine | Region Name | State Name | State Code | County | County Code | FIPS5 | Capacity (MW) | Heat Rate (Btu/kWh) | On Line Year | Retirement Year | Firing | Bottom | Cogen? | Modeled Fuels | Wet/DryScrubber | Scrubber_Online_Year | Scrubber Efficiency | NOx Comb Control | NOx Post-Comb Control | SCR_Online_Year | SNCR_Online_Year | PM Control | FlueGasConditioning_Flag | Mercury_Controls | ACI_Online_Year | Mercury_Controls Efficiency | SO2 Permit Rate (lbs/mmBtu) | Mode 1 NOx Rate (lbs/mmBtu) | Mode 2 NOx Rate (lbs/mmBtu) | Mode 3 NOx Rate (lbs/mmBtu) | Mode 4 NOx Rate (lbs/mmBtu) | Hg EMF for BIT | Hg EMF for SUB | Hg EMF for LIG | HCL Removal | DSI Unit | DSI Online Year | CCS | CCS Removal | C2G | C2G Online Year | BART Affected Unit | Owner Name | Owner Percent | Holding Company | Holding Company Percent
Colorado Energy Nations Company | 10003_B_BLR1 | 10003 | B | BLR1 |  | O/G Steam |  | WECC_CO | Colorado | 8 | Jefferson | 59 | 08059 | 10 | 8300 | 1967 | 9999 |  |  | Y | Natural Gas | [12 empty] | 1.5 | 0.23063 | 0.23063 | 0.23063 | 0.23063 | [11 empty] | Colorado Energy Nations Co LLP | 100 | ENGIE SA | 100
Colorado Energy Nations Company | 10003_B_BLR2 | 10003 | B | BLR2 |  | O/G Steam |  | WECC_CO | Colorado | 8 | Jefferson | 59 | 08059 | 10 | 8300 | 1967 | 9999 |  |  | Y | Natural Gas | [12 empty] | 1.5 | 0.23063 | 0.23063 | 0.23063 | 0.23063 | [11 empty] | Colorado Energy Nations Co LLP | 100 | ENGIE SA | 100
Colorado Energy Nations Company | 10003_B_BLR4 | 10003 | B | BLR4 |  | O/G Steam |  | WECC_CO | Colorado | 8 | Jefferson | 59 | 08059 | 10 | 8300 | 1974 | 9999 |  |  | Y | Natural Gas |  |  |  | other | [8 empty] | 1 | 0.04408 | 0.04408 | 0.04408 | 0.04408 | [11 empty] | Colorado Energy Nations Co LLP | 100 | ENGIE SA | 100
Colorado Energy Nations Company | 10003_B_BLR5 | 10003 | B | BLR5 |  | O/G Steam |  | WECC_CO | Colorado | 8 | Jefferson | 59 | 08059 | 10 | 8300 | 1979 | 9999 |  |  | Y | Natural Gas |  |  |  | other | [8 empty] | 1 | 0.04481 | 0.04481 | 0.04481 | 0.04481 | [11 empty] | Colorado Energy Nations Co LLP | 100 | ENGIE SA | 100
Covanta Hennepin Energy | 10013_B_1 | 10013 | B | 1 |  | Municipal Solid Waste |  | MIS_MNWI | Minnesota | 27 | Hennepin | 53 | 27053 | 16.8 | 18276 | 1989 | 9999 |  |  | N | MSW | Dry Scrubber | 1989 | 0.95 | AA | SNCR |  |  | B | NA | ACI | 1994 |  |  | 0.21601 | 0.21601 | 0.21601 | 0.21601 | 0.08 | 0.08 | 0.08 | [8 empty] | Covanta Hennepin Energy Resource Co | 100 | Covanta Holding Corp | 100
Covanta Hennepin Energy | 10013_B_2 | 10013 | B | 2 |  | Municipal Solid Waste |  | MIS_MNWI | Minnesota | 27 | Hennepin | 53 | 27053 | 16.8 | 18276 | 1989 | 9999 |  |  | N | MSW | Dry Scrubber | 1989 | 0.95 | AA | SNCR |  |  | B | NA | ACI | 1994 |  |  | 0.21575 | 0.21575 | 0.21575 | 0.21575 | 0.08 | 0.08 | 0.08 | [8 empty] | Covanta Hennepin Energy Resource Co | 100 | Covanta Holding Corp | 100
RED-Rochester, LLC | 10025_B_41 | 10025 | B | 41 | 3518 | O/G Steam |  | NY_Z_B | New York | 36 | Monroe | 55 | 36055 | 17.3 | 8300 | 1964 | 9999 | cyclone | wet | Y | Natural Gas |  |  |  | FU + LA | [8 empty] | 1.1 | 0.06 | 0.06 | 0.06 | 0.06 | [11 empty] | RED Rochester LLC | 100 | Recycled Energy Development LLC | 100
RED-Rochester, LLC | 10025_B_42 | 10025 | B | 42 | 3516 | O/G Steam |  | NY_Z_B | New York | 36 | Monroe | 55 | 36055 | 17.3 | 8300 | 1968 | 9999 | cyclone | wet | Y | Natural Gas |  |  |  | FU + LA | [8 empty] | 1.1 | 0.06 | 0.06 | 0.06 | 0.06 | [11 empty] | RED Rochester LLC | 100 | Recycled Energy Development LLC | 100
RED-Rochester, LLC | 10025_B_43 | 10025 | B | 43 | 3517 | O/G Steam |  | NY_Z_B | New York | 36 | Monroe | 55 | 36055 | 23.8 | 8300 | 1969 | 9999 | cyclone | wet | Y | Natural Gas |  |  |  | FU + LA | [8 empty] | 1.1 | 0.06 | 0.06 | 0.06 | 0.06 | [11 empty] | RED Rochester LLC | 100 | Recycled Energy Development LLC | 100
RED-Rochester, LLC | 10025_B_44 | 10025 | B | 44 | 3518 | O/G Steam |  | NY_Z_B | New York | 36 | Monroe | 55 | 36055 | 23.8 | 8300 | 1948 | 9999 | tangential | dry | Y | Natural Gas |  |  |  | FU + LA | [8 empty] | 1.1 | 0.05385 | 0.05385 | 0.05385 | 0.05385 | [11 empty] | RED Rochester LLC | 100 | Recycled Energy Development LLC | 100
RED-Rochester, LLC | 10025_B_45 | 10025 | B | 45 |  | O/G Steam |  | NY_Z_B | New York | 36 | Monroe | 55 | 36055 | 0.94 | 8300 | 2017 | 9999 | wall | dry | Y | Natural Gas | [13 empty] | 0.15 | 0.15 | 0.15 | 0.15 | [11 empty] | RED Rochester LLC | 100 | Recycled Energy Development LLC | 100
RED-Rochester, LLC | 10025_B_46 | 10025 | B | 46 |  | O/G Steam |  | NY_Z_B | New York | 36 | Monroe | 55 | 36055 | 10.9 | 8300 | 2017 | 9999 | wall | dry | Y | Natural Gas | [13 empty] | 0.05 | 0.05 | 0.05 | 0.05 | [11 empty] | RED Rochester LLC | 100 | Recycled Energy Development LLC | 100
RED-Rochester, LLC | 10025_B_47 | 10025 | B | 47 |  | O/G Steam |  | NY_Z_B | New York | 36 | Monroe | 55 | 36055 | 10.9 | 8300 | 2017 | 9999 | wall | dry | Y | Natural Gas | [13 empty] | 0.05 | 0.05 | 0.05 | 0.05 | [11 empty] | RED Rochester LLC | 100 | Recycled Energy Development LLC | 100
RED-Rochester, LLC | 10025_B_48 | 10025 | B | 48 |  | O/G Steam |  | NY_Z_B | New York | 36 | Monroe | 55 | 36055 | 10.9 | 8300 | 2017 | 9999 | wall | dry | Y | Natural Gas | [13 empty] | 0.05 | 0.05 | 0.05 | 0.05 | [11 empty] | RED Rochester LLC | 100 | Recycled Energy Development LLC | 100
RED-Rochester, LLC | 10025_B_PB1 | 10025 | B | PB1 |  | O/G Steam |  | NY_Z_B | New York | 36 | Monroe | 55 | 36055 | 0.38 | 8300 | 1966 | 9999 | wall |  | Y | Residual Fuel Oil |  |  |  | LA | [8 empty] | 4.99 | 0.08 | 0.08 | 0.08 | 0.08 | [11 empty] | RED Rochester LLC | 100 | Recycled Energy Development LLC | 100
RED-Rochester, LLC | 10025_B_PB2 | 10025 | B | PB2 |  | O/G Steam |  | NY_Z_B | New York | 36 | Monroe | 55 | 36055 | 0.38 | 8300 | 1966 | 9999 | wall |  | Y | Residual Fuel Oil |  |  |  | LA | [8 empty] | 4.99 | 0.08 | 0.08 | 0.08 | 0.08 | [11 empty] | RED Rochester LLC | 100 | Recycled Energy Development LLC | 100
RED-Rochester, LLC | 10025_B_PB3 | 10025 | B | PB3 |  | O/G Steam |  | NY_Z_B | New York | 36 | Monroe | 55 | 36055 | 0.38 | 8300 | 1966 | 9999 | wall |  | Y | Residual Fuel Oil |  |  |  | LA | [8 empty] | 4.99 | 0.08 | 0.08 | 0.08 | 0.08 | [11 empty] | RED Rochester LLC | 100 | Recycled Energy Development LLC | 100
RED-Rochester, LLC | 10025_B_PB4 | 10025 | B | PB4 |  | O/G Steam |  | NY_Z_B | New York | 36 | Monroe | 55 | 36055 | 0.38 | 8300 | 1966 | 9999 | wall |  | Y | Residual Fuel Oil |  |  |  | LA | [8 empty] | 4.99 | 0.08 | 0.08 | 0.08 | 0.08 | [11 empty] | RED Rochester LLC | 100 | Recycled Energy Development LLC | 100
Fairhaven Power | 10052_B_BLR1 | 10052 | B | BLR1 |  | Biomass |  | WEC_CALN | California | 6 | Humboldt | 23 | 06023 | 16 | 17738 | 1986 | 9999 |  |  | N | Biomass |  |  |  | AA + LNB + OFA |  |  |  | ESPH | No |  |  |  |  | 0.12268 | 0.12268 | 0.12268 | 0.12268 | [11 empty] | DG Fairhaven Power LLC | 100 | EWP America Inc | 100
Miami Dade County Resource Recovery Fac | 10062_B_BLR1 | 10062 | B | BLR1 |  | Municipal Solid Waste |  | FRCC | Florida | 12 | Miami Dade | 86 | 12086 | 17.9 | 25743 | 1983 | 9999 |  |  | N | MSW | Dry Scrubber | 2000 | 0.389 | other | SNCR |  |  | B | NA | ACI | 2000 |  |  | 0.62599 | 0.23 | 0.62599 | 0.23 | 0.08 | 0.08 | 0.08 | [8 empty] | Metro Dade County | 100 | Metro Dade County | 100
Miami Dade County Resource Recovery Fac | 10062_B_BLR2 | 10062 | B | BLR2 |  | Municipal Solid Waste |  | FRCC | Florida | 12 | Miami Dade | 86 | 12086 | 17.9 | 25743 | 1983 | 9999 |  |  | N | MSW | Dry Scrubber | 2000 | 0.771 | other | SNCR |  |  | B | NA | ACI | 2000 |  |  | 0.62599 | 0.23 | 0.62599 | 0.23 | 0.08 | 0.08 | 0.08 | [8 empty] | Metro Dade County | 100 | Metro Dade County | 100
Miami Dade County Resource Recovery Fac | 10062_B_BLR3 | 10062 | B | BLR3 |  | Municipal Solid Waste |  | FRCC | Florida | 12 | Miami Dade | 86 | 12086 | 17.9 | 25743 | 1983 | 9999 |  |  | N | MSW | Dry Scrubber | 2000 | 0.69 | other | SNCR |  |  | B | NA | ACI | 2000 |  |  | 0.62599 | 0.23 | 0.62599 | 0.23 | 0.08 | 0.08 | 0.08 | [8 empty] | Metro Dade County | 100 | Metro Dade County | 100
Miami Dade County Resource Recovery Fac | 10062_B_BLR4 | 10062 | B | BLR4 |  | Municipal Solid Waste |  | FRCC | Florida | 12 | Miami Dade | 86 | 12086 | 17.9 | 25743 | 1983 | 9999 |  |  | N | MSW | Dry Scrubber | 2000 | 0.869 | other | SNCR |  |  | B | NA | ACI | 2000 |  |  | 0.62599 | 0.23 | 0.62599 | 0.23 | 0.08 | 0.08 | 0.08 | [8 empty] | Metro Dade County | 100 | Metro Dade County | 100
Engineered Carbons Borger Cogen | 10072_B_WHBOIL | 10072 | B | WHBOIL |  | Fossil Waste |  | SPP_SPS | Texas | 48 | Hutchinson | 233 | 48233 | 18.8 | 10994 | 1982 | 9999 |  |  | N | Fossil Waste | [12 empty] | 1.09 | 0.02195 | 0.02195 | 0.02195 | 0.02195 | [11 empty] | Orion Engineered Carbons | 100 | Rhone Group LLC | 100
John B Rich Memorial Power Station | 10113_B_CFB1 | 10113 | B | CFB1 | 3527 | Coal Steam |  | PJM_WMAC | Pennsylvania | 42 | Schuylkill | 107 | 42107 | 40 | 13587 | 1988 | 9999 | FBC | dry | Y | Waste Coal | Reagent Injection | 1988 | 0.893 | OFA |  |  |  | B | NA |  |  |  | 4 | 0.09214 | 0.09214 | 0.09214 | 0.09214 | 0.01 | 0.01 | 0.01 | 0.98 | Yes | 1988 | [5 empty] | Gilberton Power Co | 100 | Gilberton Power Co | 100
John B Rich Memorial Power Station | 10113_B_CFB2 | 10113 | B | CFB2 | 3528 | Coal Steam |  | PJM_WMAC | Pennsylvania | 42 | Schuylkill | 107 | 42107 | 40 | 13587 | 1988 | 9999 | FBC | dry | Y | Waste Coal | Reagent Injection | 1988 | 0.893 | OFA |  |  |  | B | NA |  |  |  | 4 | 0.09146 | 0.09146 | 0.09146 | 0.09146 | 0.01 | 0.01 | 0.01 | 0.98 | Yes | 1988 | [5 empty] | Gilberton Power Co | 100 | Gilberton Power Co | 100
Harrisburg Facility | 10118_B_1 | 10118 | B | 1 |  | Municipal Solid Waste |  | PJM_WMAC | Pennsylvania | 42 | Dauphin | 43 | 42043 | 5.6 | 6464 | 2005 | 9999 |  |  | Y | MSW | Dry Scrubber | 2006 | 0.813 | FR + NH3 + OFA | SNCR |  |  | B | NA | ACI | 2006 |  |  | 0.14532 | 0.14532 | 0.14532 | 0.14532 | 0.08 | 0.08 | 0.08 |  | Yes | 2006 | [5 empty] | Harrisburg Authority | 100 | Harrisburg Authority | 100
Harrisburg Facility | 10118_B_2 | 10118 | B | 2 |  | Municipal Solid Waste |  | PJM_WMAC | Pennsylvania | 42 | Dauphin | 43 | 42043 | 5.6 | 6464 | 2005 | 9999 |  |  | Y | MSW | Dry Scrubber | 2006 | 0.813 | FR + NH3 + OFA | SNCR |  |  | B | NA | ACI | 2006 |  |  | 0.09 | 0.09 | 0.09 | 0.09 | 0.08 | 0.08 | 0.08 |  | Yes | 2006 | [5 empty] | Harrisburg Authority | 100 | Harrisburg Authority | 100
Harrisburg Facility | 10118_B_3 | 10118 | B | 3 |  | Municipal Solid Waste |  | PJM_WMAC | Pennsylvania | 42 | Dauphin | 43 | 42043 | 5.6 | 6464 | 2005 | 9999 |  |  | Y | MSW | Dry Scrubber | 2006 | 0.813 | FR + NH3 + OFA | SNCR |  |  | B | NA | ACI | 2006 |  |  | 0.09 | 0.09 | 0.09 | 0.09 | 0.08 | 0.08 | 0.08 |  | Yes | 2006 | [5 empty] | Harrisburg Authority | 100 | Harrisburg Authority | 100
F B Culley | 1012_B_3 | 1012 | B | 3 | 728 | Coal Steam |  | MIS_INKY | Indiana | 18 | Warrick | 173 | 18173 | 270 | 10808 | 1973 | 9999 | wall | dry | N | Bituminous | Wet Scrubber | 1995 | 0.95 | LNB | SCR | 2003 |  | B | NA | ACI | 2015 |  | 0.25 | 0.10566 | 0.10566 | 0.10566 | 0.10566 | 0.05 | 0.1 | 0.1 | 0.99 | Yes | 2016 | [5 empty] | Southern Indiana Gas & Electric Co | 100 | CenterPoint Energy Inc | 100
Colver Power Project | 10143_B_ABB01 | 10143 | B | ABB01 | 3529 | Coal Steam |  | PJM_PENE | Pennsylvania | 42 | Cambria | 21 | 42021 | 110 | 11032 | 1995 | 9999 | FBC | dry | N | Waste Coal | Reagent Injection | 1995 | 0.893 | NH3 | SNCR |  | 1995 | B | NA |  |  |  | 0.54 | 0.15758 | 0.15758 | 0.15758 | 0.15758 | 0.01 | 0.01 | 0.01 | 0.98 | Yes | 2016 | [5 empty] | Inter Power/Ahlcon Partners L P | 100 | UBS AG | 100
Sierra Pacific Lincoln Facility | 10144_B_BLR3 | 10144 | B | BLR3 |  | Biomass |  | WEC_CALN | California | 6 | Placer | 61 | 06061 | 17.5 | 5019 | 2005 | 9999 |  |  | Y | Biomass |  |  |  |  | SNCR |  |  | ESPC + C | No |  |  |  |  | 0.1256 | 0.1256 | 0.1256 | 0.1256 | [11 empty] | Sierra Pacific Industries Inc | 100 | Sierra Pacific Industries | 100
Grant Town Power Plant | 10151_B_BLR1A | 10151 | B | BLR1A | 10068 | Coal Steam |  | PJM_AP | West Virginia | 54 | Marion | 49 | 54049 | 40 | 13650 | 1993 | 9999 | FBC | dry | N | Waste Coal | Reagent Injection | 1992 | 0.92 | CF + CM + NH3 | SNCR |  | 2003 | B | NA |  |  |  | 0.83 | 0.32225 | 0.16112 | 0.32225 | 0.16112 | 0.01 | 0.01 | 0.01 | 0.98 | Yes | 1992 | [5 empty] | American Bituminous Power LP | 100 | NRG Energy Inc | 100
Grant Town Power Plant | 10151_B_BLR1B | 10151 | B | BLR1B | 10069 | Coal Steam |  | PJM_AP | West Virginia | 54 | Marion | 49 | 54049 | 40 | 13650 | 1993 | 9999 | FBC | dry | N | Waste Coal | Reagent Injection | 1992 | 0.92 | CF + CM + NH3 | SNCR |  | 2003 | B | NA |  |  |  | 0.83 | 0.31997 | 0.15998 | 0.31997 | 0.15998 | 0.01 | 0.01 | 0.01 | 0.98 | Yes | 1992 | [5 empty] | American Bituminous Power LP | 100 | NRG Energy Inc | 100
Mosaic Co Tampa Facility | 10204_B_7-1 | 10204 | B | 7-1 |  | Non-Fossil Waste |  | FRCC | Florida | 12 | Hillsborough | 57 | 12057 | 10.4 | 9194 | 1999 | 9999 |  |  | Y | Non-Fossil Waste | [13 empty] | 0 | 0 | 0 | 0 | [11 empty] | Mosaic Co | 100 | Mosaic Co (The) | 100
Mosaic Co Tampa Facility | 10204_B_7-2 | 10204 | B | 7-2 |  | Non-Fossil Waste |  | FRCC | Florida | 12 | Hillsborough | 57 | 12057 | 10.4 | 9194 | 1999 | 9999 |  |  | Y | Non-Fossil Waste | [13 empty] | 0 | 0 | 0 | 0 | [11 empty] | Mosaic Co | 100 | Mosaic Co (The) | 100
Mosaic Co Tampa Facility | 10204_B_9-1 | 10204 | B | 9-1 |  | Non-Fossil Waste |  | FRCC | Florida | 12 | Hillsborough | 57 | 12057 | 10.4 | 9194 | 1999 | 9999 |  |  | Y | Non-Fossil Waste | [13 empty] | 0 | 0 | 0 | 0 | [11 empty] | Mosaic Co | 100 | Mosaic Co (The) | 100
Mosaic Co Tampa Facility | 10204_B_9-2 | 10204 | B | 9-2 |  | Non-Fossil Waste |  | FRCC | Florida | 12 | Hillsborough | 57 | 12057 | 10.4 | 9194 | 2000 | 9999 |  |  | Y | Non-Fossil Waste | [13 empty] | 0 | 0 | 0 | 0 | [11 empty] | Mosaic Co | 100 | Mosaic Co (The) | 100
Alabama River Pulp | 10216_B_PB1 | 10216 | B | PB1 |  | Non-Fossil Waste |  | S_SOU | Alabama | 1 | Monroe | 99 | 01099 | 21.8 | 11843 | 1978 | 9999 |  |  | Y | Non-Fossil Waste | Wet Scrubber | 1978 | 0.829 | STM | [9 empty] | 0.07 | 0.07 | 0.07 | 0.07 | [11 empty] | Alabama River Pulp Co Inc | 100 | Parsons & Whittemore Inc | 100
Alabama River Pulp | 10216_B_RB1 | 10216 | B | RB1 |  | Non-Fossil Waste |  | S_SOU | Alabama | 1 | Monroe | 99 | 01099 | 21.8 | 11843 | 1978 | 9999 |  |  | Y | Non-Fossil Waste |  |  |  | other |  |  |  | ESPC | No |  |  |  |  | 0.02 | 0.02 | 0.02 | 0.02 | [11 empty] | Alabama River Pulp Co Inc | 100 | Parsons & Whittemore Inc | 100
Leaf River Cellulose LLC | 10233_B_PB | 10233 | B | PB |  | Non-Fossil Waste |  | S_SOU | Mississippi | 28 | Perry | 111 | 28111 | 26 | 5075 | 1984 | 9999 |  |  | Y | Non-Fossil Waste | [7 empty] | ESPH | No |  |  |  |  | 0.15688 | 0.15688 | 0.15688 | 0.15688 | [11 empty] | Leaf River Cellulose LLC | 100 | Koch Industries Inc | 100
Leaf River Cellulose LLC | 10233_B_RB | 10233 | B | RB |  | Non-Fossil Waste |  | S_SOU | Mississippi | 28 | Perry | 111 | 28111 | 26 | 5075 | 1984 | 9999 |  |  | Y | Non-Fossil Waste | [7 empty] | ESPH | No |  |  |  |  | 0.06146 | 0.06146 | 0.06146 | 0.06146 | [11 empty] | Leaf River Cellulose LLC | 100 | Koch Industries Inc | 100
Crawfordsville Power Plant | 1024_B_5 | 1024 | B | 5 |  | Coal Steam |  | MIS_INKY | Indiana | 18 | Montgomery | 107 | 18107 | 10.6 | 14500 | 1956 | 9999 | stoker/SPR | dry | N | Bituminous | [7 empty] | C | NA |  |  |  | 6 | 0.47486 | 0.47486 | 0.47486 | 0.47486 | 1 | 0.1 | 1 | 0 | [7 empty] | Crawfordsville Energy LLC | 100 | Sterling Energy Group LLC | 100
Crawfordsville Power Plant | 1024_B_6 | 1024 | B | 6 |  | Coal Steam |  | MIS_INKY | Indiana | 18 | Montgomery | 107 | 18107 | 12.6 | 14500 | 1965 | 9999 | stoker/SPR | dry | N | Bituminous | [7 empty] | ESPC + C | No |  |  |  | 6 | 0.47486 | 0.47486 | 0.47486 | 0.47486 | 0.64 | 0.1 | 1 | 0 | [7 empty] | Crawfordsville Energy LLC | 100 | Sterling Energy Group LLC | 100
Bridgewater Power LP | 10290_B_EU1 | 10290 | B | EU1 |  | Biomass |  | NENGREST | New Hampshire | 33 | Grafton | 9 | 33009 | 16 | 15710 | 1987 | 9999 |  |  | N | Biomass |  |  |  | LA + OFA | SCR |  |  | B + C | NA |  |  |  | 0.067 | 0.10785 | 0.10785 | 0.10785 | 0.10785 | [11 empty] | Bridgewater Power Co LP | 100 | Public Service Enterprise Group Inc | 100
Desert View Power | 10300_B_BLR1 | 10300 | B | BLR1 |  | Biomass |  | WECC_IID | California | 6 | Riverside | 65 | 06065 | 23.5 | 16026 | 1992 | 9999 |  |  | N | Biomass | Dry Scrubber | 1992 | 0.92 |  | SNCR |  |  | B | NA |  |  |  |  | 0.07882 | 0.07882 | 0.07882 | 0.07882 |  |  |  |  | Yes | [6 empty] | Greenleaf Power LLC | 100 | Greenleaf Power | 100
Desert View Power | 10300_B_BLR2 | 10300 | B | BLR2 |  | Biomass |  | WECC_IID | California | 6 | Riverside | 65 | 06065 | 23.5 | 16026 | 1992 | 9999 |  |  | N | Biomass | Dry Scrubber | 1992 | 0.92 |  | SNCR |  |  | B | NA |  |  |  |  | 0.07882 | 0.07882 | 0.07882 | 0.07882 |  |  |  |  | Yes | [6 empty] | Greenleaf Power LLC | 100 | Greenleaf Power | 100
T B Simon Power Plant | 10328_B_BLR1 | 10328 | B | BLR1 | 89142 | O/G Steam |  | MIS_LMI | Michigan | 26 | Ingham | 65 | 26065 | 17 | 8300 | 1965 | 9999 | wall | dry | Y | Natural Gas |  |  |  | LNB | SNCR | [7 empty] | 1.67 | 0.14368 | 0.14368 | 0.14368 | 0.14368 | [11 empty] | Michigan State University | 100 | Michigan State University | 100
T B Simon Power Plant | 10328_B_BLR2 | 10328 | B | BLR2 | 89143 | O/G Steam |  | MIS_LMI | Michigan | 26 | Ingham | 65 | 26065 | 17 | 8300 | 1965 | 9999 | wall | dry | Y | Natural Gas |  |  |  | LNB | SNCR | [7 empty] | 1.67 | 0.10818 | 0.10818 | 0.10818 | 0.10818 | [11 empty] | Michigan State University | 100 | Michigan State University | 100
T B Simon Power Plant | 10328_B_BLR3 | 10328 | B | BLR3 | 89144 | O/G Steam |  | MIS_LMI | Michigan | 26 | Ingham | 65 | 26065 | 17 | 8300 | 1973 | 9999 | wall | dry | Y | Natural Gas |  |  |  | LNB | SNCR | [7 empty] | 1.67 | 0.1246 | 0.1246 | 0.1246 | 0.1246 | [11 empty] | Michigan State University | 100 | Michigan State University | 100
T B Simon Power Plant | 10328_B_BLR4 | 10328 | B | BLR4 | 89145 | O/G Steam |  | MIS_LMI | Michigan | 26 | Ingham | 65 | 26065 | 17 | 8300 | 1990 | 9999 |  | dry | Y | Natural Gas |  |  |  | CF | SNCR | [7 empty] | 1.67 | 0.01436 | 0.01436 | 0.01436 | 0.01436 | [11 empty] | Michigan State University | 100 | Michigan State University | 100
T B Simon Power Plant | 10328_B_BLR6 | 10328 | B | BLR6 | 89142 | O/G Steam |  | MIS_LMI | Michigan | 26 | Ingham | 65 | 26065 | 17 | 8300 | 2004 | 9999 | wall | dry | Y | Natural Gas |  |  |  | LNB | SNCR | [7 empty] | 1.67 | 0.14368 | 0.14368 | 0.14368 | 0.14368 | [11 empty] | Michigan State University | 100 | Michigan State University | 100
Foster Wheeler Mt Carmel Cogen | 10343_B_SG-101 | 10343 | B | SG-101 | 3542 | Coal Steam |  | PJM_WMAC | Pennsylvania | 42 | Northumberland | 97 | 42097 | 43 | 14500 | 1990 | 9999 | FBC | dry | Y | Waste Coal | Dry Scrubber | 1990 | 0.91 | CF |  |  |  | B | NA |  |  |  | 0.24 | 0.06934 | 0.06934 | 0.06934 | 0.06934 | 0.01 | 0.01 | 0.01 | 0.99 | Yes | 1990 | [5 empty] | Mt Carmel Cogeneration Inc | 100 | Foster Wheeler Ag | 100
Hillman Power LLC | 10346_B_BOIL01 | 10346 | B | BOIL01 |  | Biomass |  | MIS_LMI | Michigan | 26 | Montmorency | 119 | 26119 | 17.7 | 13500 | 1987 | 9999 |  |  | N | Biomass |  |  |  | NH3 | SCR |  |  | ESPC + C | No |  |  |  |  | 0.27865 | 0.27865 | 0.27865 | 0.27865 | [11 empty] | Hillman Power Co | 100 | Primary Power Management & Development Inc | 100
ReEnergy Livermore Falls | 10354_B_1 | 10354 | B | 1 |  | Biomass |  | NENG_ME | Maine | 23 | Androscoggin | 1 | 23001 | 36 | 13703 | 1992 | 9999 |  |  | N | Biomass |  |  |  | NH3 | SNCR |  |  | ESPH + C | Yes |  |  |  |  | 0.0706 | 0.0706 | 0.0706 | 0.0706 | [11 empty] | ReEnergy Livermore Falls LLC | 100 | ReEnergy | 100
Lumberton | 10382_B_UNIT1 | 10382 | B | UNIT1 | 3545 | Biomass |  | S_VACA | North Carolina | 37 | Robeson | 155 | 37155 | 17.4 | 18075 | 2015 | 9999 | stoker/SPR | dry | Y | Biomass |  |  | 0.5 | OFA | SNCR |  |  | B | NA |  |  |  | 2.3 | 0.4414 | 0.15895 | 0.4414 | 0.15895 | 0.11 | 0.27 | 1 |  | Yes | [6 empty] | North Carolina Renewable Energy LLC | 100 | North Carolina Renewable Energy LLC | 100
Lumberton | 10382_B_UNIT2 | 10382 | B | UNIT2 | 3546 | Biomass |  | S_VACA | North Carolina | 37 | Robeson | 155 | 37155 | 17.4 | 18075 | 2015 | 9999 | stoker/SPR | dry | Y | Biomass |  |  |  | OFA | SNCR |  |  | B | NA |  |  |  | 2.3 | 0.4474 | 0.16333 | 0.4474 | 0.16333 | 0.11 | 0.27 | 1 | [8 empty] | North Carolina Renewable Energy LLC | 100 | North Carolina Renewable Energy LLC | 100
ArcelorMittal Indiana Harbor West | 10397_B_5HPB | 10397 | B | 5HPB |  | Fossil Waste |  | MIS_INKY | Indiana | 18 | Lake | 89 | 18089 | 11.1 | 5172 | 1952 | 9999 | wall |  | Y | Fossil Waste | [13 empty] | 0.04795 | 0.04795 | 0.04795 | 0.04795 | [11 empty] | ISG Indiana Harbor Inc | 100 | Mittal Steel Co N V | 100
ArcelorMittal Indiana Harbor West | 10397_B_6HPB | 10397 | B | 6HPB |  | Fossil Waste |  | MIS_INKY | Indiana | 18 | Lake | 89 | 18089 | 11.1 | 5172 | 1956 | 9999 | wall |  | Y | Fossil Waste | [13 empty] | 0.07033 | 0.07033 | 0.07033 | 0.07033 | [11 empty] | ISG Indiana Harbor Inc | 100 | Mittal Steel Co N V | 100
ArcelorMittal Indiana Harbor West | 10397_B_7HPB | 10397 | B | 7HPB |  | Fossil Waste |  | MIS_INKY | Indiana | 18 | Lake | 89 | 18089 | 11.1 | 5172 | 1956 | 9999 | wall |  | Y | Fossil Waste | [13 empty] | 0.06952 | 0.06952 | 0.06952 | 0.06952 | [11 empty] | ISG Indiana Harbor Inc | 100 | Mittal Steel Co N V | 100
ArcelorMittal Indiana Harbor West | 10397_B_8HPB | 10397 | B | 8HPB |  | Fossil Waste |  | MIS_INKY | Indiana | 18 | Lake | 89 | 18089 | 24 | 5172 | 1967 | 9999 | tangential |  | Y | Fossil Waste | [13 empty] | 0.04795 | 0.04795 | 0.04795 | 0.04795 | [11 empty] | ISG Indiana Harbor Inc | 100 | Mittal Steel Co N V | 100
ArcelorMittal Indiana Harbor West | 10397_B_9HPB | 10397 | B | 9HPB |  | Fossil Waste |  | MIS_INKY | Indiana | 18 | Lake | 89 | 18089 | 17 | 5172 | 2000 | 9999 | wall |  | Y | Fossil Waste | [13 empty] | 0.01 | 0.01 | 0.01 | 0.01 | [11 empty] | ISG Indiana Harbor Inc | 100 | Mittal Steel Co N V | 100
Whitewater Valley | 1040_B_1 | 1040 | B | 1 | 729 | Coal Steam |  | PJM_West | Indiana | 18 | Wayne | 177 | 18177 | 35 | 13048 | 1955 | 9999 | wall | dry | N | Bituminous |  |  | 0.0581 | LA + LNB + NH3 + OFA |  |  |  | ESPC + B | No | ACI | 2016 |  | 6 | 0.37288 | 0.37288 | 0.37288 | 0.37288 | 0.1 | 0.1 | 0.1 | 0.98 | Yes | 2016 | [5 empty] | Richmond Power & Light | 100 | Richmond Power & Light | 100
Whitewater Valley | 1040_B_2 | 1040 | B | 2 | 730 | Coal Steam |  | PJM_West | Indiana | 18 | Wayne | 177 | 18177 | 65 | 12947 | 1973 | 9999 | tangential | dry | N | Bituminous |  |  | 0.078 | LNC2 + NH3 + OFA |  |  |  | ESPC + B | No | ACI | 2016 |  | 6 | 0.39657 | 0.39657 | 0.1469 | 0.1469 | 0.1 | 0.1 | 0.1 | 0.98 | Yes | 2016 | [5 empty] | Richmond Power & Light | 100 | Richmond Power & Light | 100
Pensacola Florida Plant | 10416_B_BO4 | 10416 | B | BO4 |  | O/G Steam |  | S_SOU | Florida | 12 | Escambia | 33 | 12033 | 2.7 | 8300 | 1953 | 9999 |  |  | Y | Natural Gas | [13 empty] | 0.23063 | 0.23063 | 0.23063 | 0.23063 | [11 empty] | Solutia Inc Pensacola | 100 | Solutia Inc | 100
Pensacola Florida Plant | 10416_B_BO5 | 10416 | B | BO5 |  | O/G Steam |  | S_SOU | Florida | 12 | Escambia | 33 | 12033 | 2.7 | 8300 | 1957 | 9999 |  |  | Y | Natural Gas | [13 empty] | 0.23063 | 0.23063 | 0.23063 | 0.23063 | [11 empty] | Solutia Inc Pensacola | 100 | Solutia Inc | 100
Pensacola Florida Plant | 10416_B_BO6 | 10416 | B | BO6 |  | O/G Steam |  | S_SOU | Florida | 12 | Escambia | 33 | 12033 | 2.7 | 8300 | 1957 | 9999 |  |  | Y | Natural Gas | [13 empty] | 0.23063 | 0.23063 | 0.23063 | 0.23063 | [11 empty] | Solutia Inc Pensacola | 100 | Solutia Inc | 100
Pensacola Florida Plant | 10416_B_BO7 | 10416 | B | BO7 |  | O/G Steam |  | S_SOU | Florida | 12 | Escambia | 33 | 12033 | 2.7 | 8300 | 1953 | 9999 |  |  | Y | Natural Gas | [13 empty] | 0.2 | 0.2 | 0.2 | 0.2 | [11 empty] | Solutia Inc Pensacola | 100 | Solutia Inc | 100
Pensacola Florida Plant | 10416_B_BO8 | 10416 | B | BO8 |  | O/G Steam |  | S_SOU | Florida | 12 | Escambia | 33 | 12033 | 2.7 | 8300 | 1953 | 9999 |  |  | Y | Natural Gas | [13 empty] | 0.25 | 0.25 | 0.25 | 0.25 | [11 empty] | Solutia Inc Pensacola | 100 | Solutia Inc | 100
Pensacola Florida Plant | 10416_B_BO9 | 10416 | B | BO9 |  | O/G Steam |  | S_SOU | Florida | 12 | Escambia | 33 | 12033 | 2.7 | 8300 | 2007 | 9999 |  |  | Y | Natural Gas | [13 empty] | 0.23063 | 0.23063 | 0.23063 | 0.23063 | [11 empty] | Solutia Inc Pensacola | 100 | Solutia Inc | 100
Camden Resource Recovery Facility | 10435_B_SG101A | 10435 | B | SG101A |  | Municipal Solid Waste |  | PJM_EMAC | New Jersey | 34 | Camden | 7 | 34007 | 11 | 22061 | 1991 | 9999 |  |  | N | MSW | Dry Scrubber | 1991 | 0.8 |  | SNCR |  |  | ESPC | No | ACI | 1995 |  |  | 0.3 | 0.3 | 0.3 | 0.3 | 0.08 | 0.08 | 0.08 | [8 empty] | Camden County Energy Recovery Associates LP | 100 | Foster Wheeler Ag | 100
Camden Resource Recovery Facility | 10435_B_SG101B | 10435 | B | SG101B |  | Municipal Solid Waste |  | PJM_EMAC | New Jersey | 34 | Camden | 7 | 34007 | 11 | 22061 | 1991 | 9999 |  |  | N | MSW | Dry Scrubber | 1991 | 0.8 |  | SNCR |  |  | ESPC | No | ACI | 1995 |  |  | 0.3 | 0.3 | 0.3 | 0.3 | 0.08 | 0.08 | 0.08 | [8 empty] | Camden County Energy Recovery Associates LP | 100 | Foster Wheeler Ag | 100
Camden Resource Recovery Facility | 10435_B_SG101C | 10435 | B | SG101C |  | Municipal Solid Waste |  | PJM_EMAC | New Jersey | 34 | Camden | 7 | 34007 | 11 | 22061 | 1991 | 9999 |  |  | N | MSW | Dry Scrubber | 1991 | 0.8 |  | SNCR |  |  | ESPC | No | ACI | 1995 |  |  | 0.3 | 0.3 | 0.3 | 0.3 | 0.08 | 0.08 | 0.08 | [8 empty] | Camden County Energy Recovery Associates LP | 100 | Foster Wheeler Ag | 100
SEGS IX | 10446_B_HTFHTR | 10446 | B | HTFHTR |  | Solar Thermal |  | WECC_SCE | California | 6 | San Bernardino | 71 | 06071 | 88 | 9771 | 1990 | 9999 |  |  | N | Solar | [13 empty] | 0 | 0 | 0 | 0 | [11 empty] | Luz Solar Partners Ltd IX | 100 | NextEra Energy Inc | 100
ReEnergy Black River | 10464_B_E0001 | 10464 | B | E0001 | 3547 | Biomass |  | NY_Z_C&E | New York | 36 | Jefferson | 45 | 36045 | 18.3 | 17949 | 2013 | 9999 | FBC | dry | N | Biomass | Wet Scrubber | 1989 | 0.999 | CF + FU + LA |  |  |  | B | NA |  |  |  | 3.8 | 0.12994 | 0.12994 | 0.12994 | 0.12994 | 0.05 | 0.43 | 0.43 | [8 empty] | ReEnergy Black River LLC | 100 | ReEnergy | 100
ReEnergy Black River | 10464_B_E0002 | 10464 | B | E0002 | 3548 | Biomass |  | NY_Z_C&E | New York | 36 | Jefferson | 45 | 36045 | 18.3 | 17949 | 2013 | 9999 | FBC | dry | N | Biomass | Wet Scrubber | 1989 | 0.999 | CF + FU + LA |  |  |  | B | NA |  |  |  | 3.8 | 0.13122 | 0.13122 | 0.13122 | 0.13122 | 0.05 | 0.43 | 0.43 | [8 empty] | ReEnergy Black River LLC | 100 | ReEnergy | 100
ReEnergy Black River | 10464_B_E0003 | 10464 | B | E0003 | 3549 | Biomass |  | NY_Z_C&E | New York | 36 | Jefferson | 45 | 36045 | 18.3 | 17949 | 2013 | 9999 | FBC | dry | N | Biomass | Wet Scrubber | 1989 | 0.999 | CF + FU + LA |  |  |  | B | NA |  |  |  | 3.8 | 0.13123 | 0.13123 | 0.13123 | 0.13123 | 0.05 | 0.43 | 0.43 | [8 empty] | ReEnergy Black River LLC | 100 | ReEnergy | 100
Puente Hills Energy Recovery | 10472_B_B300 | 10472 | B | B300 |  | Landfill Gas |  | WECC_SCE | California | 6 | Los Angeles | 37 | 06037 | 22.5 | 14103 | 1986 | 9999 |  |  | N | Landfill Gas |  |  |  | FR | [9 empty] | 0.0261 | 0.0261 | 0.0261 | 0.0261 | [11 empty] | Sanitation Districts of Los Angeles County | 100 | Sanitation Districts of Los Angeles County | 100
Puente Hills Energy Recovery | 10472_B_B400 | 10472 | B | B400 |  | Landfill Gas |  | WECC_SCE | California | 6 | Los Angeles | 37 | 06037 | 22.5 | 14103 | 1986 | 9999 |  |  | N | Landfill Gas |  |  |  | FR | [9 empty] | 0.0261 | 0.0261 | 0.0261 | 0.0261 | [11 empty] | Sanitation Districts of Los Angeles County | 100 | Sanitation Districts of Los Angeles County | 100
Wisconsin Rapids Pulp Mill | 10477_B_P1 | 10477 | B | P1 |  | Non-Fossil Waste |  | MIS_WUMS | Wisconsin | 55 | Wood | 141 | 55141 | 10.8 | 5149 | 1966 | 9999 |  |  | Y | Non-Fossil Waste | [7 empty] | ESPC + C | No |  |  |  | 3.2 | 0.53 | 0.53 | 0.53 | 0.53 | [11 empty] | Newpage Wisconsin System Inc | 100 | Verso Paper Corp | 100
Wisconsin Rapids Pulp Mill | 10477_B_P2 | 10477 | B | P2 |  | Non-Fossil Waste |  | MIS_WUMS | Wisconsin | 55 | Wood | 141 | 55141 | 10.8 | 5149 | 1966 | 9999 |  |  | Y | Non-Fossil Waste | [7 empty] | ESPC + C | No |  |  |  | 3.2 | 0.54 | 0.54 | 0.54 | 0.54 | [11 empty] | Newpage Wisconsin System Inc | 100 | Verso Paper Corp | 100
Wisconsin Rapids Pulp Mill | 10477_B_P3 | 10477 | B | P3 |  | Non-Fossil Waste |  | MIS_WUMS | Wisconsin | 55 | Wood | 141 | 55141 | 10.8 | 5149 | 1991 | 9999 |  |  | Y | Non-Fossil Waste |  |  |  | FR + LNB | [8 empty] | 0.789 | 0.04 | 0.04 | 0.04 | 0.04 | [11 empty] | Newpage Wisconsin System Inc | 100 | Verso Paper Corp | 100
Wisconsin Rapids Pulp Mill | 10477_B_R1 | 10477 | B | R1 |  | Non-Fossil Waste |  | MIS_WUMS | Wisconsin | 55 | Wood | 141 | 55141 | 10.8 | 5149 | 1966 | 9999 |  |  | Y | Non-Fossil Waste | [7 empty] | ESPC | No |  |  |  |  | 0 | 0 | 0 | 0 | [11 empty] | Newpage Wisconsin System Inc | 100 | Verso Paper Corp | 100
Wisconsin Rapids Pulp Mill | 10477_B_R2 | 10477 | B | R2 |  | Non-Fossil Waste |  | MIS_WUMS | Wisconsin | 55 | Wood | 141 | 55141 | 10.8 | 5149 | 1975 | 9999 |  |  | Y | Non-Fossil Waste | [7 empty] | ESPC | No |  |  |  |  | 0 | 0 | 0 | 0 | [11 empty] | Newpage Wisconsin System Inc | 100 | Verso Paper Corp | 100
Wisconsin Rapids Pulp Mill | 10477_B_R3 | 10477 | B | R3 |  | Non-Fossil Waste |  | MIS_WUMS | Wisconsin | 55 | Wood | 141 | 55141 | 10.8 | 5149 | 1989 | 9999 |  |  | Y | Non-Fossil Waste | [7 empty] | ESPC | No |  |  |  |  | 0 | 0 | 0 | 0 | [11 empty] | Newpage Wisconsin System Inc | 100 | Verso Paper Corp | 100
Rumford Cogeneration | 10495_B_6 | 10495 | B | 6 |  | Tires |  | NENG_ME | Maine | 23 | Oxford | 17 | 23017 | 26 | 5372 | 1990 | 9999 | FBC | dry | Y | Tires | Reagent Injection | 1990 | 0.75 | CF |  |  |  | ESPH | Yes |  |  |  | 1.92 | 0.27258 | 0.27258 | 0.27258 | 0.27258 |  |  |  |  | Yes | 1990 | [5 empty] | Rumford Cogeneration Co LP | 100 | Verso Paper Corp | 100
Rumford Cogeneration | 10495_B_7 | 10495 | B | 7 |  | Tires |  | NENG_ME | Maine | 23 | Oxford | 17 | 23017 | 26 | 5372 | 1990 | 9999 | FBC | dry | Y | Tires | Reagent Injection | 1990 | 0.75 | CF |  |  |  | ESPH | Yes |  |  |  | 1.92 | 0.27168 | 0.27168 | 0.27168 | 0.27168 |  |  |  |  | Yes | 1990 | [5 empty] | Rumford Cogeneration Co LP | 100 | Verso Paper Corp | 100
Rumford Cogeneration | 10495_B_CRECV | 10495 | B | CRECV |  | Non-Fossil Waste |  | NENG_ME | Maine | 23 | Oxford | 17 | 23017 | 34 | 5377 | 1981 | 9999 | FBC | dry | Y | Non-Fossil Waste |  |  |  | other | [9 empty] | 0.11841 | 0.11841 | 0.11841 | 0.11841 | [11 empty] | Rumford Cogeneration Co LP | 100 | Verso Paper Corp | 100
Wheelabrator Hudson Falls | 10503_B_SG201A | 10503 | B | SG201A |  | Municipal Solid Waste |  | NY_Z_F | New York | 36 | Washington | 115 | 36115 | 5.8 | 21668 | 1992 | 9999 |  |  | N | MSW | Dry Scrubber | 1992 | 0.994 | OFA |  |  |  | ESPC | Yes | ACI | 2001 |  |  | 0.27864 | 0.27864 | 0.27864 | 0.27864 | 0.08 | 0.08 | 0.08 | [8 empty] | Foster Wheeler Power System Inc | 100 | Foster Wheeler Ag | 100
Wheelabrator Hudson Falls | 10503_B_SG201B | 10503 | B | SG201B |  | Municipal Solid Waste |  | NY_Z_F | New York | 36 | Washington | 115 | 36115 | 5.8 | 21668 | 1992 | 9999 |  |  | N | MSW | Dry Scrubber | 1992 | 0.994 | OFA |  |  |  | ESPC | Yes | ACI | 2001 |  |  | 0.28936 | 0.28936 | 0.28936 | 0.28936 | 0.08 | 0.08 | 0.08 | [8 empty] | Foster Wheeler Power System Inc | 100 | Foster Wheeler Ag | 100
Craven County Wood Energy LP | 10525_B_4A | 10525 | B | 4A | 89655 | Biomass |  | S_VACA | North Carolina | 37 | Craven | 49 | 37049 | 47 | 14638 | 1990 | 9999 | stoker/SPR |  | N | Biomass |  |  |  | LA + OFA |  |  |  | ESPC + C | No |  |  |  |  | 0.21205 | 0.21205 | 0.21205 | 0.21205 | [11 empty] | Craven County Wood Energy LP | 100 | CMS Energy Corp | 100
Fernandina Plant | 10562_B_PB6 | 10562 | B | PB6 |  | Biomass |  | FRCC | Florida | 12 | Nassau | 89 | 12089 | 21 | 7106 | 2006 | 9999 |  |  | Y | Biomass | Wet Scrubber | 2007 | 0.829 | CF + FR + NH3 | SNCR |  |  | ESPH | Yes |  |  |  |  | 0.10624 | 0.10624 | 0.10624 | 0.10624 | [11 empty] | Rayonier Performance Fibers LLC | 100 | Salem Auger S/N 25 | 100
Fernandina Plant | 10562_B_REC5 | 10562 | B | REC5 |  | Biomass |  | FRCC | Florida | 12 | Nassau | 89 | 12089 | 21 | 7106 | 1976 | 9999 |  |  | Y | Biomass | Wet Scrubber | 2016 | 0.829 | other |  |  |  | WS | NA |  |  |  |  | 0.2 | 0.2 | 0.2 | 0.2 | [11 empty] | Plummer Forest Products Inc | 100 | Plummer Forest Products Inc | 100
Agrilectric Power Partners Ltd | 10593_B_BLR1 | 10593 | B | BLR1 |  | Biomass |  | MIS_WOTA | Louisiana | 22 | Calcasieu | 19 | 22019 | 10.9 | 16484 | 1984 | 9999 |  |  | N | Biomass | [7 empty] | B | NA |  |  |  |  | 0.24295 | 0.24295 | 0.24295 | 0.24295 | [11 empty] | Agrilectric Power Partners Ltd | 100 | Powell Group Inc (The) | 100
Ebensburg Power | 10603_B_031 | 10603 | B | 031 | 3557 | Coal Steam |  | PJM_PENE | Pennsylvania | 42 | Cambria | 21 | 42021 | 50 | 14500 | 1991 | 9999 | FBC | dry | Y | Waste Coal | Reagent Injection | 1991 | 0.9 | CF |  |  |  | B | NA |  |  |  | 1 | 0.09405 | 0.09405 | 0.09405 | 0.09405 | 0.01 | 0.01 | 0.01 | 0.98 | Yes | 1991 | [5 empty] | Ebensburg Power Co | 100 | McDermott International Inc | 100
Domtar - Woodland Mill | 10613_B_3RB | 10613 | B | 3RB |  | Non-Fossil Waste |  | NENG_ME | Maine | 23 | Washington | 29 | 23029 | 23 | 4431 | 1989 | 9999 |  |  | Y | Non-Fossil Waste | Wet Scrubber | 1989 | 0.991 | other |  |  |  | ESPH | No |  |  |  | 2.106 | 0.14055 | 0.14055 | 0.14055 | 0.14055 | [11 empty] | Domtar Maine LLC | 100 | Domtar Inc | 100
Domtar - Woodland Mill | 10613_B_9PB | 10613 | B | 9PB |  | Non-Fossil Waste |  | NENG_ME | Maine | 23 | Washington | 29 | 23029 | 23 | 4431 | 1969 | 9999 |  |  | Y | Non-Fossil Waste | Wet Scrubber | 1989 | 0.991 | other | [9 empty] | 0.3153 | 0.3153 | 0.3153 | 0.3153 | [11 empty] | Domtar Maine LLC | 100 | Domtar Inc | 100
Pine Bluff Mill | 10627_B_BB1 | 10627 | B | BB1 |  | O/G Steam |  | MIS_AR | Arkansas | 5 | Jefferson | 69 | 05069 | 12.2 | 8300 | 1957 | 9999 |  |  | Y | Natural Gas | [13 empty] | 0.23063 | 0.23063 | 0.23063 | 0.23063 | [11 empty] | International Paper Co | 100 | International Paper Co | 100
Pine Bluff Mill | 10627_B_PB1 | 10627 | B | PB1 |  | O/G Steam |  | MIS_AR | Arkansas | 5 | Jefferson | 69 | 05069 | 12.2 | 8300 | 1957 | 9999 |  |  | Y | Natural Gas | [13 empty] | 0.23063 | 0.23063 | 0.23063 | 0.23063 | [11 empty] | International Paper Co | 100 | International Paper Co | 100
Pine Bluff Mill | 10627_B_RB2 | 10627 | B | RB2 |  | Non-Fossil Waste |  | MIS_AR | Arkansas | 5 | Jefferson | 69 | 05069 | 12.2 | 5800 | 1957 | 9999 |  |  | Y | Non-Fossil Waste | [7 empty] | ESPH | No |  |  |  |  | 0 | 0 | 0 | 0 | [11 empty] | International Paper Co | 100 | International Paper Co | 100
Pine Bluff Mill | 10627_B_RB3 | 10627 | B | RB3 |  | Non-Fossil Waste |  | MIS_AR | Arkansas | 5 | Jefferson | 69 | 05069 | 12.2 | 5800 | 1957 | 9999 |  |  | Y | Non-Fossil Waste | [7 empty] | ESPH | No |  |  |  |  | 0 | 0 | 0 | 0 | [11 empty] | International Paper Co | 100 | International Paper Co | 100
Pine Bluff Mill | 10627_B_RB4 | 10627 | B | RB4 |  | Non-Fossil Waste |  | MIS_AR | Arkansas | 5 | Jefferson | 69 | 05069 | 12.2 | 5800 | 1957 | 9999 |  |  | Y | Non-Fossil Waste | [7 empty] | ESPH | No |  |  |  |  | 0 | 0 | 0 | 0 | [11 empty] | International Paper Co | 100 | International Paper Co | 100
Wheelabrator Baltimore Refuse | 10629_B_BLR1 | 10629 | B | BLR1 |  | Municipal Solid Waste |  | PJM_SMAC | Maryland | 24 | Baltimore City | 510 | 24510 | 20.4 | 12756 | 1985 | 9999 |  |  | Y | MSW | Dry Scrubber | 2000 | 0.9 |  | SNCR |  |  | ESPH | Yes | ACI | 2000 |  |  | 0.31 | 0.31 | 0.31 | 0.31 | 0.08 | 0.08 | 0.08 | [8 empty] | Wheelabrator Baltimore Inc | 100 | Macquarie Bank Limited | 100
Wheelabrator Baltimore Refuse | 10629_B_BLR2 | 10629 | B | BLR2 |  | Municipal Solid Waste |  | PJM_SMAC | Maryland | 24 | Baltimore City | 510 | 24510 | 20.4 | 12756 | 1985 | 9999 |  |  | Y | MSW | Dry Scrubber | 2000 | 0.9 |  | SNCR |  |  | ESPH | Yes | ACI | 2000 |  |  | 0.31 | 0.31 | 0.31 | 0.31 | 0.08 | 0.08 | 0.08 | [8 empty] | Wheelabrator Baltimore Inc | 100 | Macquarie Bank Limited | 100
Wheelabrator Baltimore Refuse | 10629_B_BLR3 | 10629 | B | BLR3 |  | Municipal Solid Waste |  | PJM_SMAC | Maryland | 24 | Baltimore City | 510 | 24510 | 20.4 | 12756 | 1985 | 9999 |  |  | Y | MSW | Dry Scrubber | 2000 | 0.9 |  | SNCR |  |  | ESPH | Yes | ACI | 2000 |  |  | 0.31 | 0.31 | 0.31 | 0.31 | 0.08 | 0.08 | 0.08 | [8 empty] | Wheelabrator Baltimore Inc | 100 | Macquarie Bank Limited | 100
Covanta Hempstead | 10642_B_1 | 10642 | B | 1 |  | Municipal Solid Waste |  | NY_Z_K | New York | 36 | Nassau | 59 | 36059 | 23.9 | 17909 | 1989 | 9999 |  |  | N | MSW | Dry Scrubber | 1989 | 0.85 | LA | SNCR |  |  | B | NA |  |  |  |  | 0.21337 | 0.21337 | 0.21337 | 0.21337 | 0.08 | 0.08 | 0.08 | [8 empty] | Covanta Hempstead Co | 100 | Covanta Holding Corp | 100
Covanta Hempstead | 10642_B_2 | 10642 | B | 2 |  | Municipal Solid Waste |  | NY_Z_K | New York | 36 | Nassau | 59 | 36059 | 23.9 | 17909 | 1989 | 9999 |  |  | N | MSW | Dry Scrubber | 1989 | 0.85 | LA | SNCR |  |  | B | NA |  |  |  |  | 0.21619 | 0.21619 | 0.21619 | 0.21619 | 0.08 | 0.08 | 0.08 | [8 empty] | Covanta Hempstead Co | 100 | Covanta Holding Corp | 100
Covanta Hempstead | 10642_B_3 | 10642 | B | 3 |  | Municipal Solid Waste |  | NY_Z_K | New York | 36 | Nassau | 59 | 36059 | 23.9 | 17909 | 1989 | 9999 |  |  | N | MSW | Dry Scrubber | 1989 | 0.85 |  | SNCR |  |  | B | NA |  |  |  |  | 0.21227 | 0.21227 | 0.21227 | 0.21227 | 0.08 | 0.08 | 0.08 | [8 empty] | Covanta Hempstead Co | 100 | Covanta Holding Corp | 100
Covanta Essex Company | 10643_B_1 | 10643 | B | 1 |  | Municipal Solid Waste |  | PJM_EMAC | New Jersey | 34 | Essex | 13 | 34013 | 20 | 20422 | 1990 | 9999 |  |  | N | MSW | Dry Scrubber | 1990 | 0.7 | NH3 | SNCR |  |  | B | NA | ACI | 1995 |  |  | 0.145 | 0.145 | 0.145 | 0.145 | 0.08 | 0.08 | 0.08 | [8 empty] | Covanta Essex Co | 100 | Covanta Holding Corp | 100
Covanta Essex Company | 10643_B_2 | 10643 | B | 2 |  | Municipal Solid Waste |  | PJM_EMAC | New Jersey | 34 | Essex | 13 | 34013 | 20 | 20422 | 1990 | 9999 |  |  | N | MSW | Dry Scrubber | 1990 | 0.7 | NH3 | SNCR |  |  | B | NA | ACI | 1995 |  |  | 0.145 | 0.145 | 0.145 | 0.145 | 0.08 | 0.08 | 0.08 | [8 empty] | Covanta Essex Co | 100 | Covanta Holding Corp | 100
Covanta Essex Company | 10643_B_3 | 10643 | B | 3 |  | Municipal Solid Waste |  | PJM_EMAC | New Jersey | 34 | Essex | 13 | 34013 | 20 | 20422 | 1990 | 9999 |  |  | N | MSW | Dry Scrubber | 1990 | 0.7 | NH3 | SNCR |  |  | B | NA | ACI | 1995 |  |  | 0.144 | 0.144 | 0.144 | 0.144 | 0.08 | 0.08 | 0.08 | [8 empty] | Covanta Essex Co | 100 | Covanta Holding Corp | 100
Covanta Southeastern Connecticut Company | 10646_B_BLR1 | 10646 | B | BLR1 |  | Municipal Solid Waste |  | NENG_CT | Connecticut | 9 | New London | 11 | 09011 | 8.2 | 20141 | 1991 | 9999 |  |  | N | MSW | Dry Scrubber | 1992 | 0.75 |  | SNCR |  |  | B | NA | ACI | 2002 |  |  | 0.25335 | 0.25335 | 0.25335 | 0.25335 | 0.08 | 0.08 | 0.08 | [8 empty] | Covanta Southeastern Connecticut Co | 100 | Covanta Holding Corp | 100
Covanta Southeastern Connecticut Company | 10646_B_BLR2 | 10646 | B | BLR2 |  | Municipal Solid Waste |  | NENG_CT | Connecticut | 9 | New London | 11 | 09011 | 8.2 | 20141 | 1991 | 9999 |  |  | N | MSW | Dry Scrubber | 1992 | 0.75 |  | SNCR |  |  | B | NA | ACI | 2002 |  |  | 0.2611 | 0.2611 | 0.2611 | 0.2611 | 0.08 | 0.08 | 0.08 | [8 empty] | Covanta Southeastern Connecticut Co | 100 | Covanta Holding Corp | 100
Burney Forest Products | 10652_B_BLR1 | 10652 | B | BLR1 |  | Biomass |  | WEC_CALN | California | 6 | Shasta | 89 | 06089 | 15.5 | 14869 | 1989 | 9999 |  |  | Y | Biomass |  |  |  | NH3 | SNCR |  |  | ESPH | No |  |  |  |  | 0.104 | 0.104 | 0.104 | 0.104 | [11 empty] | Forest Product LP | 55.56 | Energy Investors Funds Group | 55.56
Burney Forest Products | 10652_B_BLR2 | 10652 | B | BLR2 |  | Biomass |  | WEC_CALN | California | 6 | Shasta | 89 | 06089 | 15.5 | 14869 | 1989 | 9999 |  |  | Y | Biomass |  |  |  | NH3 | SNCR |  |  | ESPH | No |  |  |  |  | 0.109 | 0.109 | 0.109 | 0.109 | [11 empty] | Forest Product LP | 55.56 | Energy Investors Funds Group | 55.56
River Valley | 10671_B_1A | 10671 | B | 1A | 90961 | Coal Steam |  | SPP_WEST | Oklahoma | 40 | Le Flore | 79 | 40079 | 80 | 11851 | 1991 | 9999 | FBC | dry | Y | Bituminous, Subbituminous | Reagent Injection | 1991 | 0.852 | CF |  |  |  | B | NA |  |  |  | 1.2 | 0.1154 | 0.1154 | 0.1154 | 0.1154 | 0.05 | 0.1 | 0.43 | 0.98 | Yes | 1991 | [5 empty] | Oklahoma Gas & Electric Co | 100 | OGE Energy Corp | 100
River Valley | 10671_B_1B | 10671 | B | 1B | 90962 | Coal Steam |  | SPP_WEST | Oklahoma | 40 | Le Flore | 79 | 40079 | 80 | 11851 | 1991 | 9999 | FBC | dry | Y | Bituminous, Subbituminous | Reagent Injection | 1991 | 0.847 | CF |  |  |  | B | NA |  |  |  | 1.2 | 0.11299 | 0.11299 | 0.11299 | 0.11299 | 0.05 | 0.1 | 0.43 | 0.98 | Yes | 1991 | [5 empty] | Oklahoma Gas & Electric Co | 100 | OGE Energy Corp | 100
River Valley | 10671_B_2A | 10671 | B | 2A | 90963 | Coal Steam |  | SPP_WEST | Oklahoma | 40 | Le Flore | 79 | 40079 | 80 | 11896 | 1991 | 9999 | FBC | dry | Y | Bituminous, Subbituminous | Reagent Injection | 1991 | 0.829 | CF |  |  |  | B | NA |  |  |  | 1.2 | 0.13255 | 0.13255 | 0.13255 | 0.13255 | 0.05 | 0.1 | 0.43 | 0.98 | Yes | 1991 | [5 empty] | Oklahoma Gas & Electric Co | 100 | OGE Energy Corp | 100
River Valley | 10671_B_2B | 10671 | B | 2B | 90964 | Coal Steam |  | SPP_WEST | Oklahoma | 40 | Le Flore | 79 | 40079 | 80 | 11896 | 1991 | 9999 | FBC | dry | Y | Bituminous, Subbituminous | Reagent Injection | 1991 | 0.846 | CF |  |  |  | B | NA |  |  |  | 1.2 | 0.13677 | 0.13677 | 0.13677 | 0.13677 | 0.05 | 0.1 | 0.43 | 0.98 | Yes | 1991 | [5 empty] | Oklahoma Gas & Electric Co | 100 | OGE Energy Corp | 100
AES Warrior Run Cogeneration Facility | 10678_B_BLR1 | 10678 | B | BLR1 | 3575 | Coal Steam |  | PJM_AP | Maryland | 24 | Allegany | 1 | 24001 | 180 | 8909 | 2000 | 9999 | FBC | dry | Y | Bituminous, Waste Coal | Reagent Injection | 2000 | 0.95 | NH3 | SNCR |  | 2000 | B | NA |  |  |  | 0.42 | 0.07105 | 0.07105 | 0.07105 | 0.07105 | 0.01 | 0.01 | 0.01 | 0.98 | Yes | 2000 | [5 empty] | AES Warrior Run Inc | 100 | AES Corp (The) | 100
Argus Cogen Plant | 10684_B_BLR22 | 10684 | B | BLR22 |  | Coal Steam |  | WECC_SCE | California | 6 | San Bernardino | 71 | 06071 | 2.3 | 8300 | 1967 | 9999 |  |  | Y | Bituminous | [12 empty] | 0.526 | 0.47486 | 0.47486 | 0.47486 | 0.47486 | 1 | 0.1 | 1 | 0 | [7 empty] | Searles Valley Minerals Operations Inc | 100 | Nirma Ltd | 100
Argus Cogen Plant | 10684_B_BLR25 | 10684 | B | BLR25 |  | Coal Steam |  | WECC_SCE | California | 6 | San Bernardino | 71 | 06071 | 27 | 8300 | 1978 | 9999 |  |  | Y | Bituminous | Wet Scrubber | 1978 | 0.983 | LNB + OFA | SNCR |  | 1978 | ESPC | Yes |  |  |  | 0.526 | 0.238 | 0.238 | 0.238 | 0.238 | 0.05 | 0.1 | 0.56 | 0.99 | [7 empty] | Searles Valley Minerals Operations Inc | 100 | Nirma Ltd | 100
Argus Cogen Plant | 10684_B_BLR26 | 10684 | B | BLR26 |  | Coal Steam |  | WECC_SCE | California | 6 | San Bernardino | 71 | 06071 | 27 | 8300 | 1978 | 9999 |  |  | Y | Bituminous | Wet Scrubber | 1978 | 0.983 | LNB + OFA | SNCR |  | 1978 | ESPC | Yes |  |  |  | 0.526 | 0.23 | 0.23 | 0.23 | 0.23 | 0.05 | 0.1 | 0.56 | 0.99 | [7 empty] | Searles Valley Minerals Operations Inc | 100 | Nirma Ltd | 100
Rapids Energy Center | 10686_B_5 | 10686 | B | 5 |  | Biomass |  | MIS_MNWI | Minnesota | 27 | Itasca | 61 | 27061 | 10.8 | 4431 | 1980 | 9999 |  |  | Y | Biomass | [7 empty] | ESPC + C | No |  |  |  | 1.2 | 0.25849 | 0.25849 | 0.25849 | 0.25849 | [11 empty] | ALLETE Inc | 100 | ALLETE Inc | 100
Rapids Energy Center | 10686_B_6 | 10686 | B | 6 |  | Biomass |  | MIS_MNWI | Minnesota | 27 | Itasca | 61 | 27061 | 10.8 | 4431 | 1980 | 9999 |  |  | Y | Biomass | [7 empty] | ESPC + C | No |  |  |  | 1.2 | 0.27089 | 0.27089 | 0.27089 | 0.27089 | [11 empty] | ALLETE Inc | 100 | ALLETE Inc | 100
Rapids Energy Center | 10686_B_7 | 10686 | B | 7 |  | Biomass |  | MIS_MNWI | Minnesota | 27 | Itasca | 61 | 27061 | 3.3 | 4431 | 2001 | 9999 |  |  | Y | Biomass |  |  |  | FR + LNB |  |  |  | ESPC + C | No |  |  |  | 4 | 0.04307 | 0.04307 | 0.04307 | 0.04307 | [11 empty] | ALLETE Inc | 100 | ALLETE Inc | 100
Rapids Energy Center | 10686_B_8 | 10686 | B | 8 |  | Biomass |  | MIS_MNWI | Minnesota | 27 | Itasca | 61 | 27061 | 3.3 | 4431 | 2001 | 9999 |  |  | Y | Biomass |  |  |  | FR + LNB | [8 empty] | 4 | 0.126 | 0.126 | 0.126 | 0.126 | [11 empty] | ALLETE Inc | 100 | ALLETE Inc | 100
Prairie Creek | 1073_B_3 | 1073 | B | 3 | 746 | Coal Steam |  | MIS_IA | Iowa | 19 | Linn | 113 | 19113 | 26.8 | 12146 | 1958 | 9999 | wall | dry | Y | Subbituminous |  |  |  | OFA |  |  |  | ESPC | Yes | ACI | 2014 |  | 0.7 | 0.31434 | 0.31434 | 0.1987 | 0.1987 | 0.1 | 0.1 | 0.1 | 0 |  |  |  |  | C2G | 2025 |  | Interstate Power & Light Co | 100 | Alliant Energy Corp | 100
Prairie Creek | 1073_B_4 | 1073 | B | 4 | 747 | O/G Steam |  | MIS_IA | Iowa | 19 | Linn | 113 | 19113 | 110 | 9822 | 1967 | 9999 | wall | dry | Y | Natural Gas |  |  |  | LNB + OFA | [8 empty] | 0.7 | 0.18305 | 0.18305 | 0.18305 | 0.18305 | [11 empty] | Interstate Power & Light Co | 100 | Alliant Energy Corp | 100
Covanta Delaware Valley | 10746_B_BLR1 | 10746 | B | BLR1 |  | Municipal Solid Waste |  | PJM_EMAC | Pennsylvania | 42 | Delaware | 45 | 42045 | 13.3 | 18920 | 1991 | 9999 |  |  | N | MSW | Dry Scrubber | 1991 | 0.948 |  |  |  |  | B | NA |  |  |  |  | 0.20932 | 0.20932 | 0.20932 | 0.20932 | 0.08 | 0.08 | 0.08 | [8 empty] | Covanta Delaware Valley LP | 100 | Covanta Holding Corp | 100
Covanta Delaware Valley | 10746_B_BLR2 | 10746 | B | BLR2 |  | Municipal Solid Waste |  | PJM_EMAC | Pennsylvania | 42 | Delaware | 45 | 42045 | 13.3 | 18920 | 1991 | 9999 |  |  | N | MSW | Dry Scrubber | 1991 | 0.978 |  |  |  |  | B | NA |  |  |  |  | 0.20944 | 0.20944 | 0.20944 | 0.20944 | 0.08 | 0.08 | 0.08 | [8 empty] | Covanta Delaware Valley LP | 100 | Covanta Holding Corp | 100
Covanta Delaware Valley | 10746_B_BLR3 | 10746 | B | BLR3 |  | Municipal Solid Waste |  | PJM_EMAC | Pennsylvania | 42 | Delaware | 45 | 42045 | 13.3 | 18920 | 1991 | 9999 |  |  | N | MSW | Dry Scrubber | 1991 | 0.939 |  |  |  |  | B | NA |  |  |  |  | 0.19946 | 0.19946 | 0.19946 | 0.19946 | 0.08 | 0.08 | 0.08 | [8 empty] | Covanta Delaware Valley LP | 100 | Covanta Holding Corp | 100
Covanta Delaware Valley | 10746_B_BLR4 | 10746 | B | BLR4 |  | Municipal Solid Waste |  | PJM_EMAC | Pennsylvania | 42 | Delaware | 45 | 42045 | 13.3 | 18920 | 1991 | 9999 |  |  | N | MSW | Dry Scrubber | 1991 | 0.955 |  |  |  |  | B | NA |  |  |  |  | 0.19507 | 0.19507 | 0.19507 | 0.19507 | 0.08 | 0.08 | 0.08 | [8 empty] | Covanta Delaware Valley LP | 100 | Covanta Holding Corp | 100
Covanta Delaware Valley | 10746_B_BLR5 | 10746 | B | BLR5 |  | Municipal Solid Waste |  | PJM_EMAC | Pennsylvania | 42 | Delaware | 45 | 42045 | 13.3 | 18920 | 1991 | 9999 |  |  | N | MSW | Dry Scrubber | 1991 | 0.983 |  |  |  |  | B | NA |  |  |  |  | 0.17613 | 0.17613 | 0.17613 | 0.17613 | 0.08 | 0.08 | 0.08 | [8 empty] | Covanta Delaware Valley LP | 100 | Covanta Holding Corp | 100
Covanta Delaware Valley | 10746_B_BLR6 | 10746 | B | BLR6 |  | Municipal Solid Waste |  | PJM_EMAC | Pennsylvania | 42 | Delaware | 45 | 42045 | 13.3 | 18920 | 1991 | 9999 |  |  | N | MSW | Dry Scrubber | 1991 | 0.979 |  |  |  |  | B | NA |  |  |  |  | 0.19227 | 0.19227 | 0.19227 | 0.19227 | 0.08 | 0.08 | 0.08 | [8 empty] | Covanta Delaware Valley LP | 100 | Covanta Holding Corp | 100
Blue Lake Power LLC | 10764_B_Zurn | 10764 | B | Zurn |  | Biomass |  | WEC_CALN | California | 6 | Humboldt | 23 | 06023 | 11.5 | 17913 | 1985 | 9999 |  |  | N | Biomass |  |  |  | OFA |  |  |  | ESPH | No |  |  |  |  | 0.15 | 0.15 | 0.15 | 0.15 | [11 empty] | Blue Lake Power LLC | 100 | Renewable Energy Providers Inc | 100
Indeck Jonesboro Energy Center | 10765_B_CFB002 | 10765 | B | CFB002 |  | Biomass |  | NENG_ME | Maine | 23 | Washington | 29 | 23029 | 20.2 | 17783 | 1987 | 9999 |  |  | N | Biomass |  |  |  | CF |  |  |  | ESPH | No |  |  |  |  | 0.03549 | 0.03549 | 0.03549 | 0.03549 | [11 empty] | Stored Solar J&WE LLC | 100 | Capergy SA | 100
Indeck West Enfield Energy Center | 10766_B_CFB001 | 10766 | B | CFB001 |  | Biomass |  | NENG_ME | Maine | 23 | Penobscot | 19 | 23019 | 20.4 | 17560 | 1987 | 9999 |  |  | N | Biomass |  |  |  | CF |  |  |  | ESPH | No |  |  |  |  | 0.09048 | 0.09048 | 0.09048 | 0.09048 | [11 empty] | Stored Solar J&WE LLC | 100 | Capergy SA | 100
Rio Bravo Fresno | 10767_B_CFB | 10767 | B | CFB |  | Biomass |  | WEC_CALN | California | 6 | Fresno | 19 | 06019 | 24.3 | 14250 | 1988 | 9999 |  |  | N | Biomass |  |  |  |  | SNCR |  |  | ESPC | No |  |  |  |  | 0.0621 | 0.0621 | 0.0621 | 0.0621 | [11 empty] | Rio Bravo Fresno | 100 | North American Power Group Ltd | 100
Hopewell Power Station | 10771_B_1 | 10771 | B | 1 | 3591 | Biomass |  | PJM_Dom | Virginia | 51 | Hopewell City | 670 | 51670 | 26 | 15792 | 1992 | 2029 | stoker/SPR | dry | N | Biomass | Dry Scrubber | 1992 | 0.92 | OFA | SNCR |  |  | B | NA |  |  |  | 0.162 | 0.3061 | 0.11535 | 0.3061 | 0.11535 | 0.05 | 0.05 | 0.05 | [8 empty] | Virginia Electric & Power Co | 100 | Dominion Energy Inc | 100
Hopewell Power Station | 10771_B_2 | 10771 | B | 2 | 3592 | Biomass |  | PJM_Dom | Virginia | 51 | Hopewell City | 670 | 51670 | 26 | 15792 | 1992 | 2029 | stoker/SPR | dry | N | Biomass | Dry Scrubber | 1992 | 0.92 | OFA | SNCR |  |  | B | NA |  |  |  | 0.162 | 0.3108 | 0.11543 | 0.3108 | 0.11543 | 0.05 | 0.05 | 0.05 | [8 empty] | Virginia Electric & Power Co | 100 | Dominion Energy Inc | 100
Rio Bravo Rocklin | 10772_B_CFB | 10772 | B | CFB |  | Biomass |  | WEC_CALN | California | 6 | Placer | 61 | 06061 | 24.4 | 14571 | 1990 | 9999 |  |  | N | Biomass |  |  |  | NH3 | SNCR |  |  | ESPC | No |  |  |  |  | 0.07 | 0.07 | 0.07 | 0.07 | [11 empty] | Rio Bravo Rocklin | 100 | IHI Corp | 100
Altavista Power Station | 10773_B_1 | 10773 | B | 1 | 3593 | Biomass |  | PJM_West | Virginia | 51 | Campbell | 31 | 51031 | 26 | 15211 | 1992 | 2029 | stoker/SPR | dry | N | Biomass | Dry Scrubber | 1992 | 0.92 | LA + OFA | SNCR |  |  | B | NA |  |  |  | 0.187 | 0.11772 | 0.11772 | 0.11772 | 0.11772 | 0.05 | 0.05 | 0.05 | [8 empty] | Virginia Electric & Power Co | 100 | Dominion Energy Inc | 100
Altavista Power Station | 10773_B_2 | 10773 | B | 2 | 3594 | Biomass |  | PJM_West | Virginia | 51 | Campbell | 31 | 51031 | 26 | 15211 | 1992 | 2029 | stoker/SPR | dry | N | Biomass | Dry Scrubber | 1992 | 0.92 | LA + OFA | SNCR |  |  | B | NA |  |  |  | 0.187 | 0.11753 | 0.11753 | 0.11753 | 0.11753 | 0.05 | 0.05 | 0.05 | [8 empty] | Virginia Electric & Power Co | 100 | Dominion Energy Inc | 100
Southampton Power Station | 10774_B_1 | 10774 | B | 1 | 3595 | Biomass |  | PJM_Dom | Virginia | 51 | Southampton | 175 | 51175 | 26 | 14408 | 1992 | 2029 | stoker/SPR |  | N | Biomass | Dry Scrubber | 1991 | 0.92 | OFA | SNCR |  |  | B | NA |  |  |  | 0.162 | 0.3811 | 0.12007 | 0.3811 | 0.12007 | 0.05 | 0.05 | 0.05 | [8 empty] | Virginia Electric & Power Co | 100 | Dominion Energy Inc | 100
Southampton Power Station | 10774_B_2 | 10774 | B | 2 | 3596 | Biomass |  | PJM_Dom | Virginia | 51 | Southampton | 175 | 51175 | 26 | 14408 | 1992 | 2029 | stoker/SPR |  | N | Biomass | Dry Scrubber | 1991 | 0.92 | OFA | SNCR |  |  | B | NA |  |  |  | 0.162 | 0.3836 | 0.1201 | 0.3836 | 0.1201 | 0.05 | 0.05 | 0.05 | [8 empty] | Virginia Electric & Power Co | 100 | Dominion Energy Inc | 100
HL Power | 10777_B_ZURN1 | 10777 | B | ZURN1 |  | Biomass |  | WEC_CALN | California | 6 | Lassen | 35 | 06035 | 30 | 14842 | 1989 | 9999 |  |  | N | Biomass |  |  |  | NH3 | SNCR |  |  | ESPH + C | No |  |  |  |  | 0.1 | 0.1 | 0.1 | 0.1 | [11 empty] | HL Power Co LP | 100 | Greenleaf Power | 100
Colstrip Energy LP | 10784_B_BLR1 | 10784 | B | BLR1 |  | Coal Steam |  | WECC_MT | Montana | 30 | Rosebud | 87 | 30087 | 38 | 13936 | 1990 | 9999 | FBC | dry | N | Waste Coal | Reagent Injection | 1990 | 0.839 | CF + OFA |  |  |  | B | NA | ACI | 2009 |  | 2 | 0.37228 | 0.37228 | 0.37228 | 0.37228 | 0.01 | 0.01 | 0.01 | 0.98 | Yes | 1990 | [5 empty] | Colstrip Energy LP | 100 | National Energy & Gas Transmission Inc | 100
Holcomb | 108_B_SGU1 | 108 | B | SGU1 | 60 | Coal Steam |  | SPP_N | Kansas | 20 | Finney | 55 | 20055 | 359 | 10904 | 1983 | 9999 | wall | dry | N | Subbituminous | Dry Scrubber | 1983 | 0.8 | LNB + OFA |  |  |  | B | NA | ACI | 2016 |  | 0.48 | 0.18468 | 0.18468 | 0.18468 | 0.18468 | 0.1 | 0.1 | 0.1 | 0.85 | [7 empty] | Sunflower Electric Power Corp | 100 | Victory Electric Coop Association Inc | 100
Walter Scott Jr Energy Center | 1082_B_3 | 1082 | B | 3 | 756 | Coal Steam |  | MIS_MIDA | Iowa | 19 | Pottawattamie | 155 | 19155 | 708 | 9926 | 1978 | 9999 | wall | dry | Y | Subbituminous | Dry Scrubber | 2009 | 0.936 | LNBO |  |  |  | ESPC + B | Yes | ACI | 2015 |  | 0.1 | 0.21342 | 0.21342 | 0.21342 | 0.21342 | 0.1 | 0.1 | 0.1 | 0.986 | [7 empty] | MidAmerican Energy Co | 79.1 | Berkshire Hathaway Inc | 79.1
Walter Scott Jr Energy Center | 1082_B_4 | 1082 | B | 4 | 89556 | Coal Steam |  | MIS_MIDA | Iowa | 19 | Pottawattamie | 155 | 19155 | 814 | 9977 | 2007 | 9999 | wall | dry | N | Subbituminous | Dry Scrubber | 2007 | 0.92 | LNB + OFA | SCR | 2007 |  | B | NA | ACI | 2007 |  | 0.1 | 0.05373 | 0.05373 | 0.05373 | 0.05373 | 0.1 | 0.1 | 0.1 | 0.97 | [7 empty] | MidAmerican Energy Co | 59.66 | Berkshire Hathaway Inc | 59.66
Grayling Generating Station | 10822_B_BOIL1 | 10822 | B | BOIL1 | 90210 | Biomass |  | MIS_LMI | Michigan | 26 | Crawford | 39 | 26039 | 38 | 15541 | 1992 | 9999 | stoker/SPR |  | N | Biomass |  |  |  |  | SNCR |  |  | ESPC + C | No |  |  |  |  | 0.11768 | 0.11768 | 0.11768 | 0.11768 | [11 empty] | Grayling Generating Station LP | 100 | CMS Energy Corp | 100
Deer Island Treatment Plant | 10823_B_B101 | 10823 | B | B101 |  | Non-Fossil Waste |  | NENGREST | Massachusetts | 25 | Suffolk | 25 | 25025 | 4.5 | 4138 | 1997 | 9999 |  |  | Y | Non-Fossil Waste |  |  |  | FR + LNB | [9 empty] | 0.02 | 0.02 | 0.02 | 0.02 | [11 empty] | Massachusetts Water Rauth Deer I | 100 | Massachusetts Water Resources Authority | 100
Deer Island Treatment Plant | 10823_B_B201 | 10823 | B | B201 |  | Non-Fossil Waste |  | NENGREST | Massachusetts | 25 | Suffolk | 25 | 25025 | 4.5 | 4138 | 1997 | 9999 |  |  | Y | Non-Fossil Waste |  |  |  | FR + LNB | [9 empty] | 0.02 | 0.02 | 0.02 | 0.02 | [11 empty] | Massachusetts Water Rauth Deer I | 100 | Massachusetts Water Resources Authority | 100
Woodland Biomass Power Ltd | 10836_B_BLR1 | 10836 | B | BLR1 |  | Biomass |  | WEC_CALN | California | 6 | Yolo | 113 | 06113 | 25 | 17113 | 1989 | 9999 |  |  | N | Biomass |  |  | 0.5 | CF + NH3 | SNCR |  |  | B | NA |  |  |  |  | 0.06172 | 0.06172 | 0.06172 | 0.06172 |  |  |  |  | Yes | 1988 | [5 empty] | Woodland Biomass Power Ltd | 100 | DTE Energy Co | 100
Springfield Power LLC | 10838_B_BLR1 | 10838 | B | BLR1 |  | Biomass |  | NENGREST | New Hampshire | 33 | Sullivan | 19 | 33019 | 16.1 | 13500 | 1987 | 9999 |  |  | N | Biomass |  |  |  | LA + OFA | SCR |  |  | ESPH + C | No |  |  |  | 0.025 | 0.06299 | 0.06299 | 0.06299 | 0.06299 | [11 empty] | Springfield Power LLC | 100 | EWP America Inc | 100
DG Whitefield LLC | 10839_B_BLR1 | 10839 | B | BLR1 |  | Biomass |  | NENGREST | New Hampshire | 33 | Coos | 7 | 33007 | 17 | 13568 | 1986 | 9999 |  |  | N | Biomass |  |  |  |  | SCR |  |  | ESPC + C | No |  |  |  | 0.025 | 0.07 | 0.07 | 0.07 | 0.07 | [11 empty] | DG Whitefield LLC | 100 | EWP America Inc | 100
Silver Bay Power | 10849_B_BLR1 | 10849 | B | BLR1 | 89908 | Coal Steam |  | MIS_MNWI | Minnesota | 27 | Lake | 75 | 27075 | 36 | 10398 | 1955 | 9999 | wall | dry | Y | Subbituminous | [7 empty] | B | NA |  |  |  | 1.5 | 0.31772 | 0.31772 | 0.1987 | 0.1987 | 0.11 | 0.1 | 1 | 0 | [7 empty] | Silver Bay Power Corp | 100 | Cliffs Natural Resources Inc | 100
Silver Bay Power | 10849_B_BLR2 | 10849 | B | BLR2 | 89909 | Coal Steam |  | MIS_MNWI | Minnesota | 27 | Lake | 75 | 27075 | 69 | 10398 | 1963 | 9999 | wall | dry | Y | Subbituminous | [7 empty] | B | NA |  |  |  | 1.5 | 0.84628 | 0.84628 | 0.1987 | 0.1987 | 0.11 | 0.1 | 1 | 0 | [7 empty] | Silver Bay Power Corp | 100 | Cliffs Natural Resources Inc | 100
Archer Daniels Midland Cedar Rapids | 10864_B_1 | 10864 | B | 1 |  | Coal Steam |  | MIS_IA | Iowa | 19 | Linn | 113 | 19113 | 40 | 8300 | 1988 | 9999 | FBC | dry | Y | Bituminous, Subbituminous | Reagent Injection | 1988 | 0.9 |  | SNCR |  | 2012 | B | NA |  |  |  | 0.7 | 0.06691 | 0.06691 | 0.06691 | 0.06691 | 0.05 | 0.1 | 0.43 | 0.98 | Yes | 1988 | [5 empty] | Archer Daniels Midland Co | 100 | Archer Daniels Midland Co | 100
Archer Daniels Midland Cedar Rapids | 10864_B_2 | 10864 | B | 2 |  | Coal Steam |  | MIS_IA | Iowa | 19 | Linn | 113 | 19113 | 40 | 8300 | 1988 | 9999 | FBC | dry | Y | Bituminous, Subbituminous | Reagent Injection | 1988 | 0.9 |  | SNCR |  | 2012 | B | NA |  |  |  | 0.7 | 0.06565 | 0.06565 | 0.06565 | 0.06565 | 0.05 | 0.1 | 0.43 | 0.98 | Yes | 1988 | [5 empty] | Archer Daniels Midland Co | 100 | Archer Daniels Midland Co | 100
Archer Daniels Midland Cedar Rapids | 10864_B_3 | 10864 | B | 3 |  | Coal Steam |  | MIS_IA | Iowa | 19 | Linn | 113 | 19113 | 40 | 8300 | 1989 | 9999 | FBC | dry | Y | Bituminous, Subbituminous | Reagent Injection | 1989 | 0.9 |  | SNCR |  | 2012 | B | NA |  |  |  | 0.7 | 0.0659 | 0.0659 | 0.0659 | 0.0659 | 0.05 | 0.1 | 0.43 | 0.98 | Yes | 1989 | [5 empty] | Archer Daniels Midland Co | 100 | Archer Daniels Midland Co | 100
Archer Daniels Midland Cedar Rapids | 10864_B_4 | 10864 | B | 4 |  | Coal Steam |  | MIS_IA | Iowa | 19 | Linn | 113 | 19113 | 40 | 8300 | 1994 | 9999 | FBC | wet | Y | Bituminous, Subbituminous | Reagent Injection | 1994 | 0.9 |  | SNCR |  | 1994 | B | NA |  |  |  | 0.7 | 0.06504 | 0.06504 | 0.06504 | 0.06504 | 0.05 | 0.1 | 0.43 | 0.98 | Yes | 1994 | [5 empty] | Archer Daniels Midland Co | 100 | Archer Daniels Midland Co | 100
Archer Daniels Midland Cedar Rapids | 10864_B_5 | 10864 | B | 5 |  | Coal Steam |  | MIS_IA | Iowa | 19 | Linn | 113 | 19113 | 100 | 8300 | 2001 | 9999 | FBC | dry | Y | Bituminous, Subbituminous | Reagent Injection | 2001 | 0.92 |  | SNCR |  | 2001 | B | NA |  |  |  | 0.7 | 0.06109 | 0.06109 | 0.06109 | 0.06109 | 0.05 | 0.1 | 0.43 | 0.98 | Yes | 2001 | [5 empty] | Archer Daniels Midland Co | 100 | Archer Daniels Midland Co | 100
Biomass One LP | 10869_B_NORTH | 10869 | B | NORTH |  | Biomass |  | WECC_PNW | Oregon | 41 | Jackson | 29 | 41029 | 18.2 | 19151 | 1985 | 9999 |  |  | N | Biomass |  |  |  | OFA |  |  |  | ESPH + C | No |  |  |  |  | 0.159 | 0.159 | 0.159 | 0.159 | [11 empty] | Biomass One LP | 100 | Brookfield Asset Management Inc | 100
Biomass One LP | 10869_B_SOUTH | 10869 | B | SOUTH |  | Biomass |  | WECC_PNW | Oregon | 41 | Jackson | 29 | 41029 | 18.2 | 19151 | 1985 | 9999 |  |  | N | Biomass |  |  |  | OFA |  |  |  | ESPH + C | No |  |  |  |  | 0.15047 | 0.15047 | 0.15047 | 0.15047 | [11 empty] | Western Wind Energy Corp | 100 | Brookfield Asset Management Inc | 100
Medical Area Total Energy Plant | 10883_B_GTHSG1 | 10883 | B | GTHSG1 |  | O/G Steam |  | NENGREST | Massachusetts | 25 | Suffolk | 25 | 25025 | 2.8 | 8300 | 2004 | 9999 |  |  | Y | Natural Gas |  |  |  |  | SCR | [7 empty] | 0.74 | 0.00148 | 0.00148 | 0.00148 | 0.00148 | [11 empty] | Morgan Stanley Infrastructure Partners | 60 | Morgan Stanley | 60
Medical Area Total Energy Plant | 10883_B_GTHSG2 | 10883 | B | GTHSG2 |  | O/G Steam |  | NENGREST | Massachusetts | 25 | Suffolk | 25 | 25025 | 2.8 | 8300 | 2004 | 9999 |  |  | Y | Natural Gas |  |  |  |  | SCR | [7 empty] | 0.74 | 0.00144 | 0.00144 | 0.00144 | 0.00144 | [11 empty] | Morgan Stanley Infrastructure Partners | 60 | Morgan Stanley | 60
Medical Area Total Energy Plant | 10883_B_GTHSG3 | 10883 | B | GTHSG3 |  | O/G Steam |  | NENGREST | Massachusetts | 25 | Suffolk | 25 | 25025 | 2.8 | 8300 | 2017 | 9999 |  |  | Y | Natural Gas |  |  |  |  | SCR | [8 empty] | 0.0526 | 0.01052 | 0.0526 | 0.01052 | [11 empty] | Morgan Stanley Infrastructure Partners | 60 | Morgan Stanley | 60
Medical Area Total Energy Plant | 10883_B_HSG1 | 10883 | B | HSG1 |  | O/G Steam |  | NENGREST | Massachusetts | 25 | Suffolk | 25 | 25025 | 2.8 | 8300 | 1979 | 9999 |  |  | Y | Natural Gas |  |  |  |  | SCR | [7 empty] | 0.74 | 0.08262 | 0.08262 | 0.08262 | 0.08262 | [11 empty] | Morgan Stanley Infrastructure Partners | 60 | Morgan Stanley | 60
Medical Area Total Energy Plant | 10883_B_HSG2 | 10883 | B | HSG2 |  | O/G Steam |  | NENGREST | Massachusetts | 25 | Suffolk | 25 | 25025 | 2.8 | 8300 | 1979 | 9999 |  |  | Y | Natural Gas |  |  |  |  | SCR | [7 empty] | 0.74 | 0.08619 | 0.08619 | 0.08619 | 0.08619 | [11 empty] | Morgan Stanley Infrastructure Partners | 60 | Morgan Stanley | 60
Medical Area Total Energy Plant | 10883_B_PSG1 | 10883 | B | PSG1 |  | O/G Steam |  | NENGREST | Massachusetts | 25 | Suffolk | 25 | 25025 | 2.8 | 8300 | 2010 | 9999 |  |  | Y | Natural Gas |  |  |  | FR + LNB | [8 empty] | 0.74 | 0.01091 | 0.01091 | 0.01091 | 0.01091 | [11 empty] | Morgan Stanley Infrastructure Partners | 60 | Morgan Stanley | 60
Medical Area Total Energy Plant | 10883_B_PSG2 | 10883 | B | PSG2 |  | O/G Steam |  | NENGREST | Massachusetts | 25 | Suffolk | 25 | 25025 | 2.8 | 8300 | 2004 | 9999 |  |  | Y | Natural Gas | [12 empty] | 0.74 | 0.12942 | 0.12942 | 0.12942 | 0.12942 | [11 empty] | Morgan Stanley Infrastructure Partners | 60 | Morgan Stanley | 60
Medical Area Total Energy Plant | 10883_B_PSG3 | 10883 | B | PSG3 |  | O/G Steam |  | NENGREST | Massachusetts | 25 | Suffolk | 25 | 25025 | 2.8 | 8300 | 2004 | 9999 |  |  | Y | Natural Gas | [12 empty] | 0.74 | 0.13034 | 0.13034 | 0.13034 | 0.13034 | [11 empty] | Morgan Stanley Infrastructure Partners | 60 | Morgan Stanley | 60
George Neal North | 1091_B_3 | 1091 | B | 3 | 762 | Coal Steam |  | MIS_MIDA | Iowa | 19 | Woodbury | 193 | 19193 | 515 | 10462 | 1975 | 9999 | wall | dry | N | Subbituminous | Dry Scrubber | 2014 | 0.9 | LNBO | SNCR |  | 2014 | ESPC + B | No | ACI | 2015 |  | 1.2 | 0.2048 | 0.2048 | 0.2048 | 0.2048 | 0.1 | 0.1 | 0.1 | 0.95 | [7 empty] | MidAmerican Energy Co | 72 | Berkshire Hathaway Inc | 72
Ames Electric Services Power Plant | 1122_B_7 | 1122 | B | 7 | 767 | O/G Steam |  | MIS_MIDA | Iowa | 19 | Story | 169 | 19169 | 32 | 13684 | 1968 | 9999 | tangential | dry | N | Natural Gas |  |  |  | LNC1 | [8 empty] | 1.2 | 0.09564 | 0.09564 | 0.09564 | 0.09564 | [11 empty] | Ames Municipal Electric System | 100 | Ames Municipal Electric System | 100
Ames Electric Services Power Plant | 1122_B_8 | 1122 | B | 8 | 768 | O/G Steam |  | MIS_MIDA | Iowa | 19 | Story | 169 | 19169 | 63 | 12538 | 1982 | 9999 | wall | dry | N | Natural Gas |  |  |  | LNBO | [8 empty] | 1.2 | 0.12277 | 0.12277 | 0.12277 | 0.12277 | [11 empty] | Ames Municipal Electric System | 100 | Ames Municipal Electric System | 100
Streeter Station | 1131_B_6 | 1131 | B | 6 |  | O/G Steam |  | MIS_MIDA | Iowa | 19 | Black Hawk | 13 | 19013 | 19.6 | 14500 | 1963 | 9999 |  |  | N | Natural Gas | [12 empty] | 6 | 0.57654 | 0.57654 | 0.57654 | 0.57654 | [11 empty] | Cedar Falls Utilities | 100 | Cedar Falls Utilities | 100
Streeter Station | 1131_B_7 | 1131 | B | 7 | 772 | O/G Steam |  | MIS_MIDA | Iowa | 19 | Black Hawk | 13 | 19013 | 37 | 14500 | 1973 | 9999 | wall | dry | N | Natural Gas | [12 empty] | 6 | 0.29097 | 0.29097 | 0.29097 | 0.29097 | [11 empty] | Cedar Falls Utilities | 100 | Cedar Falls Utilities | 100
Muscatine Plant #1 | 1167_B_9 | 1167 | B | 9 | 788 | Coal Steam |  | MIS_IA | Iowa | 19 | Muscatine | 139 | 19139 | 163 | 8800 | 1983 | 9999 | tangential | dry | N | Subbituminous | Wet Scrubber | 1983 | 0.96 | OFA |  |  |  | ESPC | No | ACI | 2016 |  | 0.45 | 0.1654 | 0.1654 | 0.1469 | 0.1469 | 0.1 | 0.1 | 0.1 | 0.99 | [7 empty] | Muscatine Power & Water | 100 | Muscatine Power & Water | 100
Yucca | 120_B_1 | 120 | B | 1 | 74 | O/G Steam |  | WECC_AZ | Arizona | 4 | Yuma | 27 | 04027 | 75 | 11154 | 1978 | 9999 | tangential |  | N | Natural Gas | [12 empty] | 1 | 0.10483 | 0.10483 | 0.10483 | 0.10483 | [11 empty] | Imperial Irrigation District | 100 | Imperial Irrigation District | 100
Earl F Wisdom | 1217_B_1 | 1217 | B | 1 | 806 | O/G Steam |  | MIS_MIDA | Iowa | 19 | Clay | 41 | 19041 | 38 | 14500 | 1960 | 9999 | wall | dry | N | Natural Gas, Distillate Fuel Oil |  |  |  | LNB | [8 empty] | 2.7 | 0.0807 | 0.0807 | 0.0807 | 0.0807 | [11 empty] | Corn Belt Power Coop | 100 | Corn Belt Power Coop | 100
Cimarron River | 1230_B_1 | 1230 | B | 1 | 808 | O/G Steam |  | SPP_N | Kansas | 20 | Seward | 175 | 20175 | 52 | 11605 | 1963 | 9999 | wall | dry | N | Natural Gas | [12 empty] | 3 | 0.1368 | 0.1368 | 0.1368 | 0.1368 | [11 empty] | Mid Kansas Electric Co LLC | 100 | Wheatland Electric Coop Inc | 100
Fort Dodge | 1233_B_4 | 1233 | B | 4 | 810 | O/G Steam |  | SPP_N | Kansas | 20 | Ford | 57 | 20057 | 147 | 12673 | 1969 | 9999 | wall | dry | N | Natural Gas | [12 empty] | 3 | 0.15956 | 0.15956 | 0.15956 | 0.15956 | [11 empty] | Mid Kansas Electric Co LLC | 100 | Wheatland Electric Coop Inc | 100
Great Bend - Sunflower | 1235_B_3 | 1235 | B | 3 | 811 | O/G Steam |  | SPP_N | Kansas | 20 | Barton | 9 | 20009 | 93 | 13329 | 1963 | 9999 | tangential | dry | N | Natural Gas | [12 empty] | 3 | 0.13953 | 0.13953 | 0.13953 | 0.13953 | [11 empty] | Mid Kansas Electric Co LLC | 100 | Wheatland Electric Coop Inc | 100
La Cygne | 1241_B_2 | 1241 | B | 2 | 820 | Coal Steam |  | SPP_N | Kansas | 20 | Linn | 107 | 20107 | 662 | 10424 | 1977 | 2039 | wall | dry | N | Bituminous, Subbituminous | Wet Scrubber | 2015 | 0.98 | LNB + OFA | SCR | 2015 |  | B | NA | ACI | 2015 |  | 0.1 | 0.2145 | 0.09606 | 0.2145 | 0.09606 | 0.05 | 0.1 | 0.1 | 0.99 | Yes | 2015 |  |  |  |  | Yes | Evergy Kansas South Inc | 50 | Evergy Inc | 100
H Wilson Sundt Generating Station | 126_B_3 | 126 | B | 3 | 79 | O/G Steam |  | WECC_AZ | Arizona | 4 | Pima | 19 | 04019 | 104 | 11372 | 1962 | 9999 | tangential |  | N | Natural Gas | [12 empty] | 1 | 0.21977 | 0.21977 | 0.21977 | 0.21977 | [11 empty] | Tucson Electric Power Co | 100 | Uns Energy Corp | 100
H Wilson Sundt Generating Station | 126_B_4 | 126 | B | 4 | 80 | O/G Steam |  | WECC_AZ | Arizona | 4 | Pima | 19 | 04019 | 156 | 11020 | 1967 | 9999 | wall | dry | N | Natural Gas |  |  |  | LNBO | [8 empty] | 1 | 0.15131 | 0.15131 | 0.15131 | 0.15131 | [11 empty] | Tucson Electric Power Co | 100 | Uns Energy Corp | 100
Cross | 130_B_1 | 130 | B | 1 | 82 | Coal Steam |  | S_VACA | South Carolina | 45 | Berkeley | 15 | 45015 | 580 | 10570 | 1995 | 9999 | wall | dry | N | Bituminous | Wet Scrubber | 1995 | 0.977 | LNBO | SCR | 2002 |  | ESPC + WS | No |  |  |  | 0.26 | 0.08232 | 0.08232 | 0.08232 | 0.08232 | 0.05 | 0.1 | 0.56 | 0.99 | [7 empty] | Santee Cooper | 100 | Santee Cooper | 100
Cross | 130_B_2 | 130 | B | 2 | 83 | Coal Steam |  | S_VACA | South Carolina | 45 | Berkeley | 15 | 45015 | 570 | 10475 | 1984 | 9999 | tangential | dry | N | Bituminous | Wet Scrubber | 1984 | 0.948 | LNC1 | SCR | 2003 |  | ESPC + WS | No |  |  |  | 0.26 | 0.0692 | 0.0692 | 0.0692 | 0.0692 | 0.05 | 0.1 | 0.56 | 0.99 | [7 empty] | Santee Cooper | 100 | Santee Cooper | 100
Cross | 130_B_3 | 130 | B | 3 | 89490 | Coal Steam |  | S_VACA | South Carolina | 45 | Berkeley | 15 | 45015 | 600 | 9772 | 2007 | 9999 | tangential | dry | N | Bituminous | Wet Scrubber | 2007 | 0.983 | LNC3 | SCR | 2007 |  | ESPC + WS | No |  |  |  | 0.26 | 0.06333 | 0.06333 | 0.06333 | 0.06333 | 0.05 | 0.1 | 0.56 | 0.99 | [7 empty] | Santee Cooper | 100 | Santee Cooper | 100
Cross | 130_B_4 | 130 | B | 4 | 89491 | Coal Steam |  | S_VACA | South Carolina | 45 | Berkeley | 15 | 45015 | 600 | 9801 | 2008 | 9999 | tangential | dry | N | Bituminous | Wet Scrubber | 2008 | 0.984 | LNC3 | SCR | 2008 |  | ESPC + WS | No |  |  |  | 0.26 | 0.06517 | 0.06517 | 0.06517 | 0.06517 | 0.05 | 0.1 | 0.56 | 0.99 | [7 empty] | Santee Cooper | 100 | Santee Cooper | 100
Pratt | 1317_B_5 | 1317 | B | 5 |  | O/G Steam |  | SPP_N | Kansas | 20 | Pratt | 151 | 20151 | 13 | 14500 | 1965 | 9999 |  |  | N | Natural Gas | [12 empty] | 3 | 0.20523 | 0.20523 | 0.20523 | 0.20523 | [11 empty] | Pratt KS (City of) | 100 | Pratt KS (City of) | 100
Wellington 1 | 1330_B_4 | 1330 | B | 4 |  | O/G Steam |  | SPP_N | Kansas | 20 | Sumner | 191 | 20191 | 19.5 | 13544 | 1970 | 9999 |  |  | N | Natural Gas | [13 empty] | 0.13648 | 0.13648 | 0.13648 | 0.13648 | [11 empty] | Wellington Municipal Electric Utility | 100 | Wellington Municipal Electric Utility | 100
Big Sandy | 1353_B_BSU1 | 1353 | B | BSU1 | 872 | O/G Steam |  | PJM_West | Kentucky | 21 | Lawrence | 127 | 21127 | 260 | 11615 | 1963 | 9999 | wall | dry | N | Natural Gas |  |  |  | LNB + OFA | [8 empty] | 1.75 | 0.17073 | 0.17073 | 0.17073 | 0.17073 | [11 empty] | Kentucky Power Co | 100 | American Electric Power Co Inc | 100
Ghent | 1356_B_1 | 1356 | B | 1 | 884 | Coal Steam |  | S_C_KY | Kentucky | 21 | Carroll | 41 | 21041 | 474 | 10759 | 1973 | 9999 | tangential | dry | N | Bituminous | Wet Scrubber | 2009 | 0.983 | LNC2 | SCR | 2004 |  | ESPC + B | No | ACI | 2015 |  | 5.67 | 0.4028 | 0.06109 | 0.4028 | 0.06109 | 0.05 | 0.1 | 0.1 | 0.99 | Yes | 2015 | [5 empty] | Kentucky Utilities Co | 100 | PPL Corp | 100
Ghent | 1356_B_2 | 1356 | B | 2 | 885 | Coal Steam |  | S_C_KY | Kentucky | 21 | Carroll | 41 | 21041 | 495 | 10767 | 1977 | 9999 | tangential | dry | N | Bituminous | Wet Scrubber | 2009 | 0.93 | LNC3 |  |  |  | ESPH + B | No | ACI | 2015 |  | 1.2 | 0.30525 | 0.30525 | 0.30525 | 0.30525 | 0.05 | 0.1 | 0.1 | 0.98 | Yes | 2015 | [5 empty] | Kentucky Utilities Co | 100 | PPL Corp | 100
Ghent | 1356_B_3 | 1356 | B | 3 | 886 | Coal Steam |  | S_C_KY | Kentucky | 21 | Carroll | 41 | 21041 | 485 | 11003 | 1981 | 9999 | wall | dry | N | Bituminous | Wet Scrubber | 2007 | 0.983 | LNBO | SCR | 2004 |  | ESPH + B | No | ACI | 2014 |  | 1.2 | 0.075 | 0.075 | 0.075 | 0.075 | 0.05 | 0.1 | 0.1 | 0.99 | Yes | 2008 | [5 empty] | Kentucky Utilities Co | 100 | PPL Corp | 100
Ghent | 1356_B_4 | 1356 | B | 4 | 887 | Coal Steam |  | S_C_KY | Kentucky | 21 | Carroll | 41 | 21041 | 465 | 10946 | 1984 | 9999 | wall | dry | N | Bituminous | Wet Scrubber | 2008 | 0.983 | LNBO | SCR | 2004 |  | ESPH + B | No | ACI | 2014 |  | 1.2 | 0.2062 | 0.05175 | 0.2062 | 0.05175 | 0.05 | 0.1 | 0.1 | 0.99 | Yes | 2012 | [5 empty] | Kentucky Utilities Co | 100 | PPL Corp | 100
Seminole (FL) | 136_B_2 | 136 | B | 2 | 85 | Coal Steam |  | FRCC | Florida | 12 | Putnam | 107 | 12107 | 657 | 9871 | 1984 | 9999 | wall | dry | N | Bituminous | Wet Scrubber | 1984 | 0.95 | LNBO | SCR | 2009 |  | ESPC | No |  |  |  | 0.2 | 0.4449 | 0.05939 | 0.4449 | 0.05939 | 0.05 | 0.1 | 0.56 | 0.99 | [6 empty] | Yes | Seminole Electric Coop Inc | 100 | Seminole Electric Coop Inc | 100
Mill Creek (KY) | 1364_B_3 | 1364 | B | 3 | 907 | Coal Steam |  | S_C_KY | Kentucky | 21 | Jefferson | 111 | 21111 | 391 | 10521 | 1978 | 9999 | wall | dry | N | Bituminous | Wet Scrubber | 2016 | 0.983 | LA + LNB | SCR | 2003 |  | ESPC + B | No | ACI | 2016 |  | 1.2 | 0.2414 | 0.07646 | 0.2414 | 0.07646 | 0.05 | 0.1 | 0.1 | 0.99 | Yes | 2016 | [5 empty] | Louisville Gas & Electric Co | 100 | PPL Corp | 100
Mill Creek (KY) | 1364_B_4 | 1364 | B | 4 | 908 | Coal Steam |  | S_C_KY | Kentucky | 21 | Jefferson | 111 | 21111 | 477 | 10452 | 1982 | 9999 | wall | dry | N | Bituminous | Wet Scrubber | 2014 | 0.983 | LA + LNB | SCR | 2003 |  | ESPC + B | No | ACI | 2014 |  | 1.2 | 0.2395 | 0.07149 | 0.2395 | 0.07149 | 0.05 | 0.1 | 0.1 | 0.99 | Yes | 2014 | [5 empty] | Louisville Gas & Electric Co | 100 | PPL Corp | 100
Shawnee | 1379_B_1 | 1379 | B | 1 | 916 | Coal Steam |  | S_C_TVA | Kentucky | 21 | McCracken | 145 | 21145 | 134 | 11164 | 1953 | 2034 | wall | dry | N | Bituminous, Subbituminous | Dry Scrubber | 2017 | 0.96 | LNB | SCR | 2017 |  | B + C | NA |  |  |  | 1.2 | 0.28522 | 0.182 | 0.28522 | 0.182 | 0.05 | 0.1 | 1 | 0.99 | Yes | 2015 | [5 empty] | Tennessee Valley Authority | 100 | Tennessee Valley Authority | 100
Shawnee | 1379_B_2 | 1379 | B | 2 | 918 | Coal Steam |  | S_C_TVA | Kentucky | 21 | McCracken | 145 | 21145 | 134 | 11162 | 1953 | 2034 | wall | dry | N | Bituminous, Subbituminous |  |  | 0.304 | LNB |  |  |  | B + C | NA |  |  |  | 1.2 | 0.19594 | 0.19594 | 0.19594 | 0.19594 | 0.11 | 0.1 | 1 | 0.98 | Yes | 2015 | [5 empty] | Tennessee Valley Authority | 100 | Tennessee Valley Authority | 100
Shawnee | 1379_B_3 | 1379 | B | 3 | 919 | Coal Steam |  | S_C_TVA | Kentucky | 21 | McCracken | 145 | 21145 | 134 | 11191 | 1953 | 2033 | wall | dry | N | Bituminous, Subbituminous |  |  | 0.3093 | LNB |  |  |  | B + C | NA |  |  |  | 1.2 | 0.19637 | 0.19637 | 0.19637 | 0.19637 | 0.11 | 0.1 | 1 | 0.98 | Yes | 2015 | [5 empty] | Tennessee Valley Authority | 100 | Tennessee Valley Authority | 100
Shawnee | 1379_B_4 | 1379 | B | 4 | 920 | Coal Steam |  | S_C_TVA | Kentucky | 21 | McCracken | 145 | 21145 | 134 | 11152 | 1954 | 2034 | wall | dry | N | Bituminous, Subbituminous | Dry Scrubber | 2017 | 0.96 | LNB | SCR | 2017 |  | B + C | NA |  |  |  | 1.2 | 0.2705 | 0.18664 | 0.2705 | 0.18664 | 0.05 | 0.1 | 1 | 0.99 | Yes | 2015 | [5 empty] | Tennessee Valley Authority | 100 | Tennessee Valley Authority | 100
Shawnee | 1379_B_5 | 1379 | B | 5 | 921 | Coal Steam |  | S_C_TVA | Kentucky | 21 | McCracken | 145 | 21145 | 134 | 11200 | 1954 | 2034 | wall | dry | N | Bituminous, Subbituminous |  |  | 0.2985 | LNB |  |  |  | B + C | NA |  |  |  | 1.2 | 0.1952 | 0.1952 | 0.1952 | 0.1952 | 0.11 | 0.1 | 1 | 0.98 | Yes | 2015 | [5 empty] | Tennessee Valley Authority | 100 | Tennessee Valley Authority | 100
Shawnee | 1379_B_6 | 1379 | B | 6 | 922 | Coal Steam |  | S_C_TVA | Kentucky | 21 | McCracken | 145 | 21145 | 134 | 11190 | 1954 | 2034 | wall | dry | N | Bituminous, Subbituminous |  |  | 0.1078 | LNB |  |  |  | B + C | NA |  |  |  | 1.2 | 0.26001 | 0.26001 | 0.1987 | 0.1987 | 0.11 | 0.1 | 1 | 0.98 | Yes | 2015 | [5 empty] | Tennessee Valley Authority | 100 | Tennessee Valley Authority | 100
Shawnee | 1379_B_7 | 1379 | B | 7 | 923 | Coal Steam |  | S_C_TVA | Kentucky | 21 | McCracken | 145 | 21145 | 134 | 11178 | 1954 | 2034 | wall | dry | N | Bituminous, Subbituminous |  |  | 0.1137 | LNB |  |  |  | B + C | NA |  |  |  | 1.2 | 0.2546 | 0.2546 | 0.1987 | 0.1987 | 0.11 | 0.1 | 1 | 0.98 | Yes | 2015 | [5 empty] | Tennessee Valley Authority | 100 | Tennessee Valley Authority | 100
Shawnee | 1379_B_8 | 1379 | B | 8 | 924 | Coal Steam |  | S_C_TVA | Kentucky | 21 | McCracken | 145 | 21145 | 134 | 11225 | 1955 | 2034 | wall | dry | N | Bituminous, Subbituminous |  |  | 0.1175 | LNB |  |  |  | B + C | NA |  |  |  | 1.2 | 0.25617 | 0.25617 | 0.1987 | 0.1987 | 0.11 | 0.1 | 1 | 0.98 | Yes | 2015 | [5 empty] | Tennessee Valley Authority | 100 | Tennessee Valley Authority | 100
Shawnee | 1379_B_9 | 1379 | B | 9 | 925 | Coal Steam |  | S_C_TVA | Kentucky | 21 | McCracken | 145 | 21145 | 134 | 11187 | 1955 | 2034 | wall | dry | N | Bituminous, Subbituminous |  |  | 0.1008 | LNB |  |  |  | B + C | NA |  |  |  | 1.2 | 0.2566 | 0.2566 | 0.1987 | 0.1987 | 0.11 | 0.1 | 1 | 0.98 | Yes | 2015 | [5 empty] | Tennessee Valley Authority | 100 | Tennessee Valley Authority | 100
Cooper | 1384_B_1 | 1384 | B | 1 | 932 | Coal Steam |  | PJM_West | Kentucky | 21 | Pulaski | 199 | 21199 | 116 | 10639 | 1969 | 9999 | wall | dry | N | Bituminous | Dry Scrubber | 2012 | 0.961 | LNB |  |  |  | ESPC + B | No | ACI | 2016 |  | 3.3 | 0.27252 | 0.27252 | 0.1987 | 0.1987 | 0.1 | 0.1 | 0.1 | 0.99 | [6 empty] | Yes | East Kentucky Power Coop | 100 | East Kentucky Power Coop | 100
Cooper | 1384_B_2 | 1384 | B | 2 | 933 | Coal Steam |  | PJM_West | Kentucky | 21 | Pulaski | 199 | 21199 | 225 | 10681 | 1969 | 9999 | wall | dry | N | Bituminous | Dry Scrubber | 2012 | 0.961 | LNB | SCR | 2012 |  | B | NA | ACI | 2016 |  | 3.3 | 0.075 | 0.075 | 0.075 | 0.075 | 0.1 | 0.1 | 0.1 | 0.99 | [6 empty] | Yes | East Kentucky Power Coop | 100 | East Kentucky Power Coop | 100
Louisiana 1 | 1391_B_1A | 1391 | B | 1A | 936 | Fossil Waste |  | MIS_LA | Louisiana | 22 | East Baton Rouge | 33 | 22033 | 21.3 | 4549 | 1954 | 9999 | tangential |  | Y | Fossil Waste |  |  |  | LNC1 | [9 empty] | 0.08853 | 0.08853 | 0.08853 | 0.08853 | [11 empty] | Entergy Louisiana LLC | 100 | Entergy Corp | 100
Louisiana 1 | 1391_B_2A | 1391 | B | 2A | 937 | Fossil Waste |  | MIS_LA | Louisiana | 22 | East Baton Rouge | 33 | 22033 | 21.3 | 4549 | 1954 | 9999 | tangential |  | Y | Fossil Waste |  |  |  | LNC1 | [9 empty] | 0.09582 | 0.09582 | 0.09582 | 0.09582 | [11 empty] | Entergy Louisiana LLC | 100 | Entergy Corp | 100
Louisiana 1 | 1391_B_3A | 1391 | B | 3A | 938 | Fossil Waste |  | MIS_LA | Louisiana | 22 | East Baton Rouge | 33 | 22033 | 23.5 | 4549 | 1953 | 9999 | tangential |  | Y | Fossil Waste |  |  |  | LNC1 | [9 empty] | 0.09144 | 0.09144 | 0.09144 | 0.09144 | [11 empty] | Entergy Louisiana LLC | 100 | Entergy Corp | 100
Louisiana 1 | 1391_B_4A | 1391 | B | 4A | 939 | Fossil Waste |  | MIS_LA | Louisiana | 22 | East Baton Rouge | 33 | 22033 | 21.3 | 4549 | 1987 | 9999 |  |  | Y | Fossil Waste |  |  |  | H2O | [9 empty] | 0.14281 | 0.14281 | 0.14281 | 0.14281 | [11 empty] | Entergy Louisiana LLC | 100 | Entergy Corp | 100
Louisiana 1 | 1391_B_5A | 1391 | B | 5A | 940 | Fossil Waste |  | MIS_LA | Louisiana | 22 | East Baton Rouge | 33 | 22033 | 36 | 4549 | 1999 | 9999 |  |  | Y | Fossil Waste |  |  |  | DLNB | [9 empty] | 0.04188 | 0.04188 | 0.04188 | 0.04188 | [11 empty] | ExxonMobil Corp | 100 | ExxonMobil Corp | 100
Louisiana 1 | 1391_B_9 | 1391 | B | 9 |  | Fossil Waste |  | MIS_LA | Louisiana | 22 | East Baton Rouge | 33 | 22033 | 4.4 | 4549 | 1949 | 9999 | wall |  | Y | Fossil Waste | [13 empty] | 0.05352 | 0.05352 | 0.05352 | 0.05352 | [11 empty] | Entergy Louisiana LLC | 100 | Entergy Corp | 100
R S Nelson | 1393_B_1A | 1393 | B | 1A | 90014 | Coal Steam |  | MIS_WOTA | Louisiana | 22 | Calcasieu | 19 | 22019 | 104 | 12292 | 1992 | 9999 | FBC | dry | Y | Petroleum Coke | Reagent Injection | 1992 | 0.893 | CF + OFA |  |  |  | B | NA |  |  |  | 0.83 | 0.11131 | 0.11131 | 0.11131 | 0.11131 | 0.05 | 0.05 | 0.05 | 0.98 | Yes | 1992 | [5 empty] | Citgo Petroleum Corp | 49.5 | Petróleos de Venezuela SA | 49.5
R S Nelson | 1393_B_2A | 1393 | B | 2A | 90015 | Coal Steam |  | MIS_WOTA | Louisiana | 22 | Calcasieu | 19 | 22019 | 100 | 12292 | 1992 | 9999 | FBC | dry | Y | Petroleum Coke | Reagent Injection | 1992 | 0.893 | CF + OFA |  |  |  | B | NA |  |  |  | 0.83 | 0.1047 | 0.1047 | 0.1047 | 0.1047 | 0.05 | 0.05 | 0.05 | 0.98 | Yes | 1992 | [5 empty] | Citgo Petroleum Corp | 49.5 | Petróleos de Venezuela SA | 49.5
R S Nelson | 1393_B_6 | 1393 | B | 6 | 950 | Coal Steam |  | MIS_WOTA | Louisiana | 22 | Calcasieu | 19 | 22019 | 550 | 11854 | 1982 | 9999 | tangential | wet | N | Subbituminous, Petroleum Coke |  |  |  | LNC2 |  |  |  | ESPC | Yes | ACI | 2015 |  | 0.6 | 0.21498 | 0.21498 | 0.1469 | 0.1469 | 0.1 | 0.1 | 0.1 | 0.98 | [7 empty] | Entergy Louisiana LLC | 40.25 | Entergy Corp | 80.9
Teche | 1400_B_3 | 1400 | B | 3 | 962 | O/G Steam |  | MIS_LA | Louisiana | 22 | St Mary | 101 | 22101 | 331 | 11862 | 1971 | 9999 | wall | dry | N | Natural Gas | [12 empty] | 4.94 | 0.25101 | 0.25101 | 0.25101 | 0.25101 | [11 empty] | CLECO Power LLC | 100 | Cleco Corp | 100
Little Gypsy | 1402_B_3 | 1402 | B | 3 | 965 | O/G Steam |  | MIS_AMSO | Louisiana | 22 | St Charles | 89 | 22089 | 524 | 11224 | 1969 | 9999 | wall | dry | N | Natural Gas |  |  |  | CM + FU | [8 empty] | 5.261 | 0.29902 | 0.29902 | 0.29902 | 0.29902 | [11 empty] | Entergy Louisiana LLC | 100 | Entergy Corp | 100
Nine Mile Point | 1403_B_4 | 1403 | B | 4 | 969 | O/G Steam |  | MIS_AMSO | Louisiana | 22 | Jefferson | 51 | 22051 | 737 | 10561 | 1971 | 9999 | tangential |  | N | Natural Gas |  |  |  | FR + LA | [8 empty] | 5.261 | 0.30011 | 0.30011 | 0.30011 | 0.30011 | [11 empty] | Entergy Louisiana LLC | 100 | Entergy Corp | 100
Nine Mile Point | 1403_B_5 | 1403 | B | 5 | 970 | O/G Steam |  | MIS_AMSO | Louisiana | 22 | Jefferson | 51 | 22051 | 737 | 10484 | 1973 | 9999 | tangential |  | N | Natural Gas, Distillate Fuel Oil |  |  |  | FR + LA | [8 empty] | 5.261 | 0.26764 | 0.26764 | 0.26764 | 0.26764 | [11 empty] | Entergy Louisiana LLC | 100 | Entergy Corp | 100
Agua Fria | 141_B_1 | 141 | B | 1 | 86 | O/G Steam |  | WECC_AZ | Arizona | 4 | Maricopa | 13 | 04013 | 113 | 12852 | 1958 | 9999 | wall | dry | N | Natural Gas | [12 empty] | 1 | 0.26731 | 0.26731 | 0.26731 | 0.26731 | [11 empty] | Salt River Project | 100 | Salt River Project | 100
Agua Fria | 141_B_2 | 141 | B | 2 | 87 | O/G Steam |  | WECC_AZ | Arizona | 4 | Maricopa | 13 | 04013 | 113 | 12776 | 1957 | 9999 | wall | dry | N | Natural Gas | [12 empty] | 1 | 0.24557 | 0.24557 | 0.24557 | 0.24557 | [11 empty] | Salt River Project | 100 | Salt River Project | 100
Agua Fria | 141_B_3 | 141 | B | 3 | 88 | O/G Steam |  | WECC_AZ | Arizona | 4 | Maricopa | 13 | 04013 | 181 | 11979 | 1961 | 9999 | wall | dry | N | Natural Gas | [12 empty] | 1 | 0.45588 | 0.45588 | 0.45588 | 0.45588 | [11 empty] | Salt River Project | 100 | Salt River Project | 100
Lieberman | 1417_B_3 | 1417 | B | 3 | 980 | O/G Steam |  | SPP_WEST | Louisiana | 22 | Caddo | 17 | 22017 | 109 | 13044 | 1957 | 9999 | tangential |  | N | Natural Gas, Residual Fuel Oil | [13 empty] | 0.16597 | 0.16597 | 0.16597 | 0.16597 | [11 empty] | Southwestern Electric Power Co | 100 | American Electric Power Co Inc | 100
Lieberman | 1417_B_4 | 1417 | B | 4 | 981 | O/G Steam |  | SPP_WEST | Louisiana | 22 | Caddo | 17 | 22017 | 108 | 13408 | 1959 | 9999 | tangential |  | N | Natural Gas, Residual Fuel Oil | [13 empty] | 0.17038 | 0.17038 | 0.17038 | 0.17038 | [11 empty] | Southwestern Electric Power Co | 100 | American Electric Power Co Inc | 100
Houma | 1439_B_14 | 1439 | B | 14 |  | O/G Steam |  | MIS_AMSO | Louisiana | 22 | Terrebonne | 109 | 22109 | 10 | 13548 | 1994 | 9999 |  |  | N | Natural Gas |  |  |  | FR | [8 empty] | 5.261 | 0.1 | 0.1 | 0.1 | 0.1 | [11 empty] | Terrebonne Parish Consolidated | 100 | Terrebonne Parish Consolidated | 100
Houma | 1439_B_15 | 1439 | B | 15 | 982 | O/G Steam |  | MIS_AMSO | Louisiana | 22 | Terrebonne | 109 | 22109 | 23.5 | 13609 | 1969 | 9999 | wall | dry | N | Natural Gas | [12 empty] | 5.261 | 0.2556 | 0.2556 | 0.2556 | 0.2556 | [11 empty] | Terrebonne Parish Consolidated | 100 | Terrebonne Parish Consolidated | 100
Houma | 1439_B_16 | 1439 | B | 16 | 983 | O/G Steam |  | MIS_AMSO | Louisiana | 22 | Terrebonne | 109 | 22109 | 39 | 14500 | 1976 | 9999 | tangential |  | N | Natural Gas |  |  |  | OFA | [8 empty] | 5.261 | 0.13157 | 0.13157 | 0.13157 | 0.13157 | [11 empty] | Terrebonne Parish Consolidated | 100 | Terrebonne Parish Consolidated | 100
Big Cajun 1 | 1464_B_1B1 | 1464 | B | 1B1 | 994 | O/G Steam |  | MIS_LA | Louisiana | 22 | Pointe Coupee | 77 | 22077 | 110 | 14500 | 1972 | 9999 | wall | dry | N | Natural Gas |  |  |  | LNB + other | [8 empty] | 0.8 | 0.08434 | 0.08434 | 0.08434 | 0.08434 | [11 empty] | Louisiana Generating LLC | 100 | Cleco Corp | 100
Big Cajun 1 | 1464_B_1B2 | 1464 | B | 1B2 | 995 | O/G Steam |  | MIS_LA | Louisiana | 22 | Pointe Coupee | 77 | 22077 | 110 | 14500 | 1972 | 9999 | wall | dry | N | Natural Gas |  |  |  | LNB + other | [8 empty] | 0.8 | 0.08967 | 0.08967 | 0.08967 | 0.08967 | [11 empty] | Louisiana Generating LLC | 100 | Cleco Corp | 100
William F Wyman | 1507_B_3 | 1507 | B | 3 | 1002 | O/G Steam |  | NENG_ME | Maine | 23 | Cumberland | 5 | 23005 | 111 | 12234 | 1965 | 9999 | tangential | dry | N | Residual Fuel Oil |  |  |  | LA + LNB + OFA |  |  |  | C | NA |  |  |  | 2.16 | 0.16709 | 0.16709 | 0.16709 | 0.16709 | [11 empty] | FPL Energy Wyman LLC | 100 | NextEra Energy Inc | 100
William F Wyman | 1507_B_4 | 1507 | B | 4 | 1003 | O/G Steam |  | NENG_ME | Maine | 23 | Cumberland | 5 | 23005 | 602 | 11368 | 1978 | 9999 | wall | dry | N | Residual Fuel Oil |  |  |  | FR + LNB + OFA |  |  |  | ESPC | No |  |  |  | 0.8 | 0.15 | 0.15 | 0.15 | 0.15 | [11 empty] | FPL Energy Wyman IV LLC | 76.01 | NextEra Energy Inc | 76.01
Herbert A Wagner | 1554_B_1 | 1554 | B | 1 | 1007 | O/G Steam |  | PJM_SMAC | Maryland | 24 | Anne Arundel | 3 | 24003 | 126 | 10859 | 1956 | 9999 | wall | dry | N | Natural Gas, Residual Fuel Oil |  |  |  | LNB | SNCR |  |  | ESPC | No |  |  |  |  | 0.09203 | 0.09203 | 0.09203 | 0.09203 | [11 empty] | HA Wagner LLC | 100 | Riverstone Holdings LLC | 100
Herbert A Wagner | 1554_B_4 | 1554 | B | 4 | 1010 | O/G Steam |  | PJM_SMAC | Maryland | 24 | Anne Arundel | 3 | 24003 | 397 | 10961 | 1972 | 9999 | wall | dry | N | Residual Fuel Oil |  |  |  | BOOS + LA + LNB |  |  |  | ESPC | No |  |  |  | 0.6 | 0.23528 | 0.23528 | 0.23528 | 0.23528 | [11 empty] | Raven Power Holdings | 100 | Riverstone Holdings LLC | 100
Vienna Operations | 1564_B_8 | 1564 | B | 8 | 1043 | O/G Steam |  | PJM_EMAC | Maryland | 24 | Dorchester | 19 | 24019 | 153 | 14500 | 1971 | 9999 | tangential | dry | N | Residual Fuel Oil | [7 empty] | C | NA |  |  |  | 3.5 | 0.25684 | 0.25684 | 0.25684 | 0.25684 | [11 empty] | Vienna Power LLC | 100 | NRG Energy Inc | 100
Chalk Point LLC | 1571_B_3 | 1571 | B | 3 | 1052 | O/G Steam |  | PJM_SMAC | Maryland | 24 | Prince Georges | 33 | 24033 | 582 | 11892 | 1975 | 9999 | tangential | dry | N | Natural Gas |  |  |  | OFA | [8 empty] | 0.92 | 0.12752 | 0.12752 | 0.12752 | 0.12752 | [11 empty] | GenOn Chalk Point LLC | 100 | GenOn Energy Inc | 100
Chalk Point LLC | 1571_B_4 | 1571 | B | 4 | 1053 | O/G Steam |  | PJM_SMAC | Maryland | 24 | Prince Georges | 33 | 24033 | 582 | 11720 | 1981 | 9999 | tangential | dry | N | Natural Gas |  |  |  | OFA | [8 empty] | 0.8 | 0.11795 | 0.11795 | 0.11795 | 0.11795 | [11 empty] | GenOn Chalk Point LLC | 100 | GenOn Energy Inc | 100
Canal | 1599_B_1 | 1599 | B | 1 | 1102 | O/G Steam |  | NENGREST | Massachusetts | 25 | Barnstable | 1 | 25001 | 560 | 10400 | 1968 | 9999 | wall | dry | N | Residual Fuel Oil |  |  |  | LNBO + other | SCR |  |  | ESPC | No |  |  |  | 1.21 | 0.07384 | 0.07384 | 0.07384 | 0.07384 | [11 empty] | Stonepeak Kestrel Holdings LLC | 100 | Stonepeak Infrastructure Partners | 100
Canal | 1599_B_2 | 1599 | B | 2 | 1103 | O/G Steam |  | NENGREST | Massachusetts | 25 | Barnstable | 1 | 25001 | 553 | 11516 | 1976 | 9999 | wall | dry | N | Natural Gas, Residual Fuel Oil |  |  |  | FR + LNBO + OFA | SNCR |  |  | ESPC | No |  |  |  | 1.21 | 0.14391 | 0.14391 | 0.14391 | 0.14391 | [11 empty] | Stonepeak Kestrel Holdings LLC | 100 | Stonepeak Infrastructure Partners | 100
Apache Station | 160_B_1 | 160 | B | 1 | 92 | O/G Steam |  | WECC_AZ | Arizona | 4 | Cochise | 3 | 04003 | 72 | 10915 | 1979 | 9999 | wall | dry | N | Natural Gas |  |  |  | LNB | [8 empty] | 0.00064 | 0.04107 | 0.04107 | 0.04107 | 0.04107 | [10 empty] | Yes | Arizona Electric Power Coop Inc | 100 | Arizona Electric Power Coop Inc | 100
Apache Station | 160_B_2 | 160 | B | 2 | 93 | O/G Steam |  | WECC_AZ | Arizona | 4 | Cochise | 3 | 04003 | 175 | 11061 | 1979 | 9999 | wall | dry | N | Natural Gas |  |  |  | FR + LNB + OFA | [8 empty] | 0.00064 | 0.06674 | 0.06674 | 0.06674 | 0.06674 | [10 empty] | Yes | Arizona Electric Power Coop Inc | 100 | Arizona Electric Power Coop Inc | 100
Apache Station | 160_B_3 | 160 | B | 3 | 94 | Coal Steam |  | WECC_AZ | Arizona | 4 | Cochise | 3 | 04003 | 175 | 11040 | 1979 | 9999 | wall | dry | N | Bituminous, Subbituminous | Wet Scrubber | 1979 | 0.85 | LNB + OFA | SNCR |  | 2017 | ESPH | No | ACI | 2016 |  | 0.15 | 0.34043 | 0.18535 | 0.34043 | 0.18535 | 0.05 | 0.1 | 0.1 | 0.9 | [6 empty] | Yes | Arizona Electric Power Coop Inc | 100 | Arizona Electric Power Coop Inc | 100
GREC | 165_B_2 | 165 | B | 2 | 96 | Coal Steam |  | SPP_WEST | Oklahoma | 40 | Mayes | 97 | 40097 | 492 | 12314 | 1982 | 9999 | wall | dry | N | Subbituminous | Dry Scrubber | 1986 | 0.85 | LNB + LNBO |  |  |  | B | NA | ACI | 2015 |  | 0.6 | 0.19884 | 0.19884 | 0.19884 | 0.19884 | 0.1 | 0.1 | 0.1 | 0.9 | [7 empty] | Grand River Dam Authority | 61.5 | Grand River Dam Authority | 61.5
Dan E Karn | 1702_B_3 | 1702 | B | 3 | 1155 | O/G Steam |  | MIS_LMI | Michigan | 26 | Bay | 17 | 26017 | 600 | 12858 | 1974 | 9999 | wall | dry | N | Natural Gas, Residual Fuel Oil |  |  |  | LNB + OFA | [8 empty] | 1.11 | 0.14025 | 0.14025 | 0.14025 | 0.14025 | [11 empty] | Consumers Energy Co | 100 | CMS Energy Corp | 100
Dan E Karn | 1702_B_4 | 1702 | B | 4 | 1156 | O/G Steam |  | MIS_LMI | Michigan | 26 | Bay | 17 | 26017 | 603 | 11919 | 1977 | 9999 | wall | dry | N | Natural Gas, Residual Fuel Oil |  |  |  | LNB + OFA | [8 empty] | 1.11 | 0.14755 | 0.14755 | 0.14755 | 0.14755 | [11 empty] | Consumers Energy Co | 100 | CMS Energy Corp | 100
Monroe (MI) | 1733_B_1 | 1733 | B | 1 | 1182 | Coal Steam |  | MIS_LMI | Michigan | 26 | Monroe | 115 | 26115 | 758 | 10181 | 1972 | 2040 | cell | dry | N | Bituminous, Subbituminous | Wet Scrubber | 2013 | 0.97 | LNCB | SCR | 2002 |  | ESPC | Yes |  |  |  | 0.03 | 0.2873 | 0.06253 | 0.2873 | 0.06253 | 0.05 | 0.1 | 0.56 | 0.99 | [7 empty] | DTE Electric Co | 100 | DTE Energy Co | 100
Monroe (MI) | 1733_B_2 | 1733 | B | 2 | 1183 | Coal Steam |  | MIS_LMI | Michigan | 26 | Monroe | 115 | 26115 | 773 | 10223 | 1973 | 2040 | cell | dry | N | Bituminous, Subbituminous | Wet Scrubber | 2014 | 0.97 | LNCB | SCR | 2007 |  | ESPC | Yes |  |  |  | 0.03 | 0.2345 | 0.06068 | 0.2345 | 0.06068 | 0.05 | 0.1 | 0.56 | 0.99 | [7 empty] | DTE Electric Co | 100 | DTE Energy Co | 100
Monroe (MI) | 1733_B_3 | 1733 | B | 3 | 1184 | Coal Steam |  | MIS_LMI | Michigan | 26 | Monroe | 115 | 26115 | 773 | 10180 | 1973 | 2040 | cell | dry | N | Bituminous, Subbituminous, Petroleum Coke | Wet Scrubber | 2009 | 0.97 | LNCB | SCR | 2003 |  | ESPC | Yes |  |  |  | 1.6 | 0.4623 | 0.06559 | 0.4623 | 0.06559 | 0.05 | 0.07 | 0.07 | 0.99 | [7 empty] | DTE Electric Co | 100 | DTE Energy Co | 100
Monroe (MI) | 1733_B_4 | 1733 | B | 4 | 1185 | Coal Steam |  | MIS_LMI | Michigan | 26 | Monroe | 115 | 26115 | 762 | 10154 | 1974 | 2040 | cell | dry | N | Bituminous, Subbituminous, Petroleum Coke | Wet Scrubber | 2009 | 0.97 | LNCB | SCR | 2014 |  | ESPC | Yes |  |  |  | 1.6 | 0.4615 | 0.06495 | 0.4615 | 0.06495 | 0.05 | 0.07 | 0.07 | 0.99 | [7 empty] | DTE Electric Co | 100 | DTE Energy Co | 100
John H Warden | 1772_B_1 | 1772 | B | 1 |  | Biomass |  | MIS_WUMS | Michigan | 26 | Baraga | 13 | 26013 | 17.7 | 17180 | 2009 | 9999 |  |  | N | Biomass | [7 empty] | ESPC | No |  |  |  | 1.67 | 0.25041 | 0.25041 | 0.25041 | 0.25041 | [11 empty] | Lanse Warden Electric Co | 100 | Libra Group (The) | 100
Wyandotte | 1866_B_5 | 1866 | B | 5 | 1223 | O/G Steam |  | MIS_LMI | Michigan | 26 | Wayne | 163 | 26163 | 21.25 | 14500 | 1958 | 9999 | stoker/SPR | dry | N | Natural Gas |  |  |  | LNB | [8 empty] | 1.67 | 0.08662 | 0.08662 | 0.08662 | 0.08662 | [11 empty] | Wyandotte Dept of Municipal Service | 100 | Wyandotte Dept of Municipal Service | 100
Wyandotte | 1866_B_7 | 1866 | B | 7 | 1224 | O/G Steam |  | MIS_LMI | Michigan | 26 | Wayne | 163 | 26163 | 21.25 | 14500 | 1958 | 9999 | wall | dry | N | Natural Gas |  |  |  | LNB | [8 empty] | 1.67 | 0.09745 | 0.09745 | 0.09745 | 0.09745 | [11 empty] | Wyandotte Dept of Municipal Service | 100 | Wyandotte Dept of Municipal Service | 100
Syl Laskin | 1891_B_1 | 1891 | B | 1 | 1229 | O/G Steam |  | MIS_MNWI | Minnesota | 27 | St Louis | 137 | 27137 | 44 | 13873 | 1953 | 9999 | tangential | dry | N | Natural Gas |  |  |  | LNC2 | [8 empty] | 2.04 | 0.10555 | 0.10555 | 0.10555 | 0.10555 | [11 empty] | ALLETE Inc | 100 | ALLETE Inc | 100
Syl Laskin | 1891_B_2 | 1891 | B | 2 | 1230 | O/G Steam |  | MIS_MNWI | Minnesota | 27 | St Louis | 137 | 27137 | 44 | 13922 | 1953 | 9999 | tangential | dry | N | Natural Gas |  |  |  | LNC2 | [8 empty] | 2.04 | 0.10759 | 0.10759 | 0.10759 | 0.10759 | [11 empty] | ALLETE Inc | 100 | ALLETE Inc | 100
Clay Boswell | 1893_B_3 | 1893 | B | 3 | 1233 | Coal Steam |  | MIS_MNWI | Minnesota | 27 | Itasca | 61 | 27061 | 364 | 10599 | 1973 | 2030 | tangential | dry | N | Subbituminous | Wet Scrubber | 2009 | 0.95 | LNC2 + NH3 | SCR | 2009 |  | B | NA | ACI | 2009 |  | 0.09 | 0.3382 | 0.05684 | 0.3382 | 0.05684 | 0.1 | 0.1 | 0.1 | 0.99 | [7 empty] | ALLETE Inc | 100 | ALLETE Inc | 100
Clay Boswell | 1893_B_4 | 1893 | B | 4 | 1234 | Coal Steam |  | MIS_MNWI | Minnesota | 27 | Itasca | 61 | 27061 | 584 | 10639 | 1980 | 9999 | tangential | dry | N | Subbituminous | Dry Scrubber | 2015 | 0.961 | LNC3 | SNCR |  | 2010 | B | NA | ACI | 2015 |  | 0.33 | 0.3108 | 0.1037 | 0.3108 | 0.1037 | 0.1 | 0.1 | 0.1 | 0.99 | Yes | 2015 |  |  | C2G | 2035 |  | ALLETE Inc | 80 | ALLETE Inc | 80
M L Hibbard | 1897_B_3 | 1897 | B | 3 | 1235 | Biomass |  | MIS_MNWI | Minnesota | 27 | St Louis | 137 | 27137 | 30 | 6336 | 1988 | 9999 | stoker/SPR | dry | Y | Biomass |  |  |  | OFA |  |  |  | ESPC | No |  |  |  | 1.17 | 0.31781 | 0.31781 | 0.31781 | 0.31781 | [11 empty] | ALLETE Inc | 100 | ALLETE Inc | 100
M L Hibbard | 1897_B_4 | 1897 | B | 4 | 1236 | Biomass |  | MIS_MNWI | Minnesota | 27 | St Louis | 137 | 27137 | 30 | 6336 | 1988 | 9999 | stoker/SPR | dry | Y | Biomass |  |  |  | OFA |  |  |  | ESPC | No |  |  |  | 1.17 | 0.32618 | 0.32618 | 0.32618 | 0.32618 | [11 empty] | ALLETE Inc | 100 | ALLETE Inc | 100
Hibbing | 1979_B_1 | 1979 | B | 1 |  | Coal Steam |  | MIS_MNWI | Minnesota | 27 | St Louis | 137 | 27137 | 7.6 | 8665 | 1952 | 9999 |  |  | Y | Subbituminous | [7 empty] | ESPC | No |  |  |  | 4 | 0.32562 | 0.32562 | 0.32562 | 0.32562 | 0.64 | 0.1 | 1 | 0 | [7 empty] | Hibbing Public Utilities Commission | 100 | Hibbing Public Utilities Commission | 100
Hibbing | 1979_B_2 | 1979 | B | 2 |  | Coal Steam |  | MIS_MNWI | Minnesota | 27 | St Louis | 137 | 27137 | 7.6 | 8665 | 1952 | 9999 |  |  | Y | Subbituminous | [7 empty] | ESPC | No |  |  |  | 4 | 0.46222 | 0.46222 | 0.46222 | 0.46222 | 0.64 | 0.1 | 1 | 0 | [7 empty] | Hibbing Public Utilities Commission | 100 | Hibbing Public Utilities Commission | 100
Hibbing | 1979_B_3 | 1979 | B | 3 |  | Coal Steam |  | MIS_MNWI | Minnesota | 27 | St Louis | 137 | 27137 | 7.6 | 8665 | 1974 | 9999 |  |  | Y | Subbituminous |  |  |  |  | SNCR |  | 2007 | ESPH | No |  |  |  | 4 | 0.38766 | 0.29074 | 0.38766 | 0.29074 | 0.9 | 0.1 | 1 | 0 | [7 empty] | Hibbing Public Utilities Commission | 100 | Hibbing Public Utilities Commission | 100
Hibbing | 1979_B_4 | 1979 | B | 4 |  | Coal Steam |  | MIS_MNWI | Minnesota | 27 | St Louis | 137 | 27137 | 7.6 | 8665 | 2006 | 9999 |  |  | Y | Subbituminous |  |  |  |  | SNCR |  | 2007 | ESPC + C | No |  |  |  | 3.013 | 0.1273 | 0.1273 | 0.1273 | 0.1273 | 0.64 | 0.1 | 1 | 0 | [7 empty] | Hibbing Public Utilities Commission | 100 | Hibbing Public Utilities Commission | 100
New Ulm | 2001_B_1 | 2001 | B | 1 |  | O/G Steam |  | MIS_MNWI | Minnesota | 27 | Brown | 15 | 27015 | 1.6 | 8300 | 1941 | 9999 |  |  | Y | Natural Gas | [13 empty] | 0.23063 | 0.23063 | 0.23063 | 0.23063 | [11 empty] | New Ulm Public Utilities Commission | 100 | New Ulm Public Utilities Commission | 100
New Ulm | 2001_B_2 | 2001 | B | 2 |  | O/G Steam |  | MIS_MNWI | Minnesota | 27 | Brown | 15 | 27015 | 1.6 | 8300 | 1947 | 9999 |  |  | Y | Natural Gas | [13 empty] | 0.23063 | 0.23063 | 0.23063 | 0.23063 | [11 empty] | New Ulm Public Utilities Commission | 100 | New Ulm Public Utilities Commission | 100
New Ulm | 2001_B_4 | 2001 | B | 4 |  | O/G Steam |  | MIS_MNWI | Minnesota | 27 | Brown | 15 | 27015 | 14.8 | 8300 | 1965 | 9999 |  |  | Y | Natural Gas | [13 empty] | 0.28022 | 0.28022 | 0.28022 | 0.28022 | [11 empty] | New Ulm Public Utilities Commission | 100 | New Ulm Public Utilities Commission | 100
Virginia | 2018_B_10 | 2018 | B | 10 |  | Biomass |  | MIS_MNWI | Minnesota | 27 | St Louis | 137 | 27137 | 6.2 | 18102 | 1993 | 9999 |  |  | N | Biomass |  |  |  | LNB | [8 empty] | 2 | 0.07666 | 0.07666 | 0.07666 | 0.07666 | [11 empty] | Virginia Dept of Public Utilities | 100 | Virginia Dept of Public Utilities | 100
Virginia | 2018_B_11 | 2018 | B | 11 |  | Biomass |  | MIS_MNWI | Minnesota | 27 | St Louis | 137 | 27137 | 6.2 | 18102 | 2006 | 9999 |  |  | N | Biomass |  |  |  |  | SNCR |  |  | ESPH + C | No |  |  |  | 3.013 | 0.10835 | 0.10835 | 0.10835 | 0.10835 | [11 empty] | Virginia Dept of Public Utilities | 100 | Virginia Dept of Public Utilities | 100
Virginia | 2018_B_7 | 2018 | B | 7 |  | Biomass |  | MIS_MNWI | Minnesota | 27 | St Louis | 137 | 27137 | 6.2 | 18102 | 1954 | 9999 |  |  | N | Biomass |  |  |  | OFA |  |  |  | ESPH + C | No |  |  |  | 3.013 | 0.38606 | 0.38606 | 0.38606 | 0.38606 | [11 empty] | Virginia Dept of Public Utilities | 100 | Virginia Dept of Public Utilities | 100
Virginia | 2018_B_9 | 2018 | B | 9 |  | Biomass |  | MIS_MNWI | Minnesota | 27 | St Louis | 137 | 27137 | 6.2 | 18102 | 1975 | 9999 |  |  | N | Biomass |  |  |  | OFA |  |  |  | ESPH + C | No |  |  |  | 3.013 | 0.38927 | 0.38927 | 0.38927 | 0.38927 | [11 empty] | Virginia Dept of Public Utilities | 100 | Virginia Dept of Public Utilities | 100
Carl Bailey | 202_B_01 | 202 | B | 01 | 111 | O/G Steam |  | MIS_AR | Arkansas | 5 | Woodruff | 147 | 05147 | 122 | 11635 | 1966 | 9999 | wall | dry | N | Natural Gas | [12 empty] | 3.682 | 0.17858 | 0.17858 | 0.17858 | 0.17858 | [10 empty] | Yes | Arkansas Electric Coop Corp | 100 | Arkansas Electric Coop Corp | 100
McClellan (AR) | 203_B_01 | 203 | B | 01 | 112 | O/G Steam |  | MIS_AR | Arkansas | 5 | Ouachita | 103 | 05103 | 134 | 12180 | 1972 | 9999 | wall | dry | N | Natural Gas | [12 empty] | 3.682 | 0.19106 | 0.19106 | 0.19106 | 0.19106 | [10 empty] | Yes | Arkansas Electric Coop Corp | 100 | Arkansas Electric Coop Corp | 100
Jack Watson | 2049_B_5 | 2049 | B | 5 | 1292 | O/G Steam |  | S_SOU | Mississippi | 28 | Harrison | 47 | 28047 | 480 | 10838 | 1973 | 9999 | wall | dry | N | Natural Gas |  |  |  | LNB + OFA | [8 empty] | 4.8 | 0.35514 | 0.35514 | 0.35514 | 0.35514 | [11 empty] | Mississippi Power Co | 100 | Southern Co | 100
Hawthorn | 2079_B_5A | 2079 | B | 5A | 1315 | Coal Steam |  | SPP_N | Missouri | 29 | Jackson | 95 | 29095 | 564 | 10285 | 2000 | 9999 | wall | dry | N | Subbituminous | Dry Scrubber | 2001 | 0.94 | LNBO | SCR | 2001 |  | B | NA | ACI | 2016 |  | 0.12 | 0.06448 | 0.06448 | 0.06448 | 0.06448 | 0.1 | 0.1 | 0.1 | 0.99 | [7 empty] | Evergy Metro Inc | 100 | Evergy Inc | 100
Lake Road (MO) | 2098_B_1 | 2098 | B | 1 |  | O/G Steam |  | SPP_N | Missouri | 29 | Buchanan | 21 | 29021 | 5.6 | 10957 | 1961 | 9999 | wall |  | Y | Natural Gas | [12 empty] | 8.6 | 0.23063 | 0.23063 | 0.23063 | 0.23063 | [11 empty] | Evergy Missouri West Inc | 100 | Evergy Inc | 100
Lake Road (MO) | 2098_B_2 | 2098 | B | 2 |  | O/G Steam |  | SPP_N | Missouri | 29 | Buchanan | 21 | 29021 | 5.6 | 10957 | 1961 | 9999 | wall |  | Y | Natural Gas | [12 empty] | 8.6 | 0.23063 | 0.23063 | 0.23063 | 0.23063 | [11 empty] | Evergy Missouri West Inc | 100 | Evergy Inc | 100
Lake Road (MO) | 2098_B_3 | 2098 | B | 3 |  | O/G Steam |  | SPP_N | Missouri | 29 | Buchanan | 21 | 29021 | 1.1 | 10957 | 1938 | 9999 | wall |  | Y | Natural Gas | [12 empty] | 8.6 | 0.23063 | 0.23063 | 0.23063 | 0.23063 | [11 empty] | Evergy Missouri West Inc | 100 | Evergy Inc | 100
Lake Road (MO) | 2098_B_5 | 2098 | B | 5 |  | O/G Steam |  | SPP_N | Missouri | 29 | Buchanan | 21 | 29021 | 15.5 | 10957 | 1957 | 9999 | wall | dry | Y | Natural Gas | [12 empty] | 8.6 | 0.23063 | 0.23063 | 0.23063 | 0.23063 | [11 empty] | Evergy Missouri West Inc | 100 | Evergy Inc | 100
Lake Road (MO) | 2098_B_8 | 2098 | B | 8 |  | O/G Steam |  | SPP_N | Missouri | 29 | Buchanan | 21 | 29021 | 1.9 | 10957 | 2006 | 9999 | wall |  | Y | Natural Gas |  |  |  | FR + LNB | [9 empty] | 0.10042 | 0.10042 | 0.10042 | 0.10042 | [11 empty] | Evergy Missouri West Inc | 100 | Evergy Inc | 100
Labadie | 2103_B_1 | 2103 | B | 1 | 1328 | Coal Steam |  | MIS_MO | Missouri | 29 | Franklin | 71 | 29071 | 593 | 10396 | 1970 | 2036 | tangential | dry | N | Subbituminous |  |  |  | LNC3 |  |  |  | ESPC | Yes | ACI | 2016 |  | 4.8 | 0.09316 | 0.09316 | 0.09316 | 0.09316 | 0.1 | 0.1 | 0.1 | 0 | [7 empty] | Ameren Missouri | 100 | Ameren Corp | 100
Labadie | 2103_B_2 | 2103 | B | 2 | 1329 | Coal Steam |  | MIS_MO | Missouri | 29 | Franklin | 71 | 29071 | 593 | 10397 | 1971 | 2036 | tangential | dry | N | Subbituminous |  |  |  | LNC3 |  |  |  | ESPC | Yes | ACI | 2016 |  | 4.8 | 0.09289 | 0.09289 | 0.09289 | 0.09289 | 0.1 | 0.1 | 0.1 | 0 | [7 empty] | Ameren Missouri | 100 | Ameren Corp | 100
Labadie | 2103_B_3 | 2103 | B | 3 | 1330 | Coal Steam |  | MIS_MO | Missouri | 29 | Franklin | 71 | 29071 | 593 | 10427 | 1972 | 2042 | tangential | dry | N | Subbituminous |  |  |  | LNC3 |  |  |  | ESPC | Yes | ACI | 2016 |  | 4.8 | 0.09557 | 0.09557 | 0.09557 | 0.09557 | 0.1 | 0.1 | 0.1 | 0 | [7 empty] | Ameren Missouri | 100 | Ameren Corp | 100
Labadie | 2103_B_4 | 2103 | B | 4 | 1331 | Coal Steam |  | MIS_MO | Missouri | 29 | Franklin | 71 | 29071 | 593 | 10397 | 1973 | 2042 | tangential | dry | N | Subbituminous |  |  |  | LNC3 |  |  |  | ESPC | Yes | ACI | 2016 |  | 4.8 | 0.09053 | 0.09053 | 0.09053 | 0.09053 | 0.1 | 0.1 | 0.1 | 0 | [7 empty] | Ameren Missouri | 100 | Ameren Corp | 100
Sioux | 2107_B_1 | 2107 | B | 1 | 1336 | Coal Steam |  | MIS_MO | Missouri | 29 | St Charles | 183 | 29183 | 487 | 11127 | 1967 | 2029 | cyclone | wet | N | Bituminous, Subbituminous | Wet Scrubber | 2010 | 0.983 | OFA + other | SNCR |  | 2007 | ESPC | Yes | ACI | 2010 |  | 4.8 | 0.22534 | 0.22534 | 0.22534 | 0.22534 | 0.05 | 0.1 | 0.1 | 0.99 | [7 empty] | Ameren Missouri | 100 | Ameren Corp | 100
Sioux | 2107_B_2 | 2107 | B | 2 | 1337 | Coal Steam |  | MIS_MO | Missouri | 29 | St Charles | 183 | 29183 | 487 | 11339 | 1968 | 2029 | cyclone | wet | N | Bituminous, Subbituminous | Wet Scrubber | 2010 | 0.983 | OFA + other | SNCR |  | 2007 | ESPC | Yes | ACI | 2010 |  | 4.8 | 0.22072 | 0.22072 | 0.22072 | 0.22072 | 0.05 | 0.1 | 0.1 | 0.99 | [7 empty] | Ameren Missouri | 100 | Ameren Corp | 100
Columbia (MO) | 2123_B_8 | 2123 | B | 8 | 1341 | O/G Steam |  | MIS_MO | Missouri | 29 | Boone | 19 | 29019 | 35 | 13380 | 1970 | 9999 | wall | dry | N | Natural Gas |  |  |  | FR + LNB | [8 empty] | 8 | 0.01916 | 0.01916 | 0.01916 | 0.01916 | [11 empty] | Columbia Water & Light | 100 | Columbia Water & Light | 100
New Madrid | 2167_B_1 | 2167 | B | 1 | 1357 | Coal Steam |  | S_D_AECI | Missouri | 29 | New Madrid | 143 | 29143 | 579 | 9859 | 1972 | 9999 | cyclone | wet | N | Subbituminous |  |  |  | LNB + OFA | SCR | 2002 |  | ESPC | No | ACI | 2016 |  | 10 | 0.686 | 0.11674 | 0.686 | 0.11674 | 0.1 | 0.1 | 0.1 | 0 | [7 empty] | Associated Electric Coop Inc | 100 | Associated Electric Coop Inc | 100
New Madrid | 2167_B_2 | 2167 | B | 2 | 1358 | Coal Steam |  | S_D_AECI | Missouri | 29 | New Madrid | 143 | 29143 | 575 | 9814 | 1977 | 9999 | cyclone | wet | N | Subbituminous |  |  |  | LNB + OFA | SCR | 2000 |  | ESPC | No | ACI | 2016 |  | 10 | 0.62441 | 0.15614 | 0.62441 | 0.15614 | 0.1 | 0.1 | 0.1 | 0 | [7 empty] | Associated Electric Coop Inc | 100 | Associated Electric Coop Inc | 100
Thomas Hill | 2168_B_MB1 | 2168 | B | MB1 | 1359 | Coal Steam |  | S_D_AECI | Missouri | 29 | Randolph | 175 | 29175 | 165 | 9907 | 1966 | 9999 | cyclone | wet | N | Subbituminous |  |  |  | LNB + OFA | SCR | 2009 |  | ESPC | No | ACI | 2016 |  | 8 | 0.52294 | 0.12123 | 0.52294 | 0.12123 | 0.1 | 0.1 | 0.1 | 0 | [7 empty] | Associated Electric Coop Inc | 100 | Associated Electric Coop Inc | 100
Thomas Hill | 2168_B_MB2 | 2168 | B | MB2 | 1360 | Coal Steam |  | S_D_AECI | Missouri | 29 | Randolph | 175 | 29175 | 270 | 9930 | 1969 | 9999 | cyclone | wet | N | Subbituminous |  |  |  | LNB + OFA | SCR | 2009 |  | ESPC | No | ACI | 2016 |  | 8 | 0.54685 | 0.10895 | 0.54685 | 0.10895 | 0.1 | 0.1 | 0.1 | 0 | [7 empty] | Associated Electric Coop Inc | 100 | Associated Electric Coop Inc | 100
Thomas Hill | 2168_B_MB3 | 2168 | B | MB3 | 1361 | Coal Steam |  | S_D_AECI | Missouri | 29 | Randolph | 175 | 29175 | 699 | 9903 | 1982 | 9999 | wall | dry | N | Subbituminous |  |  |  | LNB + OFA | SCR | 2009 |  | ESPC | No | ACI | 2016 |  | 1.2 | 0.23309 | 0.13305 | 0.23309 | 0.13305 | 0.1 | 0.1 | 0.1 | 0 | [7 empty] | Associated Electric Coop Inc | 100 | Associated Electric Coop Inc | 100
Canaday | 2226_B_1 | 2226 | B | 1 | 1367 | O/G Steam |  | SPP_NEBR | Nebraska | 31 | Gosper | 73 | 31073 | 99 | 9741 | 1958 | 9999 | tangential |  | N | Natural Gas | [12 empty] | 2.5 | 0.25 | 0.25 | 0.25 | 0.25 | [11 empty] | Nebraska Public Power District | 100 | Nebraska Public Power District | 100
Lon Wright | 2240_B_6 | 2240 | B | 6 |  | Coal Steam |  | SPP_NEBR | Nebraska | 31 | Dodge | 53 | 31053 | 15.5 | 12282 | 1958 | 9999 | wall | dry | N | Subbituminous | [7 empty] | B | NA |  |  |  | 1.2 | 0.65382 | 0.65382 | 0.65382 | 0.65382 | 0.11 | 0.1 | 1 | 0 | [7 empty] | Fremont Dept of Public Utilities | 100 | Fremont Dept of Public Utilities | 100
Lon Wright | 2240_B_7 | 2240 | B | 7 |  | Coal Steam |  | SPP_NEBR | Nebraska | 31 | Dodge | 53 | 31053 | 21 | 12341 | 1963 | 9999 | wall | dry | N | Subbituminous | [7 empty] | B | NA |  |  |  | 1.2 | 0.6638 | 0.6638 | 0.6638 | 0.6638 | 0.11 | 0.1 | 1 | 0 | [7 empty] | Fremont Dept of Public Utilities | 100 | Fremont Dept of Public Utilities | 100
Lon Wright | 2240_B_8 | 2240 | B | 8 | 1371 | Coal Steam |  | SPP_NEBR | Nebraska | 31 | Dodge | 53 | 31053 | 82 | 12240 | 1976 | 9999 | wall | dry | N | Subbituminous | Wet Scrubber | 2015 | 0.98 | LNB |  |  |  | ESPH + B | No | ACI | 2016 |  | 0.651 | 0.20001 | 0.20001 | 0.1987 | 0.1987 | 0.1 | 0.1 | 0.1 | 0.99 | [7 empty] | Fremont Dept of Public Utilities | 100 | Fremont Dept of Public Utilities | 100
North Denver | 2244_B_4 | 2244 | B | 4 |  | O/G Steam |  | SPP_NEBR | Nebraska | 31 | Adams | 1 | 31001 | 16 | 14500 | 1957 | 9999 |  |  | N | Natural Gas | [12 empty] | 2.5 | 0.23063 | 0.23063 | 0.23063 | 0.23063 | [11 empty] | Hastings Utilities (NE) | 100 | Hastings Utilities (NE) | 100
North Denver | 2244_B_5 | 2244 | B | 5 |  | O/G Steam |  | SPP_NEBR | Nebraska | 31 | Adams | 1 | 31001 | 25 | 14500 | 1957 | 9999 |  |  | N | Natural Gas | [12 empty] | 2.5 | 0.23063 | 0.23063 | 0.23063 | 0.23063 | [11 empty] | Hastings Utilities (NE) | 100 | Hastings Utilities (NE) | 100
Sheldon | 2277_B_1 | 2277 | B | 1 | 1379 | Coal Steam |  | SPP_NEBR | Nebraska | 31 | Lancaster | 109 | 31109 | 104 | 11681 | 1968 | 9999 | cyclone | wet | N | Subbituminous |  |  |  | OFA |  |  |  | B | NA |  |  |  | 0.59 | 0.58003 | 0.58003 | 0.58003 | 0.58003 | 0.11 | 0.1 | 1 | 0 | [7 empty] | Nebraska Public Power District | 100 | Nebraska Public Power District | 100
Sheldon | 2277_B_2 | 2277 | B | 2 | 1380 | Coal Steam |  | SPP_NEBR | Nebraska | 31 | Lancaster | 109 | 31109 | 115 | 11706 | 1961 | 9999 | cyclone | wet | N | Subbituminous |  |  |  | OFA |  |  |  | B | NA |  |  |  | 0.567 | 0.3599 | 0.3599 | 0.3599 | 0.3599 | 0.11 | 0.1 | 1 | 0 | [7 empty] | Nebraska Public Power District | 100 | Nebraska Public Power District | 100
North Omaha | 2291_B_4 | 2291 | B | 4 | 1384 | Coal Steam |  | SPP_NEBR | Nebraska | 31 | Douglas | 55 | 31055 | 120 | 10592 | 1963 | 9999 | tangential | dry | N | Subbituminous |  |  | 0.0663 |  |  |  |  | ESPC | No | ACI | 2016 |  | 2.5 | 0.30844 | 0.30844 | 0.1469 | 0.1469 | 0.1 | 0.1 | 0.1 | 0.98 | Yes | 2016 |  |  | C2G | 2026 |  | Omaha Public Power District | 100 | Omaha Public Power District | 100
North Omaha | 2291_B_5 | 2291 | B | 5 | 1385 | Coal Steam |  | SPP_NEBR | Nebraska | 31 | Douglas | 55 | 31055 | 216 | 10811 | 1968 | 9999 | wall | dry | N | Subbituminous |  |  | 0.0583 | LNB |  |  |  | ESPC | No | ACI | 2016 |  | 0.721 | 0.30152 | 0.30152 | 0.1987 | 0.1987 | 0.1 | 0.1 | 0.1 | 0.98 | Yes | 2016 |  |  | C2G | 2026 |  | Omaha Public Power District | 100 | Omaha Public Power District | 100
Fort Churchill | 2330_B_1 | 2330 | B | 1 | 1406 | O/G Steam |  | WECC_NNV | Nevada | 32 | Lyon | 19 | 32019 | 113 | 11713 | 1968 | 2029 | wall | dry | N | Natural Gas |  |  |  | LNBO | [8 empty] | 0.8 | 0.13855 | 0.13855 | 0.13855 | 0.13855 | [11 empty] | Sierra Pacific Power Co | 100 | Berkshire Hathaway Inc | 100
Tracy | 2336_B_3 | 2336 | B | 3 | 1410 | O/G Steam |  | WECC_NNV | Nevada | 32 | Storey | 29 | 32029 | 108 | 12280 | 1974 | 9999 | wall | dry | N | Natural Gas |  |  |  | LNB | [8 empty] | 0.8 | 0.13105 | 0.13105 | 0.13105 | 0.13105 | [11 empty] | Sierra Pacific Power Co | 100 | Berkshire Hathaway Inc | 100
Merrimack | 2364_B_1 | 2364 | B | 1 | 1417 | Coal Steam |  | NENGREST | New Hampshire | 33 | Merrimack | 13 | 33013 | 108 | 11390 | 1960 | 9999 | cyclone | wet | N | Bituminous | Wet Scrubber | 2011 | 0.965 | NH3 | SCR | 1999 |  | ESPC | No |  |  |  | 4 | 0.2284 | 0.07 | 0.2284 | 0.07 | 0.05 | 0.1 | 0.56 | 0.99 | [7 empty] | GSP Merrimack LLC | 100 | Energy Trading Innovations LLC | 100
Merrimack | 2364_B_2 | 2364 | B | 2 | 1418 | Coal Steam |  | NENGREST | New Hampshire | 33 | Merrimack | 13 | 33013 | 330 | 10988 | 1968 | 9999 | cyclone | wet | N | Bituminous | Wet Scrubber | 2011 | 0.965 | NH3 | SCR | 1995 |  | ESPC | No |  |  |  | 4 | 0.24406 | 0.07 | 0.24406 | 0.07 | 0.05 | 0.1 | 0.56 | 0.99 | [6 empty] | Yes | GSP Merrimack LLC | 100 | Energy Trading Innovations LLC | 100
Schiller | 2367_B_4 | 2367 | B | 4 | 1421 | Coal Steam |  | NENGREST | New Hampshire | 33 | Rockingham | 15 | 33015 | 48 | 14500 | 1952 | 9999 | wall | dry | N | Bituminous |  |  | 0.5 | LNB + NH3 + OFA | SNCR |  | 1999 | ESPC | No | ACI | 2016 |  | 2.6 | 0.19582 | 0.19582 | 0.19582 | 0.19582 | 0.1 | 0.1 | 0.1 | 0.98 | Yes | 2016 | [5 empty] | GSP Schiller LLC | 100 | Energy Trading Innovations LLC | 100
Schiller | 2367_B_5W | 2367 | B | 5W | 1422 | Biomass |  | NENGREST | New Hampshire | 33 | Rockingham | 15 | 33015 | 43 | 15792 | 2006 | 9999 | vertical | dry | N | Biomass |  |  |  | NH3 | SNCR |  |  | B + C | NA |  |  |  | 0.02 | 0.0669 | 0.0669 | 0.0669 | 0.0669 | [11 empty] | GSP Schiller LLC | 100 | Energy Trading Innovations LLC | 100
Schiller | 2367_B_6 | 2367 | B | 6 | 1423 | Coal Steam |  | NENGREST | New Hampshire | 33 | Rockingham | 15 | 33015 | 48 | 14500 | 1957 | 9999 | wall | dry | N | Bituminous |  |  | 0.5 | LNB + NH3 + OFA | SNCR |  | 1999 | ESPC | No | ACI | 2016 |  | 2.6 | 0.18216 | 0.18216 | 0.18216 | 0.18216 | 0.1 | 0.1 | 0.1 | 0.98 | Yes | 2016 | [5 empty] | GSP Schiller LLC | 100 | Energy Trading Innovations LLC | 100
Four Corners | 2442_B_4 | 2442 | B | 4 | 1584 | Coal Steam |  | WECC_NM | New Mexico | 35 | San Juan | 45 | 35045 | 770 | 9771 | 1969 | 2031 | cell | dry | N | Subbituminous | Wet Scrubber | 1985 | 0.92 | LNB + LNCB | SCR | 2018 |  | B | NA |  |  |  | 0.878 | 0.48665 | 0.05819 | 0.48665 | 0.05819 | 0.1 | 0.1 | 0.56 | 0.97 | [6 empty] | Yes | Arizona Public Service Co | 56 | Pinnacle West Capital Corp | 56
Four Corners | 2442_B_5 | 2442 | B | 5 | 1585 | Coal Steam |  | WECC_NM | New Mexico | 35 | San Juan | 45 | 35045 | 770 | 9766 | 1963 | 2031 | cell | dry | N | Subbituminous | Wet Scrubber | 1985 | 0.92 | LNB + LNCB | SCR | 2018 |  | B | NA |  |  |  | 0.878 | 0.49979 | 0.06459 | 0.49979 | 0.06459 | 0.1 | 0.1 | 0.56 | 0.97 | [6 empty] | Yes | Arizona Public Service Co | 56 | Pinnacle West Capital Corp | 56
Rio Grande | 2444_B_8 | 2444 | B | 8 | 1588 | O/G Steam |  | WECC_NM | New Mexico | 35 | Dona Ana | 13 | 35013 | 142 | 12258 | 1972 | 9999 | wall | dry | N | Natural Gas |  |  |  | FR + LNB | [8 empty] | 0.68 | 0.20903 | 0.20903 | 0.20903 | 0.20903 | [11 empty] | El Paso Electric Co | 100 | JPMorgan Chase & Co | 100
Maddox | 2446_B_051B | 2446 | B | 051B | 1590 | O/G Steam |  | SPP_SPS | New Mexico | 35 | Lea | 25 | 35025 | 112 | 10994 | 1967 | 9999 | tangential |  | N | Natural Gas |  |  |  | OFA | [8 empty] | 0.34 | 0.16667 | 0.16667 | 0.16667 | 0.16667 | [11 empty] | Southwestern Public Service Co | 100 | Xcel Energy Inc | 100
Reeves | 2450_B_1 | 2450 | B | 1 | 1593 | O/G Steam |  | WECC_NM | New Mexico | 35 | Bernalillo | 1 | 35001 | 44 | 12772 | 1959 | 9999 | wall | dry | N | Natural Gas |  |  |  | BF + LA | [8 empty] | 0.34 | 0.25132 | 0.25132 | 0.25132 | 0.25132 | [11 empty] | Public Service Co of New Mexico | 100 | PNM Resources Inc | 100
Reeves | 2450_B_2 | 2450 | B | 2 | 1594 | O/G Steam |  | WECC_NM | New Mexico | 35 | Bernalillo | 1 | 35001 | 44 | 13416 | 1960 | 9999 | wall | dry | N | Natural Gas |  |  |  | BF + LA | [8 empty] | 0.34 | 0.2468 | 0.2468 | 0.2468 | 0.2468 | [11 empty] | Public Service Co of New Mexico | 100 | PNM Resources Inc | 100
Reeves | 2450_B_3 | 2450 | B | 3 | 1595 | O/G Steam |  | WECC_NM | New Mexico | 35 | Bernalillo | 1 | 35001 | 66 | 12802 | 1962 | 9999 | wall | dry | N | Natural Gas |  |  |  | BF + LA | [8 empty] | 0.34 | 0.22754 | 0.22754 | 0.22754 | 0.22754 | [11 empty] | Public Service Co of New Mexico | 100 | PNM Resources Inc | 100
Danskammer Generating Station | 2480_B_1 | 2480 | B | 1 | 1606 | O/G Steam |  | NY_Z_G-I | New York | 36 | Orange | 71 | 36071 | 71 | 12463 | 1951 | 9999 | tangential | dry | N | Natural Gas, Residual Fuel Oil |  |  |  | BF + LA + LNB |  |  |  | ESPC | No |  |  |  | 2 | 0.08 | 0.08 | 0.08 | 0.08 | [11 empty] | Danskammer Energy LLC | 100 | Mercuria Energy Group Ltd | 100
Danskammer Generating Station | 2480_B_2 | 2480 | B | 2 | 1607 | O/G Steam |  | NY_Z_G-I | New York | 36 | Orange | 71 | 36071 | 66 | 12463 | 1954 | 9999 | tangential | dry | N | Natural Gas, Residual Fuel Oil |  |  |  | BF + LA |  |  |  | ESPC | No |  |  |  | 2 | 0.08 | 0.08 | 0.08 | 0.08 | [11 empty] | Danskammer Energy LLC | 100 | Mercuria Energy Group Ltd | 100
Danskammer Generating Station | 2480_B_3 | 2480 | B | 3 | 1608 | O/G Steam |  | NY_Z_G-I | New York | 36 | Orange | 71 | 36071 | 138 | 11798 | 1987 | 9999 | tangential | dry | N | Natural Gas |  |  |  | LNC2 | [8 empty] | 1.1 | 0.09 | 0.09 | 0.09 | 0.09 | [11 empty] | Danskammer Energy LLC | 100 | Mercuria Energy Group Ltd | 100
Danskammer Generating Station | 2480_B_4 | 2480 | B | 4 | 1609 | O/G Steam |  | NY_Z_G-I | New York | 36 | Orange | 71 | 36071 | 222 | 11798 | 1987 | 9999 | tangential | dry | N | Natural Gas |  |  |  | LNC2 | [8 empty] | 1.1 | 0.10231 | 0.10231 | 0.10231 | 0.10231 | [10 empty] | Yes | Danskammer Energy LLC | 100 | Mercuria Energy Group Ltd | 100
Arthur Kill Generating Station | 2490_B_20 | 2490 | B | 20 | 1610 | O/G Steam |  | NY_Z_J | New York | 36 | Richmond | 85 | 36085 | 338 | 11412 | 1959 | 9999 | wall | dry | N | Natural Gas |  |  |  | LA + LNB + OFA | [8 empty] | 0.6 | 0.05652 | 0.05652 | 0.05652 | 0.05652 | [11 empty] | Arthur Kill Power LLC | 100 | ArcLight Capital Partners LLC | 100
Arthur Kill Generating Station | 2490_B_30 | 2490 | B | 30 | 1611 | O/G Steam |  | NY_Z_J | New York | 36 | Richmond | 85 | 36085 | 508 | 11227 | 1969 | 9999 | tangential | dry | N | Natural Gas |  |  |  | LA + LNB + OFA | [8 empty] | 0.6 | 0.06829 | 0.06829 | 0.06829 | 0.06829 | [10 empty] | Yes | Arthur Kill Power LLC | 100 | ArcLight Capital Partners LLC | 100
East River | 2493_B_60 | 2493 | B | 60 | 1617 | O/G Steam |  | NY_Z_J | New York | 36 | New York | 61 | 36061 | 145 | 8300 | 1951 | 9999 | wall | dry | Y | Natural Gas |  |  |  | LNB | [8 empty] | 0.6 | 0.08 | 0.08 | 0.08 | 0.08 | [11 empty] | Consolidated Edison Co of New York Inc | 100 | Consolidated Edison Inc | 100
East River | 2493_B_70 | 2493 | B | 70 | 1618 | O/G Steam |  | NY_Z_J | New York | 36 | New York | 61 | 36061 | 182 | 9437 | 1955 | 9999 | wall | dry | N | Natural Gas |  |  |  | LNB | [8 empty] | 0.6 | 0.08 | 0.08 | 0.08 | 0.08 | [11 empty] | Consolidated Edison Co of New York Inc | 100 | Consolidated Edison Inc | 100
Ravenswood | 2500_B_10 | 2500 | B | 10 | 1675 | O/G Steam |  | NY_Z_J | New York | 36 | Queens | 81 | 36081 | 368 | 11015 | 1963 | 9999 | tangential | dry | N | Natural Gas |  |  |  | OFA | [8 empty] | 0.6 | 0.06421 | 0.06421 | 0.06421 | 0.06421 | [10 empty] | Yes | Helix Ravenswood LLC | 100 | LS Power Group | 100
Ravenswood | 2500_B_20 | 2500 | B | 20 | 1676 | O/G Steam |  | NY_Z_J | New York | 36 | Queens | 81 | 36081 | 372 | 11033 | 1963 | 9999 | tangential | dry | N | Natural Gas |  |  |  | OFA | [8 empty] | 0.6 | 0.06722 | 0.06722 | 0.06722 | 0.06722 | [10 empty] | Yes | Helix Ravenswood LLC | 100 | LS Power Group | 100
Ravenswood | 2500_B_30 | 2500 | B | 30 | 1677 | O/G Steam |  | NY_Z_J | New York | 36 | Queens | 81 | 36081 | 973 | 11031 | 1965 | 9999 | tangential | dry | N | Natural Gas |  |  |  | OFA | [8 empty] | 0.6 | 0.07011 | 0.07011 | 0.07011 | 0.07011 | [10 empty] | Yes | Helix Ravenswood LLC | 100 | LS Power Group | 100
E F Barrett | 2511_B_10 | 2511 | B | 10 | 1719 | O/G Steam |  | NY_Z_K | New York | 36 | Nassau | 59 | 36059 | 193 | 10937 | 1956 | 9999 | tangential | dry | N | Natural Gas, Distillate Fuel Oil | [12 empty] | 0.74 | 0.08 | 0.08 | 0.08 | 0.08 | [11 empty] | National Grid Generation LLC | 100 | National Grid Plc | 100
E F Barrett | 2511_B_20 | 2511 | B | 20 | 1720 | O/G Steam |  | NY_Z_K | New York | 36 | Nassau | 59 | 36059 | 193 | 11042 | 1963 | 9999 | tangential | dry | N | Natural Gas |  |  |  | OFA | [8 empty] | 0.74 | 0.05065 | 0.05065 | 0.05065 | 0.05065 | [10 empty] | Yes | National Grid Generation LLC | 100 | National Grid Plc | 100
Northport | 2516_B_1 | 2516 | B | 1 | 1743 | O/G Steam |  | NY_Z_K | New York | 36 | Suffolk | 103 | 36103 | 400 | 10733 | 1967 | 9999 | tangential | dry | N | Natural Gas |  |  |  | OFA + LNC2 | [8 empty] | 0.132 | 0.06452 | 0.06452 | 0.06452 | 0.06452 | [10 empty] | Yes | National Grid Generation LLC | 100 | National Grid Plc | 100
Northport | 2516_B_2 | 2516 | B | 2 | 1744 | O/G Steam |  | NY_Z_K | New York | 36 | Suffolk | 103 | 36103 | 399 | 10794 | 1968 | 9999 | tangential |  | N | Natural Gas, Residual Fuel Oil |  |  |  | OFA + LNC2 |  |  |  | ESPC | No |  |  |  | 0.344 | 0.06136 | 0.06136 | 0.06136 | 0.06136 | [10 empty] | Yes | National Grid Generation LLC | 100 | National Grid Plc | 100
Northport | 2516_B_3 | 2516 | B | 3 | 1745 | O/G Steam |  | NY_Z_K | New York | 36 | Suffolk | 103 | 36103 | 390 | 10707 | 1972 | 9999 | tangential | dry | N | Natural Gas, Residual Fuel Oil |  |  |  | OFA + LNC2 |  |  |  | ESPC | No |  |  |  | 0.299 | 0.06423 | 0.06423 | 0.06423 | 0.06423 | [10 empty] | Yes | National Grid Generation LLC | 100 | National Grid Plc | 100
Northport | 2516_B_4 | 2516 | B | 4 | 1746 | O/G Steam |  | NY_Z_K | New York | 36 | Suffolk | 103 | 36103 | 392 | 10605 | 1977 | 9999 | tangential | dry | N | Natural Gas, Residual Fuel Oil |  |  |  | OFA + LNC2 |  |  |  | ESPC | No |  |  |  | 0.244 | 0.04977 | 0.04977 | 0.04977 | 0.04977 | [10 empty] | Yes | National Grid Generation LLC | 100 | National Grid Plc | 100
Port Jefferson | 2517_B_3 | 2517 | B | 3 | 1750 | O/G Steam |  | NY_Z_K | New York | 36 | Suffolk | 103 | 36103 | 190 | 11953 | 1958 | 9999 | tangential | dry | N | Natural Gas, Residual Fuel Oil |  |  |  | OFA + LNC2 |  |  |  | ESPC | No |  |  |  | 0.294 | 0.06604 | 0.06604 | 0.06604 | 0.06604 | [11 empty] | National Grid Generation LLC | 100 | National Grid Plc | 100
Port Jefferson | 2517_B_4 | 2517 | B | 4 | 1751 | O/G Steam |  | NY_Z_K | New York | 36 | Suffolk | 103 | 36103 | 190 | 11684 | 1960 | 9999 | tangential | dry | N | Natural Gas, Residual Fuel Oil |  |  |  | OFA + LNC2 |  |  |  | ESPC | No |  |  |  | 0.305 | 0.05309 | 0.05309 | 0.05309 | 0.05309 | [11 empty] | National Grid Generation LLC | 100 | National Grid Plc | 100
Greenidge Generation LLC | 2527_B_6 | 2527 | B | 6 | 1759 | O/G Steam |  | NY_Z_C&E | New York | 36 | Yates | 123 | 36123 | 104 | 11153 | 1953 | 9999 | tangential | wet | N | Natural Gas |  |  |  | LNC1 | SCR | [7 empty] | 3.8 | 0.25503 | 0.0231 | 0.25503 | 0.0231 | [11 empty] | Atlas Holdings LLC | 100 | Atlas Holdings LLC | 100
Oswego Harbor Power | 2594_B_5 | 2594 | B | 5 | 1791 | O/G Steam |  | NY_Z_C&E | New York | 36 | Oswego | 75 | 36075 | 822 | 11549 | 1976 | 9999 | wall | dry | N | Residual Fuel Oil |  |  |  | OFA |  |  |  | ESPC | No |  |  |  | 1.6 | 0.08 | 0.08 | 0.08 | 0.08 | [10 empty] | Yes | NRG Oswego Harbor Power Operations Inc | 100 | ArcLight Capital Partners LLC | 100
Oswego Harbor Power | 2594_B_6 | 2594 | B | 6 | 1792 | O/G Steam |  | NY_Z_C&E | New York | 36 | Oswego | 75 | 36075 | 816 | 11480 | 1980 | 9999 | wall | dry | N | Residual Fuel Oil |  |  |  | OFA |  |  |  | ESPC | No |  |  |  | 0.8 | 0.08 | 0.08 | 0.08 | 0.08 | [10 empty] | Yes | NRG Oswego Harbor Power Operations Inc | 100 | ArcLight Capital Partners LLC | 100
E C Gaston | 26_B_1 | 26 | B | 1 | 30 | O/G Steam |  | S_SOU | Alabama | 1 | Shelby | 117 | 01117 | 254 | 10458 | 1960 | 9999 | wall | dry | N | Natural Gas |  |  |  | LNB | [8 empty] | 3.8 | 0.11165 | 0.11165 | 0.11165 | 0.11165 | [11 empty] | Southern Electric Generating Co | 100 | Southern Co | 100
E C Gaston | 26_B_2 | 26 | B | 2 | 31 | O/G Steam |  | S_SOU | Alabama | 1 | Shelby | 117 | 01117 | 256 | 10492 | 1960 | 9999 | wall | dry | N | Natural Gas |  |  |  | LNB | [8 empty] | 3.8 | 0.11176 | 0.11176 | 0.11176 | 0.11176 | [11 empty] | Southern Electric Generating Co | 100 | Southern Co | 100
E C Gaston | 26_B_3 | 26 | B | 3 | 32 | O/G Steam |  | S_SOU | Alabama | 1 | Shelby | 117 | 01117 | 254 | 10542 | 1961 | 9999 | wall | dry | N | Natural Gas |  |  |  | LNB | [8 empty] | 3.8 | 0.12418 | 0.12418 | 0.12418 | 0.12418 | [11 empty] | Southern Electric Generating Co | 100 | Southern Co | 100
E C Gaston | 26_B_4 | 26 | B | 4 | 33 | O/G Steam |  | S_SOU | Alabama | 1 | Shelby | 117 | 01117 | 256 | 10434 | 1962 | 9999 | wall | dry | N | Natural Gas |  |  |  | LNB | [8 empty] | 3.8 | 0.12502 | 0.12502 | 0.12502 | 0.12502 | [11 empty] | Southern Electric Generating Co | 100 | Southern Co | 100
E C Gaston | 26_B_5 | 26 | B | 5 | 34 | Coal Steam |  | S_SOU | Alabama | 1 | Shelby | 117 | 01117 | 832 | 10254 | 1974 | 9999 | tangential | dry | N | Bituminous | Wet Scrubber | 2010 | 0.95 | LNC2 | SCR | 2006 |  | ESPH + B + WS | No | ACI | 2016 |  | 3.8 | 0.2397 | 0.1004 | 0.2397 | 0.1004 | 0.05 | 0.1 | 0.1 | 0.99 |  |  |  |  | C2G | 2028 |  | Alabama Power Co | 100 | Southern Co | 100
Bowline Point | 2625_B_1 | 2625 | B | 1 | 1793 | O/G Steam |  | NY_Z_G-I | New York | 36 | Rockland | 87 | 36087 | 575 | 10814 | 1972 | 9999 | tangential | dry | N | Natural Gas, Residual Fuel Oil |  |  |  | LNC1 | [8 empty] | 0.1 | 0.08 | 0.08 | 0.08 | 0.08 | [10 empty] | Yes | GenOn Bowline LLC | 100 | GenOn Energy Inc | 100
Bowline Point | 2625_B_2 | 2625 | B | 2 | 1794 | O/G Steam |  | NY_Z_G-I | New York | 36 | Rockland | 87 | 36087 | 562 | 11120 | 1974 | 9999 | wall | dry | N | Natural Gas, Residual Fuel Oil |  |  |  | AA + OFA | [8 empty] | 0.1 | 0.08 | 0.08 | 0.08 | 0.08 | [10 empty] | Yes | GenOn Bowline LLC | 100 | GenOn Energy Inc | 100
S A Carlson | 2682_B_10 | 2682 | B | 10 | 1811 | O/G Steam |  | NY_Z_A | New York | 36 | Chautauqua | 13 | 36013 | 15 | 8300 | 1945 | 9999 | wall | dry | N | Natural Gas |  |  |  | LNB | [9 empty] | 0.05008 | 0.05008 | 0.05008 | 0.05008 | [11 empty] | Jamestown Board of Public Utilities | 100 | Jamestown Board of Public Utilities | 100
S A Carlson | 2682_B_9 | 2682 | B | 9 | 1815 | O/G Steam |  | NY_Z_A | New York | 36 | Chautauqua | 13 | 36013 | 15 | 8300 | 1945 | 9999 | wall | dry | N | Natural Gas |  |  |  | LNB | [9 empty] | 0.05769 | 0.05769 | 0.05769 | 0.05769 | [11 empty] | Jamestown Board of Public Utilities | 100 | Jamestown Board of Public Utilities | 100
S A Carlson | 2682_B_HRSG | 2682 | B | HRSG | 1814 | O/G Steam |  | NY_Z_A | New York | 36 | Chautauqua | 13 | 36013 | 15 | 8300 | 2001 | 9999 |  |  | N | Natural Gas |  |  |  | H2O | [9 empty] | 0.06 | 0.06 | 0.06 | 0.06 | [11 empty] | Jamestown Board of Public Utilities | 100 | Jamestown Board of Public Utilities | 100
G G Allen | 2718_B_5 | 2718 | B | 5 | 1847 | Coal Steam |  | S_VACA | North Carolina | 37 | Gaston | 71 | 37071 | 259 | 10349 | 1961 | 9999 | tangential | dry | N | Bituminous | Wet Scrubber | 2009 | 0.95 | LNC3 | SNCR |  | 2008 | ESPC | Yes | ACI | 2016 |  | 0.081 | 0.32341 | 0.25073 | 0.32341 | 0.25073 | 0.05 | 0.1 | 0.1 | 0.99 | [7 empty] | Duke Energy Carolinas | 100 | Duke Energy Corp | 100
James E. Rogers Energy Complex | 2721_B_5 | 2721 | B | 5 | 1857 | Coal Steam |  | S_VACA | North Carolina | 37 | Cleveland | 45 | 37045 | 544 | 9385 | 1972 | 9999 | tangential | dry | N | Bituminous, Natural Gas | Wet Scrubber | 2010 | 0.983 | LNC3 | SCR | 2002 |  | ESPC | Yes |  |  |  | 1.6 | 0.2471 | 0.13745 | 0.2471 | 0.13745 | 0.05 | 0.1 | 0.56 | 0.99 | [7 empty] | Duke Energy Carolinas | 100 | Duke Energy Corp | 100
James E. Rogers Energy Complex | 2721_B_6 | 2721 | B | 6 | 90414 | Coal Steam |  | S_VACA | North Carolina | 37 | Cleveland | 45 | 37045 | 844 | 9090 | 2012 | 2048 | wall | dry | N | Bituminous, Natural Gas | Wet Scrubber | 2012 | 0.983 | LNBO | SCR | 2012 |  | B | NA |  |  |  | 2.2 | 0.05732 | 0.05732 | 0.05732 | 0.05732 | 0.05 | 0.1 | 0.56 | 0.99 | [7 empty] | Duke Energy Carolinas | 100 | Duke Energy Corp | 100
Marshall (NC) | 2727_B_3 | 2727 | B | 3 | 1863 | Coal Steam |  | S_VACA | North Carolina | 37 | Catawba | 35 | 37035 | 658 | 9344 | 1969 | 2034 | tangential | dry | N | Bituminous | Wet Scrubber | 2007 | 0.95 | LNC3 | SCR | 2009 |  | ESPC | Yes |  |  |  | 0.078 | 0.2353 | 0.15182 | 0.2353 | 0.15182 | 0.05 | 0.1 | 0.56 | 0.99 | [7 empty] | Duke Energy Carolinas | 100 | Duke Energy Corp | 100
Marshall (NC) | 2727_B_4 | 2727 | B | 4 | 1864 | Coal Steam |  | S_VACA | North Carolina | 37 | Catawba | 35 | 37035 | 660 | 9300 | 1965 | 2034 | tangential | dry | N | Bituminous | Wet Scrubber | 2006 | 0.95 | LNC3 | SNCR |  | 2008 | ESPC | Yes | ACI | 2016 |  | 0.105 | 0.3454 | 0.25566 | 0.3454 | 0.25566 | 0.05 | 0.1 | 0.1 | 0.99 | [7 empty] | Duke Energy Carolinas | 100 | Duke Energy Corp | 100
Leland Olds | 2817_B_1 | 2817 | B | 1 | 1876 | Coal Steam |  | SPP_WAUE | North Dakota | 38 | Mercer | 57 | 38057 | 222 | 11851 | 1966 | 9999 | wall | dry | N | Lignite, Subbituminous | Wet Scrubber | 2013 | 0.97 | LNB + OFA | SNCR |  | 2017 | ESPC | No | ACI | 2015 |  | 0.15 | 0.3084 | 0.14144 | 0.3084 | 0.14144 | 0.1 | 0.1 | 0.1 | 0.99 | [6 empty] | Yes | Basin Electric Power Coop | 100 | Basin Electric Power Coop | 100
Leland Olds | 2817_B_2 | 2817 | B | 2 | 1877 | Coal Steam |  | SPP_WAUE | North Dakota | 38 | Mercer | 57 | 38057 | 445 | 11751 | 1975 | 9999 | cyclone | wet | N | Lignite, Subbituminous | Wet Scrubber | 2013 | 0.97 | OFA | SNCR |  | 2017 | ESPC | No | ACI | 2015 |  | 0.15 | 0.36252 | 0.28867 | 0.36252 | 0.28867 | 0.1 | 0.1 | 0.1 | 0.99 | [6 empty] | Yes | Basin Electric Power Coop | 100 | Basin Electric Power Coop | 100
Milton R Young | 2823_B_B1 | 2823 | B | B1 | 1878 | Coal Steam |  | MIS_MAPP | North Dakota | 38 | Oliver | 65 | 38065 | 237 | 11631 | 1970 | 9999 | cyclone | wet | N | Lignite | Wet Scrubber | 2011 | 0.971 | AA + OFA | SNCR |  | 2011 | ESPC | No | ACI | 2015 |  | 0.15 | 0.33404 | 0.26723 | 0.33404 | 0.26723 | 0.1 | 0.1 | 0.1 | 0.99 | [6 empty] | Yes | Minnkota Power Coop | 100 | Minnkota Power Coop | 100
Milton R Young | 2823_B_B2 | 2823 | B | B2 | 1879 | Coal Steam |  | MIS_MAPP | North Dakota | 38 | Oliver | 65 | 38065 | 447 | 11391 | 1977 | 9999 | cyclone | wet | N | Lignite | Wet Scrubber | 1978 | 0.969 | AA + OFA | SNCR |  | 2010 | ESPC | No | ACI | 2015 |  | 0.15 | 0.33356 | 0.28353 | 0.33356 | 0.28353 | 0.1 | 0.1 | 0.1 | 0.99 | [6 empty] | Yes | Square Butte Electric Coop | 100 | Square Butte Electric Coop | 100
Cardinal | 2828_B_1 | 2828 | B | 1 | 1883 | Coal Steam |  | PJM_West | Ohio | 39 | Jefferson | 81 | 39081 | 585 | 9899 | 1966 | 2030 | cell | dry | N | Bituminous | Wet Scrubber | 2008 | 0.98 | LNB + LNCB | SCR | 2003 |  | ESPC | No |  |  |  | 1.056 | 0.5549 | 0.07395 | 0.5549 | 0.07395 | 0.05 | 0.1 | 0.56 | 0.99 | [7 empty] | AEP Generation Resources Inc | 100 | American Electric Power Co Inc | 100
Cardinal | 2828_B_2 | 2828 | B | 2 | 1884 | Coal Steam |  | PJM_West | Ohio | 39 | Jefferson | 81 | 39081 | 585 | 9906 | 1967 | 9999 | cell | dry | N | Bituminous | Wet Scrubber | 2007 | 0.98 | LNB + LNCB | SCR | 2003 |  | ESPC | No |  |  |  | 1.056 | 0.5866 | 0.07665 | 0.5866 | 0.07665 | 0.05 | 0.1 | 0.56 | 0.99 | [7 empty] | Buckeye Power Inc | 100 | Buckeye Power Inc | 100
Cardinal | 2828_B_3 | 2828 | B | 3 | 1885 | Coal Steam |  | PJM_West | Ohio | 39 | Jefferson | 81 | 39081 | 620 | 10103 | 1977 | 9999 | wall | dry | N | Bituminous | Wet Scrubber | 2012 | 0.98 | LNB | SCR | 2003 |  | ESPH | No |  |  |  | 0.66 | 0.4462 | 0.08468 | 0.4462 | 0.08468 | 0.05 | 0.1 | 1 | 0.99 | [7 empty] | Buckeye Power Inc | 100 | Buckeye Power Inc | 100
Kyger Creek | 2876_B_1 | 2876 | B | 1 | 1971 | Coal Steam |  | PJM_West | Ohio | 39 | Gallia | 53 | 39053 | 194 | 10558 | 1955 | 9999 | wall | wet | N | Bituminous, Subbituminous | Wet Scrubber | 2012 | 0.98 | OFA | SCR | 2002 |  | ESPC | No |  |  |  | 8.2 | 0.26905 | 0.07471 | 0.26905 | 0.07471 | 0.05 | 0.1 | 0.56 | 0.99 | [7 empty] | Ohio Valley Electric Corp | 100 | American Electric Power Co Inc | 100
Kyger Creek | 2876_B_2 | 2876 | B | 2 | 1972 | Coal Steam |  | PJM_West | Ohio | 39 | Gallia | 53 | 39053 | 192 | 10547 | 1955 | 9999 | wall | wet | N | Bituminous, Subbituminous | Wet Scrubber | 2012 | 0.98 | OFA | SCR | 2002 |  | ESPC | No |  |  |  | 8.2 | 0.27596 | 0.07747 | 0.27596 | 0.07747 | 0.05 | 0.1 | 0.56 | 0.99 | [7 empty] | Ohio Valley Electric Corp | 100 | American Electric Power Co Inc | 100
Kyger Creek | 2876_B_3 | 2876 | B | 3 | 1973 | Coal Steam |  | PJM_West | Ohio | 39 | Gallia | 53 | 39053 | 192 | 10579 | 1955 | 9999 | wall | wet | N | Bituminous, Subbituminous | Wet Scrubber | 2011 | 0.98 | OFA | SCR | 2003 |  | ESPC | No |  |  |  | 8.2 | 0.2383 | 0.07834 | 0.2383 | 0.07834 | 0.05 | 0.1 | 0.56 | 0.99 | [7 empty] | Ohio Valley Electric Corp | 100 | American Electric Power Co Inc | 100
Kyger Creek | 2876_B_4 | 2876 | B | 4 | 1974 | Coal Steam |  | PJM_West | Ohio | 39 | Gallia | 53 | 39053 | 192 | 10472 | 1955 | 9999 | wall | wet | N | Bituminous, Subbituminous | Wet Scrubber | 2011 | 0.98 | OFA | SCR | 2003 |  | ESPC | No |  |  |  | 8.2 | 0.23067 | 0.079 | 0.23067 | 0.079 | 0.05 | 0.1 | 0.56 | 0.99 | [7 empty] | Ohio Valley Electric Corp | 100 | American Electric Power Co Inc | 100
Kyger Creek | 2876_B_5 | 2876 | B | 5 | 1975 | Coal Steam |  | PJM_West | Ohio | 39 | Gallia | 53 | 39053 | 192 | 10506 | 1955 | 9999 | wall | wet | N | Bituminous, Subbituminous | Wet Scrubber | 2011 | 0.98 | OFA | SCR | 2003 |  | ESPC | No |  |  |  | 8.2 | 0.24394 | 0.07864 | 0.24394 | 0.07864 | 0.05 | 0.1 | 0.56 | 0.99 | [7 empty] | Ohio Valley Electric Corp | 100 | American Electric Power Co Inc | 100
FirstEnergy Bay Shore | 2878_B_1 | 2878 | B | 1 | 1984 | Coal Steam |  | PJM_ATSI | Ohio | 39 | Lucas | 95 | 39095 | 136 | 12574 | 2000 | 9999 | FBC | dry | N | Subbituminous, Petroleum Coke | Dry Scrubber | 2000 | 0.876 | CF + OFA |  |  |  | B | NA | ACI | 2016 |  | 0.73 | 0.07084 | 0.07084 | 0.07084 | 0.07084 | 0.07 | 0.07 | 0.07 | 0.99 | [7 empty] | Walleye Power LLC | 100 | ArcLight Capital Partners LLC | 100
Dover | 2914_B_4 | 2914 | B | 4 |  | Coal Steam |  | PJM_West | Ohio | 39 | Tuscarawas | 157 | 39157 | 23.2 | 14500 | 1962 | 9999 |  |  | N | Bituminous |  |  | 0.5 |  |  |  |  | B + C | NA | ACI | 2017 |  | 4.6 | 0.43623 | 0.43623 | 0.43623 | 0.43623 | 0.1 | 0.1 | 0.1 | 0.98 | Yes | 2017 | [5 empty] | Dover OH (City of) | 100 | Dover OH (City of) | 100
Orrville | 2935_B_10 | 2935 | B | 10 |  | Coal Steam |  | PJM_West | Ohio | 39 | Wayne | 169 | 39169 | 11.5 | 14500 | 1951 | 9999 |  |  | N | Bituminous | [7 empty] | ESPC | No |  |  |  | 7 | 0.43944 | 0.43944 | 0.43944 | 0.43944 | 0.64 | 0.1 | 1 | 0 | [7 empty] | Orrville OH (City of) | 100 | Orrville OH (City of) | 100
Orrville | 2935_B_11 | 2935 | B | 11 |  | Coal Steam |  | PJM_West | Ohio | 39 | Wayne | 169 | 39169 | 11.5 | 14500 | 1956 | 9999 |  |  | N | Bituminous | [7 empty] | ESPC | No |  |  |  | 7 | 0.43885 | 0.43885 | 0.43885 | 0.43885 | 0.64 | 0.1 | 1 | 0 | [7 empty] | Orrville OH (City of) | 100 | Orrville OH (City of) | 100
Orrville | 2935_B_12 | 2935 | B | 12 |  | Coal Steam |  | PJM_West | Ohio | 39 | Wayne | 169 | 39169 | 23 | 14500 | 1963 | 9999 |  |  | N | Bituminous | [7 empty] | ESPC | No |  |  |  | 7 | 0.2849 | 0.2849 | 0.2849 | 0.2849 | 0.64 | 0.1 | 1 | 0 |  |  |  |  | C2G | 2019 |  | Orrville OH (City of) | 100 | Orrville OH (City of) | 100
Orrville | 2935_B_13 | 2935 | B | 13 |  | Coal Steam |  | PJM_West | Ohio | 39 | Wayne | 169 | 39169 | 20 | 14500 | 1969 | 9999 |  |  | N | Bituminous | [7 empty] | ESPC | No |  |  |  | 7 | 0.15462 | 0.15462 | 0.15462 | 0.15462 | 0.64 | 0.1 | 1 | 0 | [7 empty] | Orrville OH (City of) | 100 | Orrville OH (City of) | 100
Painesville | 2936_B_3 | 2936 | B | 3 |  | Coal Steam |  | PJM_ATSI | Ohio | 39 | Lake | 85 | 39085 | 9.8 | 14500 | 1954 | 9999 |  |  | N | Bituminous | [7 empty] | ESPC | No |  |  |  | 5.7 | 0.47486 | 0.47486 | 0.47486 | 0.47486 | 0.64 | 0.1 | 1 | 0 | [7 empty] | Painesville Electric Light Dept | 100 | Painesville Electric Light Dept | 100
Painesville | 2936_B_4 | 2936 | B | 4 |  | Coal Steam |  | PJM_ATSI | Ohio | 39 | Lake | 85 | 39085 | 18.6 | 14500 | 1959 | 9999 |  |  | N | Bituminous | [7 empty] | ESPC | No |  |  |  | 5.7 | 0.66176 | 0.66176 | 0.66176 | 0.66176 | 0.64 | 0.1 | 1 | 0 | [7 empty] | Painesville Electric Light Dept | 100 | Painesville Electric Light Dept | 100
Painesville | 2936_B_5 | 2936 | B | 5 |  | Coal Steam |  | PJM_ATSI | Ohio | 39 | Lake | 85 | 39085 | 18.6 | 14500 | 1975 | 9999 |  |  | N | Bituminous | [7 empty] | ESPC | No |  |  |  | 5.7 | 0.65097 | 0.65097 | 0.65097 | 0.65097 | 0.64 | 0.1 | 1 | 0 | [7 empty] | Painesville Electric Light Dept | 100 | Painesville Electric Light Dept | 100
Horseshoe Lake | 2951_B_7 | 2951 | B | 7 | 2001 | O/G Steam |  | SPP_WEST | Oklahoma | 40 | Oklahoma | 109 | 40109 | 211 | 11199 | 1963 | 9999 |  |  | N | Natural Gas | [13 empty] | 0.17689 | 0.17689 | 0.17689 | 0.17689 | [11 empty] | Oklahoma Gas & Electric Co | 100 | OGE Energy Corp | 100
Horseshoe Lake | 2951_B_8 | 2951 | B | 8 | 2002 | O/G Steam |  | SPP_WEST | Oklahoma | 40 | Oklahoma | 109 | 40109 | 403 | 11881 | 1969 | 9999 | tangential |  | N | Natural Gas | [12 empty] | 1.315 | 0.16959 | 0.16959 | 0.16959 | 0.16959 | [11 empty] | Oklahoma Gas & Electric Co | 100 | OGE Energy Corp | 100
Muskogee | 2952_B_4 | 2952 | B | 4 | 2005 | Coal Steam |  | SPP_WEST | Oklahoma | 40 | Muskogee | 101 | 40101 | 493 | 11271 | 1977 | 9999 | tangential | dry | N | Subbituminous |  |  |  | LNC3 |  |  |  | ESPC | No | ACI | 2016 |  | 1.2 | 0.10664 | 0.10664 | 0.10664 | 0.10664 | 0.1 | 0.1 | 0.1 | 0 |  |  |  |  | C2G | 2019 | Yes | Oklahoma Gas & Electric Co | 100 | OGE Energy Corp | 100
Muskogee | 2952_B_5 | 2952 | B | 5 | 2006 | Coal Steam |  | SPP_WEST | Oklahoma | 40 | Muskogee | 101 | 40101 | 498 | 11261 | 1978 | 9999 | tangential | dry | N | Subbituminous |  |  |  | LNC3 + OFA |  |  |  | ESPC | No | ACI | 2016 |  | 1.2 | 0.09925 | 0.09925 | 0.09925 | 0.09925 | 0.1 | 0.1 | 0.1 | 0 |  |  |  |  | C2G | 2019 | Yes | Oklahoma Gas & Electric Co | 100 | OGE Energy Corp | 100
Muskogee | 2952_B_6 | 2952 | B | 6 | 2007 | Coal Steam |  | SPP_WEST | Oklahoma | 40 | Muskogee | 101 | 40101 | 503 | 11137 | 1984 | 2049 | tangential | dry | N | Subbituminous |  |  |  | OFA |  |  |  | ESPC | No | ACI | 2016 |  | 1.2 | 0.31089 | 0.31089 | 0.1469 | 0.1469 | 0.1 | 0.1 | 0.1 | 0 | [7 empty] | Oklahoma Gas & Electric Co | 100 | OGE Energy Corp | 100
Seminole (OK) | 2956_B_1 | 2956 | B | 1 | 2012 | O/G Steam |  | SPP_WEST | Oklahoma | 40 | Seminole | 133 | 40133 | 426 | 11687 | 1971 | 9999 | wall | dry | N | Natural Gas |  |  |  | FR + LNB + OFA | [8 empty] | 1.315 | 0.12297 | 0.12297 | 0.12297 | 0.12297 | [11 empty] | Oklahoma Gas & Electric Co | 100 | OGE Energy Corp | 100
Northeastern | 2963_B_3302 | 2963 | B | 3302 | 2018 | O/G Steam |  | SPP_WEST | Oklahoma | 40 | Rogers | 131 | 40131 | 462 | 10342 | 1970 | 9999 | cell |  | N | Natural Gas |  |  |  | LNB + LNCB + OFA | [9 empty] | 0.17446 | 0.17446 | 0.17446 | 0.17446 | [11 empty] | Public Service Co of Oklahoma | 100 | American Electric Power Co Inc | 100
Southwestern | 2964_B_8003 | 2964 | B | 8003 | 2022 | O/G Steam |  | SPP_WEST | Oklahoma | 40 | Caddo | 15 | 40015 | 295 | 12993 | 1967 | 9999 | cell |  | N | Natural Gas |  |  |  | LNCB + OFA | [8 empty] | 0.52 | 0.29123 | 0.29123 | 0.29123 | 0.29123 | [11 empty] | Public Service Co of Oklahoma | 100 | American Electric Power Co Inc | 100
Tulsa | 2965_B_1402 | 2965 | B | 1402 | 2025 | O/G Steam |  | SPP_WEST | Oklahoma | 40 | Tulsa | 143 | 40143 | 150 | 14220 | 1956 | 9999 | wall | dry | N | Natural Gas | [13 empty] | 0.31129 | 0.31129 | 0.31129 | 0.31129 | [11 empty] | Public Service Co of Oklahoma | 100 | American Electric Power Co Inc | 100
Tulsa | 2965_B_1404 | 2965 | B | 1404 | 2027 | O/G Steam |  | SPP_WEST | Oklahoma | 40 | Tulsa | 143 | 40143 | 155 | 14058 | 1958 | 9999 | wall | dry | N | Natural Gas | [13 empty] | 0.25989 | 0.25989 | 0.25989 | 0.25989 | [11 empty] | Public Service Co of Oklahoma | 100 | American Electric Power Co Inc | 100
Limestone | 298_B_LIM1 | 298 | B | LIM1 | 176 | Coal Steam |  | ERC_REST | Texas | 48 | Limestone | 293 | 48293 | 831 | 10605 | 1985 | 2029 | tangential | dry | N | Lignite, Subbituminous | Wet Scrubber | 1985 | 0.9 | LNC3 | SNCR |  | 1997 | ESPC | No | ACI | 2016 |  | 0.6 | 0.15265 | 0.15265 | 0.15265 | 0.15265 | 0.1 | 0.1 | 0.1 | 0.95 | [7 empty] | NRG Texas LLC | 100 | NRG Energy Inc | 100
Limestone | 298_B_LIM2 | 298 | B | LIM2 | 177 | Coal Steam |  | ERC_REST | Texas | 48 | Limestone | 293 | 48293 | 858 | 10567 | 1986 | 2029 | tangential | dry | N | Lignite, Subbituminous | Wet Scrubber | 1986 | 0.9 | OFA | SNCR |  | 1997 | ESPC | No | ACI | 2016 |  | 0.6 | 0.16322 | 0.16322 | 0.1469 | 0.1469 | 0.1 | 0.1 | 0.1 | 0.95 | [7 empty] | NRG Texas LLC | 100 | NRG Energy Inc | 100
Blundell | 299_B_1 | 299 | B | 1 |  | Geothermal |  | WECC_UT | Utah | 49 | Beaver | 1 | 49001 | 23 | 9771 | 1984 | 9999 |  |  | N | Geothermal | [13 empty] | 0 | 0 | 0 | 0 | 0.4563 | 0.4563 | 0.4563 | [8 empty] | PacifiCorp | 100 | Berkshire Hathaway Inc | 100
Blundell | 299_B_2 | 299 | B | 2 |  | Geothermal |  | WECC_UT | Utah | 49 | Beaver | 1 | 49001 | 11 | 9771 | 2007 | 9999 |  |  | N | Geothermal | [13 empty] | 0 | 0 | 0 | 0 | 0.4563 | 0.4563 | 0.4563 | [8 empty] | PacifiCorp | 100 | Berkshire Hathaway Inc | 100
Barry | 3_B_1 | 3 | B | 1 | 1 | O/G Steam |  | S_SOU | Alabama | 1 | Mobile | 97 | 01097 | 56 | 11267 | 1954 | 9999 | tangential | dry | N | Natural Gas |  |  |  | LNC1 | SNCR | [8 empty] | 0.05876 | 0.05876 | 0.05876 | 0.05876 | [11 empty] | Alabama Power Co | 100 | Southern Co | 100
Barry | 3_B_2 | 3 | B | 2 | 2 | O/G Steam |  | S_SOU | Alabama | 1 | Mobile | 97 | 01097 | 56 | 11291 | 1954 | 9999 | tangential | dry | N | Natural Gas |  |  |  | LNC1 | SNCR | [8 empty] | 0.06242 | 0.06242 | 0.06242 | 0.06242 | [11 empty] | Alabama Power Co | 100 | Southern Co | 100
Barry | 3_B_4 | 3 | B | 4 | 4 | Coal Steam |  | S_SOU | Alabama | 1 | Mobile | 97 | 01097 | 362 | 10088 | 1969 | 9999 | tangential | dry | N | Bituminous |  |  | 0.0876 | LNC2 | SNCR |  | 2006 | ESPC | Yes | ACI | 2016 |  | 1.8 | 0.32455 | 0.2575 | 0.1469 | 0.11655 | 0.1 | 0.1 | 0.1 | 0.98 | Yes | 2016 |  |  | C2G | 2023 |  | Alabama Power Co | 100 | Southern Co | 100
Anadarko Plant | 3006_B_1 | 3006 | B | 1 |  | O/G Steam |  | SPP_WEST | Oklahoma | 40 | Caddo | 15 | 40015 | 12 | 14500 | 1953 | 9999 | wall |  | N | Natural Gas | [13 empty] | 0.23494 | 0.23494 | 0.23494 | 0.23494 | [11 empty] | Western Farmers Electric Coop | 100 | Western Farmers Electric Coop | 100
Anadarko Plant | 3006_B_2 | 3006 | B | 2 |  | O/G Steam |  | SPP_WEST | Oklahoma | 40 | Caddo | 15 | 40015 | 12 | 14500 | 1953 | 9999 | wall |  | N | Natural Gas | [13 empty] | 0.23494 | 0.23494 | 0.23494 | 0.23494 | [11 empty] | Western Farmers Electric Coop | 100 | Western Farmers Electric Coop | 100
Anadarko Plant | 3006_B_3 | 3006 | B | 3 | 2028 | O/G Steam |  | SPP_WEST | Oklahoma | 40 | Caddo | 15 | 40015 | 44 | 14500 | 1959 | 9999 | wall | dry | N | Natural Gas | [13 empty] | 0.08936 | 0.08936 | 0.08936 | 0.08936 | [11 empty] | Western Farmers Electric Coop | 100 | Western Farmers Electric Coop | 100
Mooreland | 3008_B_1 | 3008 | B | 1 | 2029 | O/G Steam |  | SPP_WEST | Oklahoma | 40 | Woodward | 153 | 40153 | 50 | 11239 | 1964 | 9999 | wall | dry | N | Natural Gas | [13 empty] | 0.40922 | 0.40922 | 0.40922 | 0.40922 | [11 empty] | Western Farmers Electric Coop | 100 | Western Farmers Electric Coop | 100
Mooreland | 3008_B_2 | 3008 | B | 2 | 2030 | O/G Steam |  | SPP_WEST | Oklahoma | 40 | Woodward | 153 | 40153 | 132 | 11362 | 1968 | 9999 | wall | dry | N | Natural Gas | [13 empty] | 0.15562 | 0.15562 | 0.15562 | 0.15562 | [11 empty] | Western Farmers Electric Coop | 100 | Western Farmers Electric Coop | 100
Mooreland | 3008_B_3 | 3008 | B | 3 | 2031 | O/G Steam |  | SPP_WEST | Oklahoma | 40 | Woodward | 153 | 40153 | 140 | 11423 | 1975 | 9999 | wall | dry | N | Natural Gas |  |  |  | OFA + other | [9 empty] | 0.12667 | 0.12667 | 0.12667 | 0.12667 | [11 empty] | Western Farmers Electric Coop | 100 | Western Farmers Electric Coop | 100
Homer City Generating Station | 3122_B_1 | 3122 | B | 1 | 2072 | Coal Steam |  | PJM_PENE | Pennsylvania | 42 | Indiana | 63 | 42063 | 620 | 10439 | 1969 | 9999 | wall | dry | N | Bituminous | Dry Scrubber | 2016 | 0.94 | LNBO | SCR | 2001 |  | ESPC + B | Yes | ACI | 2016 |  | 3.7 | 0.23285 | 0.103 | 0.23285 | 0.103 | 0.1 | 0.1 | 0.1 | 0.99 | [7 empty] | Homer City Generation LP | 100 | General Electric Co | 100
Homer City Generating Station | 3122_B_2 | 3122 | B | 2 | 2073 | Coal Steam |  | PJM_PENE | Pennsylvania | 42 | Indiana | 63 | 42063 | 616 | 10362 | 1969 | 9999 | wall | dry | N | Bituminous | Dry Scrubber | 2016 | 0.94 | LNBO | SCR | 2000 |  | ESPC + B | Yes | ACI | 2016 |  | 3.7 | 0.25005 | 0.088 | 0.25005 | 0.088 | 0.1 | 0.1 | 0.1 | 0.99 | [7 empty] | Homer City Generation LP | 100 | General Electric Co | 100
Homer City Generating Station | 3122_B_3 | 3122 | B | 3 | 2074 | Coal Steam |  | PJM_PENE | Pennsylvania | 42 | Indiana | 63 | 42063 | 657 | 10385 | 1977 | 9999 | wall | dry | N | Bituminous | Wet Scrubber | 2001 | 0.95 | LNBO | SCR | 2001 |  | ESPC | Yes |  |  |  | 1.2 | 0.36521 | 0.09194 | 0.36521 | 0.09194 | 0.05 | 0.1 | 0.56 | 0.99 | [7 empty] | Homer City Generation LP | 100 | General Electric Co | 100
Seward (PA) | 3130_B_1 | 3130 | B | 1 | 88264 | Coal Steam |  | PJM_PENE | Pennsylvania | 42 | Indiana | 63 | 42063 | 260 | 10969 | 2004 | 9999 | FBC | dry | N | Waste Coal | Dry Scrubber | 2004 | 0.95 | CF + NH3 | SNCR |  | 2004 | B | NA |  |  |  | 0.6 | 0.10745 | 0.10745 | 0.10745 | 0.10745 | 0.01 | 0.01 | 0.01 | 0.99 | [7 empty] | Seward Generation LLC | 100 | Generation Holdings LP | 100
Seward (PA) | 3130_B_2 | 3130 | B | 2 | 88265 | Coal Steam |  | PJM_PENE | Pennsylvania | 42 | Indiana | 63 | 42063 | 260 | 10969 | 2004 | 9999 | FBC | dry | N | Waste Coal | Dry Scrubber | 2004 | 0.95 | CF + NH3 | SNCR |  | 2004 | B | NA |  |  |  | 0.6 | 0.11085 | 0.08784 | 0.11085 | 0.08784 | 0.01 | 0.01 | 0.01 | 0.99 | [7 empty] | Seward Generation LLC | 100 | Generation Holdings LP | 100
Shawville | 3131_B_1 | 3131 | B | 1 | 2078 | O/G Steam |  | PJM_PENE | Pennsylvania | 42 | Clearfield | 33 | 42033 | 118 | 12463 | 1954 | 9999 | wall | dry | N | Natural Gas |  |  |  | LNB | SNCR | [7 empty] | 3.7 | 0.45941 | 0.07334 | 0.45941 | 0.07334 | [11 empty] | Shawville Power LLC | 100 | GenOn Energy Inc | 100
Shawville | 3131_B_2 | 3131 | B | 2 | 2079 | O/G Steam |  | PJM_PENE | Pennsylvania | 42 | Clearfield | 33 | 42033 | 121 | 12463 | 1954 | 9999 | wall | dry | N | Natural Gas |  |  |  | LNB | SNCR | [7 empty] | 3.7 | 0.45622 | 0.08051 | 0.45622 | 0.08051 | [11 empty] | Shawville Power LLC | 100 | GenOn Energy Inc | 100
Shawville | 3131_B_3 | 3131 | B | 3 | 2080 | O/G Steam |  | PJM_PENE | Pennsylvania | 42 | Clearfield | 33 | 42033 | 163 | 11615 | 1959 | 9999 | tangential | dry | N | Natural Gas |  |  |  | LNC3 | SNCR | [7 empty] | 3.7 | 0.06926 | 0.05339 | 0.06926 | 0.05339 | [11 empty] | Shawville Power LLC | 100 | GenOn Energy Inc | 100
Shawville | 3131_B_4 | 3131 | B | 4 | 2081 | O/G Steam |  | PJM_PENE | Pennsylvania | 42 | Clearfield | 33 | 42033 | 163 | 11615 | 1960 | 9999 | tangential | dry | N | Natural Gas |  |  |  | LNC3 | SNCR | [7 empty] | 3.7 | 0.06753 | 0.05263 | 0.06753 | 0.05263 | [11 empty] | Shawville Power LLC | 100 | GenOn Energy Inc | 100
New Castle Plant | 3138_B_3 | 3138 | B | 3 | 2093 | O/G Steam |  | PJM_ATSI | Pennsylvania | 42 | Lawrence | 73 | 42073 | 88 | 11532 | 1952 | 9999 | wall | dry | N | Natural Gas |  |  |  | LNB + LNBO | SNCR | [7 empty] | 2.8 | 0.32335 | 0.07097 | 0.32335 | 0.07097 | [11 empty] | New Castle Power LLC | 100 | GenOn Energy Inc | 100
New Castle Plant | 3138_B_4 | 3138 | B | 4 | 2094 | O/G Steam |  | PJM_ATSI | Pennsylvania | 42 | Lawrence | 73 | 42073 | 87 | 11226 | 1958 | 9999 | wall | dry | N | Natural Gas |  |  |  | LNB + LNBO | SNCR | [7 empty] | 2.8 | 0.30569 | 0.06555 | 0.30569 | 0.06555 | [11 empty] | New Castle Power LLC | 100 | GenOn Energy Inc | 100
New Castle Plant | 3138_B_5 | 3138 | B | 5 | 2095 | O/G Steam |  | PJM_ATSI | Pennsylvania | 42 | Lawrence | 73 | 42073 | 130 | 11405 | 1964 | 9999 | wall | dry | N | Natural Gas |  |  |  | LNB + LNBO | SNCR | [7 empty] | 2.8 | 0.42332 | 0.06386 | 0.42332 | 0.06386 | [11 empty] | New Castle Power LLC | 100 | GenOn Energy Inc | 100
Brunner Island | 3140_B_1 | 3140 | B | 1 | 2100 | Coal Steam |  | PJM_WMAC | Pennsylvania | 42 | York | 133 | 42133 | 306 | 11245 | 1961 | 9999 | tangential | dry | N | Bituminous, Natural Gas | Wet Scrubber | 2009 | 0.97 | LNC3 |  |  |  | B | NA |  |  |  | 0.85 | 0.18615 | 0.18615 | 0.18615 | 0.18615 | 0.05 | 0.1 | 0.56 | 0.99 | Yes | 2016 |  |  | C2G | 2021 |  | Brunner Island LLC | 100 | Riverstone Holdings LLC | 100
Brunner Island | 3140_B_2 | 3140 | B | 2 | 2101 | O/G Steam |  | PJM_WMAC | Pennsylvania | 42 | York | 133 | 42133 | 363 | 10686 | 1965 | 9999 | tangential | dry | N | Natural Gas |  |  |  | LNC3 | [8 empty] | 0.85 | 0.07973 | 0.07973 | 0.07973 | 0.07973 | [11 empty] | Brunner Island LLC | 100 | Riverstone Holdings LLC | 100
Brunner Island | 3140_B_3 | 3140 | B | 3 | 2102 | O/G Steam |  | PJM_WMAC | Pennsylvania | 42 | York | 133 | 42133 | 742 | 10306 | 1969 | 9999 | tangential | dry | N | Natural Gas |  |  |  | LNC3 | [8 empty] | 0.85 | 0.09583 | 0.09583 | 0.09583 | 0.09583 | [11 empty] | Brunner Island LLC | 100 | Riverstone Holdings LLC | 100
TalenEnergy Martins Creek | 3148_B_3 | 3148 | B | 3 | 2117 | O/G Steam |  | PJM_WMAC | Pennsylvania | 42 | Northampton | 95 | 42095 | 865 | 11270 | 1975 | 9999 | tangential |  | N | Natural Gas, Residual Fuel Oil |  |  |  | FR + OFA | [8 empty] | 3.7 | 0.08765 | 0.08765 | 0.08765 | 0.08765 | [11 empty] | MC Project Co LLC | 100 | Riverstone Holdings LLC | 100
TalenEnergy Martins Creek | 3148_B_4 | 3148 | B | 4 | 2118 | O/G Steam |  | PJM_WMAC | Pennsylvania | 42 | Northampton | 95 | 42095 | 859 | 11340 | 1977 | 9999 | tangential |  | N | Natural Gas, Residual Fuel Oil |  |  |  | FR + OFA | [8 empty] | 3.7 | 0.086 | 0.086 | 0.086 | 0.086 | [11 empty] | MC Project Co LLC | 100 | Riverstone Holdings LLC | 100
Eddystone Generating Station | 3161_B_3 | 3161 | B | 3 | 2152 | O/G Steam |  | PJM_EMAC | Pennsylvania | 42 | Delaware | 45 | 42045 | 380 | 14500 | 1974 | 9999 | tangential | dry | N | Natural Gas, Distillate Fuel Oil |  |  |  | OFA | [8 empty] | 1 | 0.06478 | 0.06478 | 0.06478 | 0.06478 | [11 empty] | Exelon Generation Supply LLC | 100 | Exelon Corp | 100
Eddystone Generating Station | 3161_B_4 | 3161 | B | 4 | 2154 | O/G Steam |  | PJM_EMAC | Pennsylvania | 42 | Delaware | 45 | 42045 | 380 | 14500 | 1976 | 9999 | tangential | dry | N | Natural Gas, Distillate Fuel Oil |  |  |  | OFA | [8 empty] | 1 | 0.06384 | 0.06384 | 0.06384 | 0.06384 | [11 empty] | Exelon Generation Supply LLC | 100 | Exelon Corp | 100
W S Lee | 3264_B_3 | 3264 | B | 3 | 2218 | O/G Steam |  | S_VACA | South Carolina | 45 | Anderson | 7 | 45007 | 170 | 11765 | 1958 | 9999 | tangential | dry | N | Natural Gas |  |  |  | LNC3 | [8 empty] | 2.3 | 0.07587 | 0.07587 | 0.07587 | 0.07587 | [11 empty] | Duke Energy Carolinas | 100 | Duke Energy Corp | 100
McMeekin | 3287_B_MCM1 | 3287 | B | MCM1 | 2226 | O/G Steam |  | S_VACA | South Carolina | 45 | Lexington | 63 | 45063 | 125 | 10076 | 1958 | 9999 | tangential | dry | N | Natural Gas |  |  |  | LNC2 | [8 empty] | 3.5 | 0.07209 | 0.07209 | 0.07209 | 0.07209 | [11 empty] | Dominion Energy South Carolina | 100 | Dominion Energy Inc | 100
McMeekin | 3287_B_MCM2 | 3287 | B | MCM2 | 2227 | O/G Steam |  | S_VACA | South Carolina | 45 | Lexington | 63 | 45063 | 125 | 10226 | 1958 | 9999 | tangential | dry | N | Natural Gas |  |  |  | LNC2 | [8 empty] | 3.5 | 0.07352 | 0.07352 | 0.07352 | 0.07352 | [11 empty] | Dominion Energy South Carolina | 100 | Dominion Energy Inc | 100
Urquhart | 3295_B_URQ3 | 3295 | B | URQ3 | 2230 | O/G Steam |  | S_VACA | South Carolina | 45 | Aiken | 3 | 45003 | 95 | 11063 | 1955 | 9999 | tangential | dry | N | Natural Gas |  |  |  | LNC2 | [9 empty] | 0.08103 | 0.08103 | 0.08103 | 0.08103 | [11 empty] | Dominion Energy South Carolina | 100 | Dominion Energy Inc | 100
Cumberland (TN) | 3399_B_1 | 3399 | B | 1 | 2252 | Coal Steam |  | S_C_TVA | Tennessee | 47 | Stewart | 161 | 47161 | 1239 | 10158 | 1973 | 2029 | cell | dry | N | Bituminous | Wet Scrubber | 1995 | 0.95 | LNB + LNCB | SCR | 2003 |  | ESPC | No |  |  |  | 0.5 | 0.5562 | 0.08022 | 0.5562 | 0.08022 | 0.05 | 0.1 | 0.56 | 0.99 | Yes | 2007 | [5 empty] | Tennessee Valley Authority | 100 | Tennessee Valley Authority | 100
Gallatin (TN) | 3403_B_1 | 3403 | B | 1 | 2254 | Coal Steam |  | S_C_TVA | Tennessee | 47 | Sumner | 165 | 47165 | 225 | 10662 | 1956 | 2032 | tangential | dry | N | Bituminous, Subbituminous | Dry Scrubber | 2016 | 0.936 | LNC2 | SCR | 2017 |  | ESPC + B | No | ACI | 2015 |  | 5 | 0.21963 | 0.05766 | 0.21963 | 0.05766 | 0.1 | 0.1 | 0.1 | 0.986 | [7 empty] | Tennessee Valley Authority | 100 | Tennessee Valley Authority | 100
Gallatin (TN) | 3403_B_2 | 3403 | B | 2 | 2255 | Coal Steam |  | S_C_TVA | Tennessee | 47 | Sumner | 165 | 47165 | 225 | 10633 | 1957 | 2032 | tangential | dry | N | Bituminous, Subbituminous | Dry Scrubber | 2016 | 0.936 | LNC2 | SCR | 2017 |  | ESPC + B | No | ACI | 2016 |  | 5 | 0.21474 | 0.06115 | 0.21474 | 0.06115 | 0.1 | 0.1 | 0.1 | 0.986 | [7 empty] | Tennessee Valley Authority | 100 | Tennessee Valley Authority | 100
Gallatin (TN) | 3403_B_3 | 3403 | B | 3 | 2256 | Coal Steam |  | S_C_TVA | Tennessee | 47 | Sumner | 165 | 47165 | 263 | 10669 | 1959 | 2032 | tangential | dry | N | Bituminous, Subbituminous | Dry Scrubber | 2016 | 0.936 | LNC2 | SCR | 2017 |  | ESPC + B | No | ACI | 2015 |  | 5 | 0.20411 | 0.05676 | 0.20411 | 0.05676 | 0.1 | 0.1 | 0.1 | 0.986 | [7 empty] | Tennessee Valley Authority | 100 | Tennessee Valley Authority | 100
Gallatin (TN) | 3403_B_4 | 3403 | B | 4 | 2257 | Coal Steam |  | S_C_TVA | Tennessee | 47 | Sumner | 165 | 47165 | 263 | 10657 | 1959 | 2032 | tangential | dry | N | Bituminous, Subbituminous | Dry Scrubber | 2016 | 0.936 | LNC2 | SCR | 2017 |  | ESPC + B | No | ACI | 2015 |  | 5 | 0.20381 | 0.04435 | 0.20381 | 0.04435 | 0.1 | 0.1 | 0.1 | 0.986 | [7 empty] | Tennessee Valley Authority | 100 | Tennessee Valley Authority | 100
Lake Hubbard | 3452_B_1 | 3452 | B | 1 | 2313 | O/G Steam |  | ERC_REST | Texas | 48 | Dallas | 113 | 48113 | 392 | 12349 | 1970 | 9999 | wall | dry | N | Natural Gas |  |  |  | CM + FU | [8 empty] | 1.16 | 0.12998 | 0.12998 | 0.12998 | 0.12998 | [11 empty] | Luminant | 100 | Vistra Energy | 100
Lake Hubbard | 3452_B_2 | 3452 | B | 2 | 2314 | O/G Steam |  | ERC_REST | Texas | 48 | Dallas | 113 | 48113 | 523 | 11923 | 1973 | 9999 | wall | dry | N | Natural Gas |  |  |  | LNBO | SCR | [7 empty] | 1.16 | 0.03518 | 0.03423 | 0.03518 | 0.03423 | [11 empty] | Luminant | 100 | Vistra Energy | 100
Mountain Creek | 3453_B_6 | 3453 | B | 6 | 2318 | O/G Steam |  | ERC_REST | Texas | 48 | Dallas | 113 | 48113 | 122 | 13953 | 1956 | 9999 | wall | dry | N | Natural Gas |  |  |  | CM + FU + LNB | [8 empty] | 1.157 | 0.082 | 0.082 | 0.082 | 0.082 | [11 empty] | TXU Mountain Creek Co LP | 100 | TexGen Power LLC | 100
Mountain Creek | 3453_B_7 | 3453 | B | 7 | 2319 | O/G Steam |  | ERC_REST | Texas | 48 | Dallas | 113 | 48113 | 118 | 14393 | 1958 | 9999 | wall | dry | N | Natural Gas |  |  |  | CM + FU + LNB | [8 empty] | 1.157 | 0.19607 | 0.19607 | 0.19607 | 0.19607 | [11 empty] | TXU Mountain Creek Co LP | 100 | TexGen Power LLC | 100
Mountain Creek | 3453_B_8 | 3453 | B | 8 | 2320 | O/G Steam |  | ERC_REST | Texas | 48 | Dallas | 113 | 48113 | 568 | 12575 | 1967 | 9999 | tangential |  | N | Natural Gas |  |  |  | NH3 | SCR | [7 empty] | 1.157 | 0.02503 | 0.02443 | 0.02503 | 0.02443 | [11 empty] | TXU Mountain Creek Co LP | 100 | TexGen Power LLC | 100
Lewis Creek | 3457_B_1 | 3457 | B | 1 | 2332 | O/G Steam |  | MIS_WOTA | Texas | 48 | Montgomery | 339 | 48339 | 252 | 10793 | 1970 | 9999 | wall | dry | N | Natural Gas |  |  |  |  | SCR | [7 empty] | 1.157 | 0.02473 | 0.02473 | 0.02473 | 0.02473 | [11 empty] | Entergy Texas Inc | 100 | Entergy Corp | 100
Lewis Creek | 3457_B_2 | 3457 | B | 2 | 2333 | O/G Steam |  | MIS_WOTA | Texas | 48 | Montgomery | 339 | 48339 | 253 | 10830 | 1971 | 9999 | wall | dry | N | Natural Gas |  |  |  |  | SCR | [7 empty] | 1.157 | 0.02469 | 0.02469 | 0.02469 | 0.02469 | [11 empty] | Entergy Texas Inc | 100 | Entergy Corp | 100
Sabine | 3459_B_5 | 3459 | B | 5 | 2342 | O/G Steam |  | MIS_WOTA | Texas | 48 | Orange | 361 | 48361 | 448 | 11763 | 1979 | 9999 | tangential |  | N | Natural Gas |  |  |  | LNC1 | [8 empty] | 1.157 | 0.08624 | 0.08624 | 0.08624 | 0.08624 | [11 empty] | Entergy Texas Inc | 100 | Entergy Corp | 100
Cedar Bayou | 3460_B_CBY1 | 3460 | B | CBY1 | 2343 | O/G Steam |  | ERC_REST | Texas | 48 | Chambers | 71 | 48071 | 746 | 11328 | 1970 | 9999 | wall | dry | N | Natural Gas |  |  |  | other | SCR | [7 empty] | 0.51 | 0.05601 | 0.05544 | 0.05601 | 0.05544 | [11 empty] | NRG Texas LLC | 100 | NRG Energy Inc | 100
Cedar Bayou | 3460_B_CBY2 | 3460 | B | CBY2 | 2344 | O/G Steam |  | ERC_REST | Texas | 48 | Chambers | 71 | 48071 | 749 | 11136 | 1972 | 9999 | wall | dry | N | Natural Gas |  |  |  | other | SCR | [7 empty] | 0.51 | 0.07527 | 0.07299 | 0.07527 | 0.07299 | [11 empty] | NRG Texas LLC | 100 | NRG Energy Inc | 100
W A Parish | 3470_B_WAP5 | 3470 | B | WAP5 | 2378 | Coal Steam |  | ERC_REST | Texas | 48 | Fort Bend | 157 | 48157 | 659 | 10451 | 1977 | 9999 | wall | dry | N | Subbituminous |  |  |  | LNB + OFA | SCR | 2003 |  | B | NA | ACI | 2015 |  | 1.2 | 0.06417 | 0.06417 | 0.06417 | 0.06417 | 0.1 | 0.1 | 0.1 | 0 | [7 empty] | NRG Texas LLC | 100 | NRG Energy Inc | 100
W A Parish | 3470_B_WAP6 | 3470 | B | WAP6 | 2379 | Coal Steam |  | ERC_REST | Texas | 48 | Fort Bend | 157 | 48157 | 653 | 10463 | 1978 | 9999 | wall | dry | N | Subbituminous |  |  |  | LNB + OFA | SCR | 2003 |  | B | NA | ACI | 2015 |  | 1.2 | 0.0568 | 0.0568 | 0.0568 | 0.0568 | 0.1 | 0.1 | 0.1 | 0 | [7 empty] | NRG Texas LLC | 100 | NRG Energy Inc | 100
W A Parish | 3470_B_WAP7 | 3470 | B | WAP7 | 2380 | Coal Steam |  | ERC_REST | Texas | 48 | Fort Bend | 157 | 48157 | 577 | 10444 | 1980 | 9999 | tangential | dry | N | Subbituminous |  |  |  | LNB | SCR | 2004 |  | B | NA | ACI | 2015 |  | 1.2 | 0.04397 | 0.04397 | 0.04397 | 0.04397 | 0.1 | 0.1 | 0.1 | 0 | [7 empty] | NRG Texas LLC | 100 | NRG Energy Inc | 100
W A Parish | 3470_B_WAP8 | 3470 | B | WAP8 | 2381 | Coal Steam |  | ERC_REST | Texas | 48 | Fort Bend | 157 | 48157 | 610 | 10480 | 1982 | 9999 | tangential | dry | N | Subbituminous | Wet Scrubber | 1982 | 0.85 | LNC3 + NH3 | SCR | 2004 |  | B | NA | ACI | 2015 |  | 0.36 | 0.04113 | 0.04113 | 0.04113 | 0.04113 | 0.1 | 0.1 | 0.1 | 0.9 |  |  | Y | 0.354 |  |  |  | NRG Texas LLC | 100 | NRG Energy Inc | 100
Wilkes | 3478_B_1 | 3478 | B | 1 | 2390 | O/G Steam |  | SPP_WEST | Texas | 48 | Marion | 315 | 48315 | 174 | 12121 | 1964 | 9999 | tangential |  | N | Natural Gas, Distillate Fuel Oil |  |  |  | FR | [8 empty] | 0.74 | 0.15388 | 0.15388 | 0.15388 | 0.15388 | [11 empty] | Southwestern Electric Power Co | 100 | American Electric Power Co Inc | 100
Wilkes | 3478_B_2 | 3478 | B | 2 | 2391 | O/G Steam |  | SPP_WEST | Texas | 48 | Marion | 315 | 48315 | 355 | 12061 | 1970 | 9999 | wall | dry | N | Natural Gas |  |  |  | LNB | [8 empty] | 3 | 0.13806 | 0.13806 | 0.13806 | 0.13806 | [11 empty] | Southwestern Electric Power Co | 100 | American Electric Power Co Inc | 100
Wilkes | 3478_B_3 | 3478 | B | 3 | 2392 | O/G Steam |  | SPP_WEST | Texas | 48 | Marion | 315 | 48315 | 354 | 11984 | 1971 | 9999 | wall | dry | N | Natural Gas |  |  |  | LNB | [8 empty] | 3 | 0.10636 | 0.10636 | 0.10636 | 0.10636 | [11 empty] | Southwestern Electric Power Co | 100 | American Electric Power Co Inc | 100
Jones | 3482_B_151B | 3482 | B | 151B | 2394 | O/G Steam |  | SPP_SPS | Texas | 48 | Lubbock | 303 | 48303 | 243 | 10998 | 1971 | 2031 | tangential |  | N | Natural Gas |  |  |  | LNB + OFA | [8 empty] | 1 | 0.14318 | 0.14318 | 0.14318 | 0.14318 | [11 empty] | Southwestern Public Service Co | 100 | Xcel Energy Inc | 100
Nichols | 3484_B_143B | 3484 | B | 143B | 2400 | O/G Steam |  | SPP_SPS | Texas | 48 | Potter | 375 | 48375 | 244 | 12015 | 1968 | 2031 | tangential |  | N | Natural Gas |  |  |  | LNB + OFA | [8 empty] | 1.157 | 0.13991 | 0.13991 | 0.13991 | 0.13991 | [11 empty] | Southwestern Public Service Co | 100 | Xcel Energy Inc | 100
Graham | 3490_B_1 | 3490 | B | 1 | 2408 | O/G Steam |  | ERC_WEST | Texas | 48 | Young | 503 | 48503 | 234 | 12105 | 1960 | 9999 | wall | dry | N | Natural Gas |  |  |  | CM + FU | [8 empty] | 1.16 | 0.28445 | 0.28445 | 0.28445 | 0.28445 | [11 empty] | Luminant Generation Co LLC | 100 | Energy Future Holdings Corp | 100
Graham | 3490_B_2 | 3490 | B | 2 | 2409 | O/G Steam |  | ERC_WEST | Texas | 48 | Young | 503 | 48503 | 390 | 11823 | 1969 | 9999 | wall | dry | N | Natural Gas |  |  |  | CM + FU + OFA | [8 empty] | 1.16 | 0.27079 | 0.27079 | 0.27079 | 0.27079 | [11 empty] | Luminant Generation Co LLC | 100 | Energy Future Holdings Corp | 100
Handley | 3491_B_3 | 3491 | B | 3 | 2413 | O/G Steam |  | ERC_REST | Texas | 48 | Tarrant | 439 | 48439 | 395 | 13605 | 1963 | 9999 | wall | dry | N | Natural Gas |  |  |  | CM + FU | SCR | [7 empty] | 1.157 | 0.03731 | 0.03545 | 0.03731 | 0.03545 | [11 empty] | TXU Handley Co LP | 100 | TexGen Power LLC | 100
Handley | 3491_B_4 | 3491 | B | 4 | 2414 | O/G Steam |  | ERC_REST | Texas | 48 | Tarrant | 439 | 48439 | 435 | 13876 | 1976 | 9999 | wall | dry | N | Natural Gas, Distillate Fuel Oil |  |  |  |  | SCR | [7 empty] | 0.5 | 0.0156 | 0.01436 | 0.0156 | 0.01436 | [11 empty] | TXU Handley Co LP | 100 | TexGen Power LLC | 100
Handley | 3491_B_5 | 3491 | B | 5 | 2415 | O/G Steam |  | ERC_REST | Texas | 48 | Tarrant | 439 | 48439 | 435 | 14103 | 1977 | 9999 | wall | dry | N | Natural Gas, Distillate Fuel Oil |  |  |  |  | SCR | [7 empty] | 0.5 | 0.02263 | 0.02003 | 0.02263 | 0.02003 | [11 empty] | TXU Handley Co LP | 100 | TexGen Power LLC | 100
Stryker Creek | 3504_B_1 | 3504 | B | 1 | 2429 | O/G Steam |  | ERC_REST | Texas | 48 | Cherokee | 73 | 48073 | 167 | 12220 | 1958 | 9999 | wall | dry | N | Natural Gas |  |  |  | LNB | [8 empty] | 1.16 | 0.18819 | 0.18819 | 0.18819 | 0.18819 | [11 empty] | Luminant | 100 | Vistra Energy | 100
Stryker Creek | 3504_B_2 | 3504 | B | 2 | 2430 | O/G Steam |  | ERC_REST | Texas | 48 | Cherokee | 73 | 48073 | 502 | 11757 | 1965 | 9999 | tangential |  | N | Natural Gas |  |  |  | LNC2 | [8 empty] | 1.16 | 0.08022 | 0.08022 | 0.08022 | 0.08022 | [11 empty] | Luminant | 100 | Vistra Energy | 100
Decker Creek | 3548_B_2 | 3548 | B | 2 | 2455 | O/G Steam |  | ERC_REST | Texas | 48 | Travis | 453 | 48453 | 404 | 11817 | 1977 | 9999 | wall | dry | N | Natural Gas |  |  |  | FR + LNB | [8 empty] | 1.157 | 0.09271 | 0.09271 | 0.09271 | 0.09271 | [11 empty] | Austin Energy | 100 | Austin Energy | 100
Ray Olinger | 3576_B_BW2 | 3576 | B | BW2 | 2464 | O/G Steam |  | ERC_REST | Texas | 48 | Collin | 85 | 48085 | 107 | 13676 | 1971 | 9999 | wall | dry | N | Natural Gas |  |  |  | FR + OFA | [8 empty] | 0.006 | 0.05039 | 0.05039 | 0.05039 | 0.05039 | [11 empty] | Garland Power & Light | 100 | Garland Power & Light | 100
Ray Olinger | 3576_B_BW3 | 3576 | B | BW3 | 2465 | O/G Steam |  | ERC_REST | Texas | 48 | Collin | 85 | 48085 | 138 | 13260 | 1975 | 9999 | wall | dry | N | Natural Gas |  |  |  | FR + LNB + LNBO + OFA | [8 empty] | 0.006 | 0.05105 | 0.05105 | 0.05105 | 0.05105 | [11 empty] | Garland Power & Light | 100 | Garland Power & Light | 100
Ray Olinger | 3576_B_CE1 | 3576 | B | CE1 | 2466 | O/G Steam |  | ERC_REST | Texas | 48 | Collin | 85 | 48085 | 75 | 12869 | 1967 | 9999 | tangential |  | N | Natural Gas |  |  |  | LNC2 | [8 empty] | 0.006 | 0.05727 | 0.05727 | 0.05727 | 0.05727 | [11 empty] | Garland Power & Light | 100 | Garland Power & Light | 100
Sim Gideon | 3601_B_1 | 3601 | B | 1 | 2468 | O/G Steam |  | ERC_REST | Texas | 48 | Bastrop | 21 | 48021 | 136 | 11386 | 1965 | 9999 | wall | dry | N | Natural Gas |  |  |  | OFA + other | [8 empty] | 0.001 | 0.17461 | 0.17461 | 0.17461 | 0.17461 | [11 empty] | Lower Colorado River Authority | 100 | Lower Colorado River Authority | 100
Sim Gideon | 3601_B_2 | 3601 | B | 2 | 2469 | O/G Steam |  | ERC_REST | Texas | 48 | Bastrop | 21 | 48021 | 136 | 11678 | 1968 | 9999 | wall | dry | N | Natural Gas |  |  |  | OFA + other | [8 empty] | 0.001 | 0.13518 | 0.13518 | 0.13518 | 0.13518 | [11 empty] | Lower Colorado River Authority | 100 | Lower Colorado River Authority | 100
Sim Gideon | 3601_B_3 | 3601 | B | 3 | 2470 | O/G Steam |  | ERC_REST | Texas | 48 | Bastrop | 21 | 48021 | 335 | 11257 | 1972 | 9999 | tangential | dry | N | Natural Gas |  |  |  | CM + FU + OFA | [8 empty] | 0.001 | 0.19705 | 0.19705 | 0.19705 | 0.19705 | [11 empty] | Lower Colorado River Authority | 100 | Lower Colorado River Authority | 100
Ty Cooke | 3602_B_1 | 3602 | B | 1 | 2471 | O/G Steam |  | SPP_SPS | Texas | 48 | Lubbock | 303 | 48303 | 42 | 13166 | 1965 | 9999 | wall | dry | N | Natural Gas |  |  |  | LNB | [8 empty] | 1.157 | 0.14946 | 0.14946 | 0.14946 | 0.14946 | [11 empty] | Lubbock Power & Light Dept | 100 | Lubbock Power & Light Dept | 100
Ty Cooke | 3602_B_2 | 3602 | B | 2 | 2472 | O/G Steam |  | SPP_SPS | Texas | 48 | Lubbock | 303 | 48303 | 46 | 14500 | 1978 | 9999 | wall | dry | N | Natural Gas |  |  |  | LNB | [8 empty] | 1.157 | 0.16763 | 0.16763 | 0.16763 | 0.16763 | [11 empty] | Lubbock Power & Light Dept | 100 | Lubbock Power & Light Dept | 100
O W Sommers | 3611_B_2 | 3611 | B | 2 | 2480 | O/G Steam |  | ERC_REST | Texas | 48 | Bexar | 29 | 48029 | 410 | 12295 | 1974 | 9999 | tangential |  | N | Natural Gas, Distillate Fuel Oil |  |  |  | FR + OFA | [8 empty] | 1.157 | 0.1102 | 0.1102 | 0.1102 | 0.1102 | [11 empty] | CPS Energy | 100 | CPS Energy | 100
R W Miller | 3628_B_1 | 3628 | B | 1 | 2493 | O/G Steam |  | ERC_REST | Texas | 48 | Palo Pinto | 363 | 48363 | 66 | 12533 | 1968 | 9999 | wall | dry | N | Natural Gas | [12 empty] | 1.157 | 0.14392 | 0.14392 | 0.14392 | 0.14392 | [11 empty] | Brazos Electric Power Coop | 100 | Brazos Electric Power Coop | 100
R W Miller | 3628_B_2 | 3628 | B | 2 | 2494 | O/G Steam |  | ERC_REST | Texas | 48 | Palo Pinto | 363 | 48363 | 100 | 12536 | 1972 | 9999 | wall | dry | N | Natural Gas, Distillate Fuel Oil | [12 empty] | 1.157 | 0.31897 | 0.31897 | 0.31897 | 0.31897 | [11 empty] | Brazos Electric Power Coop | 100 | Brazos Electric Power Coop | 100
R W Miller | 3628_B_3 | 3628 | B | 3 | 2495 | O/G Steam |  | ERC_REST | Texas | 48 | Palo Pinto | 363 | 48363 | 200 | 12595 | 1975 | 9999 | wall | dry | N | Natural Gas, Distillate Fuel Oil |  |  |  | CM + FU | [8 empty] | 0.8 | 0.13867 | 0.13867 | 0.13867 | 0.13867 | [11 empty] | Brazos Electric Power Coop | 100 | Brazos Electric Power Coop | 100
Gadsby | 3648_B_1 | 3648 | B | 1 | 2498 | O/G Steam |  | WECC_UT | Utah | 49 | Salt Lake | 35 | 49035 | 64 | 14500 | 1951 | 9999 | wall | dry | N | Natural Gas |  |  |  | LNB | [8 empty] | 0.9 | 0.14079 | 0.14079 | 0.14079 | 0.14079 | [11 empty] | PacifiCorp | 100 | Berkshire Hathaway Inc | 100
Gadsby | 3648_B_2 | 3648 | B | 2 | 2499 | O/G Steam |  | WECC_UT | Utah | 49 | Salt Lake | 35 | 49035 | 69 | 14500 | 1952 | 9999 | wall | dry | N | Natural Gas |  |  |  | LNB | [8 empty] | 0.9 | 0.11521 | 0.11521 | 0.11521 | 0.11521 | [11 empty] | PacifiCorp | 100 | Berkshire Hathaway Inc | 100
Gadsby | 3648_B_3 | 3648 | B | 3 | 2500 | O/G Steam |  | WECC_UT | Utah | 49 | Salt Lake | 35 | 49035 | 104 | 14500 | 1955 | 9999 | tangential |  | N | Natural Gas |  |  |  | FR | [8 empty] | 0.9 | 0.06923 | 0.06923 | 0.06923 | 0.06923 | [11 empty] | PacifiCorp | 100 | Berkshire Hathaway Inc | 100
Grayson | 377_B_3 | 377 | B | 3 |  | Landfill Gas |  | WEC_LADW | California | 6 | Los Angeles | 37 | 06037 | 18 | 16663 | 1977 | 9999 | wall | dry | N | Landfill Gas |  |  |  | FR + LA + LNB | [9 empty] | 0.048 | 0.048 | 0.048 | 0.048 | [11 empty] | Glendale Water & Power | 100 | Glendale Water & Power | 100
Grayson | 377_B_4 | 377 | B | 4 | 248 | O/G Steam |  | WEC_LADW | California | 6 | Los Angeles | 37 | 06037 | 40 | 13796 | 1959 | 9999 | wall | dry | N | Natural Gas |  |  |  | LNB | [9 empty] | 0.04145 | 0.04145 | 0.04145 | 0.04145 | [11 empty] | Glendale Water & Power | 100 | Glendale Water & Power | 100
Grayson | 377_B_5 | 377 | B | 5 | 249 | O/G Steam |  | WEC_LADW | California | 6 | Los Angeles | 37 | 06037 | 40 | 14246 | 1964 | 9999 | wall | dry | N | Natural Gas |  |  |  | FR + LA + LNB | [9 empty] | 0.02985 | 0.02985 | 0.02985 | 0.02985 | [11 empty] | Glendale Water & Power | 100 | Glendale Water & Power | 100
Clinch River | 3775_B_1 | 3775 | B | 1 | 2502 | O/G Steam |  | PJM_West | Virginia | 51 | Russell | 167 | 51167 | 230 | 11407 | 1958 | 9999 | vertical | dry | N | Natural Gas |  |  |  | LNB + OFA | SNCR | [7 empty] | 2.64 | 0.325 | 0.13264 | 0.325 | 0.13264 | [11 empty] | Appalachian Power Co | 100 | American Electric Power Co Inc | 100
Clinch River | 3775_B_2 | 3775 | B | 2 | 2503 | O/G Steam |  | PJM_West | Virginia | 51 | Russell | 167 | 51167 | 230 | 11446 | 1958 | 9999 | vertical | dry | N | Natural Gas |  |  |  | LNB + OFA | SNCR | [7 empty] | 2.64 | 0.4634 | 0.13019 | 0.4634 | 0.13019 | [11 empty] | Appalachian Power Co | 100 | American Electric Power Co Inc | 100
El Centro Hybrid | 389_B_4 | 389 | B | 4 | 257 | O/G Steam |  | WECC_IID | California | 6 | Imperial | 25 | 06025 | 70 | 12987 | 1968 | 9999 | wall | dry | N | Natural Gas, Residual Fuel Oil |  |  |  |  | SCR | [7 empty] | 0.74 | 0.2383 | 0.07608 | 0.2383 | 0.07608 | [11 empty] | Imperial Irrigation District | 100 | Imperial Irrigation District | 100
John E Amos | 3935_B_1 | 3935 | B | 1 | 2538 | Coal Steam |  | PJM_West | West Virginia | 54 | Putnam | 79 | 54079 | 800 | 9891 | 1971 | 2040 | wall | dry | N | Bituminous | Wet Scrubber | 2011 | 0.98 | LNB | SCR | 2005 |  | ESPC | No |  |  |  | 1 | 0.5246 | 0.07137 | 0.5246 | 0.07137 | 0.05 | 0.1 | 0.56 | 0.99 | [7 empty] | Appalachian Power Co | 100 | American Electric Power Co Inc | 100
John E Amos | 3935_B_2 | 3935 | B | 2 | 2539 | Coal Steam |  | PJM_West | West Virginia | 54 | Putnam | 79 | 54079 | 800 | 9911 | 1972 | 2040 | wall | dry | N | Bituminous | Wet Scrubber | 2010 | 0.98 | LNB | SCR | 2004 |  | ESPC | No |  |  |  | 1 | 0.5289 | 0.07716 | 0.5289 | 0.07716 | 0.05 | 0.1 | 0.56 | 0.99 | [7 empty] | Appalachian Power Co | 100 | American Electric Power Co Inc | 100
John E Amos | 3935_B_3 | 3935 | B | 3 | 2540 | Coal Steam |  | PJM_West | West Virginia | 54 | Putnam | 79 | 54079 | 1300 | 10019 | 1973 | 2040 | cell | dry | N | Bituminous | Wet Scrubber | 2009 | 0.98 | LNB + LNCB | SCR | 2002 |  | ESPC | No |  |  |  | 1 | 0.7342 | 0.11655 | 0.7342 | 0.11655 | 0.05 | 0.1 | 0.56 | 0.99 | [7 empty] | AEP Generation Resources Inc | 66.7 | American Electric Power Co Inc | 100
FirstEnergy Fort Martin Power Station | 3943_B_1 | 3943 | B | 1 | 2551 | Coal Steam |  | PJM_AP | West Virginia | 54 | Monongalia | 61 | 54061 | 552 | 10223 | 1967 | 2035 | tangential | dry | N | Bituminous, Subbituminous | Wet Scrubber | 2009 | 0.95 | LNC1 | SNCR |  | 2004 | ESPC + WS | No | ACI | 2016 |  | 3.1 | 0.32218 | 0.27854 | 0.1469 | 0.127 | 0.05 | 0.1 | 0.1 | 0.99 | [7 empty] | Monongahela Power Co | 100 | FirstEnergy Corp | 100
FirstEnergy Fort Martin Power Station | 3943_B_2 | 3943 | B | 2 | 2552 | Coal Steam |  | PJM_AP | West Virginia | 54 | Monongalia | 61 | 54061 | 546 | 10240 | 1968 | 2035 | cell | dry | N | Bituminous, Subbituminous | Wet Scrubber | 2008 | 0.95 | LNCB | SNCR |  | 2004 | ESPC + WS | No | ACI | 2016 |  | 3.1 | 0.32974 | 0.29325 | 0.32974 | 0.29325 | 0.05 | 0.1 | 0.1 | 0.99 | [7 empty] | Monongahela Power Co | 100 | FirstEnergy Corp | 100
FirstEnergy Harrison Power Station | 3944_B_1 | 3944 | B | 1 | 2553 | Coal Steam |  | PJM_AP | West Virginia | 54 | Harrison | 33 | 54033 | 652 | 10184 | 1972 | 2040 | wall | dry | N | Bituminous | Wet Scrubber | 1994 | 0.98 | LNB | SCR | 2002 |  | ESPC + WS | No |  |  |  | 5.12 | 0.27874 | 0.0997 | 0.27874 | 0.0997 | 0.05 | 0.1 | 0.56 | 0.99 | [7 empty] | Monongahela Power Co | 100 | FirstEnergy Corp | 100
FirstEnergy Harrison Power Station | 3944_B_2 | 3944 | B | 2 | 2554 | Coal Steam |  | PJM_AP | West Virginia | 54 | Harrison | 33 | 54033 | 651 | 10116 | 1973 | 2040 | wall | dry | N | Bituminous | Wet Scrubber | 1994 | 0.98 | LNB | SCR | 2002 |  | ESPC + WS | No |  |  |  | 5.12 | 0.24394 | 0.07247 | 0.24394 | 0.07247 | 0.05 | 0.1 | 0.56 | 0.99 | [7 empty] | Monongahela Power Co | 100 | FirstEnergy Corp | 100
FirstEnergy Harrison Power Station | 3944_B_3 | 3944 | B | 3 | 2555 | Coal Steam |  | PJM_AP | West Virginia | 54 | Harrison | 33 | 54033 | 651 | 10120 | 1974 | 2040 | wall | dry | N | Bituminous | Wet Scrubber | 1994 | 0.98 | LNB | SCR | 2003 |  | ESPC + WS | No |  |  |  | 5.12 | 0.27488 | 0.09417 | 0.27488 | 0.09417 | 0.05 | 0.1 | 0.56 | 0.99 | [7 empty] | Monongahela Power Co | 100 | FirstEnergy Corp | 100
Mitchell (WV) | 3948_B_1 | 3948 | B | 1 | 2563 | Coal Steam |  | PJM_West | West Virginia | 54 | Marshall | 51 | 54051 | 770 | 10248 | 1971 | 2040 | wall | dry | N | Bituminous | Wet Scrubber | 2007 | 0.98 | LNB | SCR | 2007 |  | ESPC | No |  |  |  | 1.2 | 0.5447 | 0.08695 | 0.5447 | 0.08695 | 0.05 | 0.1 | 0.56 | 0.99 | [7 empty] | AEP Generation Resources Inc | 50 | American Electric Power Co Inc | 100
Mitchell (WV) | 3948_B_2 | 3948 | B | 2 | 2564 | Coal Steam |  | PJM_West | West Virginia | 54 | Marshall | 51 | 54051 | 790 | 9996 | 1971 | 2040 | wall | dry | N | Bituminous | Wet Scrubber | 2007 | 0.98 | LNB | SCR | 2007 |  | ESPC | No |  |  |  | 1.2 | 0.5006 | 0.0808 | 0.5006 | 0.0808 | 0.05 | 0.1 | 0.56 | 0.99 | [7 empty] | AEP Generation Resources Inc | 50 | American Electric Power Co Inc | 100
Mt Storm | 3954_B_1 | 3954 | B | 1 | 2565 | Coal Steam |  | PJM_AP | West Virginia | 54 | Grant | 23 | 54023 | 554 | 10094 | 1965 | 9999 | tangential | dry | N | Bituminous | Wet Scrubber | 2002 | 0.95 | LNC1 | SCR | 2003 |  | ESPC + WS | No |  |  |  | 0.15 | 0.5697 | 0.07401 | 0.5697 | 0.07401 | 0.05 | 0.1 | 0.56 | 0.99 | [7 empty] | Virginia Electric & Power Co | 100 | Dominion Energy Inc | 100
Mt Storm | 3954_B_2 | 3954 | B | 2 | 2566 | Coal Steam |  | PJM_AP | West Virginia | 54 | Grant | 23 | 54023 | 555 | 10069 | 1966 | 9999 | tangential | dry | N | Bituminous | Wet Scrubber | 2002 | 0.95 | LNC1 | SCR | 2003 |  | ESPC + WS | No |  |  |  | 0.15 | 0.5698 | 0.07822 | 0.5698 | 0.07822 | 0.05 | 0.1 | 0.56 | 0.99 | [7 empty] | Virginia Electric & Power Co | 100 | Dominion Energy Inc | 100
Mt Storm | 3954_B_3 | 3954 | B | 3 | 2567 | Coal Steam |  | PJM_AP | West Virginia | 54 | Grant | 23 | 54023 | 520 | 10433 | 1973 | 9999 | tangential | dry | N | Bituminous | Wet Scrubber | 1994 | 0.935 | LNC1 | SCR | 2004 |  | ESPC + WS | No |  |  |  | 0.15 | 0.6351 | 0.07097 | 0.6351 | 0.07097 | 0.05 | 0.1 | 0.56 | 0.985 | [7 empty] | Virginia Electric & Power Co | 100 | Dominion Energy Inc | 100
Bay Front | 3982_B_1 | 3982 | B | 1 | 2568 | Biomass |  | MIS_MNWI | Wisconsin | 55 | Ashland | 3 | 55003 | 13.7 | 17913 | 1959 | 9999 | stoker/SPR |  | N | Biomass |  |  |  | OFA + other | SNCR |  |  | B | NA | ACI | 2014 |  | 0.08 | 0.3496 | 0.2193 | 0.3496 | 0.2193 | 0.1 | 0.1 | 0.1 | [8 empty] | Northern States Power Co (Wisconsin) | 100 | Xcel Energy Inc | 100
Bay Front | 3982_B_2 | 3982 | B | 2 | 2569 | Biomass |  | MIS_MNWI | Wisconsin | 55 | Ashland | 3 | 55003 | 13.7 | 17913 | 1954 | 9999 | stoker/SPR |  | N | Biomass |  |  |  | OFA + other | SNCR |  |  | B | NA | ACI | 2014 |  | 0.08 | 0.3978 | 0.2191 | 0.3978 | 0.2191 | 0.1 | 0.1 | 0.1 | [8 empty] | Northern States Power Co (Wisconsin) | 100 | Xcel Energy Inc | 100
Bay Front | 3982_B_5 | 3982 | B | 5 | 2572 | Biomass |  | MIS_MNWI | Wisconsin | 55 | Ashland | 3 | 55003 | 13.7 | 17913 | 1959 | 9999 | cyclone |  | N | Biomass |  |  |  |  | SNCR |  |  | C | NA | ACI | 2014 |  | 0.006 | 0.3778 | 0.06097 | 0.3778 | 0.06097 | 0.1 | 0.1 | 0.1 | [8 empty] | Northern States Power Co (Wisconsin) | 100 | Xcel Energy Inc | 100
Blount Street | 3992_B_8 | 3992 | B | 8 | 2578 | O/G Steam |  | MIS_WUMS | Wisconsin | 55 | Dane | 25 | 55025 | 47 | 14500 | 1957 | 9999 | wall | dry | N | Natural Gas |  |  |  | LNB | [8 empty] | 2.01 | 0.20553 | 0.20553 | 0.20553 | 0.20553 | [11 empty] | Madison Gas & Electric Co | 100 | MGE Energy Inc | 100
Blount Street | 3992_B_9 | 3992 | B | 9 | 2579 | O/G Steam |  | MIS_WUMS | Wisconsin | 55 | Dane | 25 | 55025 | 47 | 14500 | 1961 | 9999 | wall | dry | N | Natural Gas |  |  |  | LNB | [8 empty] | 2.01 | 0.35011 | 0.35011 | 0.35011 | 0.35011 | [11 empty] | Madison Gas & Electric Co | 100 | MGE Energy Inc | 100
Haynes | 400_B_1 | 400 | B | 1 | 271 | O/G Steam |  | WEC_LADW | California | 6 | Los Angeles | 37 | 06037 | 222 | 11548 | 1962 | 9999 | wall | dry | N | Natural Gas |  |  |  | NH3 | SCR | [7 empty] | 0.74 | 0.00268 | 0.00268 | 0.00268 | 0.00268 | [11 empty] | Los Angeles Dept of Water & Power | 100 | Los Angeles Dept of Water & Power | 100
Haynes | 400_B_2 | 400 | B | 2 | 272 | O/G Steam |  | WEC_LADW | California | 6 | Los Angeles | 37 | 06037 | 222 | 11396 | 1963 | 9999 | wall | dry | N | Natural Gas |  |  |  | NH3 | SCR | [7 empty] | 0.74 | 0.00157 | 0.00157 | 0.00157 | 0.00157 | [11 empty] | Los Angeles Dept of Water & Power | 100 | Los Angeles Dept of Water & Power | 100
Valley (WI) | 4042_B_1 | 4042 | B | 1 | 2594 | O/G Steam |  | MIS_WUMS | Wisconsin | 55 | Milwaukee | 79 | 55079 | 64 | 9632 | 1968 | 9999 | wall | dry | Y | Natural Gas |  |  |  | LNB | [8 empty] | 0.78 | 0.06355 | 0.06355 | 0.06355 | 0.06355 | [11 empty] | Wisconsin Electric Power Co | 100 | WEC Energy Group Inc | 100
Valley (WI) | 4042_B_2 | 4042 | B | 2 | 2595 | O/G Steam |  | MIS_WUMS | Wisconsin | 55 | Milwaukee | 79 | 55079 | 64 | 9632 | 1968 | 9999 | wall | dry | Y | Natural Gas |  |  |  | LNB | [8 empty] | 0.78 | 0.06348 | 0.06348 | 0.06348 | 0.06348 | [11 empty] | Wisconsin Electric Power Co | 100 | WEC Energy Group Inc | 100
Valley (WI) | 4042_B_3 | 4042 | B | 3 | 2596 | O/G Steam |  | MIS_WUMS | Wisconsin | 55 | Milwaukee | 79 | 55079 | 70 | 9632 | 1969 | 9999 | wall | dry | Y | Natural Gas |  |  |  | LNB | [8 empty] | 0.78 | 0.06422 | 0.06422 | 0.06422 | 0.06422 | [11 empty] | Wisconsin Electric Power Co | 100 | WEC Energy Group Inc | 100
Valley (WI) | 4042_B_4 | 4042 | B | 4 | 2597 | O/G Steam |  | MIS_WUMS | Wisconsin | 55 | Milwaukee | 79 | 55079 | 70 | 9632 | 1969 | 9999 | wall | dry | Y | Natural Gas |  |  |  | LNB | [8 empty] | 0.78 | 0.06427 | 0.06427 | 0.06427 | 0.06427 | [11 empty] | Wisconsin Electric Power Co | 100 | WEC Energy Group Inc | 100
Weston | 4078_B_3 | 4078 | B | 3 | 2615 | Coal Steam |  | MIS_WUMS | Wisconsin | 55 | Marathon | 73 | 55073 | 327 | 9994 | 1981 | 9999 | tangential | dry | N | Subbituminous |  |  | 0.9916 | LNC2 + LNC1 | ReACT |  |  | B | NA | ACI | 2009 |  | 0.08 | 0.05653 | 0.05653 | 0.05653 | 0.05653 | 0.1 | 0.1 | 0.1 | 0.98 | Yes | 2016 | [5 empty] | Wisconsin Public Service Corp | 100 | WEC Energy Group Inc | 100
Weston | 4078_B_4 | 4078 | B | 4 | 89565 | Coal Steam |  | MIS_WUMS | Wisconsin | 55 | Marathon | 73 | 55073 | 550 | 9679 | 2008 | 9999 | wall | dry | N | Subbituminous | Dry Scrubber | 2008 | 0.9 | LNB + OFA | SCR | 2008 |  | B | NA | ACI | 2008 |  | 0.08 | 0.05377 | 0.05377 | 0.05377 | 0.05377 | 0.1 | 0.1 | 0.1 | 0.95 | [7 empty] | Wisconsin Public Service Corp | 70 | WEC Energy Group Inc | 70
Manitowoc | 4125_B_8 | 4125 | B | 8 | 2621 | Biomass |  | MIS_WUMS | Wisconsin | 55 | Manitowoc | 71 | 55071 | 44 | 13500 | 1990 | 9999 | FBC | dry | N | Biomass | Reagent Injection | 1990 | 0.75 | CF |  |  |  | B | NA |  |  |  | 0.89 | 0.08849 | 0.08849 | 0.08849 | 0.08849 | 0.05 | 0.43 | 0.43 |  | Yes | 2016 | [5 empty] | Manitowoc Public Utilities | 100 | Manitowoc Public Utilities | 100
Manitowoc | 4125_B_9 | 4125 | B | 9 | 2622 | Coal Steam |  | MIS_WUMS | Wisconsin | 55 | Manitowoc | 71 | 55071 | 58 | 12066 | 2005 | 9999 | FBC | dry | Y | Bituminous, Subbituminous, Petroleum Coke | Reagent Injection | 2007 | 0.893 | CF | SNCR |  | 2005 | B + C | NA |  |  |  | 0.3 | 0.04644 | 0.04644 | 0.04644 | 0.04644 | 0.05 | 0.1 | 0.43 | 0.98 | Yes | 2016 | [5 empty] | Manitowoc Public Utilities | 100 | Manitowoc Public Utilities | 100
Powerlane Plant | 4195_B_1 | 4195 | B | 1 |  | O/G Steam |  | ERC_REST | Texas | 48 | Hunt | 231 | 48231 | 17.5 | 14500 | 1965 | 9999 |  |  | N | Natural Gas | [12 empty] | 1.157 | 0.21238 | 0.21238 | 0.21238 | 0.21238 | [11 empty] | Greenville Electric Utility System | 100 | Greenville Electric Utility System | 100
Powerlane Plant | 4195_B_2 | 4195 | B | 2 | 2640 | O/G Steam |  | ERC_REST | Texas | 48 | Hunt | 231 | 48231 | 24 | 14500 | 1967 | 9999 | wall | dry | N | Natural Gas |  |  |  | OFA | [8 empty] | 1.157 | 0.1983 | 0.1983 | 0.1983 | 0.1983 | [11 empty] | Greenville Electric Utility System | 100 | Greenville Electric Utility System | 100
Powerlane Plant | 4195_B_3 | 4195 | B | 3 | 2641 | O/G Steam |  | ERC_REST | Texas | 48 | Hunt | 231 | 48231 | 41 | 14500 | 1977 | 9999 | wall | dry | N | Natural Gas |  |  |  | OFA | [8 empty] | 1.157 | 0.19927 | 0.19927 | 0.19927 | 0.19927 | [11 empty] | Greenville Electric Utility System | 100 | Greenville Electric Utility System | 100
Spencer | 4266_B_4 | 4266 | B | 4 | 2651 | O/G Steam |  | ERC_REST | Texas | 48 | Denton | 121 | 48121 | 61 | 11615 | 1966 | 9999 | wall | dry | N | Natural Gas |  |  |  | FR + LNB | [8 empty] | 0.006 | 0.05472 | 0.05472 | 0.05472 | 0.05472 | [11 empty] | Garland Power & Light | 100 | Garland Power & Light | 100
Spencer | 4266_B_5 | 4266 | B | 5 | 2652 | O/G Steam |  | ERC_REST | Texas | 48 | Denton | 121 | 48121 | 61 | 11615 | 1973 | 9999 | wall | dry | N | Natural Gas |  |  |  | FR + LNB | [8 empty] | 0.006 | 0.05744 | 0.05744 | 0.05744 | 0.05744 | [11 empty] | Garland Power & Light | 100 | Garland Power & Light | 100
John P Madgett | 4271_B_B1 | 4271 | B | B1 | 2653 | Coal Steam |  | MIS_MNWI | Wisconsin | 55 | Buffalo | 11 | 55011 | 390 | 11241 | 1979 | 9999 | wall | dry | N | Subbituminous |  |  | 0.8385 | LNB | SCR | 2016 |  | ESPH + B | No | ACI | 2015 |  | 0.09 | 0.22684 | 0.07598 | 0.22684 | 0.07598 | 0.1 | 0.1 | 0.1 | 0.98 | Yes | 2015 | [5 empty] | Dairyland Power Coop | 100 | Dairyland Power Coop | 100
Comanche (CO) | 470_B_3 | 470 | B | 3 | 89734 | Coal Steam |  | WECC_CO | Colorado | 8 | Pueblo | 101 | 08101 | 750 | 10459 | 2010 | 2031 | tangential | dry | N | Subbituminous | Dry Scrubber | 2010 | 0.94 | LNC3 | SCR | 2010 |  | B | NA | ACI | 2010 |  | 0.1 | 0.06597 | 0.06597 | 0.06597 | 0.06597 | 0.1 | 0.1 | 0.1 | 0.99 | [7 empty] | Public Service Co of Colorado | 67 | Xcel Energy Inc | 67
George Birdsall | 493_B_1 | 493 | B | 1 |  | O/G Steam |  | WECC_CO | Colorado | 8 | El Paso | 41 | 08041 | 16 | 14500 | 1953 | 9999 |  |  | N | Natural Gas, Distillate Fuel Oil | [12 empty] | 1.5 | 0.22476 | 0.22476 | 0.22476 | 0.22476 | [11 empty] | Colorado Springs Utilities | 100 | Colorado Springs Utilities | 100
George Birdsall | 493_B_2 | 493 | B | 2 |  | O/G Steam |  | WECC_CO | Colorado | 8 | El Paso | 41 | 08041 | 16 | 14500 | 1954 | 9999 |  |  | N | Natural Gas, Distillate Fuel Oil | [12 empty] | 1.5 | 0.26768 | 0.26768 | 0.26768 | 0.26768 | [11 empty] | Colorado Springs Utilities | 100 | Colorado Springs Utilities | 100
George Birdsall | 493_B_3 | 493 | B | 3 |  | O/G Steam |  | WECC_CO | Colorado | 8 | El Paso | 41 | 08041 | 23 | 14500 | 1957 | 9999 |  |  | N | Natural Gas, Distillate Fuel Oil | [12 empty] | 1.5 | 0.28067 | 0.28067 | 0.28067 | 0.28067 | [11 empty] | Colorado Springs Utilities | 100 | Colorado Springs Utilities | 100
Barney M Davis | 4939_B_1 | 4939 | B | 1 | 2658 | O/G Steam |  | ERC_REST | Texas | 48 | Nueces | 355 | 48355 | 300 | 11615 | 1974 | 9999 | tangential |  | N | Natural Gas | [12 empty] | 1.157 | 0.14328 | 0.14328 | 0.14328 | 0.14328 | [11 empty] | Topaz Power Group LLC | 100 | Carlyle Group (The) | 100
Plant 31 Paper Mill | 50028_B_1FW | 50028 | B | 1FW |  | Non-Fossil Waste |  | MIS_LA | Louisiana | 22 | Ouachita | 73 | 22073 | 8.3 | 11373 | 1964 | 9999 |  |  | Y | Non-Fossil Waste |  |  |  | AA | [9 empty] | 0 | 0 | 0 | 0 | [11 empty] | Riverwood International Corp | 100 | Graphic Packaging Corp | 100
Plant 31 Paper Mill | 50028_B_1HP | 50028 | B | 1HP |  | Non-Fossil Waste |  | MIS_LA | Louisiana | 22 | Ouachita | 73 | 22073 | 8.3 | 11373 | 1977 | 9999 |  |  | Y | Non-Fossil Waste | Wet Scrubber | 1977 | 0.985 | AA |  |  |  | C | NA |  |  |  |  | 0 | 0 | 0 | 0 | [11 empty] | Riverwood International Corp | 100 | Graphic Packaging Corp | 100
Plant 31 Paper Mill | 50028_B_2FW | 50028 | B | 2FW |  | Non-Fossil Waste |  | MIS_LA | Louisiana | 22 | Ouachita | 73 | 22073 | 8.3 | 11373 | 1964 | 9999 |  |  | Y | Non-Fossil Waste | [13 empty] | 0 | 0 | 0 | 0 | [11 empty] | Riverwood International Corp | 100 | Graphic Packaging Corp | 100
Plant 31 Paper Mill | 50028_B_4BW | 50028 | B | 4BW |  | Non-Fossil Waste |  | MIS_LA | Louisiana | 22 | Ouachita | 73 | 22073 | 8.3 | 11373 | 1975 | 9999 |  |  | Y | Non-Fossil Waste | [7 empty] | ESPH | No |  |  |  |  | 0 | 0 | 0 | 0 | [11 empty] | Riverwood International Corp | 100 | Graphic Packaging Corp | 100
Plant 31 Paper Mill | 50028_B_5CE | 50028 | B | 5CE |  | Non-Fossil Waste |  | MIS_LA | Louisiana | 22 | Ouachita | 73 | 22073 | 8.3 | 11373 | 1988 | 9999 |  |  | Y | Non-Fossil Waste | [7 empty] | ESPH | No |  |  |  |  | 0 | 0 | 0 | 0 | [11 empty] | Riverwood International Corp | 100 | Graphic Packaging Corp | 100
Plant 31 Paper Mill | 50028_B_HRSG | 50028 | B | HRSG |  | Non-Fossil Waste |  | MIS_LA | Louisiana | 22 | Ouachita | 73 | 22073 | 3.3 | 11373 | 1964 | 9999 |  |  | Y | Non-Fossil Waste |  |  |  | LNB | [9 empty] | 0 | 0 | 0 | 0 | [11 empty] | Riverwood International Corp | 100 | Graphic Packaging Corp | 100
Humboldt Sawmill Company | 50049_B_BLRA | 50049 | B | BLRA |  | Biomass |  | WEC_CALN | California | 6 | Humboldt | 23 | 06023 | 16.2 | 20413 | 1988 | 9999 |  |  | Y | Biomass |  |  |  | OFA |  |  |  | ESPH | No |  |  |  |  | 0.2 | 0.2 | 0.2 | 0.2 | [11 empty] | Greenleaf Power LLC | 100 | Greenleaf Power | 100
Humboldt Sawmill Company | 50049_B_BLRB | 50049 | B | BLRB |  | Biomass |  | WEC_CALN | California | 6 | Humboldt | 23 | 06023 | 8.7 | 20413 | 1988 | 9999 |  |  | Y | Biomass |  |  |  | OFA |  |  |  | ESPH | No |  |  |  |  | 0.13814 | 0.13814 | 0.13814 | 0.13814 | [11 empty] | Greenleaf Power LLC | 100 | Greenleaf Power | 100
Humboldt Sawmill Company | 50049_B_BLRC | 50049 | B | BLRC |  | Biomass |  | WEC_CALN | California | 6 | Humboldt | 23 | 06023 | 8.7 | 20413 | 1988 | 9999 |  |  | Y | Biomass |  |  |  | OFA |  |  |  | ESPH | No |  |  |  |  | 0.22 | 0.22 | 0.22 | 0.22 | [11 empty] | Greenleaf Power LLC | 100 | Greenleaf Power | 100
Penobscot Energy Recovery | 50051_B_BLR A | 50051 | B | BLR A |  | Municipal Solid Waste |  | NENG_ME | Maine | 23 | Penobscot | 19 | 23019 | 10.6 | 19383 | 1987 | 9999 |  |  | N | MSW | Dry Scrubber | 1987 | 0.877 | OFA |  |  |  | B | NA |  |  |  |  | 0.3 | 0.3 | 0.3 | 0.3 | 0.08 | 0.08 | 0.08 | [8 empty] | Penobscot Energy Recovery Co | 100 | Set Perc Investment LLC | 100
Penobscot Energy Recovery | 50051_B_BLR B | 50051 | B | BLR B |  | Municipal Solid Waste |  | NENG_ME | Maine | 23 | Penobscot | 19 | 23019 | 10.6 | 19383 | 1987 | 9999 |  |  | N | MSW | Dry Scrubber | 1987 | 0.877 | OFA |  |  |  | B | NA |  |  |  |  | 0.3 | 0.3 | 0.3 | 0.3 | 0.08 | 0.08 | 0.08 | [8 empty] | Penobscot Energy Recovery Co | 100 | Set Perc Investment LLC | 100
Borger Plant | 50067_B_1 | 50067 | B | 1 |  | Fossil Waste |  | SPP_SPS | Texas | 48 | Hutchinson | 233 | 48233 | 13.8 | 5461 | 1974 | 9999 |  |  | Y | Fossil Waste |  |  |  |  | SCR | [7 empty] | 1.09 | 0.02195 | 0.02195 | 0.02195 | 0.02195 | [11 empty] | Sid Richardson Carbon Ltd | 100 | Sid Richardson Carbon & Energy Companies | 100
Borger Plant | 50067_B_2 | 50067 | B | 2 |  | Fossil Waste |  | SPP_SPS | Texas | 48 | Hutchinson | 233 | 48233 | 13.8 | 5461 | 2009 | 9999 |  |  | Y | Fossil Waste |  |  |  |  | SCR | [7 empty] | 1.09 | 0.02195 | 0.02195 | 0.02195 | 0.02195 | [11 empty] | Sid Richardson Carbon Ltd | 100 | Sid Richardson Carbon & Energy Companies | 100
Palm Beach Renewable Energy Facility 1 | 50071_B_BLR1 | 50071 | B | BLR1 |  | Municipal Solid Waste |  | FRCC | Florida | 12 | Palm Beach | 99 | 12099 | 25 | 19181 | 1989 | 9999 |  |  | N | MSW | Dry Scrubber | 2010 | 0.75 | OFA | SNCR |  |  | B | NA | ACI | 2010 |  |  | 0.24645 | 0.24645 | 0.24645 | 0.24645 | 0.08 | 0.08 | 0.08 | [8 empty] | Solid Waste Authority of Palm Beach | 100 | Solid Waste Authority of Palm Beach | 100
Palm Beach Renewable Energy Facility 1 | 50071_B_BLR2 | 50071 | B | BLR2 |  | Municipal Solid Waste |  | FRCC | Florida | 12 | Palm Beach | 99 | 12099 | 25 | 19181 | 1989 | 9999 |  |  | N | MSW | Dry Scrubber | 2011 | 0.75 | OFA | SNCR |  |  | B | NA | ACI | 2011 |  |  | 0.25415 | 0.25415 | 0.25415 | 0.25415 | 0.08 | 0.08 | 0.08 | [8 empty] | Solid Waste Authority of Palm Beach | 100 | Solid Waste Authority of Palm Beach | 100
Sierra Pacific Burney Facility | 50110_B_BLR1 | 50110 | B | BLR1 |  | Biomass |  | WEC_CALN | California | 6 | Shasta | 89 | 06089 | 18.9 | 4936 | 1986 | 9999 |  |  | Y | Biomass |  |  |  | OFA |  |  |  | ESPC + C | No |  |  |  |  | 0.11917 | 0.11917 | 0.11917 | 0.11917 | [11 empty] | Sierra Pacific Industries Inc | 100 | Sierra Pacific Industries | 100
Sierra Pacific Quincy Facility | 50112_B_BLR1 | 50112 | B | BLR1 |  | Biomass |  | WEC_CALN | California | 6 | Plumas | 63 | 06063 | 12 | 15307 | 1986 | 9999 |  |  | N | Biomass |  |  |  |  | SNCR |  |  | ESPC + C | No |  |  |  |  | 0.12909 | 0.12909 | 0.12909 | 0.12909 | [11 empty] | Sierra Pacific Industries Inc | 100 | Sierra Pacific Industries | 100
Sierra Pacific Quincy Facility | 50112_B_BLR2 | 50112 | B | BLR2 |  | Biomass |  | WEC_CALN | California | 6 | Plumas | 63 | 06063 | 12 | 15307 | 1998 | 9999 |  |  | N | Biomass |  |  |  |  | SNCR |  |  | ESPC + C | No |  |  |  |  | 0.19 | 0.19 | 0.19 | 0.19 | [11 empty] | Sierra Pacific Industries Inc | 100 | Sierra Pacific Industries | 100
Columbus MS | 50184_B_PKG | 50184 | B | PKG |  | O/G Steam |  | S_C_TVA | Mississippi | 28 | Lowndes | 87 | 28087 | 18.6 | 8300 | 1993 | 9999 | wall | dry | Y | Natural Gas |  |  |  | FR + LNB | [9 empty] | 0.1 | 0.1 | 0.1 | 0.1 | [11 empty] | Weyerhaeuser Co | 100 | Weyerhaeuser Co | 100
Columbus MS | 50184_B_REC | 50184 | B | REC |  | Non-Fossil Waste |  | S_C_TVA | Mississippi | 28 | Lowndes | 87 | 28087 | 64 | 4225 | 1990 | 9999 | cyclone |  | Y | Non-Fossil Waste |  |  |  | LNB + OFA |  |  |  | ESPH | No |  |  |  |  | 0.11 | 0.11 | 0.11 | 0.11 | [11 empty] | Weyerhaeuser Co | 100 | Weyerhaeuser Co | 100
Domtar Paper Co LLC Plymouth NC | 50189_B_1HFB | 50189 | B | 1HFB |  | Biomass |  | PJM_Dom | North Carolina | 37 | Martin | 117 | 37117 | 21.7 | 4757 | 1977 | 9999 | stoker/SPR | dry | Y | Biomass |  |  |  | OFA |  |  |  | ESPH + B + C | No |  |  |  | 0.8 | 0.22259 | 0.22259 | 0.22259 | 0.22259 | [11 empty] | Weyerhaeuser Co | 100 | Weyerhaeuser Co | 100
Domtar Paper Co LLC Plymouth NC | 50189_B_2HFB | 50189 | B | 2HFB |  | Biomass |  | PJM_Dom | North Carolina | 37 | Martin | 117 | 37117 | 21.7 | 4757 | 1982 | 9999 | stoker/SPR | dry | Y | Biomass |  |  |  | OFA |  |  |  | ESPH + B + C | No |  |  |  | 0.8 | 0.2 | 0.2 | 0.2 | 0.2 | [11 empty] | Weyerhaeuser Co | 100 | Weyerhaeuser Co | 100
Domtar Paper Co LLC Plymouth NC | 50189_B_5REC | 50189 | B | 5REC |  | Non-Fossil Waste |  | PJM_Dom | North Carolina | 37 | Martin | 117 | 37117 | 71 | 4757 | 1965 | 9999 | other |  | Y | Non-Fossil Waste |  |  |  | OFA |  |  |  | ESPH | No |  |  |  |  | 0.14667 | 0.14667 | 0.14667 | 0.14667 | [11 empty] | Weyerhaeuser Co | 100 | Weyerhaeuser Co | 100
Multitrade Rabun Gap, LLC | 50201_B_WB1 | 50201 | B | WB1 |  | Biomass |  | S_SOU | Georgia | 13 | RABUN | 241 | 13241 | 18 | 19439 | 2010 | 9999 |  |  | N | Biomass | [7 empty] | ESPC | No |  |  |  |  | 0.21236 | 0.21236 | 0.21236 | 0.21236 | [11 empty] | Multitrade Rabun Gap LLC | 100 | Multitrade Biomass Holdings LLC | 100
Pinetree Power | 50208_B_B1 | 50208 | B | B1 |  | Biomass |  | NENGREST | New Hampshire | 33 | Grafton | 9 | 33009 | 15 | 15924 | 1986 | 9999 |  |  | N | Biomass |  |  |  |  | SCR |  |  | ESPC | Yes |  |  |  |  | 0.075 | 0.075 | 0.075 | 0.075 | [11 empty] | Pinetree Power LLC | 100 | Capergy SA | 100
York County Resource Recovery | 50215_B_101 | 50215 | B | 101 |  | Municipal Solid Waste |  | PJM_WMAC | Pennsylvania | 42 | York | 133 | 42133 | 9.6 | 20253 | 1989 | 9999 |  |  | N | MSW | Dry Scrubber | 1989 | 0.8 | LA + LNB |  |  |  | B | NA | ACI | 2001 |  |  | 0.17943 | 0.17943 | 0.17943 | 0.17943 | 0.08 | 0.08 | 0.08 | [8 empty] | York County Solid Waste Authority | 100 | Covanta Holding Corp | 100
York County Resource Recovery | 50215_B_102 | 50215 | B | 102 |  | Municipal Solid Waste |  | PJM_WMAC | Pennsylvania | 42 | York | 133 | 42133 | 9.6 | 20253 | 1989 | 9999 |  |  | N | MSW | Dry Scrubber | 1989 | 0.8 | LA + LNB |  |  |  | B | NA | ACI | 1997 |  |  | 0.21321 | 0.21321 | 0.21321 | 0.21321 | 0.08 | 0.08 | 0.08 | [8 empty] | York County Solid Waste Authority | 100 | Covanta Holding Corp | 100
York County Resource Recovery | 50215_B_103 | 50215 | B | 103 |  | Municipal Solid Waste |  | PJM_WMAC | Pennsylvania | 42 | York | 133 | 42133 | 9.6 | 20253 | 1989 | 9999 |  |  | N | MSW | Dry Scrubber | 1989 | 0.8 | LA + LNB |  |  |  | B | NA | ACI | 1997 |  |  | 0.21 | 0.21 | 0.21 | 0.21 | 0.08 | 0.08 | 0.08 | [8 empty] | York County Solid Waste Authority | 100 | Covanta Holding Corp | 100
Regional Waste Systems | 50225_B_1SG1A | 50225 | B | 1SG1A |  | Municipal Solid Waste |  | NENG_ME | Maine | 23 | Cumberland | 5 | 23005 | 5.8 | 20568 | 1988 | 9999 |  |  | N | MSW | Dry Scrubber | 1988 | 0.8 |  | SNCR |  |  | ESPC | Yes | ACI | 2000 |  |  | 0.2764 | 0.2764 | 0.2764 | 0.2764 | 0.08 | 0.08 | 0.08 | [8 empty] | Eco Maine | 100 | ecomaine | 100
Regional Waste Systems | 50225_B_1SG1B | 50225 | B | 1SG1B |  | Municipal Solid Waste |  | NENG_ME | Maine | 23 | Cumberland | 5 | 23005 | 5.8 | 20568 | 1988 | 9999 |  |  | N | MSW | Dry Scrubber | 1988 | 0.8 |  | SNCR |  |  | ESPC | Yes | ACI | 2000 |  |  | 0.2694 | 0.2694 | 0.2694 | 0.2694 | 0.08 | 0.08 | 0.08 | [8 empty] | Eco Maine | 100 | ecomaine | 100
Texas Petrochemicals | 50229_B_TPCBLR | 50229 | B | TPCBLR |  | O/G Steam |  | ERC_REST | Texas | 48 | Harris | 201 | 48201 | 35 | 8300 | 1972 | 9999 |  |  | Y | Natural Gas | [12 empty] | 1.157 | 0.21238 | 0.21238 | 0.21238 | 0.21238 | [11 empty] | Texas Petrochemicals Corp | 100 | Texas Petrochemicals Corp | 100
Archbald Power Station | 50279_B_MAIN | 50279 | B | MAIN |  | Landfill Gas |  | PJM_WMAC | Pennsylvania | 42 | Lackawanna | 69 | 42069 | 20 | 14429 | 1998 | 9999 |  |  | N | Landfill Gas |  |  |  | FR + OFA | [9 empty] | 0.04518 | 0.04518 | 0.04518 | 0.04518 | [11 empty] | PEI Power Corp | 100 | Archaea Energy Inc | 100
SEMASS Resource Recovery | 50290_B_1 | 50290 | B | 1 |  | Municipal Solid Waste |  | NENGREST | Massachusetts | 25 | Plymouth | 23 | 25023 | 27 | 18661 | 1988 | 9999 |  |  | N | MSW | Dry Scrubber | 1988 | 0.999 | NH3 + OFA | SNCR |  |  | ESPC + B | Yes | ACI | 2000 |  |  | 0.33199 | 0.33199 | 0.33199 | 0.33199 | 0.08 | 0.08 | 0.08 | [8 empty] | Covanta SEMASS LP | 100 | Covanta Holding Corp | 100
SEMASS Resource Recovery | 50290_B_2 | 50290 | B | 2 |  | Municipal Solid Waste |  | NENGREST | Massachusetts | 25 | Plymouth | 23 | 25023 | 27 | 18661 | 1988 | 9999 |  |  | N | MSW | Dry Scrubber | 1988 | 0.999 | NH3 + OFA | SNCR |  |  | ESPC + B | Yes | ACI | 2000 |  |  | 0.30669 | 0.30669 | 0.30669 | 0.30669 | 0.08 | 0.08 | 0.08 | [8 empty] | Covanta SEMASS LP | 100 | Covanta Holding Corp | 100
SEMASS Resource Recovery | 50290_B_3 | 50290 | B | 3 |  | Municipal Solid Waste |  | NENGREST | Massachusetts | 25 | Plymouth | 23 | 25023 | 27 | 18661 | 1993 | 9999 |  |  | N | MSW | Dry Scrubber | 1993 | 0.999 | NH3 + OFA | SNCR |  |  | B | NA | ACI | 2000 |  |  | 0.2097 | 0.2097 | 0.2097 | 0.2097 | 0.08 | 0.08 | 0.08 | [8 empty] | Covanta SEMASS LP | 100 | Covanta Holding Corp | 100
Wadham Energy LP | 50293_B_BLR100 | 50293 | B | BLR100 |  | Biomass |  | WEC_CALN | California | 6 | Colusa | 11 | 06011 | 26 | 13768 | 1989 | 9999 |  |  | N | Biomass |  |  |  | BF + LA + OFA |  |  |  | B | NA |  |  |  |  | 0.15231 | 0.15231 | 0.15231 | 0.15231 | [11 empty] | Wadham Energy Ltd Partners | 100 | Enpower Corp | 100
University of Oklahoma | 50307_B_B1 | 50307 | B | B1 |  | O/G Steam |  | SPP_WEST | Oklahoma | 40 | Cleveland | 27 | 40027 | 7.5 | 8300 | 1964 | 9999 |  |  | Y | Natural Gas | [13 empty] | 0.23494 | 0.23494 | 0.23494 | 0.23494 | [11 empty] | University of Oklahoma | 100 | University of Oklahoma | 100
University of Oklahoma | 50307_B_B2 | 50307 | B | B2 |  | O/G Steam |  | SPP_WEST | Oklahoma | 40 | Cleveland | 27 | 40027 | 2.5 | 8300 | 1964 | 9999 |  |  | Y | Natural Gas | [13 empty] | 0.23494 | 0.23494 | 0.23494 | 0.23494 | [11 empty] | University of Oklahoma | 100 | University of Oklahoma | 100
University of Oklahoma | 50307_B_B3 | 50307 | B | B3 |  | O/G Steam |  | SPP_WEST | Oklahoma | 40 | Cleveland | 27 | 40027 | 2.5 | 8300 | 1964 | 9999 |  |  | Y | Natural Gas | [13 empty] | 0.23494 | 0.23494 | 0.23494 | 0.23494 | [11 empty] | University of Oklahoma | 100 | University of Oklahoma | 100
University of Oklahoma | 50307_B_B4 | 50307 | B | B4 |  | O/G Steam |  | SPP_WEST | Oklahoma | 40 | Cleveland | 27 | 40027 | 4.3 | 8300 | 2001 | 9999 |  |  | Y | Natural Gas | [13 empty] | 0.23063 | 0.23063 | 0.23063 | 0.23063 | [11 empty] | University of Oklahoma | 100 | University of Oklahoma | 100
University of Notre Dame | 50366_B_BLR1 | 50366 | B | BLR1 |  | O/G Steam |  | PJM_West | Indiana | 18 | St Joseph | 141 | 18141 | 2.6 | 8300 | 1961 | 9999 |  |  | Y | Natural Gas |  |  |  | LNB | [8 empty] | 3.535 | 0.12809 | 0.12809 | 0.12809 | 0.12809 | [11 empty] | University of Notre Dame | 100 | University of Notre Dame | 100
University of Notre Dame | 50366_B_BLR2 | 50366 | B | BLR2 |  | Coal Steam |  | PJM_West | Indiana | 18 | St Joseph | 141 | 18141 | 2.6 | 8300 | 1952 | 9999 |  |  | Y | Bituminous |  |  |  | LNB |  |  |  | B | NA | ACI | 2008 |  | 3.535 | 0.41 | 0.41 | 0.41 | 0.41 | 0.1 | 0.1 | 0.1 | 0 | [7 empty] | University of Notre Dame | 100 | University of Notre Dame | 100
University of Notre Dame | 50366_B_BLR3 | 50366 | B | BLR3 |  | Coal Steam |  | PJM_West | Indiana | 18 | St Joseph | 141 | 18141 | 2.6 | 8300 | 2007 | 9999 |  |  | Y | Bituminous |  |  |  | LNB |  |  |  | B | NA | ACI | 2008 |  | 3.535 | 0.41 | 0.41 | 0.41 | 0.41 | 0.1 | 0.1 | 0.1 | 0 | [7 empty] | University of Notre Dame | 100 | University of Notre Dame | 100
University of Notre Dame | 50366_B_BLR4 | 50366 | B | BLR4 |  | O/G Steam |  | PJM_West | Indiana | 18 | St Joseph | 141 | 18141 | 2.6 | 8300 | 1967 | 9999 |  |  | Y | Natural Gas | [12 empty] | 3.535 | 0.22259 | 0.22259 | 0.22259 | 0.22259 | [11 empty] | University of Notre Dame | 100 | University of Notre Dame | 100
University of Notre Dame | 50366_B_BLR5 | 50366 | B | BLR5 |  | O/G Steam |  | PJM_West | Indiana | 18 | St Joseph | 141 | 18141 | 2.6 | 8300 | 1973 | 9999 |  |  | Y | Natural Gas |  |  |  | LNB | [8 empty] | 3.535 | 0.1 | 0.1 | 0.1 | 0.1 | [11 empty] | University of Notre Dame | 100 | University of Notre Dame | 100
University of Notre Dame | 50366_B_BLR6 | 50366 | B | BLR6 |  | O/G Steam |  | PJM_West | Indiana | 18 | St Joseph | 141 | 18141 | 2.6 | 8300 | 2007 | 9999 |  |  | Y | Natural Gas |  |  |  | FR + LNB | [8 empty] | 3.535 | 0.10042 | 0.10042 | 0.10042 | 0.10042 | [11 empty] | University of Notre Dame | 100 | University of Notre Dame | 100
University of Notre Dame | 50366_B_BLR7 | 50366 | B | BLR7 |  | O/G Steam |  | PJM_West | Indiana | 18 | St Joseph | 141 | 18141 | 2.6 | 8300 | 2019 | 9999 |  |  | Y | Natural Gas | [13 empty] | 0.23063 | 0.23063 | 0.23063 | 0.23063 | [11 empty] | University of Notre Dame | 100 | University of Notre Dame | 100
University of Notre Dame | 50366_B_BLR8 | 50366 | B | BLR8 |  | O/G Steam |  | PJM_West | Indiana | 18 | St Joseph | 141 | 18141 | 2.6 | 8300 | 2019 | 9999 |  |  | Y | Natural Gas | [13 empty] | 0.23063 | 0.23063 | 0.23063 | 0.23063 | [11 empty] | University of Notre Dame | 100 | University of Notre Dame | 100
Phillips 66 Carbon Plant | 50388_B_K1 | 50388 | B | K1 |  | Coal Steam |  | WEC_CALN | California | 6 | Contra Costa | 13 | 06013 | 8.5 | 8300 | 1983 | 9999 |  |  | Y | Petroleum Coke |  |  | 0.6 |  |  |  |  | B | NA |  |  |  | 0.79 | 1.1583 | 1.1583 | 1.1583 | 1.1583 | 0.05 | 0.05 | 0.05 | 0.98 | Yes | 2000 | [5 empty] | Phillips 66 Co | 100 | Phillips 66 Co | 100
Phillips 66 Carbon Plant | 50388_B_K2 | 50388 | B | K2 |  | Coal Steam |  | WEC_CALN | California | 6 | Contra Costa | 13 | 06013 | 8.5 | 8300 | 1983 | 9999 |  |  | Y | Petroleum Coke |  |  | 0.6 |  |  |  |  | B | NA |  |  |  | 0.79 | 0.59415 | 0.59415 | 0.59415 | 0.59415 | 0.05 | 0.05 | 0.05 | 0.98 | Yes | 2000 | [5 empty] | Phillips 66 Co | 100 | Phillips 66 Co | 100
Dillard Complex | 50396_B_BLR1 | 50396 | B | BLR1 |  | Biomass |  | WECC_PNW | Oregon | 41 | Douglas | 19 | 41019 | 13.3 | 11664 | 1974 | 9999 |  |  | Y | Biomass | [7 empty] | ESPC + C | No |  |  |  |  | 0.22033 | 0.22033 | 0.22033 | 0.22033 | [11 empty] | Roseburg Forest Products Co | 100 | Roseburg Forest Products Co | 100
Dillard Complex | 50396_B_BLR2 | 50396 | B | BLR2 |  | Biomass |  | WECC_PNW | Oregon | 41 | Douglas | 19 | 41019 | 13.3 | 11664 | 1977 | 9999 |  |  | Y | Biomass | [7 empty] | ESPC + C | No |  |  |  |  | 0.22033 | 0.22033 | 0.22033 | 0.22033 | [11 empty] | Roseburg Forest Products Co | 100 | Roseburg Forest Products Co | 100
Dillard Complex | 50396_B_BLR6 | 50396 | B | BLR6 |  | Biomass |  | WECC_PNW | Oregon | 41 | Douglas | 19 | 41019 | 13.3 | 11664 | 1974 | 9999 |  |  | Y | Biomass | [7 empty] | ESPC + C | No |  |  |  |  | 0.22033 | 0.22033 | 0.22033 | 0.22033 | [11 empty] | Roseburg Forest Products Co | 100 | Roseburg Forest Products Co | 100
Pixelle Specialty Solutions LLC - Spring Grove Facility | 50397_B_5PB036 | 50397 | B | 5PB036 | 3656 | Coal Steam |  | PJM_WMAC | Pennsylvania | 42 | York | 133 | 42133 | 53 | 8300 | 1989 | 9999 | FBC | dry | Y | Bituminous | Reagent Injection | 1989 | 0.893 | CF | SNCR |  | 2006 | ESPH | Yes |  |  |  | 1 | 0.16723 | 0.16723 | 0.16723 | 0.16723 | 1 | 0.1 | 1 | 0.893 | [7 empty] | Pixelle Specialty Solutions LLC | 100 | Pixelle Specialty Solutions LLC | 100
Pixelle Specialty Solutions LLC - Spring Grove Facility | 50397_B_6PB038 | 50397 | B | 6PB038 |  | O/G Steam |  | PJM_WMAC | Pennsylvania | 42 | York | 133 | 42133 | 1.8 | 8300 | 2017 | 9999 | wall | dry | Y | Natural Gas |  |  |  | FR | [9 empty] | 0.1 | 0.1 | 0.1 | 0.1 | [11 empty] | Pixelle Specialty Solutions LLC | 100 | Pixelle Specialty Solutions LLC | 100
Pixelle Specialty Solutions LLC - Spring Grove Facility | 50397_B_7PB039 | 50397 | B | 7PB039 |  | O/G Steam |  | PJM_WMAC | Pennsylvania | 42 | York | 133 | 42133 | 11.7 | 8300 | 2017 | 9999 | wall |  | Y | Natural Gas |  |  |  | FR | [9 empty] | 0.1 | 0.1 | 0.1 | 0.1 | [11 empty] | Pixelle Specialty Solutions LLC | 100 | Pixelle Specialty Solutions LLC | 100
Pixelle Specialty Solutions LLC - Spring Grove Facility | 50397_B_REC037 | 50397 | B | REC037 |  | Non-Fossil Waste |  | PJM_WMAC | Pennsylvania | 42 | York | 133 | 42133 | 18.4 | 5639 | 1993 | 9999 | wall | dry | Y | Non-Fossil Waste |  |  |  | other |  |  |  | ESPH | Yes |  |  |  |  | 0.1 | 0.1 | 0.1 | 0.1 | [11 empty] | Pixelle Specialty Solutions LLC | 100 | Pixelle Specialty Solutions LLC | 100
S D Warren Westbrook | 50447_B_17 | 50447 | B | 17 |  | Biomass |  | NENG_ME | Maine | 23 | Cumberland | 5 | 23005 | 18.8 | 7755 | 1948 | 9999 |  |  | Y | Biomass | [12 empty] | 1.579 | 0.40546 | 0.40546 | 0.40546 | 0.40546 | [11 empty] | Sappi North America Inc | 100 | Sappi Limited | 100
S D Warren Westbrook | 50447_B_18 | 50447 | B | 18 |  | Biomass |  | NENG_ME | Maine | 23 | Cumberland | 5 | 23005 | 18.8 | 7755 | 1948 | 9999 |  |  | Y | Biomass | [12 empty] | 1.579 | 0.25605 | 0.25605 | 0.25605 | 0.25605 | [11 empty] | Sappi North America Inc | 100 | Sappi Limited | 100
S D Warren Westbrook | 50447_B_21 | 50447 | B | 21 |  | Biomass |  | NENG_ME | Maine | 23 | Cumberland | 5 | 23005 | 18.8 | 7755 | 1948 | 9999 |  |  | Y | Biomass |  |  |  | OFA |  |  |  | ESPH | No |  |  |  |  | 0.30612 | 0.30612 | 0.30612 | 0.30612 | [11 empty] | Sappi North America Inc | 100 | Sappi Limited | 100
Flint River Operations | 50465_B_PB | 50465 | B | PB |  | Biomass |  | S_SOU | Georgia | 13 | Macon | 193 | 13193 | 39 | 4413 | 1980 | 9999 |  |  | Y | Biomass | Wet Scrubber | 1980 | 0.8 | OFA |  |  |  | ESPH + C | Yes |  |  |  |  | 0.26079 | 0.26079 | 0.26079 | 0.26079 | [11 empty] | Weyerhaeuser NR Co | 100 | Weyerhaeuser Co | 100
Flint River Operations | 50465_B_RB | 50465 | B | RB |  | Non-Fossil Waste |  | S_SOU | Georgia | 13 | Macon | 193 | 13193 | 39 | 4413 | 1980 | 9999 |  |  | Y | Non-Fossil Waste |  |  |  | LA |  |  |  | ESPH | Yes |  |  |  |  | 0.11104 | 0.11104 | 0.11104 | 0.11104 | [11 empty] | Weyerhaeuser NR Co | 100 | Weyerhaeuser Co | 100
Buckeye Florida LP | 50466_B_1BB | 50466 | B | 1BB |  | Non-Fossil Waste |  | FRCC | Florida | 12 | Taylor | 123 | 12123 | 5.7 | 7182 | 1954 | 9999 |  |  | Y | Non-Fossil Waste | Wet Scrubber | 1977 | 0.85 |  |  |  |  | WS | NA |  |  |  |  | 0 | 0 | 0 | 0 | [11 empty] | Foley Cellulose LLC | 100 | GP Cellulose Holdings LLC | 100
Buckeye Florida LP | 50466_B_1PB | 50466 | B | 1PB |  | Non-Fossil Waste |  | FRCC | Florida | 12 | Taylor | 123 | 12123 | 5.7 | 7182 | 1954 | 9999 |  |  | Y | Non-Fossil Waste | [13 empty] | 0 | 0 | 0 | 0 | [11 empty] | Foley Cellulose LLC | 100 | GP Cellulose Holdings LLC | 100
Buckeye Florida LP | 50466_B_2BB | 50466 | B | 2BB |  | Non-Fossil Waste |  | FRCC | Florida | 12 | Taylor | 123 | 12123 | 5.7 | 7182 | 1954 | 9999 |  |  | Y | Non-Fossil Waste | [7 empty] | WS | NA |  |  |  |  | 0 | 0 | 0 | 0 | [11 empty] | Foley Cellulose LLC | 100 | GP Cellulose Holdings LLC | 100
Buckeye Florida LP | 50466_B_2PB | 50466 | B | 2PB |  | Non-Fossil Waste |  | FRCC | Florida | 12 | Taylor | 123 | 12123 | 5.7 | 7182 | 1954 | 9999 |  |  | Y | Non-Fossil Waste | [13 empty] | 0 | 0 | 0 | 0 | [11 empty] | Foley Cellulose LLC | 100 | GP Cellulose Holdings LLC | 100
Buckeye Florida LP | 50466_B_2RB | 50466 | B | 2RB |  | Non-Fossil Waste |  | FRCC | Florida | 12 | Taylor | 123 | 12123 | 5.7 | 7182 | 1958 | 9999 |  |  | Y | Non-Fossil Waste | [7 empty] | ESPC | No |  |  |  |  | 0 | 0 | 0 | 0 | [11 empty] | Foley Cellulose LLC | 100 | GP Cellulose Holdings LLC | 100
Buckeye Florida LP | 50466_B_3RB | 50466 | B | 3RB |  | Non-Fossil Waste |  | FRCC | Florida | 12 | Taylor | 123 | 12123 | 5.7 | 7182 | 1966 | 9999 |  |  | Y | Non-Fossil Waste | [7 empty] | ESPC | No |  |  |  |  | 0 | 0 | 0 | 0 | [11 empty] | Foley Cellulose LLC | 100 | GP Cellulose Holdings LLC | 100
Buckeye Florida LP | 50466_B_4RB | 50466 | B | 4RB |  | Non-Fossil Waste |  | FRCC | Florida | 12 | Taylor | 123 | 12123 | 5.7 | 7182 | 1975 | 9999 |  |  | Y | Non-Fossil Waste | [7 empty] | ESPC | No |  |  |  |  | 0 | 0 | 0 | 0 | [11 empty] | Foley Cellulose LLC | 100 | GP Cellulose Holdings LLC | 100
Covanta Niagara I, LLC | 50472_B_BLR1 | 50472 | B | BLR1 | 3667 | Municipal Solid Waste |  | NY_Z_A | New York | 36 | Niagara | 63 | 36063 | 12 | 6783 | 1981 | 9999 | wall | dry | Y | MSW |  |  |  | NH3 | SNCR |  |  | ESPH | Yes |  |  |  | 2.106 | 0.0484 | 0.0484 | 0.0484 | 0.0484 | 0.08 | 0.08 | 0.08 | [8 empty] | Covanta Niagara I LLC | 100 | Covanta Holding Corp | 100
Covanta Niagara I, LLC | 50472_B_BLR3 | 50472 | B | BLR3 |  | Municipal Solid Waste |  | NY_Z_A | New York | 36 | Niagara | 63 | 36063 | 12 | 6783 | 1996 | 9999 |  |  | Y | MSW | Dry Scrubber | 1996 | 0.917 | NH3 | SNCR |  |  | B | NA | ACI | 2002 |  |  | 0.272 | 0.272 | 0.272 | 0.272 | 0.08 | 0.08 | 0.08 | [8 empty] | Covanta Niagara I LLC | 100 | Covanta Holding Corp | 100
Covanta Niagara I, LLC | 50472_B_BLR4 | 50472 | B | BLR4 |  | Municipal Solid Waste |  | NY_Z_A | New York | 36 | Niagara | 63 | 36063 | 12 | 6783 | 1981 | 9999 |  |  | Y | MSW | Dry Scrubber | 1996 | 0.917 | NH3 | SNCR |  |  | B | NA | ACI | 2002 |  |  | 0.272 | 0.272 | 0.272 | 0.272 | 0.08 | 0.08 | 0.08 | [8 empty] | Covanta Niagara I LLC | 100 | Covanta Holding Corp | 100
Clewiston Sugar House | 50482_B_B7 | 50482 | B | B7 |  | Biomass |  | FRCC | Florida | 12 | Hendry | 51 | 12051 | 20 | 6956 | 1996 | 9999 |  |  | Y | Biomass |  |  |  | other |  |  |  | ESPC | No |  |  |  |  | 0.17204 | 0.17204 | 0.17204 | 0.17204 | [11 empty] | United States Sugar Corp | 100 | United States Sugar Corp | 100
Clewiston Sugar House | 50482_B_B8 | 50482 | B | B8 |  | Biomass |  | FRCC | Florida | 12 | Hendry | 51 | 12051 | 20 | 6956 | 2005 | 9999 |  |  | Y | Biomass |  |  |  |  | SNCR |  |  | ESPC | No |  |  |  |  | 0.11297 | 0.11297 | 0.11297 | 0.11297 | [11 empty] | United States Sugar Corp | 100 | United States Sugar Corp | 100
Clewiston Sugar House | 50482_B_B9 | 50482 | B | B9 |  | Biomass |  | FRCC | Florida | 12 | Hendry | 51 | 12051 | 4.7 | 6956 | 2019 | 9999 |  |  | Y | Biomass | [7 empty] | ESPH | No |  |  |  |  | 0.1 | 0.1 | 0.1 | 0.1 | [11 empty] | United States Sugar Corp | 100 | United States Sugar Corp | 100
PPG Powerhouse C | 50489_B_C1 | 50489 | B | C1 |  | O/G Steam |  | MIS_WOTA | Louisiana | 22 | Calcasieu | 19 | 22019 | 26 | 8300 | 1977 | 9999 | tangential |  | Y | Natural Gas | [13 empty] | 0.23063 | 0.23063 | 0.23063 | 0.23063 | [11 empty] | PPG Industries Inc | 100 | PPG Industries Inc | 100
PPG Powerhouse C | 50489_B_C2 | 50489 | B | C2 |  | O/G Steam |  | MIS_WOTA | Louisiana | 22 | Calcasieu | 19 | 22019 | 26 | 8300 | 1979 | 9999 | tangential |  | Y | Natural Gas | [13 empty] | 0.23063 | 0.23063 | 0.23063 | 0.23063 | [11 empty] | PPG Industries Inc | 100 | PPG Industries Inc | 100
PPG Powerhouse C | 50489_B_C4 | 50489 | B | C4 |  | O/G Steam |  | MIS_WOTA | Louisiana | 22 | Calcasieu | 19 | 22019 | 0.04 | 8300 | 1986 | 9999 |  |  | Y | Natural Gas |  |  |  | LNB | [9 empty] | 0.14526 | 0.14526 | 0.14526 | 0.14526 | [11 empty] | PPG Industries Inc | 100 | PPG Industries Inc | 100
PPG Powerhouse C | 50489_B_C5 | 50489 | B | C5 |  | O/G Steam |  | MIS_WOTA | Louisiana | 22 | Calcasieu | 19 | 22019 | 0.04 | 8300 | 1986 | 9999 |  |  | Y | Natural Gas | [13 empty] | 0.23063 | 0.23063 | 0.23063 | 0.23063 | [11 empty] | PPG Industries Inc | 100 | PPG Industries Inc | 100
Pacific-Ultrapower Chinese Station | 50560_B_B101 | 50560 | B | B101 |  | Biomass |  | WEC_CALN | California | 6 | Tuolumne | 109 | 06109 | 18 | 15548 | 1986 | 9999 |  |  | N | Biomass |  |  |  | CF + NH3 + OFA | SNCR |  |  | ESPC + C | No |  |  |  |  | 0.19027 | 0.19027 | 0.19027 | 0.19027 | [11 empty] | Pacific Ultrapower Chinese | 100 | Jamestown Energy Inc | 100
Westwood Generation LLC | 50611_B_031 | 50611 | B | 031 | 3677 | Coal Steam |  | PJM_WMAC | Pennsylvania | 42 | Schuylkill | 107 | 42107 | 30 | 14500 | 1987 | 9999 | FBC | dry | N | Waste Coal | Reagent Injection | 1987 | 0.893 | CF |  |  |  | B | NA |  |  |  | 0.2 | 0.13525 | 0.13525 | 0.13525 | 0.13525 | 0.01 | 0.01 | 0.01 | 0.98 | Yes | 1988 | [5 empty] | Rausch Creek Generation LLC | 100 | Olympus Holdings LLC | 100
ExxonMobil Beaumont Refinery | 50625_B_24 | 50625 | B | 24 |  | O/G Steam |  | MIS_WOTA | Texas | 48 | Jefferson | 245 | 48245 | 5.7 | 11373 | 1993 | 9999 |  |  | Y | Natural Gas |  |  |  | NH3 | SCR | [7 empty] | 1.157 | 0.026 | 0.026 | 0.026 | 0.026 | [11 empty] | ExxonMobil Beaumont Complex | 100 | ExxonMobil Corp | 100
ExxonMobil Beaumont Refinery | 50625_B_33 | 50625 | B | 33 |  | Fossil Waste |  | MIS_WOTA | Texas | 48 | Jefferson | 245 | 48245 | 8.9 | 10983 | 1965 | 9999 | tangential |  | Y | Fossil Waste |  |  |  | FR + LNB | SCR | [7 empty] | 8.417 | 0.047 | 0.047 | 0.047 | 0.047 | [11 empty] | ExxonMobil Beaumont Complex | 100 | ExxonMobil Corp | 100
ExxonMobil Beaumont Refinery | 50625_B_34 | 50625 | B | 34 |  | Fossil Waste |  | MIS_WOTA | Texas | 48 | Jefferson | 245 | 48245 | 8.9 | 10983 | 1966 | 9999 | tangential |  | Y | Fossil Waste |  |  |  | FR + LNB | SCR | [7 empty] | 8.417 | 0.045 | 0.045 | 0.045 | 0.045 | [11 empty] | ExxonMobil Beaumont Complex | 100 | ExxonMobil Corp | 100
ExxonMobil Beaumont Refinery | 50625_B_41 | 50625 | B | 41 | 3679 | O/G Steam |  | MIS_WOTA | Texas | 48 | Jefferson | 245 | 48245 | 38 | 11373 | 2005 | 9999 |  |  | Y | Natural Gas |  |  |  | LNB + NH3 | SCR | [8 empty] | 0.13345 | 0.02669 | 0.13345 | 0.02669 | [11 empty] | ExxonMobil Beaumont Complex | 100 | ExxonMobil Corp | 100
ExxonMobil Beaumont Refinery | 50625_B_42 | 50625 | B | 42 | 3680 | O/G Steam |  | MIS_WOTA | Texas | 48 | Jefferson | 245 | 48245 | 38 | 11373 | 2005 | 9999 |  |  | Y | Natural Gas |  |  |  | LNB + NH3 | SCR | [8 empty] | 0.13345 | 0.02669 | 0.13345 | 0.02669 | [11 empty] | ExxonMobil Beaumont Complex | 100 | ExxonMobil Corp | 100
ExxonMobil Beaumont Refinery | 50625_B_43 | 50625 | B | 43 | 3681 | O/G Steam |  | MIS_WOTA | Texas | 48 | Jefferson | 245 | 48245 | 38 | 10947 | 1954 | 9999 |  |  | Y | Natural Gas |  |  |  | LNB + NH3 | SCR | [8 empty] | 0.13345 | 0.02669 | 0.13345 | 0.02669 | [11 empty] | ExxonMobil Beaumont Complex | 100 | ExxonMobil Corp | 100
Paulsboro Refinery | 50628_B_2A | 50628 | B | 2A |  | Fossil Waste |  | PJM_EMAC | New Jersey | 34 | Gloucester | 15 | 34015 | 7.2 | 5172 | 1990 | 9999 | wall | dry | Y | Fossil Waste |  |  |  | FR + LNB | [9 empty] | 0.03241 | 0.03241 | 0.03241 | 0.03241 | [11 empty] | Paulsboro Refining Co LLC | 100 | PBF Holding Co LLC | 100
Paulsboro Refinery | 50628_B_2B | 50628 | B | 2B |  | Fossil Waste |  | PJM_EMAC | New Jersey | 34 | Gloucester | 15 | 34015 | 7.2 | 5172 | 1990 | 9999 |  |  | Y | Fossil Waste |  |  |  | FR + LNB | [9 empty] | 0.04 | 0.04 | 0.04 | 0.04 | [11 empty] | Paulsboro Refining Co LLC | 100 | PBF Holding Co LLC | 100
Paulsboro Refinery | 50628_B_2C | 50628 | B | 2C |  | Fossil Waste |  | PJM_EMAC | New Jersey | 34 | Gloucester | 15 | 34015 | 7.2 | 5172 | 1990 | 9999 | wall | dry | Y | Fossil Waste |  |  |  | FR + LNB | [9 empty] | 0.03093 | 0.03093 | 0.03093 | 0.03093 | [11 empty] | Paulsboro Refining Co LLC | 100 | PBF Holding Co LLC | 100
Paulsboro Refinery | 50628_B_HRSG | 50628 | B | HRSG |  | Fossil Waste |  | PJM_EMAC | New Jersey | 34 | Gloucester | 15 | 34015 | 7.2 | 5172 | 1990 | 9999 | wall | dry | Y | Fossil Waste |  |  |  | LNB + STM | [9 empty] | 0.0341 | 0.0341 | 0.0341 | 0.0341 | [11 empty] | Paulsboro Refining Co LLC | 100 | PBF Holding Co LLC | 100
Covanta Lake County Energy | 50629_B_1 | 50629 | B | 1 |  | Municipal Solid Waste |  | FRCC | Florida | 12 | Lake | 69 | 12069 | 6.2 | 20791 | 1991 | 9999 |  |  | N | MSW | Dry Scrubber | 1990 | 0.97 | NH3 | SNCR |  |  | B | NA | ACI | 1995 |  |  | 0.39 | 0.39 | 0.39 | 0.39 | 0.08 | 0.08 | 0.08 | [8 empty] | Covanta Lake II Inc | 100 | Covanta Holding Corp | 100
Covanta Lake County Energy | 50629_B_2 | 50629 | B | 2 |  | Municipal Solid Waste |  | FRCC | Florida | 12 | Lake | 69 | 12069 | 6.2 | 20791 | 1991 | 9999 |  |  | N | MSW | Dry Scrubber | 1990 | 0.97 | NH3 | SNCR |  |  | B | NA | ACI | 1995 |  |  | 0.41 | 0.41 | 0.41 | 0.41 | 0.08 | 0.08 | 0.08 | [8 empty] | Covanta Lake II Inc | 100 | Covanta Holding Corp | 100
Covanta Marion Inc | 50630_B_BLR1 | 50630 | B | BLR1 |  | Municipal Solid Waste |  | WECC_PNW | Oregon | 41 | MARION | 47 | 41047 | 5.8 | 19716 | 1986 | 9999 |  |  | N | MSW | Dry Scrubber | 1986 | 0.9 | NH3 | SNCR |  |  | B | NA | ACI | 1998 |  |  | 0.328 | 0.328 | 0.328 | 0.328 | 0.08 | 0.08 | 0.08 | [8 empty] | Covanta Marion Inc | 100 | Covanta Holding Corp | 100
Covanta Marion Inc | 50630_B_BLR2 | 50630 | B | BLR2 |  | Municipal Solid Waste |  | WECC_PNW | Oregon | 41 | MARION | 47 | 41047 | 5.8 | 19716 | 1986 | 9999 |  |  | N | MSW | Dry Scrubber | 1986 | 0.9 | NH3 | SNCR |  |  | B | NA | ACI | 1998 |  |  | 0.327 | 0.327 | 0.327 | 0.327 | 0.08 | 0.08 | 0.08 | [8 empty] | Covanta Marion Inc | 100 | Covanta Holding Corp | 100
Covanta Stanislaus Energy | 50632_B_1 | 50632 | B | 1 |  | Municipal Solid Waste |  | WEC_CALN | California | 6 | Stanislaus | 99 | 06099 | 10 | 18490 | 1989 | 9999 |  |  | N | MSW | Dry Scrubber | 1989 | 0.8 | AA + NH3 | SNCR |  |  | B | NA | ACI | 2001 |  |  | 0.19614 | 0.098 | 0.19614 | 0.098 | 0.08 | 0.08 | 0.08 | [8 empty] | Covanta Stanislaus Inc | 100 | Covanta Holding Corp | 100
Covanta Stanislaus Energy | 50632_B_2 | 50632 | B | 2 |  | Municipal Solid Waste |  | WEC_CALN | California | 6 | Stanislaus | 99 | 06099 | 10 | 18490 | 1989 | 9999 |  |  | N | MSW | Dry Scrubber | 1989 | 0.8 | AA + NH3 | SNCR |  |  | B | NA | ACI | 2001 |  |  | 0.18825 | 0.097 | 0.18825 | 0.097 | 0.08 | 0.08 | 0.08 | [8 empty] | Covanta Stanislaus Inc | 100 | Covanta Holding Corp | 100
Clearwater Paper IPP Lewiston | 50637_B_4PWR | 50637 | B | 4PWR |  | Biomass |  | WECC_PNW | Idaho | 16 | Nez Perce | 69 | 16069 | 22.5 | 4593 | 1981 | 9999 | stoker/SPR | dry | Y | Biomass |  |  |  | AA |  |  |  | ESPH + C | No |  |  |  | 0.8 | 0.2 | 0.2 | 0.2 | 0.2 | [11 empty] | Clearwater Paper Corp | 100 | Clearwater Paper Corp | 100
Clearwater Paper IPP Lewiston | 50637_B_5REC | 50637 | B | 5REC |  | Non-Fossil Waste |  | WECC_PNW | Idaho | 16 | Nez Perce | 69 | 16069 | 27 | 4592 | 1987 | 9999 | tangential |  | Y | Non-Fossil Waste | [7 empty] | ESPC | No |  |  |  |  | 0.098 | 0.098 | 0.098 | 0.098 | [11 empty] | Clearwater Paper Corp | 100 | Clearwater Paper Corp | 100
Covanta Bristol Energy | 50648_B_UNIT1 | 50648 | B | UNIT1 |  | Municipal Solid Waste |  | NENG_CT | Connecticut | 9 | Hartford | 3 | 09003 | 6.6 | 18528 | 1988 | 9999 |  |  | N | MSW | Dry Scrubber | 1988 | 0.85 | NH3 | SNCR |  |  | B | NA | ACI | 2001 |  | 0.07 | 0.21679 | 0.21679 | 0.21679 | 0.21679 | 0.08 | 0.08 | 0.08 | [8 empty] | Covanta Bristol Inc | 100 | Covanta Holding Corp | 100
Covanta Bristol Energy | 50648_B_UNIT2 | 50648 | B | UNIT2 |  | Municipal Solid Waste |  | NENG_CT | Connecticut | 9 | Hartford | 3 | 09003 | 6.6 | 18528 | 1988 | 9999 |  |  | N | MSW | Dry Scrubber | 1988 | 0.85 | NH3 | SNCR |  |  | B | NA | ACI | 2001 |  | 0.07 | 0.26183 | 0.26183 | 0.26183 | 0.26183 | 0.08 | 0.08 | 0.08 | [8 empty] | Covanta Bristol Inc | 100 | Covanta Holding Corp | 100
Covanta Babylon Inc | 50649_B_1 | 50649 | B | 1 |  | Municipal Solid Waste |  | NY_Z_K | New York | 36 | Suffolk | 103 | 36103 | 7.2 | 19383 | 1989 | 9999 |  |  | N | MSW | Dry Scrubber | 1989 | 0.97 |  | SNCR |  |  | B | NA | ACI | 2000 |  |  | 0.15542 | 0.15542 | 0.15542 | 0.15542 | 0.08 | 0.08 | 0.08 | [8 empty] | Covanta Babylon Inc | 100 | Covanta Holding Corp | 100
Covanta Babylon Inc | 50649_B_2 | 50649 | B | 2 |  | Municipal Solid Waste |  | NY_Z_K | New York | 36 | Suffolk | 103 | 36103 | 7.2 | 19383 | 1989 | 9999 |  |  | N | MSW | Dry Scrubber | 1989 | 0.97 |  | SNCR |  |  | B | NA | ACI | 2000 |  |  | 0.15842 | 0.15842 | 0.15842 | 0.15842 | 0.08 | 0.08 | 0.08 | [8 empty] | Covanta Babylon Inc | 100 | Covanta Holding Corp | 100
ReEnergy Stratton LLC | 50650_B_BLR1 | 50650 | B | BLR1 |  | Biomass |  | NENG_ME | Maine | 23 | Franklin | 7 | 23007 | 46 | 13500 | 1989 | 9999 |  |  | N | Biomass |  |  |  |  | SCR |  |  | ESPH | No |  |  |  |  | 0.06414 | 0.06414 | 0.06414 | 0.06414 | [11 empty] | ReEnergy Stratton Energy LLC | 100 | ReEnergy | 100
Huntington Resource Recovery Facility | 50656_B_UNIT1 | 50656 | B | UNIT1 |  | Municipal Solid Waste |  | NY_Z_K | New York | 36 | Suffolk | 103 | 36103 | 8.2 | 17913 | 1991 | 9999 |  |  | N | MSW | Dry Scrubber | 1991 | 0.97 |  | SNCR |  |  | B | NA | ACI | 2000 |  |  | 0.20791 | 0.20791 | 0.20791 | 0.20791 | 0.08 | 0.08 | 0.08 | [8 empty] | Huntington Resource Recovery | 100 | Covanta Holding Corp | 100
Huntington Resource Recovery Facility | 50656_B_UNIT2 | 50656 | B | UNIT2 |  | Municipal Solid Waste |  | NY_Z_K | New York | 36 | Suffolk | 103 | 36103 | 8.2 | 17913 | 1991 | 9999 |  |  | N | MSW | Dry Scrubber | 1991 | 0.97 |  | SNCR |  |  | B | NA | ACI | 2000 |  |  | 0.20681 | 0.20681 | 0.20681 | 0.20681 | 0.08 | 0.08 | 0.08 | [8 empty] | Huntington Resource Recovery | 100 | Covanta Holding Corp | 100
Huntington Resource Recovery Facility | 50656_B_UNIT3 | 50656 | B | UNIT3 |  | Municipal Solid Waste |  | NY_Z_K | New York | 36 | Suffolk | 103 | 36103 | 8.2 | 17913 | 1991 | 9999 |  |  | N | MSW | Dry Scrubber | 1991 | 0.97 |  | SNCR |  |  | B | NA | ACI | 2000 |  |  | 0.20604 | 0.20604 | 0.20604 | 0.20604 | 0.08 | 0.08 | 0.08 | [8 empty] | Huntington Resource Recovery | 100 | Covanta Holding Corp | 100
Montgomery County Resource Recovery | 50657_B_1 | 50657 | B | 1 |  | Municipal Solid Waste |  | PJM_SMAC | Maryland | 24 | Montgomery | 31 | 24031 | 18 | 18221 | 1995 | 9999 |  |  | N | MSW | Dry Scrubber | 1995 | 0.85 | LNB | SNCR |  |  | B | NA | ACI | 1995 |  |  | 0.15191 | 0.15191 | 0.15191 | 0.15191 | 0.08 | 0.08 | 0.08 | [8 empty] | Northeast Maryland Waste Disposal Authority | 100 | Northeast Maryland Waste Disposal Authority | 100
Montgomery County Resource Recovery | 50657_B_2 | 50657 | B | 2 |  | Municipal Solid Waste |  | PJM_SMAC | Maryland | 24 | Montgomery | 31 | 24031 | 18 | 18221 | 1995 | 9999 |  |  | N | MSW | Dry Scrubber | 1995 | 0.85 | LNB | SNCR |  |  | B | NA | ACI | 1995 |  |  | 0.1549 | 0.1549 | 0.1549 | 0.1549 | 0.08 | 0.08 | 0.08 | [8 empty] | Northeast Maryland Waste Disposal Authority | 100 | Northeast Maryland Waste Disposal Authority | 100
Montgomery County Resource Recovery | 50657_B_3 | 50657 | B | 3 |  | Municipal Solid Waste |  | PJM_SMAC | Maryland | 24 | Montgomery | 31 | 24031 | 18 | 18221 | 1995 | 9999 |  |  | N | MSW | Dry Scrubber | 1995 | 0.85 | LNB | SNCR |  |  | B | NA | ACI | 1995 |  |  | 0.14491 | 0.14491 | 0.14491 | 0.14491 | 0.08 | 0.08 | 0.08 | [8 empty] | Northeast Maryland Waste Disposal Authority | 100 | Northeast Maryland Waste Disposal Authority | 100
Covanta Fairfax Energy | 50658_B_1 | 50658 | B | 1 |  | Municipal Solid Waste |  | PJM_Dom | Virginia | 51 | Fairfax | 59 | 51059 | 24.5 | 18440 | 1990 | 9999 | other |  | N | MSW | Dry Scrubber | 1990 | 0.8 |  | SNCR |  |  | B | NA | ACI | 2001 |  |  | 0.319 | 0.319 | 0.319 | 0.319 | 0.08 | 0.08 | 0.08 | [8 empty] | Covanta Fairfax Inc | 100 | Covanta Holding Corp | 100
Covanta Fairfax Energy | 50658_B_2 | 50658 | B | 2 |  | Municipal Solid Waste |  | PJM_Dom | Virginia | 51 | Fairfax | 59 | 51059 | 24.5 | 18440 | 1990 | 9999 | other |  | N | MSW | Dry Scrubber | 1990 | 0.8 |  | SNCR |  |  | B | NA | ACI | 2001 |  |  | 0.313 | 0.313 | 0.313 | 0.313 | 0.08 | 0.08 | 0.08 | [8 empty] | Covanta Fairfax Inc | 100 | Covanta Holding Corp | 100
Covanta Fairfax Energy | 50658_B_3 | 50658 | B | 3 |  | Municipal Solid Waste |  | PJM_Dom | Virginia | 51 | Fairfax | 59 | 51059 | 24.5 | 18440 | 1990 | 9999 | other |  | N | MSW | Dry Scrubber | 1990 | 0.8 |  | SNCR |  |  | B | NA | ACI | 2001 |  |  | 0.31534 | 0.31534 | 0.31534 | 0.31534 | 0.08 | 0.08 | 0.08 | [8 empty] | Covanta Fairfax Inc | 100 | Covanta Holding Corp | 100
Covanta Fairfax Energy | 50658_B_4 | 50658 | B | 4 |  | Municipal Solid Waste |  | PJM_Dom | Virginia | 51 | Fairfax | 59 | 51059 | 24.5 | 18440 | 1990 | 9999 | other |  | N | MSW | Dry Scrubber | 1990 | 0.8 |  | SNCR |  |  | B | NA | ACI | 2001 |  |  | 0.25433 | 0.25433 | 0.25433 | 0.25433 | 0.08 | 0.08 | 0.08 | [8 empty] | Covanta Fairfax Inc | 100 | Covanta Holding Corp | 100
Covanta Tulsa Renewable Energy LLC | 50660_B_1 | 50660 | B | 1 |  | Municipal Solid Waste |  | SPP_WEST | Oklahoma | 40 | Tulsa | 143 | 40143 | 5.2 | 14295 | 1986 | 9999 |  |  | Y | MSW | Dry Scrubber | 2001 | 0.945 | NH3 | SNCR |  |  | B | NA | ACI | 2001 |  |  | 0.21 | 0.21 | 0.21 | 0.21 | 0.08 | 0.08 | 0.08 | [8 empty] | Covanta WBH LLC | 100 | Covanta Holding Corp | 100
Covanta Tulsa Renewable Energy LLC | 50660_B_2 | 50660 | B | 2 |  | Municipal Solid Waste |  | SPP_WEST | Oklahoma | 40 | Tulsa | 143 | 40143 | 5.2 | 14295 | 1986 | 9999 |  |  | Y | MSW | Dry Scrubber | 2001 | 0.93 | NH3 | SNCR |  |  | B | NA | ACI | 2001 |  |  | 0.23 | 0.23 | 0.23 | 0.23 | 0.08 | 0.08 | 0.08 | [8 empty] | Covanta WBH LLC | 100 | Covanta Holding Corp | 100
Covanta Tulsa Renewable Energy LLC | 50660_B_3 | 50660 | B | 3 |  | Municipal Solid Waste |  | SPP_WEST | Oklahoma | 40 | Tulsa | 143 | 40143 | 5.2 | 14295 | 1986 | 9999 |  |  | Y | MSW | Dry Scrubber | 2001 | 0.948 | NH3 | SNCR |  |  | B | NA | ACI | 2001 |  |  | 0.21 | 0.21 | 0.21 | 0.21 | 0.08 | 0.08 | 0.08 | [8 empty] | Covanta WBH LLC | 100 | Covanta Holding Corp | 100
Covanta Haverhill | 50661_B_A | 50661 | B | A |  | Municipal Solid Waste |  | NENGREST | Massachusetts | 25 | Essex | 9 | 25009 | 21.4 | 16454 | 1989 | 9999 |  |  | N | MSW | Dry Scrubber | 1989 | 0.96 |  | SNCR |  |  | B | NA | ACI | 2000 |  |  | 0.3 | 0.3 | 0.3 | 0.3 | 0.08 | 0.08 | 0.08 | [8 empty] | Covanta Haverhill Associates | 100 | Covanta Holding Corp | 100
Covanta Haverhill | 50661_B_B | 50661 | B | B |  | Municipal Solid Waste |  | NENGREST | Massachusetts | 25 | Essex | 9 | 25009 | 21.4 | 16454 | 1989 | 9999 |  |  | N | MSW | Dry Scrubber | 1989 | 0.99 |  | SNCR |  |  | B | NA | ACI | 2000 |  |  | 0.3 | 0.3 | 0.3 | 0.3 | 0.08 | 0.08 | 0.08 | [8 empty] | Covanta Haverhill Associates | 100 | Covanta Holding Corp | 100
Onondaga County Resource Recovery | 50662_B_UNIT1 | 50662 | B | UNIT1 |  | Municipal Solid Waste |  | NY_Z_C&E | New York | 36 | Onondaga | 67 | 36067 | 10 | 19383 | 1995 | 9999 |  |  | N | MSW | Dry Scrubber | 1995 | 0.85 | NH3 | SNCR |  |  | B | NA | ACI | 1995 |  |  | 0.27495 | 0.27495 | 0.27495 | 0.27495 | 0.08 | 0.08 | 0.08 | [8 empty] | Covanta Onondega LP | 100 | Covanta Holding Corp | 100
Onondaga County Resource Recovery | 50662_B_UNIT2 | 50662 | B | UNIT2 |  | Municipal Solid Waste |  | NY_Z_C&E | New York | 36 | Onondaga | 67 | 36067 | 10 | 19383 | 1995 | 9999 |  |  | N | MSW | Dry Scrubber | 1995 | 0.85 | NH3 | SNCR |  |  | B | NA | ACI | 1995 |  |  | 0.27841 | 0.27841 | 0.27841 | 0.27841 | 0.08 | 0.08 | 0.08 | [8 empty] | Covanta Onondega LP | 100 | Covanta Holding Corp | 100
Onondaga County Resource Recovery | 50662_B_UNIT3 | 50662 | B | UNIT3 |  | Municipal Solid Waste |  | NY_Z_C&E | New York | 36 | Onondaga | 67 | 36067 | 10 | 19383 | 1995 | 9999 |  |  | N | MSW | Dry Scrubber | 1995 | 0.85 | NH3 | SNCR |  |  | B | NA | ACI | 1955 |  |  | 0.27528 | 0.27528 | 0.27528 | 0.27528 | 0.08 | 0.08 | 0.08 | [8 empty] | Covanta Onondega LP | 100 | Covanta Holding Corp | 100
Covanta Alexandria/Arlington Energy | 50663_B_B100 | 50663 | B | B100 |  | Municipal Solid Waste |  | PJM_Dom | Virginia | 51 | Alexandria City | 510 | 51510 | 9.7 | 19383 | 1987 | 9999 |  |  | N | MSW | Dry Scrubber | 1999 | 0.99 | NH3 | SNCR |  |  | B | NA | ACI | 1999 |  | 0.14 | 0.27299 | 0.27299 | 0.27299 | 0.27299 | 0.08 | 0.08 | 0.08 | [8 empty] | Covanta Alexandria/Arlington LLC | 100 | Covanta Holding Corp | 100
Covanta Alexandria/Arlington Energy | 50663_B_B200 | 50663 | B | B200 |  | Municipal Solid Waste |  | PJM_Dom | Virginia | 51 | Alexandria City | 510 | 51510 | 9.7 | 19383 | 1987 | 9999 |  |  | N | MSW | Dry Scrubber | 2000 | 0.99 | NH3 | SNCR |  |  | B | NA | ACI | 2000 |  | 0.14 | 0.26886 | 0.26886 | 0.26886 | 0.26886 | 0.08 | 0.08 | 0.08 | [8 empty] | Covanta Alexandria/Arlington LLC | 100 | Covanta Holding Corp | 100
Covanta Alexandria/Arlington Energy | 50663_B_B300 | 50663 | B | B300 |  | Municipal Solid Waste |  | PJM_Dom | Virginia | 51 | Alexandria City | 510 | 51510 | 9.7 | 19383 | 1987 | 9999 |  |  | N | MSW | Dry Scrubber | 2000 | 0.99 | NH3 | SNCR |  |  | B | NA | ACI | 2000 |  | 0.14 | 0.26845 | 0.26845 | 0.26845 | 0.26845 | 0.08 | 0.08 | 0.08 | [8 empty] | Covanta Alexandria/Arlington LLC | 100 | Covanta Holding Corp | 100
Pasco Cnty Solid Waste Resource Recovery | 50666_B_B1 | 50666 | B | B1 |  | Municipal Solid Waste |  | FRCC | Florida | 12 | Pasco | 101 | 12101 | 8.7 | 18381 | 1991 | 9999 |  |  | N | MSW | Dry Scrubber | 1991 | 0.95 |  | SNCR |  |  | B | NA | ACI | 1995 |  |  | 0.41399 | 0.41399 | 0.41399 | 0.41399 | 0.08 | 0.08 | 0.08 | [8 empty] | Pasco (County Of) | 100 | Pasco (County Of) | 100
Pasco Cnty Solid Waste Resource Recovery | 50666_B_B2 | 50666 | B | B2 |  | Municipal Solid Waste |  | FRCC | Florida | 12 | Pasco | 101 | 12101 | 8.7 | 18381 | 1991 | 9999 |  |  | N | MSW | Dry Scrubber | 1991 | 0.95 |  | SNCR |  |  | B | NA | ACI | 1995 |  |  | 0.39415 | 0.39415 | 0.39415 | 0.39415 | 0.08 | 0.08 | 0.08 | [8 empty] | Pasco (County Of) | 100 | Pasco (County Of) | 100
Pasco Cnty Solid Waste Resource Recovery | 50666_B_B3 | 50666 | B | B3 |  | Municipal Solid Waste |  | FRCC | Florida | 12 | Pasco | 101 | 12101 | 8.7 | 18381 | 1991 | 9999 |  |  | N | MSW | Dry Scrubber | 1991 | 0.95 |  | SNCR |  |  | B | NA | ACI | 1995 |  |  | 0.38562 | 0.38562 | 0.38562 | 0.38562 | 0.08 | 0.08 | 0.08 | [8 empty] | Pasco (County Of) | 100 | Pasco (County Of) | 100
Pinetree Power Tamworth | 50739_B_0100 | 50739 | B | 0100 |  | Biomass |  | NENGREST | New Hampshire | 33 | Carroll | 3 | 33003 | 20 | 17144 | 1987 | 9999 |  |  | N | Biomass |  |  |  | LA | SCR |  |  | ESPH + C | No |  |  |  | 0.025 | 0.08652 | 0.08652 | 0.08652 | 0.08652 | [11 empty] | Pinetree Power Tamworth Inc | 100 | Capergy SA | 100
Starrett City Cogen Facility | 50743_B_1 | 50743 | B | 1 |  | O/G Steam |  | NY_Z_J | New York | 36 | Kings | 47 | 36047 | 2.8 | 8300 | 1974 | 9999 |  |  | Y | Natural Gas |  |  |  | LNB | [9 empty] | 0.05388 | 0.05388 | 0.05388 | 0.05388 | [11 empty] | Starrett City Inc | 100 | Grenadier Realty Corp | 100
Starrett City Cogen Facility | 50743_B_2 | 50743 | B | 2 |  | O/G Steam |  | NY_Z_J | New York | 36 | Kings | 47 | 36047 | 2.8 | 8300 | 1974 | 9999 |  |  | Y | Natural Gas |  |  |  | LNB | [9 empty] | 0.05388 | 0.05388 | 0.05388 | 0.05388 | [11 empty] | Starrett City Inc | 100 | Grenadier Realty Corp | 100
Starrett City Cogen Facility | 50743_B_3 | 50743 | B | 3 |  | O/G Steam |  | NY_Z_J | New York | 36 | Kings | 47 | 36047 | 2.8 | 8300 | 1974 | 9999 |  |  | Y | Natural Gas |  |  |  | LNB | [9 empty] | 0.05388 | 0.05388 | 0.05388 | 0.05388 | [11 empty] | Starrett City Inc | 100 | Grenadier Realty Corp | 100
Starrett City Cogen Facility | 50743_B_4 | 50743 | B | 4 |  | O/G Steam |  | NY_Z_J | New York | 36 | Kings | 47 | 36047 | 2.8 | 8300 | 1974 | 9999 |  |  | Y | Natural Gas |  |  |  | LNB | [9 empty] | 0.05388 | 0.05388 | 0.05388 | 0.05388 | [11 empty] | Starrett City Inc | 100 | Grenadier Realty Corp | 100
Viking Energy of McBain | 50770_B_B1 | 50770 | B | B1 |  | Biomass |  | MIS_LMI | Michigan | 26 | Missaukee | 113 | 26113 | 16.3 | 13500 | 1989 | 9999 |  |  | N | Biomass |  |  |  | LA + OFA |  |  |  | ESPC + C | No |  |  |  |  | 0.2599 | 0.2599 | 0.2599 | 0.2599 | [11 empty] | Viking Energy Corp | 100 | ENGIE SA | 100
Viking Energy of Lincoln | 50772_B_B1 | 50772 | B | B1 |  | Biomass |  | MIS_LMI | Michigan | 26 | Alcona | 1 | 26001 | 16.3 | 13500 | 1989 | 9999 |  |  | N | Biomass |  |  |  | LA + OFA |  |  |  | ESPC + C | No |  |  |  |  | 0.24679 | 0.24679 | 0.24679 | 0.24679 | [11 empty] | Viking Energy Corp | 100 | ENGIE SA | 100
Panther Creek Energy Facility | 50776_B_BLR1 | 50776 | B | BLR1 | 3693 | Coal Steam |  | PJM_WMAC | Pennsylvania | 42 | Carbon | 25 | 42025 | 42 | 14141 | 1992 | 9999 | FBC | dry | N | Waste Coal | Reagent Injection | 1992 | 0.875 | CF + NH3 | SNCR |  | 1992 | B | NA |  |  |  | 0.156 | 0.13466 | 0.13466 | 0.13466 | 0.13466 | 0.01 | 0.01 | 0.01 | 0.98 | Yes | 1992 | [5 empty] | Panther Creek Power Operating LLC | 100 | ArcLight Capital Partners LLC | 100
Panther Creek Energy Facility | 50776_B_BLR2 | 50776 | B | BLR2 | 3694 | Coal Steam |  | PJM_WMAC | Pennsylvania | 42 | Carbon | 25 | 42025 | 42 | 14141 | 1992 | 9999 | FBC | dry | N | Waste Coal | Reagent Injection | 1992 | 0.875 | CF + NH3 | SNCR |  | 1992 | B | NA |  |  |  | 0.156 | 0.13029 | 0.13029 | 0.13029 | 0.13029 | 0.01 | 0.01 | 0.01 | 0.98 | Yes | 1992 | [5 empty] | Panther Creek Power Operating LLC | 100 | ArcLight Capital Partners LLC | 100
Port Wentworth Mill | 50804_B_4 | 50804 | B | 4 |  | Non-Fossil Waste |  | S_SOU | Georgia | 13 | Chatham | 51 | 13051 | 29 | 18343 | 1991 | 9999 |  |  | Y | Non-Fossil Waste |  |  |  | OFA |  |  |  | ESPH | No |  |  |  |  | 0 | 0 | 0 | 0 | [11 empty] | Weyerhaeuser Co | 100 | Weyerhaeuser Co | 100
Port Wentworth Mill | 50804_B_RE01 | 50804 | B | RE01 |  | Non-Fossil Waste |  | S_SOU | Georgia | 13 | Chatham | 51 | 13051 | 29 | 18343 | 1979 | 9999 |  |  | Y | Non-Fossil Waste |  |  |  | LA |  |  |  | ESPH | No |  |  |  |  | 0 | 0 | 0 | 0 | [11 empty] | Weyerhaeuser Co | 100 | Weyerhaeuser Co | 100
Florence Mill | 50806_B_PB1 | 50806 | B | PB1 |  | O/G Steam |  | S_VACA | South Carolina | 45 | Florence | 41 | 45041 | 3.3 | 8300 | 1963 | 9999 | wall | dry | Y | Natural Gas | [12 empty] | 3.5 | 0.02686 | 0.02686 | 0.02686 | 0.02686 | [11 empty] | WestRock CP LLC | 100 | Rock Tenn Co | 100
Florence Mill | 50806_B_PB3 | 50806 | B | PB3 | 88341 | Biomass |  | S_VACA | South Carolina | 45 | Florence | 41 | 45041 | 7.2 | 4867 | 1963 | 9999 | wall | dry | Y | Biomass | [7 empty] | ESPH + C | No |  |  |  | 3.5 | 0.22639 | 0.22639 | 0.22639 | 0.22639 | [11 empty] | WestRock CP LLC | 100 | Rock Tenn Co | 100
Florence Mill | 50806_B_PB4 | 50806 | B | PB4 | 88341 | Biomass |  | S_VACA | South Carolina | 45 | Florence | 41 | 45041 | 74 | 4867 | 1987 | 9999 | wall | dry | Y | Biomass |  |  |  | LNB + OFA |  |  |  | ESPH | No |  |  |  | 0.8 | 0.22639 | 0.22639 | 0.22639 | 0.22639 | 0.9 | 0.94 | 1 | [8 empty] | WestRock CP LLC | 100 | Rock Tenn Co | 100
Florence Mill | 50806_B_RBF | 50806 | B | RBF |  | Non-Fossil Waste |  | S_VACA | South Carolina | 45 | Florence | 41 | 45041 | 14.3 | 4867 | 1974 | 9999 | wall |  | Y | Non-Fossil Waste | [7 empty] | ESPH | No |  |  |  | 3.5 | 0.1167 | 0.1167 | 0.1167 | 0.1167 | [11 empty] | WestRock CP LLC | 100 | Rock Tenn Co | 100
Hopewell Mill | 50813_B_CB1 | 50813 | B | CB1 |  | Non-Fossil Waste |  | PJM_Dom | Virginia | 51 | Hopewell City | 670 | 51670 | 20.4 | 12696 | 1980 | 9999 |  |  | Y | Non-Fossil Waste |  |  |  | LNB |  |  |  | ESPC | No |  |  |  | 1.2 | 0.08203 | 0.08203 | 0.08203 | 0.08203 | [11 empty] | WestRock CP LLC | 100 | Rock Tenn Co | 100
Hopewell Mill | 50813_B_RB1 | 50813 | B | RB1 |  | Non-Fossil Waste |  | PJM_Dom | Virginia | 51 | Hopewell City | 670 | 51670 | 20.4 | 12696 | 1980 | 9999 |  |  | Y | Non-Fossil Waste |  |  |  | other |  |  |  | ESPC | No |  |  |  |  | 0.0707 | 0.0707 | 0.0707 | 0.0707 | [11 empty] | WestRock CP LLC | 100 | Rock Tenn Co | 100
TES Filer City Station | 50835_B_1 | 50835 | B | 1 | 90183 | Coal Steam |  | MIS_LMI | Michigan | 26 | Manistee | 101 | 26101 | 30 | 10883 | 1990 | 9999 | stoker/SPR | dry | Y | Bituminous | Dry Scrubber | 1990 | 0.9 | OFA |  |  |  | B | NA |  |  |  | 0.5 | 0.39619 | 0.39619 | 0.39619 | 0.39619 | 0.05 | 0.1 | 1 | 0.95 | [7 empty] | Tes Filer City Station LP | 100 | CMS Energy Corp | 100
TES Filer City Station | 50835_B_2 | 50835 | B | 2 | 90184 | Coal Steam |  | MIS_LMI | Michigan | 26 | Manistee | 101 | 26101 | 30 | 10883 | 1990 | 9999 | stoker/SPR | dry | Y | Bituminous | Dry Scrubber | 1990 | 0.9 | OFA |  |  |  | B | NA |  |  |  | 0.5 | 0.38674 | 0.38674 | 0.38674 | 0.38674 | 0.05 | 0.1 | 1 | 0.95 | [7 empty] | Tes Filer City Station LP | 100 | CMS Energy Corp | 100
Southeast Resource Recovery | 50837_B_UNIT1 | 50837 | B | UNIT1 |  | Municipal Solid Waste |  | WECC_SCE | California | 6 | Los Angeles | 37 | 06037 | 9.3 | 19076 | 1988 | 9999 |  |  | Y | MSW | Wet Scrubber | 1988 | 0.98 | NH3 | SNCR |  |  | B | NA | ACI | 2011 |  |  | 0.18887 | 0.12 | 0.18887 | 0.12 | 0.08 | 0.08 | 0.08 | [8 empty] | Long Beach City Sani District CA | 61.5 | Long Beach City Sani District CA | 61.5
Southeast Resource Recovery | 50837_B_UNIT2 | 50837 | B | UNIT2 |  | Municipal Solid Waste |  | WECC_SCE | California | 6 | Los Angeles | 37 | 06037 | 9.3 | 19076 | 1988 | 9999 |  |  | Y | MSW | Wet Scrubber | 1988 | 0.98 | NH3 | SNCR |  |  | B | NA | ACI | 2011 |  |  | 0.17165 | 0.12 | 0.17165 | 0.12 | 0.08 | 0.08 | 0.08 | [8 empty] | Long Beach City Sani District CA | 61.5 | Long Beach City Sani District CA | 61.5
Southeast Resource Recovery | 50837_B_UNIT3 | 50837 | B | UNIT3 |  | Municipal Solid Waste |  | WECC_SCE | California | 6 | Los Angeles | 37 | 06037 | 9.3 | 19076 | 1988 | 9999 |  |  | Y | MSW | Wet Scrubber | 1988 | 0.98 | NH3 | SNCR |  |  | B | NA | ACI | 2011 |  |  | 0.15443 | 0.12 | 0.15443 | 0.12 | 0.08 | 0.08 | 0.08 | [8 empty] | Long Beach City Sani District CA | 61.5 | Long Beach City Sani District CA | 61.5
Hillsborough County Resource Recovery | 50858_B_MWC1B | 50858 | B | MWC1B |  | Municipal Solid Waste |  | FRCC | Florida | 12 | Hillsborough | 57 | 12057 | 10.5 | 21246 | 1987 | 9999 |  |  | N | MSW | Dry Scrubber | 2000 | 0.99 | NH3 | SNCR |  |  | B | NA | ACI | 2000 |  |  | 0.2958 | 0.2958 | 0.2958 | 0.2958 | 0.08 | 0.08 | 0.08 | [8 empty] | Hillsborough (County Of) | 100 | Hillsborough (County Of) | 100
Hillsborough County Resource Recovery | 50858_B_MWC2C | 50858 | B | MWC2C |  | Municipal Solid Waste |  | FRCC | Florida | 12 | Hillsborough | 57 | 12057 | 10.5 | 21246 | 1987 | 9999 |  |  | N | MSW | Dry Scrubber | 1999 | 0.99 | NH3 | SNCR |  |  | B | NA | ACI | 1999 |  |  | 0.325 | 0.325 | 0.325 | 0.325 | 0.08 | 0.08 | 0.08 | [8 empty] | Hillsborough (County Of) | 100 | Hillsborough (County Of) | 100
Hillsborough County Resource Recovery | 50858_B_MWC3D | 50858 | B | MWC3D |  | Municipal Solid Waste |  | FRCC | Florida | 12 | Hillsborough | 57 | 12057 | 10.5 | 21246 | 1987 | 9999 |  |  | N | MSW | Dry Scrubber | 1999 | 0.99 | NH3 | SNCR |  |  | B | NA | ACI | 1999 |  |  | 0.318 | 0.318 | 0.318 | 0.318 | 0.08 | 0.08 | 0.08 | [8 empty] | Hillsborough (County Of) | 100 | Hillsborough (County Of) | 100
Hillsborough County Resource Recovery | 50858_B_MWC4E | 50858 | B | MWC4E |  | Municipal Solid Waste |  | FRCC | Florida | 12 | Hillsborough | 57 | 12057 | 10.5 | 21246 | 1987 | 9999 |  |  | N | MSW | Dry Scrubber | 2009 | 0.99 | LA + NH3 |  |  |  | B | NA | ACI | 2009 |  |  | 0.13155 | 0.13155 | 0.13155 | 0.13155 | 0.08 | 0.08 | 0.08 | [8 empty] | Hillsborough (County Of) | 100 | Hillsborough (County Of) | 100
Lancaster County Resource Recovery | 50859_B_BLR1 | 50859 | B | BLR1 |  | Municipal Solid Waste |  | PJM_WMAC | Pennsylvania | 42 | Lancaster | 71 | 42071 | 10.8 | 19850 | 1991 | 9999 |  |  | N | MSW | Dry Scrubber | 1991 | 0.9 |  | SNCR |  |  | B | NA | ACI | 1998 |  |  | 0.25807 | 0.25807 | 0.25807 | 0.25807 | 0.08 | 0.08 | 0.08 | [8 empty] | Lancaster County Solid Waste Management Authority Board | 100 | Lancaster County Solid Waste Management Authority Board | 100
Lancaster County Resource Recovery | 50859_B_BLR2 | 50859 | B | BLR2 |  | Municipal Solid Waste |  | PJM_WMAC | Pennsylvania | 42 | Lancaster | 71 | 42071 | 10.8 | 19850 | 1991 | 9999 |  |  | N | MSW | Dry Scrubber | 1991 | 0.9 |  | SNCR |  |  | B | NA | ACI | 1998 |  |  | 0.23488 | 0.23488 | 0.23488 | 0.23488 | 0.08 | 0.08 | 0.08 | [8 empty] | Lancaster County Solid Waste Management Authority Board | 100 | Lancaster County Solid Waste Management Authority Board | 100
Lancaster County Resource Recovery | 50859_B_BLR3 | 50859 | B | BLR3 |  | Municipal Solid Waste |  | PJM_WMAC | Pennsylvania | 42 | Lancaster | 71 | 42071 | 10.8 | 19850 | 1991 | 9999 |  |  | N | MSW | Dry Scrubber | 1991 | 0.9 |  | SNCR |  |  | B | NA | ACI | 1998 |  |  | 0.25359 | 0.25359 | 0.25359 | 0.25359 | 0.08 | 0.08 | 0.08 | [8 empty] | Lancaster County Solid Waste Management Authority Board | 100 | Lancaster County Solid Waste Management Authority Board | 100
Kent County Waste to Energy Facility | 50860_B_BLR1 | 50860 | B | BLR1 |  | Municipal Solid Waste |  | MIS_LMI | Michigan | 26 | Kent | 81 | 26081 | 7.8 | 19383 | 1990 | 9999 |  |  | N | MSW | Dry Scrubber | 1990 | 0.85 | NH3 + OFA | SNCR |  |  | B | NA | ACI | 1999 |  |  | 0.207 | 0.207 | 0.207 | 0.207 | 0.08 | 0.08 | 0.08 | [8 empty] | Kent County | 100 | Kent County | 100
Kent County Waste to Energy Facility | 50860_B_BLR2 | 50860 | B | BLR2 |  | Municipal Solid Waste |  | MIS_LMI | Michigan | 26 | Kent | 81 | 26081 | 7.8 | 19383 | 1990 | 9999 |  |  | N | MSW | Dry Scrubber | 1990 | 0.85 | NH3 + OFA | SNCR |  |  | B | NA | ACI | 1999 |  |  | 0.18 | 0.18 | 0.18 | 0.18 | 0.08 | 0.08 | 0.08 | [8 empty] | Kent County | 100 | Kent County | 100
Wheelabrator Concord Facility | 50873_B_B1 | 50873 | B | B1 |  | Municipal Solid Waste |  | NENGREST | New Hampshire | 33 | Merrimack | 13 | 33013 | 6 | 20068 | 1989 | 9999 |  |  | N | MSW | Dry Scrubber | 2000 | 0.75 |  | SNCR |  |  | B | NA | ACI | 2001 |  | 0.069 | 0.337 | 0.337 | 0.337 | 0.337 | 0.08 | 0.08 | 0.08 | [8 empty] | Wheelabrator Concord Co LP | 100 | Macquarie Bank Limited | 100
Wheelabrator Concord Facility | 50873_B_B2 | 50873 | B | B2 |  | Municipal Solid Waste |  | NENGREST | New Hampshire | 33 | Merrimack | 13 | 33013 | 6 | 20068 | 1989 | 9999 |  |  | N | MSW | Dry Scrubber | 2000 | 0.75 |  | SNCR |  |  | B | NA | ACI | 2001 |  | 0.069 | 0.32568 | 0.32568 | 0.32568 | 0.32568 | 0.08 | 0.08 | 0.08 | [8 empty] | Wheelabrator Concord Co LP | 100 | Macquarie Bank Limited | 100
McKay Bay Facility | 50875_B_1 | 50875 | B | 1 |  | Municipal Solid Waste |  | FRCC | Florida | 12 | Hillsborough | 57 | 12057 | 4.5 | 22303 | 2001 | 9999 |  |  | N | MSW | Dry Scrubber | 2000 | 0.8 |  | SNCR |  |  | B | NA | ACI | 2000 |  |  | 0.18765 | 0.18765 | 0.18765 | 0.18765 | 0.08 | 0.08 | 0.08 | [8 empty] | Tampa (City of) | 100 | Tampa (City of) | 100
McKay Bay Facility | 50875_B_2 | 50875 | B | 2 |  | Municipal Solid Waste |  | FRCC | Florida | 12 | Hillsborough | 57 | 12057 | 4.5 | 22303 | 2001 | 9999 |  |  | N | MSW | Dry Scrubber | 2000 | 0.8 |  | SNCR |  |  | B | NA | ACI | 2000 |  |  | 0.18796 | 0.18796 | 0.18796 | 0.18796 | 0.08 | 0.08 | 0.08 | [8 empty] | Tampa (City of) | 100 | Tampa (City of) | 100
McKay Bay Facility | 50875_B_3 | 50875 | B | 3 |  | Municipal Solid Waste |  | FRCC | Florida | 12 | Hillsborough | 57 | 12057 | 4.5 | 22303 | 2001 | 9999 |  |  | N | MSW | Dry Scrubber | 2001 | 0.8 |  | SNCR |  |  | B | NA | ACI | 2000 |  |  | 0.18921 | 0.18921 | 0.18921 | 0.18921 | 0.08 | 0.08 | 0.08 | [8 empty] | Tampa (City of) | 100 | Tampa (City of) | 100
McKay Bay Facility | 50875_B_4 | 50875 | B | 4 |  | Municipal Solid Waste |  | FRCC | Florida | 12 | Hillsborough | 57 | 12057 | 4.5 | 22303 | 2001 | 9999 |  |  | N | MSW | Dry Scrubber | 2001 | 0.8 |  | SNCR |  |  | B | NA | ACI | 2000 |  |  | 0.18811 | 0.18811 | 0.18811 | 0.18811 | 0.08 | 0.08 | 0.08 | [8 empty] | Tampa (City of) | 100 | Tampa (City of) | 100
Wheelabrator North Andover | 50877_B_B1 | 50877 | B | B1 |  | Municipal Solid Waste |  | NENGREST | Massachusetts | 25 | Essex | 9 | 25009 | 15 | 19292 | 1985 | 9999 |  |  | N | MSW | Dry Scrubber | 2000 | 0.75 |  | SNCR |  |  | B | NA | ACI | 2001 |  |  | 0.30664 | 0.30664 | 0.30664 | 0.30664 | 0.08 | 0.08 | 0.08 | [8 empty] | Wheelabrator North Andover Inc | 100 | Macquarie Bank Limited | 100
Wheelabrator North Andover | 50877_B_B2 | 50877 | B | B2 |  | Municipal Solid Waste |  | NENGREST | Massachusetts | 25 | Essex | 9 | 25009 | 15 | 19292 | 1985 | 9999 |  |  | N | MSW | Dry Scrubber | 2000 | 0.75 |  | SNCR |  |  | B | NA | ACI | 2001 |  |  | 0.32114 | 0.32114 | 0.32114 | 0.32114 | 0.08 | 0.08 | 0.08 | [8 empty] | Wheelabrator North Andover Inc | 100 | Macquarie Bank Limited | 100
Wheelabrator Millbury Facility | 50878_B_UNIT1 | 50878 | B | UNIT1 |  | Municipal Solid Waste |  | NENGREST | Massachusetts | 25 | Worcester | 27 | 25027 | 20 | 15839 | 1987 | 9999 |  |  | N | MSW | Dry Scrubber | 1987 | 0.75 |  | SNCR |  |  | B | NA | ACI | 2001 |  |  | 0.323 | 0.323 | 0.323 | 0.323 | 0.08 | 0.08 | 0.08 | [8 empty] | Waste Energy II LLC | 100 | Waste Management Inc | 100
Wheelabrator Millbury Facility | 50878_B_UNIT2 | 50878 | B | UNIT2 |  | Municipal Solid Waste |  | NENGREST | Massachusetts | 25 | Worcester | 27 | 25027 | 20 | 15839 | 1987 | 9999 |  |  | N | MSW | Dry Scrubber | 1987 | 0.75 |  | SNCR |  |  | B | NA | ACI | 2001 |  |  | 0.323 | 0.323 | 0.323 | 0.323 | 0.08 | 0.08 | 0.08 | [8 empty] | Waste Energy II LLC | 100 | Waste Management Inc | 100
Wheelabrator Saugus | 50880_B_UNIT1 | 50880 | B | UNIT1 |  | Municipal Solid Waste |  | NENGREST | Massachusetts | 25 | Essex | 9 | 25009 | 16 | 18912 | 1975 | 9999 |  |  | N | MSW | Dry Scrubber | 1991 | 0.843 |  | SNCR |  |  | B | NA | ACI | 2001 |  |  | 0.28191 | 0.28191 | 0.28191 | 0.28191 | 0.08 | 0.08 | 0.08 | [8 empty] | Wheelabrator Saugus JV | 100 | Macquarie Bank Limited | 100
Wheelabrator Saugus | 50880_B_UNIT2 | 50880 | B | UNIT2 |  | Municipal Solid Waste |  | NENGREST | Massachusetts | 25 | Essex | 9 | 25009 | 16 | 18912 | 1975 | 9999 |  |  | N | MSW | Dry Scrubber | 1991 | 0.843 |  | SNCR |  |  | B | NA | ACI | 2001 |  |  | 0.28918 | 0.28918 | 0.28918 | 0.28918 | 0.08 | 0.08 | 0.08 | [8 empty] | Wheelabrator Saugus JV | 100 | Macquarie Bank Limited | 100
Wheelabrator Shasta | 50881_B_BLR1 | 50881 | B | BLR1 |  | Biomass |  | WEC_CALN | California | 6 | Shasta | 89 | 06089 | 18.8 | 18233 | 1987 | 9999 |  |  | N | Biomass |  |  |  |  | SNCR |  |  | ESPC | No |  |  |  |  | 0.14 | 0.14 | 0.14 | 0.14 | [11 empty] | Wheelabrator Shasta Energy Co Inc | 100 | Macquarie Bank Limited | 100
Wheelabrator Shasta | 50881_B_BLR2 | 50881 | B | BLR2 |  | Biomass |  | WEC_CALN | California | 6 | Shasta | 89 | 06089 | 18.8 | 18233 | 1987 | 9999 |  |  | N | Biomass |  |  |  |  | SNCR |  |  | ESPC | No |  |  |  |  | 0.142 | 0.142 | 0.142 | 0.142 | [11 empty] | Wheelabrator Shasta Energy Co Inc | 100 | Macquarie Bank Limited | 100
Wheelabrator Shasta | 50881_B_BLR3 | 50881 | B | BLR3 |  | Biomass |  | WEC_CALN | California | 6 | Shasta | 89 | 06089 | 18.8 | 18233 | 1987 | 9999 |  |  | N | Biomass |  |  |  |  | SNCR |  |  | ESPC | No |  |  |  |  | 0.136 | 0.136 | 0.136 | 0.136 | [11 empty] | Wheelabrator Shasta Energy Co Inc | 100 | Macquarie Bank Limited | 100
Wheelabrator Westchester | 50882_B_1 | 50882 | B | 1 |  | Municipal Solid Waste |  | NY_Z_G-I | New York | 36 | Westchester | 119 | 36119 | 17 | 18482 | 1984 | 9999 |  |  | N | MSW | Dry Scrubber | 1999 | 0.77 |  | SNCR |  |  | B | NA | ACI | 1999 |  |  | 0.27198 | 0.27198 | 0.27198 | 0.27198 | 0.08 | 0.08 | 0.08 | [8 empty] | Wheelabrator Westchester LP | 100 | Macquarie Bank Limited | 100
Wheelabrator Westchester | 50882_B_2 | 50882 | B | 2 |  | Municipal Solid Waste |  | NY_Z_G-I | New York | 36 | Westchester | 119 | 36119 | 17 | 18482 | 1984 | 9999 |  |  | N | MSW | Dry Scrubber | 1999 | 0.77 |  | SNCR |  |  | B | NA | ACI | 1999 |  |  | 0.2689 | 0.2689 | 0.2689 | 0.2689 | 0.08 | 0.08 | 0.08 | [8 empty] | Wheelabrator Westchester LP | 100 | Macquarie Bank Limited | 100
Wheelabrator Westchester | 50882_B_3 | 50882 | B | 3 |  | Municipal Solid Waste |  | NY_Z_G-I | New York | 36 | Westchester | 119 | 36119 | 17 | 18482 | 1984 | 9999 |  |  | N | MSW | Dry Scrubber | 1999 | 0.77 |  | SNCR |  |  | B | NA | ACI | 1999 |  |  | 0.294 | 0.294 | 0.294 | 0.294 | 0.08 | 0.08 | 0.08 | [8 empty] | Wheelabrator Westchester LP | 100 | Macquarie Bank Limited | 100
Wheelabrator Bridgeport | 50883_B_BLR1 | 50883 | B | BLR1 |  | Municipal Solid Waste |  | NENG_CT | Connecticut | 9 | Fairfield | 1 | 09001 | 19.3 | 16767 | 1988 | 9999 |  |  | N | MSW | Dry Scrubber | 1988 | 0.81 |  | SNCR |  |  | B | NA | ACI | 2001 |  |  | 0.24269 | 0.24269 | 0.24269 | 0.24269 | 0.08 | 0.08 | 0.08 | [8 empty] | Waste Energy II LLC | 100 | Waste Management Inc | 100
Wheelabrator Bridgeport | 50883_B_BLR2 | 50883 | B | BLR2 |  | Municipal Solid Waste |  | NENG_CT | Connecticut | 9 | Fairfield | 1 | 09001 | 19.3 | 16767 | 1988 | 9999 |  |  | N | MSW | Dry Scrubber | 1988 | 0.81 |  | SNCR |  |  | B | NA | ACI | 2001 |  |  | 0.24903 | 0.24903 | 0.24903 | 0.24903 | 0.08 | 0.08 | 0.08 | [8 empty] | Waste Energy II LLC | 100 | Waste Management Inc | 100
Wheelabrator Bridgeport | 50883_B_BLR3 | 50883 | B | BLR3 |  | Municipal Solid Waste |  | NENG_CT | Connecticut | 9 | Fairfield | 1 | 09001 | 19.3 | 16767 | 1988 | 9999 |  |  | N | MSW | Dry Scrubber | 1988 | 0.81 |  | SNCR |  |  | B | NA | ACI | 2001 |  |  | 0.24018 | 0.24018 | 0.24018 | 0.24018 | 0.08 | 0.08 | 0.08 | [8 empty] | Waste Energy II LLC | 100 | Waste Management Inc | 100
Pinellas County Resource Recovery | 50884_B_B101 | 50884 | B | B101 |  | Municipal Solid Waste |  | FRCC | Florida | 12 | Pinellas | 103 | 12103 | 20.6 | 20539 | 1983 | 9999 |  |  | N | MSW | Dry Scrubber | 2000 | 0.75 |  | SNCR |  |  | B | NA | ACI | 2000 |  |  | 0.29256 | 0.29256 | 0.29256 | 0.29256 | 0.08 | 0.08 | 0.08 | [8 empty] | Pinellas County Utilities | 100 | Pinellas County Utilities | 100
Pinellas County Resource Recovery | 50884_B_B102 | 50884 | B | B102 |  | Municipal Solid Waste |  | FRCC | Florida | 12 | Pinellas | 103 | 12103 | 20.6 | 20539 | 1983 | 9999 |  |  | N | MSW | Dry Scrubber | 1999 | 0.75 |  | SNCR |  |  | B | NA | ACI | 1999 |  |  | 0.33322 | 0.33322 | 0.33322 | 0.33322 | 0.08 | 0.08 | 0.08 | [8 empty] | Pinellas County Utilities | 100 | Pinellas County Utilities | 100
Pinellas County Resource Recovery | 50884_B_B103 | 50884 | B | B103 |  | Municipal Solid Waste |  | FRCC | Florida | 12 | Pinellas | 103 | 12103 | 17 | 20560 | 1986 | 9999 |  |  | N | MSW | Dry Scrubber | 1998 | 0.75 |  | SNCR |  |  | B | NA | ACI | 1998 |  |  | 0.38472 | 0.38472 | 0.38472 | 0.38472 | 0.08 | 0.08 | 0.08 | [8 empty] | Pinellas County Utilities | 100 | Pinellas County Utilities | 100
Wheelabrator Gloucester LP | 50885_B_BLR1 | 50885 | B | BLR1 |  | Municipal Solid Waste |  | PJM_EMAC | New Jersey | 34 | Gloucester | 15 | 34015 | 6 | 23668 | 1990 | 9999 |  |  | N | MSW | Dry Scrubber | 1990 | 0.8 |  | SNCR |  |  | B | NA | ACI | 1995 |  |  | 0.23057 | 0.23057 | 0.23057 | 0.23057 | 0.08 | 0.08 | 0.08 | [8 empty] | Wheelabrator Gloucester Co LP | 100 | Macquarie Bank Limited | 100
Wheelabrator Gloucester LP | 50885_B_BLR2 | 50885 | B | BLR2 |  | Municipal Solid Waste |  | PJM_EMAC | New Jersey | 34 | Gloucester | 15 | 34015 | 6 | 23668 | 1990 | 9999 |  |  | N | MSW | Dry Scrubber | 1990 | 0.8 |  | SNCR |  |  | B | NA | ACI | 1995 |  |  | 0.23643 | 0.23643 | 0.23643 | 0.23643 | 0.08 | 0.08 | 0.08 | [8 empty] | Wheelabrator Gloucester Co LP | 100 | Macquarie Bank Limited | 100
Spokane Waste to Energy | 50886_B_1-1A | 50886 | B | 1-1A |  | Municipal Solid Waste |  | WECC_PNW | Washington | 53 | Spokane | 63 | 53063 | 11.4 | 21475 | 1991 | 9999 |  |  | N | MSW | Dry Scrubber | 1991 | 0.89 |  | SNCR |  |  | B | NA | ACI | 2001 |  |  | 0.23484 | 0.23484 | 0.23484 | 0.23484 | 0.08 | 0.08 | 0.08 | [8 empty] | Spokane (City of) | 100 | Spokane (City of) | 100
Spokane Waste to Energy | 50886_B_1-1B | 50886 | B | 1-1B |  | Municipal Solid Waste |  | WECC_PNW | Washington | 53 | Spokane | 63 | 53063 | 11.4 | 21475 | 1991 | 9999 |  |  | N | MSW | Dry Scrubber | 1991 | 0.89 |  | SNCR |  |  | B | NA | ACI | 2001 |  |  | 0.24256 | 0.24256 | 0.24256 | 0.24256 | 0.08 | 0.08 | 0.08 | [8 empty] | Spokane (City of) | 100 | Spokane (City of) | 100
Wheelabrator South Broward | 50887_B_BLR1 | 50887 | B | BLR1 |  | Municipal Solid Waste |  | FRCC | Florida | 12 | Broward | 11 | 12011 | 18 | 20528 | 1991 | 9999 |  |  | N | MSW | Dry Scrubber | 1991 | 0.856 |  | SNCR |  |  | B | NA | ACI | 2009 |  |  | 0.28163 | 0.28163 | 0.28163 | 0.28163 | 0.08 | 0.08 | 0.08 | [8 empty] | Wheelabrator South Broward Inc | 100 | Macquarie Bank Limited | 100
Wheelabrator South Broward | 50887_B_BLR2 | 50887 | B | BLR2 |  | Municipal Solid Waste |  | FRCC | Florida | 12 | Broward | 11 | 12011 | 18 | 20528 | 1991 | 9999 |  |  | N | MSW | Dry Scrubber | 1991 | 0.856 |  | SNCR |  |  | B | NA | ACI | 2009 |  |  | 0.29942 | 0.29942 | 0.29942 | 0.29942 | 0.08 | 0.08 | 0.08 | [8 empty] | Wheelabrator South Broward Inc | 100 | Macquarie Bank Limited | 100
Wheelabrator South Broward | 50887_B_BLR3 | 50887 | B | BLR3 |  | Municipal Solid Waste |  | FRCC | Florida | 12 | Broward | 11 | 12011 | 18 | 20528 | 1991 | 9999 |  |  | N | MSW | Dry Scrubber | 1991 | 0.856 |  | SNCR |  |  | B | NA | ACI | 2009 |  |  | 0.29728 | 0.29728 | 0.29728 | 0.29728 | 0.08 | 0.08 | 0.08 | [8 empty] | Wheelabrator South Broward Inc | 100 | Macquarie Bank Limited | 100
Northampton Generating Company LP | 50888_B_BLR1 | 50888 | B | BLR1 | 3702 | Coal Steam |  | PJM_WMAC | Pennsylvania | 42 | Northampton | 95 | 42095 | 112 | 10316 | 1995 | 9999 | FBC | dry | Y | Waste Coal | Reagent Injection | 1995 | 0.893 | CF + NH3 | SNCR |  | 1995 | B | NA |  |  |  | 0.129 | 0.08354 | 0.08354 | 0.08354 | 0.08354 | 0.01 | 0.01 | 0.01 | 0.98 | Yes | 1995 | [5 empty] | Northampton Generating Co LP | 100 | Archaea Energy Inc | 100
Covington Facility | 50900_B_10PB | 50900 | B | 10PB | 10098 | O/G Steam |  | PJM_Dom | Virginia | 51 | Covington City | 580 | 51580 | 6.4 | 12539 | 1962 | 9999 | wall | dry | Y | Natural Gas |  |  |  | LNB | [9 empty] | 0.12632 | 0.12632 | 0.12632 | 0.12632 | [11 empty] | Westvaco Corp | 100 | Verso Paper Corp | 100
Covington Facility | 50900_B_11PB | 50900 | B | 11PB | 10094 | O/G Steam |  | PJM_Dom | Virginia | 51 | Covington City | 580 | 51580 | 6.7 | 12628 | 1994 | 9999 | wall | dry | Y | Natural Gas |  |  |  | FR + LNB | [9 empty] | 0.0322 | 0.0322 | 0.0322 | 0.0322 | [11 empty] | Westvaco Corp | 100 | Verso Paper Corp | 100
Covington Facility | 50900_B_1PB | 50900 | B | 1PB |  | Biomass |  | PJM_Dom | Virginia | 51 | Covington City | 580 | 51580 | 37 | 12669 | 2013 | 9999 | wall | dry | Y | Biomass |  |  |  | LNB | SNCR |  |  | B | NA | ACI | 2013 |  |  | 0.12 | 0.12 | 0.12 | 0.12 | 0.1 | 0.1 | 0.1 | [8 empty] | Westvaco Corp | 100 | Verso Paper Corp | 100
Covington Facility | 50900_B_1RB | 50900 | B | 1RB |  | Non-Fossil Waste |  | PJM_Dom | Virginia | 51 | Covington City | 580 | 51580 | 17.1 | 12592 | 1972 | 9999 | tangential | dry | Y | Non-Fossil Waste |  |  |  | LNB |  |  |  | ESPC | No |  |  |  |  | 0.1214 | 0.1214 | 0.1214 | 0.1214 | [11 empty] | Westvaco Corp | 100 | Verso Paper Corp | 100
Covington Facility | 50900_B_2RB | 50900 | B | 2RB |  | Non-Fossil Waste |  | PJM_Dom | Virginia | 51 | Covington City | 580 | 51580 | 64 | 12592 | 1992 | 9999 | wall | dry | Y | Non-Fossil Waste |  |  |  | OFA |  |  |  | ESPC | No |  |  |  |  | 0.11262 | 0.11262 | 0.11262 | 0.11262 | [11 empty] | Westvaco Corp | 100 | Verso Paper Corp | 100
Covington Facility | 50900_B_6PB | 50900 | B | 6PB | 10093 | O/G Steam |  | PJM_Dom | Virginia | 51 | Covington City | 580 | 51580 | 10.7 | 10947 | 1926 | 9999 | wall | wet | Y | Natural Gas |  |  |  | LNB | [8 empty] | 0.13 | 0.31877 | 0.31877 | 0.31877 | 0.31877 | [11 empty] | Westvaco Corp | 100 | Verso Paper Corp | 100
Covington Facility | 50900_B_9PB | 50900 | B | 9PB | 10097 | Coal Steam |  | PJM_Dom | Virginia | 51 | Covington City | 580 | 51580 | 14.7 | 10986 | 1962 | 9999 | tangential | wet | Y | Bituminous | Wet Scrubber | 1989 | 0.95 | LNB + OFA | SNCR |  | 2015 | ESPC | No |  |  |  | 0.13 | 0.31364 | 0.31281 | 0.1469 | 0.14651 | 0.05 | 0.1 | 0.56 | 0.99 | [7 empty] | Westvaco Corp | 100 | Verso Paper Corp | 100
Yellowstone Energy LP | 50931_B_BLR1 | 50931 | B | BLR1 |  | Coal Steam |  | WECC_MT | Montana | 30 | Yellowstone | 111 | 30111 | 26 | 10449 | 1995 | 9999 | FBC | dry | Y | Petroleum Coke | Reagent Injection | 1995 | 0.927 | CF + OFA |  |  |  | B | NA |  |  |  | 2 | 0.14 | 0.14 | 0.14 | 0.14 | 0.044 | 0.044 | 0.044 | 0.98 | Yes | 1995 | [5 empty] | Yellowstone Energy LP | 100 | NorthWestern Corp | 100
Yellowstone Energy LP | 50931_B_BLR2 | 50931 | B | BLR2 |  | Coal Steam |  | WECC_MT | Montana | 30 | Yellowstone | 111 | 30111 | 26 | 10449 | 1995 | 9999 | FBC | dry | Y | Petroleum Coke | Reagent Injection | 1995 | 0.927 | CF + OFA |  |  |  | B | NA |  |  |  | 2 | 0.14 | 0.14 | 0.14 | 0.14 | 0.044 | 0.044 | 0.044 | 0.98 | Yes | 1995 | [5 empty] | Yellowstone Energy LP | 100 | NorthWestern Corp | 100
Sunnyside Cogen Associates | 50951_B_1 | 50951 | B | 1 | 90986 | Coal Steam |  | WECC_UT | Utah | 49 | Carbon | 7 | 49007 | 51 | 12284 | 1993 | 9999 | FBC | dry | N | Waste Coal | Wet Scrubber | 1993 | 0.8 | CF + FU + LA |  |  |  | B | NA |  |  |  | 2 | 0.17146 | 0.17146 | 0.17146 | 0.17146 | 0.01 | 0.01 | 0.01 | 0.99 | Yes | 1993 | [5 empty] | American Consumers Inc | 50 | American Consumers Inc | 50
Union County Resource Recovery | 50960_B_UNIT1 | 50960 | B | UNIT1 |  | Municipal Solid Waste |  | PJM_EMAC | New Jersey | 34 | Union | 39 | 34039 | 12.5 | 19383 | 1994 | 9999 |  |  | N | MSW | Dry Scrubber | 1994 | 0.85 | NH3 + other | SNCR |  |  | B | NA | ACI | 1994 |  |  | 0.171 | 0.171 | 0.171 | 0.171 | 0.08 | 0.08 | 0.08 | [8 empty] | Union County Utilities Authority | 100 | Union County Utilities Authority | 100
Union County Resource Recovery | 50960_B_UNIT2 | 50960 | B | UNIT2 |  | Municipal Solid Waste |  | PJM_EMAC | New Jersey | 34 | Union | 39 | 34039 | 12.5 | 19383 | 1994 | 9999 |  |  | N | MSW | Dry Scrubber | 1994 | 0.85 | NH3 + other | SNCR |  |  | B | NA | ACI | 1994 |  |  | 0.161 | 0.161 | 0.161 | 0.161 | 0.08 | 0.08 | 0.08 | [8 empty] | Union County Utilities Authority | 100 | Union County Utilities Authority | 100
Union County Resource Recovery | 50960_B_UNIT3 | 50960 | B | UNIT3 |  | Municipal Solid Waste |  | PJM_EMAC | New Jersey | 34 | Union | 39 | 34039 | 12.5 | 19383 | 1994 | 9999 |  |  | N | MSW | Dry Scrubber | 1994 | 0.85 | NH3 + other | SNCR |  |  | B | NA | ACI | 1994 |  |  | 0.161 | 0.161 | 0.161 | 0.161 | 0.08 | 0.08 | 0.08 | [8 empty] | Union County Utilities Authority | 100 | Union County Utilities Authority | 100
Scrubgrass Generating Plant | 50974_B_UNIT 1 | 50974 | B | UNIT 1 | 3706 | Coal Steam |  | PJM_PENE | Pennsylvania | 42 | Venango | 121 | 42121 | 43 | 13904 | 1993 | 9999 | FBC | dry | N | Bituminous, Waste Coal | Dry Scrubber | 1994 | 0.95 | CF + LA | SNCR |  | 1999 | B + C | NA |  |  |  | 0.45 | 0.13247 | 0.13247 | 0.13247 | 0.13247 | 0.01 | 0.01 | 0.01 | 0.99 | Yes | 1994 | [5 empty] | Scrubgrass Generating Co LP | 100 | Ares Management LP | 100
Scrubgrass Generating Plant | 50974_B_UNIT 2 | 50974 | B | UNIT 2 | 3707 | Coal Steam |  | PJM_PENE | Pennsylvania | 42 | Venango | 121 | 42121 | 43 | 13904 | 1993 | 9999 | FBC | dry | N | Bituminous, Waste Coal | Dry Scrubber | 1994 | 0.95 | CF + LA | SNCR |  | 1999 | B + C | NA |  |  |  | 0.45 | 0.13526 | 0.13526 | 0.13526 | 0.13526 | 0.01 | 0.01 | 0.01 | 0.99 | Yes | 1994 | [5 empty] | Scrubgrass Generating Co LP | 100 | Ares Management LP | 100
Ryegate Power Station | 51026_B_BLR1 | 51026 | B | BLR1 |  | Biomass |  | NENGREST | Vermont | 50 | Caledonia | 5 | 50005 | 20 | 13580 | 1992 | 9999 |  |  | N | Biomass |  |  |  |  | SNCR |  |  | ESPH + C | Yes |  |  |  |  | 0.075 | 0.075 | 0.075 | 0.075 | [11 empty] | Ryegate Associates | 100 | Capergy SA | 100
MacArthur Waste to Energy Facility | 51038_B_B1 | 51038 | B | B1 |  | Municipal Solid Waste |  | NY_Z_K | New York | 36 | Suffolk | 103 | 36103 | 5.5 | 19383 | 1990 | 9999 |  |  | N | MSW | Dry Scrubber | 1990 | 0.93 | LA + OFA + other |  |  |  | B | NA | ACI | 2005 |  |  | 0.19464 | 0.19464 | 0.19464 | 0.19464 | 0.08 | 0.08 | 0.08 | [8 empty] | Islip Resource Recovery Agency | 100 | Covanta Holding Corp | 100
MacArthur Waste to Energy Facility | 51038_B_B2 | 51038 | B | B2 |  | Municipal Solid Waste |  | NY_Z_K | New York | 36 | Suffolk | 103 | 36103 | 5.5 | 19383 | 1990 | 9999 |  |  | N | MSW | Dry Scrubber | 1990 | 0.93 | LA + OFA |  |  |  | B | NA | ACI | 2005 |  |  | 0.19863 | 0.19863 | 0.19863 | 0.19863 | 0.08 | 0.08 | 0.08 | [8 empty] | Islip Resource Recovery Agency | 100 | Covanta Holding Corp | 100
Lee County Solid Waste Energy | 52010_B_BLR1 | 52010 | B | BLR1 |  | Municipal Solid Waste |  | FRCC | Florida | 12 | Lee | 71 | 12071 | 19.5 | 17531 | 1994 | 9999 |  |  | N | MSW | Dry Scrubber | 1994 | 0.85 |  | SNCR |  |  | B | NA | ACI | 2007 |  |  | 0.25257 | 0.25257 | 0.25257 | 0.25257 | 0.08 | 0.08 | 0.08 | [8 empty] | Lee County Board Commissioners | 100 | Covanta Holding Corp | 100
Lee County Solid Waste Energy | 52010_B_BLR2 | 52010 | B | BLR2 |  | Municipal Solid Waste |  | FRCC | Florida | 12 | Lee | 71 | 12071 | 19.5 | 17531 | 1994 | 9999 |  |  | N | MSW | Dry Scrubber | 1994 | 0.85 |  | SNCR |  |  | B | NA | ACI | 2007 |  |  | 0.26 | 0.26 | 0.26 | 0.26 | 0.08 | 0.08 | 0.08 | [8 empty] | Lee County Board Commissioners | 100 | Covanta Holding Corp | 100
Lee County Solid Waste Energy | 52010_B_BLR3 | 52010 | B | BLR3 |  | Municipal Solid Waste |  | FRCC | Florida | 12 | Lee | 71 | 12071 | 16 | 17737 | 2007 | 9999 |  |  | N | MSW | Dry Scrubber | 2007 | 0.85 |  | SNCR |  |  | B | NA | ACI | 2007 |  |  | 0.19173 | 0.19173 | 0.19173 | 0.19173 | 0.08 | 0.08 | 0.08 | [8 empty] | Lee County Board Commissioners | 100 | Covanta Holding Corp | 100
Riverbay | 52168_B_U00003 | 52168 | B | U00003 |  | O/G Steam |  | NY_Z_J | New York | 36 | Bronx | 5 | 36005 | 4.6 | 8300 | 2011 | 9999 |  |  | Y | Natural Gas |  |  |  | LNB | [9 empty] | 0.05 | 0.05 | 0.05 | 0.05 | [11 empty] | Riverbay Corp | 100 | Riverbay Corp | 100
Riverbay | 52168_B_U00004 | 52168 | B | U00004 |  | O/G Steam |  | NY_Z_J | New York | 36 | Bronx | 5 | 36005 | 4.6 | 8300 | 2011 | 9999 |  |  | Y | Natural Gas |  |  |  |  | SCR | [8 empty] | 0.01398 | 0.002796 | 0.01398 | 0.002796 | [11 empty] | Riverbay Corp | 100 | Riverbay Corp | 100
Riverbay | 52168_B_U00006 | 52168 | B | U00006 |  | O/G Steam |  | NY_Z_J | New York | 36 | Bronx | 5 | 36005 | 4.6 | 8300 | 2011 | 9999 |  |  | Y | Natural Gas |  |  |  |  | SCR | [8 empty] | 0.01413 | 0.002826 | 0.01413 | 0.002826 | [11 empty] | Riverbay Corp | 100 | Riverbay Corp | 100
Delaware City Plant | 52193_B_BLR2 | 52193 | B | BLR2 |  | Fossil Waste |  | PJM_EMAC | Delaware | 10 | New Castle | 3 | 10003 | 25 | 5291 | 1956 | 9999 | wall | wet | Y | Fossil Waste |  |  |  | FR + STM | [9 empty] | 0.01454 | 0.01454 | 0.01454 | 0.01454 | [11 empty] | Delaware City Refining Co LLC | 100 | Blackstone Group (The) | 100
Delaware City Plant | 52193_B_BLR3 | 52193 | B | BLR3 |  | Fossil Waste |  | PJM_EMAC | Delaware | 10 | New Castle | 3 | 10003 | 27 | 5291 | 1956 | 9999 | wall | wet | Y | Fossil Waste |  |  |  | FR + STM |  |  |  | C | NA |  |  |  |  | 0.05299 | 0.05299 | 0.05299 | 0.05299 | [11 empty] | Delaware City Refining Co LLC | 100 | Blackstone Group (The) | 100
Delaware City Plant | 52193_B_BLR4 | 52193 | B | BLR4 | 3736 | Fossil Waste |  | PJM_EMAC | Delaware | 10 | New Castle | 3 | 10003 | 33 | 5291 | 1962 | 9999 | wall | dry | Y | Fossil Waste |  |  |  | FR + STM | [9 empty] | 0.04202 | 0.04202 | 0.04202 | 0.04202 | [11 empty] | Delaware City Refining Co LLC | 100 | Blackstone Group (The) | 100
Delaware City Plant | 52193_B_HRSG 1 | 52193 | B | HRSG 1 |  | Fossil Waste |  | PJM_EMAC | Delaware | 10 | New Castle | 3 | 10003 | 24.8 | 5291 | 2000 | 9999 |  |  | Y | Fossil Waste |  |  |  | STM | SCR | [8 empty] | 0.01687 | 0.01687 | 0.01687 | 0.01687 | [11 empty] | Delaware City Refining Co LLC | 100 | Blackstone Group (The) | 100
Delaware City Plant | 52193_B_HRSG 2 | 52193 | B | HRSG 2 |  | Fossil Waste |  | PJM_EMAC | Delaware | 10 | New Castle | 3 | 10003 | 24.8 | 5291 | 2000 | 9999 |  |  | Y | Fossil Waste |  |  |  | STM | SCR | [8 empty] | 0.02078 | 0.02078 | 0.02078 | 0.02078 | [11 empty] | Delaware City Refining Co LLC | 100 | Blackstone Group (The) | 100
WestRock Southeast, LLC. | 54004_B_HRSG | 54004 | B | HRSG |  | Biomass |  | S_SOU | Georgia | 13 | Laurens | 175 | 13175 | 22 | 4937 | 1989 | 9999 |  |  | Y | Biomass |  |  |  | LNB | [9 empty] | 0.00975 | 0.00975 | 0.00975 | 0.00975 | [11 empty] | SP Newsprint Co | 100 | Cox Enterprises Inc | 100
WestRock Southeast, LLC. | 54004_B_PB2 | 54004 | B | PB2 |  | Biomass |  | S_SOU | Georgia | 13 | Laurens | 175 | 13175 | 22 | 4937 | 1989 | 9999 |  |  | Y | Biomass |  |  | 0.999 | NH3 |  |  |  | ESPH | No |  |  |  |  | 0.054 | 0.054 | 0.054 | 0.054 |  |  |  |  | Yes | 1989 | [5 empty] | SP Newsprint Co | 100 | Cox Enterprises Inc | 100
Spruance Genco LLC | 54081_B_3A | 54081 | B | 3A | 88192 | O/G Steam |  | PJM_Dom | Virginia | 51 | Richmond City | 760 | 51760 | 21.2 | 14500 | 1992 | 9999 |  | dry | Y | Natural Gas |  |  |  | AA + FR | SNCR | [7 empty] | 0.13 | 0.06129 | 0.0288 | 0.06129 | 0.0288 | [11 empty] | Spruance Genco LLC | 100 | Ares Management LP | 100
Spruance Genco LLC | 54081_B_3B | 54081 | B | 3B | 88193 | O/G Steam |  | PJM_Dom | Virginia | 51 | Richmond City | 760 | 51760 | 21.2 | 14500 | 1992 | 9999 |  | dry | Y | Natural Gas |  |  |  | AA + FR | SNCR | [7 empty] | 0.13 | 0.04634 | 0.02947 | 0.04634 | 0.02947 | [11 empty] | Spruance Genco LLC | 100 | Ares Management LP | 100
Spruance Genco LLC | 54081_B_4A | 54081 | B | 4A | 88194 | O/G Steam |  | PJM_Dom | Virginia | 51 | Richmond City | 760 | 51760 | 6.2 | 14500 | 1992 | 9999 |  | dry | Y | Natural Gas |  |  |  | AA + FR | SNCR | [7 empty] | 0.13 | 0.25065 | 0.02585 | 0.25065 | 0.02585 | [11 empty] | Spruance Genco LLC | 100 | Ares Management LP | 100
Spruance Genco LLC | 54081_B_4B | 54081 | B | 4B | 88195 | O/G Steam |  | PJM_Dom | Virginia | 51 | Richmond City | 760 | 51760 | 6.2 | 14500 | 1992 | 9999 |  | dry | Y | Natural Gas |  |  |  | AA + FR | SNCR | [7 empty] | 0.13 | 0.05818 | 0.02507 | 0.05818 | 0.02507 | [11 empty] | Spruance Genco LLC | 100 | Ares Management LP | 100
ArcelorMittal Warren | 54207_B_1 | 54207 | B | 1 |  | Fossil Waste |  | PJM_ATSI | Ohio | 39 | Trumbull | 155 | 39155 | 2.8 | 6603 | 1965 | 9999 |  |  | Y | Fossil Waste |  |  |  | LA | [9 empty] | 0.05352 | 0.05352 | 0.05352 | 0.05352 | [11 empty] | Severatal Warren Inc | 100 | Severstal North America | 100
ArcelorMittal Warren | 54207_B_2 | 54207 | B | 2 | 89332 | Fossil Waste |  | PJM_ATSI | Ohio | 39 | Trumbull | 155 | 39155 | 7 | 6603 | 1972 | 9999 |  |  | Y | Fossil Waste |  |  |  | LA | [9 empty] | 0.15099 | 0.15099 | 0.15099 | 0.15099 | [11 empty] | Severatal Warren Inc | 100 | Severstal North America | 100
ArcelorMittal Warren | 54207_B_3 | 54207 | B | 3 | 9265 | Fossil Waste |  | PJM_ATSI | Ohio | 39 | Trumbull | 155 | 39155 | 9.3 | 6603 | 1981 | 9999 |  |  | Y | Fossil Waste |  |  |  | LA | [9 empty] | 0.10137 | 0.10137 | 0.10137 | 0.10137 | [11 empty] | Severatal Warren Inc | 100 | Severstal North America | 100
Gillette SBMC | 54225_B_2 | 54225 | B | 2 |  | O/G Steam |  | NENGREST | Massachusetts | 25 | Suffolk | 25 | 25025 | 2.5 | 8300 | 1971 | 9999 |  |  | Y | Natural Gas | [13 empty] | 0.319 | 0.319 | 0.319 | 0.319 | [11 empty] | Gillette Co | 100 | Gillette Co (The) | 100
Gillette SBMC | 54225_B_3 | 54225 | B | 3 |  | O/G Steam |  | NENGREST | Massachusetts | 25 | Suffolk | 25 | 25025 | 2.5 | 8300 | 1971 | 9999 |  |  | Y | Natural Gas | [13 empty] | 0.0008 | 0.0008 | 0.0008 | 0.0008 | [11 empty] | Gillette Co | 100 | Gillette Co (The) | 100
Erving Paper Mills | 54228_B_2 | 54228 | B | 2 |  | O/G Steam |  | NENGREST | Massachusetts | 25 | Franklin | 11 | 25011 | 0.3 | 8300 | 2013 | 9999 |  |  | Y | Natural Gas | [13 empty] | 0.23063 | 0.23063 | 0.23063 | 0.23063 | [11 empty] | Erving Paper Mills Inc | 100 | Erving Paper Mills Inc | 100
Stockton Biomass | 54238_B_BIOMS1 | 54238 | B | BIOMS1 | 90649 | Biomass |  | WEC_CALN | California | 6 | San Joaquin | 77 | 06077 | 45 | 8275 | 2014 | 9999 | stoker/SPR |  | Y | Biomass | Wet Scrubber | 2014 | 0.9 |  | SCR |  |  | ESPH | Yes |  |  |  |  | 0.03579 | 0.03579 | 0.03579 | 0.03579 |  |  |  |  | Yes | 2014 | [5 empty] | DTE Stockton LLC | 100 | DTE Energy Co | 100
Goodyear Beaumont Chemical Plant | 54321_B_3B101 | 54321 | B | 3B101 |  | O/G Steam |  | MIS_WOTA | Texas | 48 | Jefferson | 245 | 48245 | 1.6 | 8300 | 1962 | 9999 |  |  | Y | Natural Gas |  |  |  | FR | [8 empty] | 1.157 | 0.06 | 0.06 | 0.06 | 0.06 | [11 empty] | Goodyear Tire & Rubber Co | 100 | Goodyear Tire & Rubber Co | 100
Goodyear Beaumont Chemical Plant | 54321_B_3B102 | 54321 | B | 3B102 |  | O/G Steam |  | MIS_WOTA | Texas | 48 | Jefferson | 245 | 48245 | 1.6 | 8300 | 1962 | 9999 |  |  | Y | Natural Gas |  |  |  | FR | [8 empty] | 1.157 | 0.0369 | 0.0369 | 0.0369 | 0.0369 | [11 empty] | Goodyear Tire & Rubber Co | 100 | Goodyear Tire & Rubber Co | 100
Goodyear Beaumont Chemical Plant | 54321_B_3B103 | 54321 | B | 3B103 |  | O/G Steam |  | MIS_WOTA | Texas | 48 | Jefferson | 245 | 48245 | 1.6 | 8300 | 1962 | 9999 |  |  | Y | Natural Gas |  |  |  | FR | [8 empty] | 1.157 | 0.06 | 0.06 | 0.06 | 0.06 | [11 empty] | Goodyear Tire & Rubber Co | 100 | Goodyear Tire & Rubber Co | 100
Goodyear Beaumont Chemical Plant | 54321_B_3B104 | 54321 | B | 3B104 |  | O/G Steam |  | MIS_WOTA | Texas | 48 | Jefferson | 245 | 48245 | 1.6 | 8300 | 1962 | 9999 |  |  | Y | Natural Gas |  |  |  | FR | [8 empty] | 1.157 | 0.02105 | 0.02105 | 0.02105 | 0.02105 | [11 empty] | Goodyear Tire & Rubber Co | 100 | Goodyear Tire & Rubber Co | 100
Goodyear Beaumont Chemical Plant | 54321_B_3B105 | 54321 | B | 3B105 |  | O/G Steam |  | MIS_WOTA | Texas | 48 | Jefferson | 245 | 48245 | 1.6 | 8300 | 1962 | 9999 |  |  | Y | Natural Gas |  |  |  | FR | [8 empty] | 1.157 | 0.06 | 0.06 | 0.06 | 0.06 | [11 empty] | Goodyear Tire & Rubber Co | 100 | Goodyear Tire & Rubber Co | 100
Goodyear Beaumont Chemical Plant | 54321_B_3B106 | 54321 | B | 3B106 |  | O/G Steam |  | MIS_WOTA | Texas | 48 | Jefferson | 245 | 48245 | 1.6 | 8300 | 1962 | 9999 |  |  | Y | Natural Gas |  |  |  | FR | [8 empty] | 1.157 | 0.01933 | 0.01933 | 0.01933 | 0.01933 | [11 empty] | Goodyear Tire & Rubber Co | 100 | Goodyear Tire & Rubber Co | 100
Goodyear Beaumont Chemical Plant | 54321_B_3B107 | 54321 | B | 3B107 |  | O/G Steam |  | MIS_WOTA | Texas | 48 | Jefferson | 245 | 48245 | 1.6 | 8300 | 1962 | 9999 |  |  | Y | Natural Gas |  |  |  | FR | [8 empty] | 1.157 | 0.06 | 0.06 | 0.06 | 0.06 | [11 empty] | Goodyear Tire & Rubber Co | 100 | Goodyear Tire & Rubber Co | 100
Goodyear Beaumont Chemical Plant | 54321_B_3B108 | 54321 | B | 3B108 |  | O/G Steam |  | MIS_WOTA | Texas | 48 | Jefferson | 245 | 48245 | 1.6 | 8300 | 1962 | 9999 |  |  | Y | Natural Gas |  |  |  | FR | [8 empty] | 1.157 | 0.01894 | 0.01894 | 0.01894 | 0.01894 | [11 empty] | Goodyear Tire & Rubber Co | 100 | Goodyear Tire & Rubber Co | 100
Rio Grande Valley Sugar Growers | 54338_B_1 | 54338 | B | 1 |  | Biomass |  | ERC_REST | Texas | 48 | Hidalgo | 215 | 48215 | 3.5 | 21107 | 1973 | 9999 |  |  | Y | Biomass | [7 empty] | C | NA |  |  |  |  | 0.22033 | 0.22033 | 0.22033 | 0.22033 | [11 empty] | Rio Grande Sugar Growers Inc | 100 | Rio Grande Sugar Growers Inc | 100
Rio Grande Valley Sugar Growers | 54338_B_2 | 54338 | B | 2 |  | Biomass |  | ERC_REST | Texas | 48 | Hidalgo | 215 | 48215 | 3.5 | 21107 | 1973 | 9999 |  |  | Y | Biomass | [7 empty] | C | NA |  |  |  |  | 0.22033 | 0.22033 | 0.22033 | 0.22033 | [11 empty] | Rio Grande Sugar Growers Inc | 100 | Rio Grande Sugar Growers Inc | 100
Rio Grande Valley Sugar Growers | 54338_B_3 | 54338 | B | 3 |  | Biomass |  | ERC_REST | Texas | 48 | Hidalgo | 215 | 48215 | 3.5 | 21107 | 1973 | 9999 |  |  | Y | Biomass | [7 empty] | C | NA |  |  |  |  | 0.22033 | 0.22033 | 0.22033 | 0.22033 | [11 empty] | Rio Grande Sugar Growers Inc | 100 | Rio Grande Sugar Growers Inc | 100
Rio Grande Valley Sugar Growers | 54338_B_4 | 54338 | B | 4 |  | Biomass |  | ERC_REST | Texas | 48 | Hidalgo | 215 | 48215 | 3.5 | 21107 | 1973 | 9999 |  |  | Y | Biomass | [7 empty] | C | NA |  |  |  |  | 0.22033 | 0.22033 | 0.22033 | 0.22033 | [11 empty] | Rio Grande Sugar Growers Inc | 100 | Rio Grande Sugar Growers Inc | 100
Rio Grande Valley Sugar Growers | 54338_B_6 | 54338 | B | 6 |  | Biomass |  | ERC_REST | Texas | 48 | Hidalgo | 215 | 48215 | 3.5 | 21107 | 2009 | 9999 |  |  | Y | Biomass | [7 empty] | ESPH + C | No |  |  |  |  | 0.25566 | 0.25566 | 0.25566 | 0.25566 | [11 empty] | Rio Grande Sugar Growers Inc | 100 | Rio Grande Sugar Growers Inc | 100
UW Madison Charter Street Plant | 54408_B_B05 | 54408 | B | B05 |  | O/G Steam |  | MIS_WUMS | Wisconsin | 55 | Dane | 25 | 55025 | 1.9 | 8300 | 2013 | 9999 |  |  | Y | Natural Gas | [13 empty] | 0.23063 | 0.23063 | 0.23063 | 0.23063 | [11 empty] | State of Wisconsin | 100 | State of Wisconsin | 100
UW Madison Charter Street Plant | 54408_B_B06 | 54408 | B | B06 |  | O/G Steam |  | MIS_WUMS | Wisconsin | 55 | Dane | 25 | 55025 | 1.9 | 8300 | 2013 | 9999 |  |  | Y | Natural Gas | [13 empty] | 0.23063 | 0.23063 | 0.23063 | 0.23063 | [11 empty] | State of Wisconsin | 100 | State of Wisconsin | 100
UW Madison Charter Street Plant | 54408_B_B07 | 54408 | B | B07 |  | O/G Steam |  | MIS_WUMS | Wisconsin | 55 | Dane | 25 | 55025 | 1.9 | 8300 | 2013 | 9999 |  |  | Y | Natural Gas | [13 empty] | 0.23063 | 0.23063 | 0.23063 | 0.23063 | [11 empty] | State of Wisconsin | 100 | State of Wisconsin | 100
UW Madison Charter Street Plant | 54408_B_B08 | 54408 | B | B08 |  | O/G Steam |  | MIS_WUMS | Wisconsin | 55 | Dane | 25 | 55025 | 1.9 | 8300 | 2013 | 9999 |  |  | Y | Natural Gas | [13 empty] | 0.23063 | 0.23063 | 0.23063 | 0.23063 | [11 empty] | State of Wisconsin | 100 | State of Wisconsin | 100
UW Madison Charter Street Plant | 54408_B_B09 | 54408 | B | B09 |  | O/G Steam |  | MIS_WUMS | Wisconsin | 55 | Dane | 25 | 55025 | 1.9 | 8300 | 2012 | 9999 |  |  | Y | Natural Gas | [13 empty] | 0.23063 | 0.23063 | 0.23063 | 0.23063 | [11 empty] | State of Wisconsin | 100 | State of Wisconsin | 100
Alabama Pine Pulp | 54429_B_PB2 | 54429 | B | PB2 |  | Non-Fossil Waste |  | S_SOU | Alabama | 1 | Monroe | 99 | 01099 | 34 | 11843 | 1991 | 9999 |  |  | Y | Non-Fossil Waste |  |  |  | FR |  |  |  | ESPC | No |  |  |  |  | 0.23 | 0.23 | 0.23 | 0.23 | [11 empty] | Alabama Pine Pulp Co Inc | 100 | Parsons & Whittemore Inc | 100
Alabama Pine Pulp | 54429_B_RB2 | 54429 | B | RB2 |  | Non-Fossil Waste |  | S_SOU | Alabama | 1 | Monroe | 99 | 01099 | 34 | 11843 | 1991 | 9999 |  |  | Y | Non-Fossil Waste |  |  |  | other |  |  |  | ESPC | No |  |  |  |  | 0.12 | 0.12 | 0.12 | 0.12 | [11 empty] | Alabama Pine Pulp Co Inc | 100 | Parsons & Whittemore Inc | 100
Riverwood International Macon Mill | 54464_B_B002 | 54464 | B | B002 |  | O/G Steam |  | S_SOU | Georgia | 13 | Bibb | 21 | 13021 | 12.3 | 8300 | 1948 | 9999 |  |  | Y | Natural Gas | [13 empty] | 0.26891 | 0.26891 | 0.26891 | 0.26891 | [11 empty] | Riverwood Internationall Inc (Macon) | 100 | Graphic Packaging Corp | 100
Riverwood International Macon Mill | 54464_B_B003 | 54464 | B | B003 |  | Biomass |  | S_SOU | Georgia | 13 | Bibb | 21 | 13021 | 12.3 | 4883 | 1980 | 9999 |  |  | Y | Biomass | Wet Scrubber | 1980 | 0.99 | [10 empty] | 0.22475 | 0.22475 | 0.22475 | 0.22475 | [11 empty] | Riverwood Internationall Inc (Macon) | 100 | Graphic Packaging Corp | 100
Riverwood International Macon Mill | 54464_B_B004 | 54464 | B | B004 |  | Biomass |  | S_SOU | Georgia | 13 | Bibb | 21 | 13021 | 40 | 4883 | 2013 | 9999 |  |  | Y | Biomass | [7 empty] | B | NA |  |  |  |  | 0.16795 | 0.16795 | 0.16795 | 0.16795 | [11 empty] | Riverwood Internationall Inc (Macon) | 100 | Graphic Packaging Corp | 100
Riverwood International Macon Mill | 54464_B_D001 | 54464 | B | D001 |  | Non-Fossil Waste |  | S_SOU | Georgia | 13 | Bibb | 21 | 13021 | 12.3 | 4883 | 1994 | 9999 |  |  | Y | Non-Fossil Waste | [7 empty] | ESPH | No |  |  |  |  | 0.11862 | 0.11862 | 0.11862 | 0.11862 | [11 empty] | Riverwood Internationall Inc (Macon) | 100 | Graphic Packaging Corp | 100
Formosa Plastics | 54518_B_HRSG2 | 54518 | B | HRSG2 |  | O/G Steam |  | MIS_LA | Louisiana | 22 | East Baton Rouge | 33 | 22033 | 8 | 8300 | 1990 | 9999 |  |  | Y | Natural Gas |  |  |  | LNB | [9 empty] | 0.10042 | 0.10042 | 0.10042 | 0.10042 | [11 empty] | Formosa Plastics Corp La | 100 | Formosa Plastics Corp | 100
Formosa Plastics | 54518_B_HRSG3 | 54518 | B | HRSG3 |  | O/G Steam |  | MIS_LA | Louisiana | 22 | East Baton Rouge | 33 | 22033 | 8 | 8300 | 1996 | 9999 |  |  | Y | Natural Gas |  |  |  | LNB | [9 empty] | 0.10042 | 0.10042 | 0.10042 | 0.10042 | [11 empty] | Formosa Plastics Corp La | 100 | Formosa Plastics Corp | 100
Ingredion Incorporated | 54556_B_BLR10 | 54556 | B | BLR10 | 89733 | Coal Steam |  | PJM_COMD | Illinois | 17 | Cook | 31 | 17031 | 10.6 | 10986 | 2006 | 2030 | FBC | dry | Y | Bituminous | Reagent Injection | 2006 | 0.95 | CF | SNCR |  | 2007 | B | NA | ACI | 2015 |  | 1.8 | 0.11685 | 0.11685 | 0.11685 | 0.11685 | 0.1 | 0.1 | 0.1 | 0.95 | [7 empty] | Corn Products International Inc | 100 | Corn Products Intl Inc | 100
Ingredion Incorporated | 54556_B_BLR6 | 54556 | B | BLR6 | 10116 | Coal Steam |  | PJM_COMD | Illinois | 17 | Cook | 31 | 17031 | 10.6 | 10986 | 2003 | 2030 | other |  | Y | Bituminous |  |  |  | FR | [8 empty] | 1.8 | 0.04448 | 0.04448 | 0.04448 | 0.04448 | 1 | 0.1 | 1 | 0 | [7 empty] | Corn Products International Inc | 100 | Corn Products Intl Inc | 100
Ingredion Incorporated | 54556_B_BLR7 | 54556 | B | BLR7 | 88140 | Coal Steam |  | PJM_COMD | Illinois | 17 | Cook | 31 | 17031 | 10.6 | 10986 | 2004 | 2030 | other |  | Y | Bituminous |  |  |  | LNB | [8 empty] | 1.8 | 0.05457 | 0.05457 | 0.05457 | 0.05457 | 1 | 0.1 | 1 | 0 | [7 empty] | Corn Products International Inc | 100 | Corn Products Intl Inc | 100
Ingredion Incorporated | 54556_B_BLR8 | 54556 | B | BLR8 | 88141 | Coal Steam |  | PJM_COMD | Illinois | 17 | Cook | 31 | 17031 | 10.6 | 10986 | 2018 | 2030 | FBC | dry | Y | Bituminous | Reagent Injection | 2018 | 0.893 | LNB | SCR | 2018 | [6 empty] | 1.8 | 0.07 | 0.07 | 0.07 | 0.07 | 0.1 | 0.1 | 0.1 | 0.893 | [7 empty] | Corn Products International Inc | 100 | Corn Products Intl Inc | 100
Longview Fibre | 54562_B_PB20 | 54562 | B | PB20 |  | Non-Fossil Waste |  | WECC_PNW | Washington | 53 | Cowlitz | 15 | 53015 | 15.7 | 5686 | 1976 | 9999 |  |  | Y | Non-Fossil Waste | Wet Scrubber | 1976 | 0.829 |  | SNCR |  |  | ESPC + C | No |  |  |  |  | 0.2 | 0.2 | 0.2 | 0.2 | [11 empty] | Longview Fibre Paper & Packaging Inc | 100 | Kapstone Paper | 100
Longview Fibre | 54562_B_RF19 | 54562 | B | RF19 |  | Non-Fossil Waste |  | WECC_PNW | Washington | 53 | Cowlitz | 15 | 53015 | 15.7 | 5686 | 1976 | 9999 |  |  | Y | Non-Fossil Waste | [7 empty] | ESPC | No |  |  |  |  | 0.09162 | 0.09162 | 0.09162 | 0.09162 | [11 empty] | Longview Fibre Paper & Packaging Inc | 100 | Kapstone Paper | 100
Longview Fibre | 54562_B_RF22 | 54562 | B | RF22 |  | Non-Fossil Waste |  | WECC_PNW | Washington | 53 | Cowlitz | 15 | 53015 | 15.7 | 5686 | 1992 | 9999 |  |  | Y | Non-Fossil Waste | [7 empty] | ESPC | No |  |  |  |  | 0.1065 | 0.1065 | 0.1065 | 0.1065 | [11 empty] | Longview Fibre Paper & Packaging Inc | 100 | Kapstone Paper | 100
Montville Station | 546_B_5 | 546 | B | 5 | 343 | O/G Steam |  | NENG_CT | Connecticut | 9 | New London | 11 | 09011 | 81 | 12434 | 1954 | 9999 | tangential | dry | N | Natural Gas, Residual Fuel Oil |  |  |  | BF |  |  |  | ESPC | No |  |  |  | 0.3 | 0.06288 | 0.06288 | 0.06288 | 0.06288 | [11 empty] | Montville Operations Inc | 100 | ArcLight Capital Partners LLC | 100
Montville Station | 546_B_6 | 546 | B | 6 | 344 | O/G Steam |  | NENG_CT | Connecticut | 9 | New London | 11 | 09011 | 410 | 12513 | 1971 | 9999 | tangential | dry | N | Residual Fuel Oil |  |  | 0.72 | BF | [8 empty] | 0.3 | 0.01499 | 0.01499 | 0.01499 | 0.01499 | [11 empty] | Montville Operations Inc | 100 | ArcLight Capital Partners LLC | 100
Pinetree Power Fitchburg | 54620_B_B1 | 54620 | B | B1 |  | Biomass |  | NENGREST | Massachusetts | 25 | Worcester | 27 | 25027 | 16 | 17659 | 1992 | 9999 |  |  | N | Biomass |  |  |  | NH3 | SCR |  |  | B + C | NA |  |  |  |  | 0.06927 | 0.06927 | 0.06927 | 0.06927 | [11 empty] | Pinetree Power Fitchburg Inc | 100 | Capergy SA | 100
Covanta Plymouth Renewable Energy | 54625_B_1 | 54625 | B | 1 |  | Municipal Solid Waste |  | PJM_EMAC | Pennsylvania | 42 | Montgomery | 91 | 42091 | 14 | 19383 | 1992 | 9999 |  |  | N | MSW | Dry Scrubber | 1992 | 0.937 |  | SNCR |  |  | B | NA | ACI | 2005 |  |  | 0.34639 | 0.34639 | 0.34639 | 0.34639 | 0.15 | 0.15 | 0.15 | [8 empty] | Covanta Plymouth Renewable Energy LP | 100 | Covanta Holding Corp | 100
Covanta Plymouth Renewable Energy | 54625_B_2 | 54625 | B | 2 |  | Municipal Solid Waste |  | PJM_EMAC | Pennsylvania | 42 | Montgomery | 91 | 42091 | 14 | 19383 | 1992 | 9999 |  |  | N | MSW | Dry Scrubber | 1992 | 0.881 |  | SNCR |  |  | B | NA | ACI | 2005 |  |  | 0.29928 | 0.29928 | 0.29928 | 0.29928 | 0.08 | 0.08 | 0.08 | [8 empty] | Covanta Plymouth Renewable Energy LP | 100 | Covanta Holding Corp | 100
Mt Poso Cogeneration | 54626_B_BL01 | 54626 | B | BL01 |  | Biomass |  | WEC_CALN | California | 6 | Kern | 29 | 06029 | 42 | 15588 | 1989 | 9999 |  |  | Y | Biomass |  |  |  | CF + LA + NH3 | SNCR |  |  | B | NA |  |  |  | 5.26 | 0.0676 | 0.0676 | 0.0676 | 0.0676 | [11 empty] | Mount Poso Cogen Generation Co | 100 | DTE Energy Co | 100
Okeelanta Cogeneration | 54627_B_A | 54627 | B | A |  | Biomass |  | FRCC | Florida | 12 | Palm Beach | 99 | 12099 | 35 | 10723 | 1995 | 9999 | stoker/SPR | dry | Y | Biomass |  |  |  | LNB + OFA | SNCR |  |  | ESPH + C | Yes |  |  |  | 0.06 | 0.133 | 0.133 | 0.133 | 0.133 | [11 empty] | New Hope Power Partnership | 100 | Florida Crystals Corp | 100
Okeelanta Cogeneration | 54627_B_B | 54627 | B | B |  | Biomass |  | FRCC | Florida | 12 | Palm Beach | 99 | 12099 | 35 | 10723 | 1995 | 9999 | stoker/SPR | dry | Y | Biomass |  |  |  | LNB + OFA | SNCR |  |  | ESPH + C | Yes |  |  |  |  | 0.13461 | 0.13461 | 0.13461 | 0.13461 | [11 empty] | New Hope Power Partnership | 100 | Florida Crystals Corp | 100
Okeelanta Cogeneration | 54627_B_C | 54627 | B | C |  | Biomass |  | FRCC | Florida | 12 | Palm Beach | 99 | 12099 | 35 | 10723 | 1995 | 9999 | stoker/SPR | dry | Y | Biomass |  |  |  | LNB + OFA | SNCR |  |  | ESPH + C | Yes |  |  |  | 0.06 | 0.13495 | 0.13495 | 0.13495 | 0.13495 | [11 empty] | New Hope Power Partnership | 100 | Florida Crystals Corp | 100
St Nicholas Cogen Project | 54634_B_1 | 54634 | B | 1 | 3787 | Coal Steam |  | PJM_WMAC | Pennsylvania | 42 | Schuylkill | 107 | 42107 | 86 | 14500 | 1990 | 9999 | FBC | dry | Y | Waste Coal | Reagent Injection | 1990 | 0.85 | OFA |  |  |  | B | NA |  |  |  | 3.7 | 0.05701 | 0.05701 | 0.05701 | 0.05701 | 0.01 | 0.01 | 0.01 | 0.98 | Yes | 1990 | [5 empty] | Schuylkill Energy Resource Inc | 100 | Schuylkill Energy Resource Inc | 100
CII Carbon LLC | 54677_B_HRB | 54677 | B | HRB |  | Non-Fossil Waste |  | MIS_AMSO | Louisiana | 22 | St Bernard | 87 | 22087 | 46 | 9196 | 1981 | 9999 |  |  | Y | Non-Fossil Waste | Dry Scrubber | 2015 | 0.97 | other |  |  |  | B | NA |  |  |  | 1.2 | 0 | 0 | 0 | 0 |  |  |  |  | Yes | [6 empty] | CII Carbon LLC | 100 | CII Carbon LLC | 100
Wheelabrator Falls | 54746_B_1 | 54746 | B | 1 |  | Municipal Solid Waste |  | PJM_EMAC | Pennsylvania | 42 | Bucks | 17 | 42017 | 22 | 16529 | 1994 | 9999 |  |  | N | MSW | Dry Scrubber | 1994 | 0.85 |  | SNCR |  |  | B | NA | ACI | 1995 |  |  | 0.24276 | 0.24276 | 0.24276 | 0.24276 | 0.08 | 0.08 | 0.08 | [8 empty] | Waste Management Inc | 100 | Waste Management Inc | 100
Wheelabrator Falls | 54746_B_2 | 54746 | B | 2 |  | Municipal Solid Waste |  | PJM_EMAC | Pennsylvania | 42 | Bucks | 17 | 42017 | 22 | 16529 | 1994 | 9999 |  |  | N | MSW | Dry Scrubber | 1994 | 0.85 |  | SNCR |  |  | B | NA | ACI | 1995 |  |  | 0.24385 | 0.24385 | 0.24385 | 0.24385 | 0.08 | 0.08 | 0.08 | [8 empty] | Waste Management Inc | 100 | Waste Management Inc | 100
Genesee Power Station LP | 54751_B_BLR1 | 54751 | B | BLR1 | 90200 | Biomass |  | MIS_LMI | Michigan | 26 | Genesee | 49 | 26049 | 35 | 15324 | 1995 | 9999 |  |  | N | Biomass |  |  |  |  | SNCR |  |  | ESPC | No |  |  |  |  | 0.17945 | 0.17945 | 0.17945 | 0.17945 | [11 empty] | Genesee Power Station L P | 100 | FORTISTAR | 100
Wheelabrator Lisbon | 54758_B_BW1 | 54758 | B | BW1 |  | Municipal Solid Waste |  | NENG_CT | Connecticut | 9 | New London | 11 | 09011 | 7 | 18362 | 1995 | 9999 |  |  | N | MSW | Dry Scrubber | 1995 | 0.75 |  | SNCR |  |  | B | NA | ACI | 2001 |  | 0.07 | 0.26556 | 0.26556 | 0.26556 | 0.26556 | 0.08 | 0.08 | 0.08 | [8 empty] | Eastern Connecticut Resources Recovery Authority | 100 | Eastern Connecticut Resources Recovery Authority | 100
Wheelabrator Lisbon | 54758_B_BW2 | 54758 | B | BW2 |  | Municipal Solid Waste |  | NENG_CT | Connecticut | 9 | New London | 11 | 09011 | 7 | 18362 | 1995 | 9999 |  |  | N | MSW | Dry Scrubber | 1995 | 0.75 |  | SNCR |  |  | B | NA | ACI | 2001 |  | 0.07 | 0.26416 | 0.26416 | 0.26416 | 0.26416 | 0.08 | 0.08 | 0.08 | [8 empty] | Eastern Connecticut Resources Recovery Authority | 100 | Eastern Connecticut Resources Recovery Authority | 100
University of Iowa Main Power Plant | 54775_B_BLR10 | 54775 | B | BLR10 |  | O/G Steam |  | MIS_MIDA | Iowa | 19 | Johnson | 103 | 19103 | 7.7 | 8300 | 1987 | 9999 |  |  | Y | Natural Gas |  |  | 0.5 | LA + OFA |  |  |  | ESPC + C | No |  |  |  | 6 | 0.50182 | 0.50182 | 0.50182 | 0.50182 | [11 empty] | University of Iowa | 100 | University of Iowa | 100
University of Iowa Main Power Plant | 54775_B_BLR11 | 54775 | B | BLR11 |  | O/G Steam |  | MIS_MIDA | Iowa | 19 | Johnson | 103 | 19103 | 7.7 | 8300 | 1987 | 9999 |  |  | Y | Natural Gas |  |  | 0.5 | CF |  |  |  | B | NA |  |  |  | 6 | 0.22212 | 0.22212 | 0.22212 | 0.22212 | [11 empty] | University of Iowa | 100 | University of Iowa | 100
University of Iowa Main Power Plant | 54775_B_BLR7 | 54775 | B | BLR7 |  | O/G Steam |  | MIS_MIDA | Iowa | 19 | Johnson | 103 | 19103 | 7.7 | 8300 | 1991 | 9999 |  |  | Y | Natural Gas |  |  |  | FR + LNB | [8 empty] | 2.5 | 0.036455 | 0.036455 | 0.036455 | 0.036455 | [11 empty] | University of Iowa | 100 | University of Iowa | 100
University of Iowa Main Power Plant | 54775_B_BLR8 | 54775 | B | BLR8 |  | O/G Steam |  | MIS_MIDA | Iowa | 19 | Johnson | 103 | 19103 | 7.7 | 8300 | 1991 | 9999 |  |  | Y | Natural Gas |  |  |  | FR + LNB | [8 empty] | 2.5 | 0.038985 | 0.038985 | 0.038985 | 0.038985 | [11 empty] | University of Iowa | 100 | University of Iowa | 100
Grays Ferry Cogeneration | 54785_B_1CT | 54785 | B | 1CT | 3798 | Combined Cycle |  | PJM_EMAC | Pennsylvania | 42 | Philadelphia | 101 | 42101 | 27 | 5500 | 1997 | 9999 |  |  | Y | Natural Gas |  |  |  |  | SCR | [8 empty] | 0.031404 | 0.031404 | 0.031404 | 0.031404 | [11 empty] | Grays Ferry Cogeneration Partnership | 100 | Veolia Environnement SA | 100
Grays Ferry Cogeneration | 54785_B_B25 | 54785 | B | B25 |  | Combined Cycle |  | PJM_EMAC | Pennsylvania | 42 | Philadelphia | 101 | 42101 | 30 | 5500 | 1997 | 9999 | wall | dry | Y | Natural Gas |  |  |  | FR + LNB | SCR | [8 empty] | 0.031404 | 0.031404 | 0.031404 | 0.031404 | [11 empty] | Grays Ferry Cogeneration Partnership | 100 | Veolia Environnement SA | 100
Indiana Harbor E 5 AC Station | 54995_B_501 | 54995 | B | 501 |  | Fossil Waste |  | MIS_INKY | Indiana | 18 | Lake | 89 | 18089 | 22.5 | 4136 | 1978 | 9999 |  |  | Y | Fossil Waste | [13 empty] | 0.05352 | 0.05352 | 0.05352 | 0.05352 | [11 empty] | Northlake Energy | 100 | Atlantic Power Corp | 100
Indiana Harbor E 5 AC Station | 54995_B_502 | 54995 | B | 502 |  | Fossil Waste |  | MIS_INKY | Indiana | 18 | Lake | 89 | 18089 | 22.5 | 4136 | 1978 | 9999 |  |  | Y | Fossil Waste | [13 empty] | 0.05352 | 0.05352 | 0.05352 | 0.05352 | [11 empty] | Northlake Energy | 100 | Atlantic Power Corp | 100
Indiana Harbor E 5 AC Station | 54995_B_503 | 54995 | B | 503 |  | Fossil Waste |  | MIS_INKY | Indiana | 18 | Lake | 89 | 18089 | 22.5 | 4136 | 1978 | 9999 |  |  | Y | Fossil Waste | [13 empty] | 0.05352 | 0.05352 | 0.05352 | 0.05352 | [11 empty] | Northlake Energy | 100 | Atlantic Power Corp | 100
Indiana Harbor E 5 AC Station | 54995_B_504 | 54995 | B | 504 |  | Fossil Waste |  | MIS_INKY | Indiana | 18 | Lake | 89 | 18089 | 22.5 | 4136 | 2012 | 9999 |  |  | Y | Fossil Waste | [13 empty] | 0.05352 | 0.05352 | 0.05352 | 0.05352 | [11 empty] | Northlake Energy | 100 | Atlantic Power Corp | 100
Wheelabrator Portsmouth | 54998_B_12300 | 54998 | B | 12300 |  | Municipal Solid Waste |  | PJM_Dom | Virginia | 51 | Portsmouth City | 740 | 51740 | 11.6 | 20120 | 1988 | 9999 |  |  | Y | MSW | Dry Scrubber | 1996 | 0.7 | OFA |  |  |  | B | NA |  |  |  | 0.06 | 0.4 | 0.4 | 0.4 | 0.4 | 0.08 | 0.08 | 0.08 | [8 empty] | Wheelabrator Portsmouth Inc | 100 | Macquarie Bank Limited | 100
Wheelabrator Portsmouth | 54998_B_12400 | 54998 | B | 12400 |  | Municipal Solid Waste |  | PJM_Dom | Virginia | 51 | Portsmouth City | 740 | 51740 | 11.6 | 20120 | 1988 | 9999 |  |  | Y | MSW | Dry Scrubber | 1995 | 0.7 | OFA |  |  |  | B | NA |  |  |  | 0.06 | 0.4 | 0.4 | 0.4 | 0.4 | 0.08 | 0.08 | 0.08 | [8 empty] | Wheelabrator Portsmouth Inc | 100 | Macquarie Bank Limited | 100
Wheelabrator Portsmouth | 54998_B_12500 | 54998 | B | 12500 |  | Municipal Solid Waste |  | PJM_Dom | Virginia | 51 | Portsmouth City | 740 | 51740 | 11.6 | 20120 | 1988 | 9999 |  |  | Y | MSW | Dry Scrubber | 1995 | 0.7 | OFA |  |  |  | B | NA |  |  |  | 0.06 | 0.4 | 0.4 | 0.4 | 0.4 | 0.08 | 0.08 | 0.08 | [8 empty] | Wheelabrator Portsmouth Inc | 100 | Macquarie Bank Limited | 100
Wheelabrator Portsmouth | 54998_B_12600 | 54998 | B | 12600 |  | Municipal Solid Waste |  | PJM_Dom | Virginia | 51 | Portsmouth City | 740 | 51740 | 11.6 | 20120 | 1988 | 9999 |  |  | Y | MSW | Dry Scrubber | 1995 | 0.7 | OFA |  |  |  | B | NA |  |  |  | 0.06 | 0.4 | 0.4 | 0.4 | 0.4 | 0.08 | 0.08 | 0.08 | [8 empty] | Wheelabrator Portsmouth Inc | 100 | Macquarie Bank Limited | 100
Kettle Falls Generating Station | 550_B_1 | 550 | B | 1 |  | Biomass |  | WECC_PNW | Washington | 53 | Stevens | 65 | 53065 | 50 | 14662 | 1984 | 9999 |  |  | N | Biomass |  |  |  | other |  |  |  | ESPH + C | No |  |  |  |  | 0.17209 | 0.17209 | 0.17209 | 0.17209 | [11 empty] | Avista Corp | 100 | Avista Corp | 100
Red Hills Generating Facility | 55076_B_AA001 | 55076 | B | AA001 | 3856 | Coal Steam |  | S_C_TVA | Mississippi | 28 | Choctaw | 19 | 28019 | 220 | 11206 | 2002 | 9999 | FBC | dry | N | Lignite | Reagent Injection | 2002 | 0.915 | CF + other |  |  |  | B | NA | ACI | 2016 |  | 0.25 | 0.11259 | 0.11259 | 0.11259 | 0.11259 | 0.1 | 0.1 | 0.1 | 0.98 | Yes | 2016 | [5 empty] | Choctaw Generating LP | 100 | PurEnergy LLC | 100
Red Hills Generating Facility | 55076_B_AA002 | 55076 | B | AA002 | 3857 | Coal Steam |  | S_C_TVA | Mississippi | 28 | Choctaw | 19 | 28019 | 220 | 11206 | 2002 | 9999 | FBC | dry | N | Lignite | Reagent Injection | 2002 | 0.915 | CF + other |  |  |  | B | NA | ACI | 2016 |  | 0.25 | 0.12052 | 0.12052 | 0.12052 | 0.12052 | 0.1 | 0.1 | 0.1 | 0.98 | Yes | 2016 | [5 empty] | Choctaw Generating LP | 100 | PurEnergy LLC | 100
Dearborn Industrial Generation | 55088_B_EUCTG1 | 55088 | B | EUCTG1 | 89291 | Fossil Waste |  | MIS_LMI | Michigan | 26 | Wayne | 163 | 26163 | 83 | 4746 | 2001 | 9999 | wall |  | Y | Fossil Waste |  |  |  | FR | [9 empty] | 0.02021 | 0.02021 | 0.02021 | 0.02021 | [11 empty] | Dearborn Industrial Generation LLC | 100 | CMS Energy Corp | 100
Dearborn Industrial Generation | 55088_B_EUCTG2 | 55088 | B | EUCTG2 | 89292 | Fossil Waste |  | MIS_LMI | Michigan | 26 | Wayne | 163 | 26163 | 83 | 4746 | 2001 | 9999 | wall |  | Y | Fossil Waste |  |  |  | FR | [9 empty] | 0.01824 | 0.01824 | 0.01824 | 0.01824 | [11 empty] | Dearborn Industrial Generation LLC | 100 | CMS Energy Corp | 100
Dearborn Industrial Generation | 55088_B_EUCTG3 | 55088 | B | EUCTG3 | 89293 | Fossil Waste |  | MIS_LMI | Michigan | 26 | Wayne | 163 | 26163 | 83 | 4746 | 2001 | 9999 | wall |  | Y | Fossil Waste |  |  |  | FR | [9 empty] | 0.02217 | 0.02217 | 0.02217 | 0.02217 | [11 empty] | Dearborn Industrial Generation LLC | 100 | CMS Energy Corp | 100
Portside Energy | 55096_B_HRSG1 | 55096 | B | HRSG1 |  | O/G Steam |  | MIS_INKY | Indiana | 18 | Porter | 127 | 18127 | 19 | 8300 | 1997 | 9999 |  |  | Y | Natural Gas | [13 empty] | 0.03922 | 0.03922 | 0.03922 | 0.03922 | [11 empty] | Portside Energy Corp | 100 | Atlantic Power Corp | 100
Air Products Port Arthur | 55309_B_HRSG | 55309 | B | HRSG |  | Fossil Waste |  | MIS_WOTA | Texas | 48 | Jefferson | 245 | 48245 | 20.5 | 6690 | 2007 | 9999 |  |  | Y | Fossil Waste |  |  |  | NH3 | SCR | [8 empty] | 0.05352 | 0.05352 | 0.05352 | 0.05352 | [11 empty] | Air Products & Chemicals Inc | 100 | Air Products & Chemicals Inc | 100
Wygen 1 | 55479_B_3 | 55479 | B | 3 | 4852 | Coal Steam |  | WECC_WY | Wyoming | 56 | Campbell | 5 | 56005 | 85 | 11824 | 2003 | 9999 | wall | dry | N | Subbituminous | Dry Scrubber | 2003 | 0.933 | LNBO | SCR | 2003 |  | B | NA | ACI | 2016 |  | 0.2 | 0.14165 | 0.14165 | 0.14165 | 0.14165 | 0.1 | 0.1 | 0.1 | 0.983 | [7 empty] | Black Hills Power Inc | 76.5 | Black Hills Corp | 76.5
Nacogdoches Power | 55708_B_BLR1 | 55708 | B | BLR1 | 9227 | Biomass |  | ERC_REST | Texas | 48 | Nacogdoches | 347 | 48347 | 100 | 14914 | 2012 | 9999 | FBC |  | N | Biomass |  |  | 0.75 | CF | SNCR |  |  | B | NA |  |  |  | 0.046 | 0.08245 | 0.08245 | 0.08245 | 0.08245 | [11 empty] | Nacogdoches Power LLC | 100 | Austin Energy | 100
Hardin Generator Project | 55749_B_PC1 | 55749 | B | PC1 | 9114 | Coal Steam |  | WECC_MT | Montana | 30 | Big Horn | 3 | 30003 | 107 | 12466 | 2006 | 9999 | wall | dry | N | Subbituminous | Dry Scrubber | 2006 | 0.923 | LA + LNB + NH3 | SCR | 2006 |  | B | NA | ACI | 2009 |  | 0.11 | 1.9276 | 0.07017 | 1.9276 | 0.07017 | 0.1 | 0.1 | 0.1 | 0.973 | [7 empty] | Rocky Mountain Power LLC (ND) | 100 | BDW (Montana) LLC | 100
Prairie State Generating Station | 55856_B_PC1 | 55856 | B | PC1 | 90192 | Coal Steam |  | MIS_IL | Illinois | 17 | St Clair | 163 | 17163 | 815 | 9391 | 2012 | 2045 | wall | dry | N | Bituminous | Wet Scrubber | 2011 | 0.98 | LNB | SCR | 2011 |  | ESPC + WESP | Yes | ACI | 2011 |  | 0.182 | 0.06122 | 0.06122 | 0.06122 | 0.06122 | 0.05 | 0.1 | 0.1 | 0.99 | Yes | 2011 | [5 empty] | Prairie State Generating Co LLC | 100 | American Municipal Power Inc | 100
Prairie State Generating Station | 55856_B_PC2 | 55856 | B | PC2 | 90193 | Coal Steam |  | MIS_IL | Illinois | 17 | St Clair | 163 | 17163 | 815 | 9346 | 2012 | 2045 | wall | dry | N | Bituminous | Wet Scrubber | 2012 | 0.98 | LNB | SCR | 2012 |  | ESPC + WESP | Yes | ACI | 2012 |  | 0.182 | 0.06096 | 0.06096 | 0.06096 | 0.06096 | 0.05 | 0.1 | 0.1 | 0.99 | Yes | 2012 | [5 empty] | Prairie State Generating Co LLC | 100 | American Municipal Power Inc | 100
Sierra Pacific Aberdeen | 55882_B_BLR1 | 55882 | B | BLR1 |  | Biomass |  | WECC_PNW | Washington | 53 | Grays Harbor | 27 | 53027 | 17.4 | 4561 | 2003 | 9999 |  |  | Y | Biomass |  |  |  |  | SNCR |  |  | ESPC + C | No |  |  |  |  | 0.095 | 0.095 | 0.095 | 0.095 | [11 empty] | Sierra Pacific Industries Inc | 100 | Sierra Pacific Industries | 100
Elm Road Generating Station | 56068_B_18 | 56068 | B | 18 | 89796 | Coal Steam |  | MIS_WUMS | Wisconsin | 55 | Milwaukee | 79 | 55079 | 633 | 9552 | 2010 | 9999 | wall | dry | N | Bituminous, Subbituminous | Wet Scrubber | 2010 | 0.971 | LNB | SCR | 2010 |  | WESP + B | No |  |  |  | 0.03 | 0.06337 | 0.06337 | 0.06337 | 0.06337 | 0.05 | 0.1 | 0.56 | 0.99 |  |  |  |  | C2G | 2035 |  | Wisconsin Electric Power Co | 83.34 | WEC Energy Group Inc | 83.34
Elm Road Generating Station | 56068_B_19 | 56068 | B | 19 | 89798 | Coal Steam |  | MIS_WUMS | Wisconsin | 55 | Milwaukee | 79 | 55079 | 633 | 9475 | 2011 | 9999 | wall | dry | N | Bituminous, Subbituminous | Wet Scrubber | 2011 | 0.971 | LNB | SCR | 2011 |  | WESP + B | No |  |  |  | 0.03 | 0.06225 | 0.06225 | 0.06225 | 0.06225 | 0.05 | 0.1 | 0.56 | 0.99 |  |  |  |  | C2G | 2035 |  | Wisconsin Electric Power Co | 83.34 | WEC Energy Group Inc | 83.34
Riceland Foods Cogeneration Plant | 56079_B_North | 56079 | B | North |  | Biomass |  | MIS_AR | Arkansas | 5 | Arkansas | 1 | 05001 | 4 | 11815 | 1996 | 9999 |  |  | Y | Biomass |  |  |  | FR |  |  |  | B | NA |  |  |  |  | 0.12491 | 0.12491 | 0.12491 | 0.12491 | [11 empty] | Riviana Foods Inc | 51 | Riviana Foods Inc | 51
Riceland Foods Cogeneration Plant | 56079_B_South | 56079 | B | South |  | Biomass |  | MIS_AR | Arkansas | 5 | Arkansas | 1 | 05001 | 4 | 11815 | 1996 | 9999 |  |  | Y | Biomass |  |  |  | FR |  |  |  | B | NA |  |  |  |  | 0.12491 | 0.12491 | 0.12491 | 0.12491 | [11 empty] | Riviana Foods Inc | 51 | Riviana Foods Inc | 51
Middletown | 562_B_2 | 562 | B | 2 | 353 | O/G Steam |  | NENG_CT | Connecticut | 9 | Middlesex | 7 | 09007 | 117 | 11409 | 1958 | 9999 | wall | dry | N | Natural Gas, Residual Fuel Oil |  |  |  | OFA | SNCR |  |  | ESPC | No |  |  |  | 0.3 | 0.08819 | 0.08819 | 0.08819 | 0.08819 | [11 empty] | Middletown Operations Inc | 100 | ArcLight Capital Partners LLC | 100
Middletown | 562_B_3 | 562 | B | 3 | 354 | O/G Steam |  | NENG_CT | Connecticut | 9 | Middlesex | 7 | 09007 | 236 | 11518 | 1964 | 9999 | cyclone | dry | N | Natural Gas, Residual Fuel Oil |  |  |  | H2O | SNCR |  |  | ESPC | No |  |  |  | 0.3 | 0.39809 | 0.15 | 0.39809 | 0.15 | [11 empty] | Middletown Operations Inc | 100 | ArcLight Capital Partners LLC | 100
Middletown | 562_B_4 | 562 | B | 4 | 355 | O/G Steam |  | NENG_CT | Connecticut | 9 | Middlesex | 7 | 09007 | 400 | 11502 | 1973 | 9999 | tangential | dry | N | Residual Fuel Oil |  |  |  | BF + BOOS + LA | [8 empty] | 0.3 | 0.15 | 0.15 | 0.15 | 0.15 | [11 empty] | Middletown Operations Inc | 100 | ArcLight Capital Partners LLC | 100
TS Power Plant | 56224_B_BLR100 | 56224 | B | BLR100 | 89529 | Coal Steam |  | WECC_NNV | Nevada | 32 | Eureka | 11 | 32011 | 218 | 10573 | 2008 | 9999 | wall | dry | N | Subbituminous | Dry Scrubber | 2008 | 0.92 | LNBO | SCR | 2008 |  | B | NA | ACI | 2008 |  | 0.07 | 0.04971 | 0.04971 | 0.04971 | 0.04971 | 0.1 | 0.1 | 0.1 | 0.97 |  |  |  |  | C2G | 2022 |  | Newmont Nevada Energy Investments | 100 | Barrick Gold Corp | 100
Trigen St. Louis | 56309_B_HRSG1 | 56309 | B | HRSG1 |  | O/G Steam |  | MIS_MO | Missouri | 29 | St Louis | 189 | 29189 | 1.5 | 8300 | 1999 | 9999 |  |  | Y | Natural Gas | [13 empty] | 0.2 | 0.2 | 0.2 | 0.2 | [11 empty] | Ashley Energy LLC | 100 | Ashley Energy LLC | 100
Trigen St. Louis | 56309_B_HRSG2 | 56309 | B | HRSG2 |  | O/G Steam |  | MIS_MO | Missouri | 29 | St Louis | 189 | 29189 | 1.5 | 8300 | 1999 | 9999 |  |  | Y | Natural Gas | [13 empty] | 0.2 | 0.2 | 0.2 | 0.2 | [11 empty] | Ashley Energy LLC | 100 | Ashley Energy LLC | 100
Wygen 2 | 56319_B_1 | 56319 | B | 1 | 89633 | Coal Steam |  | WECC_WY | Wyoming | 56 | Campbell | 5 | 56005 | 90 | 11967 | 2008 | 2048 | wall | dry | N | Subbituminous | Dry Scrubber | 2008 | 0.933 | LNBO | SCR | 2008 |  | B | NA | ACI | 2016 |  | 0.1 | 0.05812 | 0.05812 | 0.05812 | 0.05812 | 0.1 | 0.1 | 0.1 | 0.983 | [7 empty] | Cheyenne Light Fuel & Power Co | 100 | Black Hills Corp | 100
Stanton Energy Center | 564_B_2 | 564 | B | 2 | 369 | Coal Steam |  | FRCC | Florida | 12 | Orange | 95 | 12095 | 466 | 10373 | 1996 | 9999 | wall | dry | N | Bituminous | Wet Scrubber | 1996 | 0.962 | LNB + OFA | SCR | 1996 |  | ESPC | No |  |  |  | 0.25 | 0.14861 | 0.14861 | 0.14861 | 0.14861 | 0.05 | 0.1 | 0.56 | 0.99 | Yes | 2014 |  |  | C2G | 2027 |  | Orlando Utilities Commission | 71.59 | Orlando Utilities Commission | 71.59
Nevada Solar One | 56405_B_HI | 56405 | B | HI |  | Solar Thermal |  | WECC_SNV | Nevada | 32 | Clark | 3 | 32003 | 68 | 9771 | 2007 | 9999 |  |  | N | Solar | [13 empty] | 0 | 0 | 0 | 0 | [11 empty] | Nevada Solar One LLC | 100 | Acciona Energia | 100
Sierra Pacific Burlington Facility | 56406_B_BLR1 | 56406 | B | BLR1 |  | Biomass |  | WECC_PNW | Washington | 53 | Skagit | 57 | 53057 | 24.6 | 4552 | 2007 | 9999 |  |  | Y | Biomass |  |  |  |  | SNCR |  |  | ESPC + C | No |  |  |  |  | 0.13 | 0.13 | 0.13 | 0.13 | [11 empty] | Sierra Pacific Industries Inc | 100 | Sierra Pacific Industries | 100
Plum Point Energy Station | 56456_B_BLR1 | 56456 | B | BLR1 | 90208 | Coal Steam |  | MIS_AR | Arkansas | 5 | Mississippi | 93 | 05093 | 680 | 9682 | 2010 | 9999 | wall | dry | N | Subbituminous | Dry Scrubber | 2010 | 0.9 | LNB + OFA | SCR | 2010 |  | B | NA | ACI | 2010 |  | 0.16 | 0.07339 | 0.07339 | 0.07339 | 0.07339 | 0.1 | 0.1 | 0.1 | 0.95 | [7 empty] | Plum Point Energy Associates LLC | 63 | Starwood Capital Group Global LLC | 63
Roseburg Forest Products Biomass | 56469_B_FW-1 | 56469 | B | FW-1 |  | Biomass |  | WECC_PNW | California | 6 | Siskiyou | 93 | 06093 | 9 | 5004 | 1996 | 9999 |  |  | Y | Biomass |  |  |  | NH3 | SNCR |  |  | ESPC | Yes |  |  |  |  | 0.0321 | 0.0321 | 0.0321 | 0.0321 | [11 empty] | Roseburg Forest Products Co | 100 | Roseburg Forest Products Co | 100
John W Turk Jr Power Plant | 56564_B_1 | 56564 | B | 1 | 90325 | Coal Steam |  | SPP_WEST | Arkansas | 5 | Hempstead | 57 | 05057 | 609 | 9102 | 2012 | 9999 | wall | dry | N | Subbituminous | Dry Scrubber | 2012 | 0.961 | LNBO | SCR | 2012 |  | B | NA | ACI | 2012 |  | 0.065 | 0.03875 | 0.03875 | 0.03875 | 0.03875 | 0.1 | 0.1 | 0.1 | 0.99 | [7 empty] | Southwestern Electric Power Co | 73 | American Electric Power Co Inc | 73
Wygen III | 56596_B_1 | 56596 | B | 1 | 90109 | Coal Steam |  | WECC_WY | Wyoming | 56 | Campbell | 5 | 56005 | 100 | 11509 | 2010 | 9999 | wall | dry | N | Subbituminous | Dry Scrubber | 2010 | 0.933 | LNB + OFA | SCR | 2010 |  | B | NA | ACI | 2016 |  | 0.09 | 0.04261 | 0.04261 | 0.04261 | 0.04261 | 0.1 | 0.1 | 0.1 | 0.983 | [7 empty] | Black Hills Power Inc | 52 | Black Hills Corp | 52
Dry Fork Station | 56609_B_1 | 56609 | B | 1 | 90531 | Coal Steam |  | WECC_WY | Wyoming | 56 | Campbell | 5 | 56005 | 380 | 10552 | 2011 | 9999 | wall | dry | N | Subbituminous | Dry Scrubber | 2011 | 0.95 | LNB + OFA | SCR | 2011 |  | B | NA | ACI | 2011 |  | 0.07 | 0.04179 | 0.04179 | 0.04179 | 0.04179 | 0.1 | 0.1 | 0.1 | 0.99 | [7 empty] | Basin Electric Power Coop | 92.9 | Basin Electric Power Coop | 92.9
Sandy Creek Energy Station | 56611_B_S01 | 56611 | B | S01 | 90551 | Coal Steam |  | ERC_REST | Texas | 48 | McLennan | 309 | 48309 | 933 | 9330 | 2013 | 9999 | wall | dry | N | Subbituminous | Dry Scrubber | 2013 | 0.9 | LNB + OFA | SCR | 2013 |  | B | NA | ACI | 2013 |  | 0.1 | 0.0455 | 0.0455 | 0.0455 | 0.0455 | 0.1 | 0.1 | 0.1 | 0.95 | [7 empty] | Sandy Creek Energy Associates | 100 | LS Power Group | 100
Novo BioPower Plant | 56616_B_4PB | 56616 | B | 4PB |  | Biomass |  | WECC_AZ | Arizona | 4 | Navajo | 17 | 04017 | 22.2 | 18088 | 2008 | 9999 |  |  | N | Biomass |  |  |  |  | SNCR |  |  | B + C | NA |  |  |  |  | 0.14274 | 0.14274 | 0.14274 | 0.14274 | [11 empty] | Novo Biopower LLC | 100 | Robert M Worsley | 100
St Paul Cogeneration | 56643_B_7 | 56643 | B | 7 |  | Biomass |  | MIS_MNWI | Minnesota | 27 | Ramsey | 123 | 27123 | 33 | 8176 | 2003 | 9999 |  |  | Y | Biomass |  |  |  |  | SNCR |  |  | ESPC + C | No |  |  |  |  | 0.13178 | 0.13178 | 0.13178 | 0.13178 | [11 empty] | St Paul Cogeneration LLC | 100 | DTE Energy Co | 100
Longview Power Plant | 56671_B_UHA01 | 56671 | B | UHA01 | 90398 | Coal Steam |  | PJM_AP | West Virginia | 54 | Monongalia | 61 | 54061 | 700 | 8904 | 2011 | 9999 | wall | dry | N | Bituminous | Wet Scrubber | 2011 | 0.983 | LNBO | SCR | 2011 |  | B | NA |  |  |  | 0.095 | 0.3851 | 0.06304 | 0.3851 | 0.06304 | 0.05 | 0.1 | 0.56 | 0.99 | [7 empty] | Longview Power LLC | 100 | Genpower Holdings LP | 100
Ampersand Chowchilla Biomass LLC | 56706_B_SD200 | 56706 | B | SD200 |  | Biomass |  | WEC_CALN | California | 6 | Madera | 39 | 06039 | 10.5 | 19505 | 2008 | 9999 |  |  | N | Biomass |  |  | 0.9 | NH3 | SNCR |  |  | B + C | NA |  |  |  |  | 0.07228 | 0.07228 | 0.07228 | 0.07228 |  |  |  |  | Yes | 2008 | [5 empty] | Global Ampersand LLC | 100 | Ampersand Energy Partners LLC | 100
El Nido Facility | 56707_B_SD200 | 56707 | B | SD200 |  | Biomass |  | WEC_CALN | California | 6 | Merced | 47 | 06047 | 10.5 | 20516 | 2008 | 9999 |  |  | N | Biomass |  |  | 0.9 | NH3 | SNCR |  |  | B + C | NA |  |  |  |  | 0.08777 | 0.08777 | 0.08777 | 0.08777 |  |  |  |  | Yes | 2008 | [5 empty] | Global Ampersand LLC | 100 | Ampersand Energy Partners LLC | 100
CFB Power Plant | 56708_B_H1101 | 56708 | B | H1101 |  | O/G Steam |  | ERC_REST | Texas | 48 | Calhoun | 57 | 48057 | 143 | 11798 | 2012 | 9999 |  | dry | N | Natural Gas |  |  |  | CF + LNB + NH3 | SNCR | [7 empty] | 0.178 | 0.04956 | 0.04956 | 0.04956 | 0.04956 | [11 empty] | Formosa Plastics Corp TX | 100 | Formosa Plastics Corp | 100
CFB Power Plant | 56708_B_H1201 | 56708 | B | H1201 |  | O/G Steam |  | ERC_REST | Texas | 48 | Calhoun | 57 | 48057 | 143 | 11798 | 2012 | 9999 |  | dry | N | Natural Gas |  |  |  | CF + LNB + NH3 | SNCR | [7 empty] | 0.178 | 0.05379 | 0.05379 | 0.05379 | 0.05379 | [11 empty] | NuCoastal Energy | 100 | NuCoastal Energy | 100
Evergreen BioPower LLC | 56781_B_3 | 56781 | B | 3 |  | Biomass |  | WECC_PNW | Oregon | 41 | Linn | 43 | 41043 | 10 | 4738 | 2007 | 9999 |  |  | Y | Biomass |  |  |  | FR + OFA |  |  |  | ESPH + C | No |  |  |  |  | 0.22033 | 0.22033 | 0.22033 | 0.22033 | [11 empty] | Evergreen Biopower LLC | 100 | Evergreen Biopower | 100
Spiritwood Station | 56786_B_1 | 56786 | B | 1 | 90511 | Coal Steam |  | MIS_MAPP | North Dakota | 38 | Stutsman | 93 | 38093 | 92 | 8300 | 2014 | 9999 | FBC | dry | Y | Lignite | Dry Scrubber | 2014 | 0.98 | CF + OFA | SNCR |  | 2014 | B | NA | ACI | 2014 |  | 0.06 | 0.4559 | 0.09622 | 0.4559 | 0.09622 | 0.1 | 0.1 | 0.1 | 0.98 | [7 empty] | Great River Energy | 100 | Great River Energy | 100
Virginia City Hybrid Energy Center | 56808_B_1 | 56808 | B | 1 | 90448 | Coal Steam |  | PJM_West | Virginia | 51 | Wise | 195 | 51195 | 305 | 9943 | 2012 | 9999 | FBC | dry | N | Bituminous, Waste Coal | Dry Scrubber | 2012 | 0.98 | CF | SNCR |  | 2012 | ESPH + B | No | ACI | 2012 |  | 0.022 | 0.07356 | 0.07356 | 0.07356 | 0.07356 | 0.01 | 0.01 | 0.01 | 0.99 | [7 empty] | Virginia Electric & Power Co | 100 | Dominion Energy Inc | 100
Virginia City Hybrid Energy Center | 56808_B_2 | 56808 | B | 2 | 90449 | Coal Steam |  | PJM_West | Virginia | 51 | Wise | 195 | 51195 | 305 | 9943 | 2012 | 9999 | FBC | dry | N | Bituminous, Waste Coal | Dry Scrubber | 2012 | 0.98 | CF | SNCR |  | 2012 | ESPH + B | No | ACI | 2012 |  | 0.022 | 0.07258 | 0.07258 | 0.07258 | 0.07258 | 0.01 | 0.01 | 0.01 | 0.99 | [7 empty] | Virginia Electric & Power Co | 100 | Dominion Energy Inc | 100
Solana Generating Station | 56812_B_1 | 56812 | B | 1 |  | Solar Thermal |  | WECC_AZ | Arizona | 4 | Maricopa | 13 | 04013 | 295 | 9771 | 2013 | 9999 |  |  | N | Solar | [13 empty] | 0 | 0 | 0 | 0 | [11 empty] | Arizona Solar One LLC | 100 | Abengoa SA | 100
Plainfield Renewable Energy LLC | 56847_B_Boil | 56847 | B | Boil |  | Biomass |  | NENG_CT | Connecticut | 9 | Windham | 15 | 09015 | 38 | 14587 | 2013 | 9999 |  |  | N | Biomass | Dry Scrubber | 2013 | 0.9 | FR + OFA | SNCR |  |  | B + C | NA |  |  |  |  | 0.08019 | 0.08019 | 0.08019 | 0.08019 |  |  |  |  | Yes | [6 empty] | Plainfield Renewable Energy LLC | 100 | Greenleaf Power | 100
Haverhill North Cogeneration Facility | 56848_B_HRSG10 | 56848 | B | HRSG10 |  | Fossil Waste |  | PJM_West | Ohio | 39 | Scioto | 145 | 39145 | 10.6 | 4489 | 2010 | 9999 |  |  | Y | Fossil Waste | Dry Scrubber | 2008 | 0.92 |  |  |  |  | B | NA | ACI | 2008 |  | 4.213 | 0.05352 | 0.05352 | 0.05352 | 0.05352 | 0.1 | 0.1 | 0.1 | [8 empty] | Haverhill Cogeneration Co LLC | 100 | Sun Coke Intl Inc | 100
Haverhill North Cogeneration Facility | 56848_B_HRSG6 | 56848 | B | HRSG6 |  | Fossil Waste |  | PJM_West | Ohio | 39 | Scioto | 145 | 39145 | 10.6 | 4489 | 2010 | 9999 |  |  | Y | Fossil Waste | Dry Scrubber | 2008 | 0.92 |  |  |  |  | B | NA | ACI | 2008 |  | 4.213 | 0.05352 | 0.05352 | 0.05352 | 0.05352 | 0.1 | 0.1 | 0.1 | [8 empty] | Haverhill Cogeneration Co LLC | 100 | Sun Coke Intl Inc | 100
Haverhill North Cogeneration Facility | 56848_B_HRSG7 | 56848 | B | HRSG7 |  | Fossil Waste |  | PJM_West | Ohio | 39 | Scioto | 145 | 39145 | 10.6 | 4489 | 2010 | 9999 |  |  | Y | Fossil Waste | Dry Scrubber | 2008 | 0.92 |  |  |  |  | B | NA | ACI | 2008 |  | 4.213 | 0.05352 | 0.05352 | 0.05352 | 0.05352 | 0.1 | 0.1 | 0.1 | [8 empty] | Haverhill Cogeneration Co LLC | 100 | Sun Coke Intl Inc | 100
Haverhill North Cogeneration Facility | 56848_B_HRSG8 | 56848 | B | HRSG8 |  | Fossil Waste |  | PJM_West | Ohio | 39 | Scioto | 145 | 39145 | 10.6 | 4489 | 2010 | 9999 |  |  | Y | Fossil Waste | Dry Scrubber | 2008 | 0.92 |  |  |  |  | B | NA | ACI | 2008 |  | 4.213 | 0.05352 | 0.05352 | 0.05352 | 0.05352 | 0.1 | 0.1 | 0.1 | [8 empty] | Haverhill Cogeneration Co LLC | 100 | Sun Coke Intl Inc | 100
Haverhill North Cogeneration Facility | 56848_B_HRSG9 | 56848 | B | HRSG9 |  | Fossil Waste |  | PJM_West | Ohio | 39 | Scioto | 145 | 39145 | 10.6 | 4489 | 2010 | 9999 |  |  | Y | Fossil Waste | Dry Scrubber | 2008 | 0.92 |  |  |  |  | B | NA | ACI | 2008 |  | 4.213 | 0.05352 | 0.05352 | 0.05352 | 0.05352 | 0.1 | 0.1 | 0.1 | [8 empty] | Haverhill Cogeneration Co LLC | 100 | Sun Coke Intl Inc | 100
Archer Daniels Midland Columbus | 57046_B_CFB1 | 57046 | B | CFB1 | 88220 | Coal Steam |  | SPP_NEBR | Nebraska | 31 | Platte | 141 | 31141 | 30 | 10986 | 2009 | 9999 | FBC | dry | Y | Subbituminous | Reagent Injection | 2009 | 0.9 | LA + NH3 | SNCR |  | 2010 | B | NA |  |  |  | 0.987 | 0.03765 | 0.03765 | 0.03765 | 0.03765 | 0.05 | 0.1 | 0.43 | 0.98 | Yes | 2009 | [5 empty] | Archer Daniels Midland Co | 100 | Archer Daniels Midland Co | 100
Archer Daniels Midland Columbus | 57046_B_CFB2 | 57046 | B | CFB2 | 88221 | Coal Steam |  | SPP_NEBR | Nebraska | 31 | Platte | 141 | 31141 | 30 | 10986 | 2009 | 9999 | FBC | dry | Y | Subbituminous | Reagent Injection | 2009 | 0.9 | LA + NH3 | SNCR |  | 2010 | B | NA |  |  |  | 0.987 | 0.03841 | 0.03841 | 0.03841 | 0.03841 | 0.05 | 0.1 | 0.43 | 0.98 | Yes | 2009 | [5 empty] | Archer Daniels Midland Co | 100 | Archer Daniels Midland Co | 100
Granite City Works | 57072_B_PB-1 | 57072 | B | PB-1 |  | Non-Fossil Waste |  | MIS_IL | Illinois | 17 | Madison | 119 | 17119 | 78 | 9205 | 2010 | 9999 |  |  | Y | Non-Fossil Waste |  |  |  | FR + LNB | [9 empty] | 0.00072 | 0.00072 | 0.00072 | 0.00072 | [11 empty] | US Steel Granite City Works | 100 | United States Steel Corp | 100
Ivanpah 2 | 57073_B_BLR1 | 57073 | B | BLR1 | 90614 | Solar Thermal |  | WECC_SCE | California | 6 | San Bernardino | 71 | 06071 | 133 | 9771 | 2013 | 9999 | other |  | N | Solar | [13 empty] | 0 | 0 | 0 | 0 | [11 empty] | Solar Partners I LLC | 100 | NRG Energy Inc | 100
Ivanpah 1 | 57074_B_BLR1 | 57074 | B | BLR1 | 90615 | Solar Thermal |  | WECC_SCE | California | 6 | San Bernardino | 71 | 06071 | 133 | 9771 | 2013 | 9999 | other |  | N | Solar | [13 empty] | 0 | 0 | 0 | 0 | [11 empty] | Solar Partners II LLC | 100 | NRG Energy Inc | 100
Ivanpah 3 | 57075_B_BLR1 | 57075 | B | BLR1 | 90616 | Solar Thermal |  | WECC_SCE | California | 6 | San Bernardino | 71 | 06071 | 133 | 9771 | 2013 | 9999 | other |  | N | Solar | [13 empty] | 0 | 0 | 0 | 0 | [11 empty] | Solar Partners VIII LLC | 100 | NRG Energy Inc | 100
WestRock (WA) | 57099_B_4RB | 57099 | B | 4RB |  | Non-Fossil Waste |  | WECC_PNW | Washington | 53 | Pierce | 53 | 53053 | 28 | 11537 | 1973 | 9999 |  |  | Y | Non-Fossil Waste |  |  |  | OFA |  |  |  | ESPC | No |  |  |  |  | 0.10828 | 0.10828 | 0.10828 | 0.10828 | [11 empty] | WestRock CP LLC | 100 | Rock Tenn Co | 100
WestRock (WA) | 57099_B_7PB | 57099 | B | 7PB |  | Non-Fossil Waste |  | WECC_PNW | Washington | 53 | Pierce | 53 | 53053 | 28 | 11537 | 1991 | 9999 |  |  | Y | Non-Fossil Waste |  |  |  | OFA |  |  |  | ESPC + C | No |  |  |  |  | 0.2 | 0.2 | 0.2 | 0.2 | [11 empty] | WestRock CP LLC | 100 | Rock Tenn Co | 100
Newark America Mill | 57103_B_2 | 57103 | B | 2 |  | O/G Steam |  | NENGREST | Massachusetts | 25 | Worcester | 27 | 25027 | 3 | 8300 | 2007 | 9999 |  |  | Y | Natural Gas | [13 empty] | 0.23063 | 0.23063 | 0.23063 | 0.23063 | [11 empty] | Newark Atlantic | 100 | Newark Atlantic | 100
Koda Biomass Plant | 57119_B_1111 | 57119 | B | 1111 |  | Biomass |  | MIS_MNWI | Minnesota | 27 | Scott | 139 | 27139 | 20.3 | 8012 | 2009 | 9999 |  |  | Y | Biomass |  |  | 0.5 | LA + OFA | SNCR |  |  | ESPC | No |  |  |  |  | 0.25 | 0.25 | 0.25 | 0.25 |  |  |  |  | Yes | 2017 | [5 empty] | KODA Energy LLC | 100 | Rahr Malting Co | 100
Savannah River Site Biomass Cogen | 57138_B_HRSG1 | 57138 | B | HRSG1 |  | Biomass |  | S_VACA | South Carolina | 45 | Aiken | 3 | 45003 | 9.5 | 15395 | 2012 | 9999 |  |  | Y | Biomass |  |  | 0.5 | NH3 |  |  |  | B | NA |  |  |  |  | 0.21426 | 0.21426 | 0.21426 | 0.21426 |  |  |  |  | Yes | 2012 | [5 empty] | Dept of Energy Savannah River Ops | 100 | US Dept of Energy | 100
Savannah River Site Biomass Cogen | 57138_B_HRSG2 | 57138 | B | HRSG2 |  | Biomass |  | S_VACA | South Carolina | 45 | Aiken | 3 | 45003 | 9.5 | 15395 | 2012 | 9999 |  |  | Y | Biomass |  |  | 0.5 | NH3 |  |  |  | B | NA |  |  |  |  | 0.20881 | 0.20881 | 0.20881 | 0.20881 |  |  |  |  | Yes | 2012 | [5 empty] | Dept of Energy Savannah River Ops | 100 | US Dept of Energy | 100
Deerhaven Renewable | 57241_B_BLR1 | 57241 | B | BLR1 | 90626 | Biomass |  | FRCC | Florida | 12 | Alachua | 1 | 12001 | 102 | 13500 | 2013 | 9999 | FBC | dry | N | Biomass |  |  | 0.9 | CF | SCR |  |  | B | NA |  |  |  |  | 0.06169 | 0.06169 | 0.06169 | 0.06169 |  |  |  |  | Yes | 2013 | [5 empty] | Gainesville Renewable Energy Center LLC | 100 | Starwood Capital Group Global LLC | 100
Crescent Dunes Solar Energy | 57275_B_TSE-B1 | 57275 | B | TSE-B1 |  | Solar Thermal |  | WECC_NNV | Nevada | 32 | Nye | 23 | 32023 | 55 | 9771 | 2015 | 9999 |  |  | N | Solar | [13 empty] | 0 | 0 | 0 | 0 | [11 empty] | Tonopah Solar Energy LLC | 100 | United Technologies Corp | 100
Crescent Dunes Solar Energy | 57275_B_TSE-B2 | 57275 | B | TSE-B2 |  | Solar Thermal |  | WECC_NNV | Nevada | 32 | Nye | 23 | 32023 | 55 | 9771 | 2015 | 9999 |  |  | N | Solar | [13 empty] | 0 | 0 | 0 | 0 | [11 empty] | Tonopah Solar Energy LLC | 100 | United Technologies Corp | 100
Mojave Solar Project | 57331_B_MSP1 | 57331 | B | MSP1 |  | Solar Thermal |  | WECC_SCE | California | 6 | San Bernardino | 71 | 06071 | 138 | 9771 | 2014 | 9999 |  |  | N | Solar | [13 empty] | 0 | 0 | 0 | 0 | [11 empty] | Mojave Solar LLC | 100 | Abengoa SA | 100
Mojave Solar Project | 57331_B_MSP2 | 57331 | B | MSP2 |  | Solar Thermal |  | WECC_SCE | California | 6 | San Bernardino | 71 | 06071 | 138 | 9771 | 2014 | 9999 |  |  | N | Solar | [13 empty] | 0 | 0 | 0 | 0 | [11 empty] | Mojave Solar LLC | 100 | Abengoa SA | 100
Genesis Solar Energy Project | 57394_B_SOLAR | 57394 | B | SOLAR |  | Solar Thermal |  | WECC_SCE | California | 6 | Riverside | 65 | 06065 | 250 | 9771 | 2013 | 9999 |  |  | N | Solar | [13 empty] | 0 | 0 | 0 | 0 | [11 empty] | Genesis Solar LLC | 100 | NextEra Energy Inc | 100
Seneca Sustainable Energy LLC | 57457_B_1 | 57457 | B | 1 |  | Biomass |  | WECC_PNW | Oregon | 41 | Lane | 39 | 41039 | 19.8 | 15307 | 2011 | 9999 |  |  | N | Biomass |  |  |  | FR + NH3 | SNCR |  |  | ESPH | No |  |  |  |  | 0.22567 | 0.16926 | 0.22567 | 0.16926 | [11 empty] | Seneca Sustainable Energy LLC | 100 | Seneca Sawmill | 100
Westervelt Moundville Cogen | 57467_B_TE | 57467 | B | TE |  | Biomass |  | S_SOU | Alabama | 1 | Hale | 65 | 01065 | 4.1 | 6103 | 2011 | 9999 |  |  | Y | Biomass |  |  |  | other |  |  |  | ESPH + C | Yes |  |  |  |  | 0.22 | 0.22 | 0.22 | 0.22 | [11 empty] | Westervelt Renewable Energy | 100 | Westervelt Co | 100
Westervelt Moundville Cogen | 57467_B_WE | 57467 | B | WE |  | Biomass |  | S_SOU | Alabama | 1 | Hale | 65 | 01065 | 4.1 | 6103 | 2011 | 9999 |  |  | Y | Biomass |  |  |  | other |  |  |  | ESPH + C | Yes |  |  |  |  | 0.22 | 0.22 | 0.22 | 0.22 | [11 empty] | Westervelt Renewable Energy | 100 | Westervelt Co | 100
Marlboro Mill | 57470_B_RF-P1 | 57470 | B | RF-P1 | 88372 | Non-Fossil Waste |  | S_VACA | South Carolina | 45 | Marlboro | 69 | 45069 | 17.1 | 18343 | 1990 | 9999 | wall | dry | Y | Non-Fossil Waste | [7 empty] | ESPH | No |  |  |  |  | 0.097045 | 0.097045 | 0.097045 | 0.097045 | [11 empty] | Domtar LLC | 100 | Domtar Corp | 100
Marlboro Mill | 57470_B_UA-P2 | 57470 | B | UA-P2 | 88372 | Non-Fossil Waste |  | S_VACA | South Carolina | 45 | Marlboro | 69 | 45069 | 17.1 | 18343 | 1991 | 9999 | wall | dry | Y | Non-Fossil Waste | [7 empty] | ESPH | No |  |  |  |  | 0.097045 | 0.097045 | 0.097045 | 0.097045 | [11 empty] | Domtar LLC | 100 | Domtar Corp | 100
Goodsprings Waste Heat Recovery | 57684_B_1 | 57684 | B | 1 |  | Non-Fossil Waste |  | WECC_NNV | Nevada | 32 | Clark | 3 | 32003 | 6.5 | 9236 | 2010 | 9999 |  |  | N | Non-Fossil Waste | [13 empty] | 0 | 0 | 0 | 0 | [11 empty] | Nevada Power Co | 100 | Berkshire Hathaway Inc | 100
Middletown Coke Company, LLC | 57822_B_HRSG1 | 57822 | B | HRSG1 |  | Fossil Waste |  | PJM_West | Ohio | 39 | Butler | 17 | 39017 | 9.4 | 4431 | 2011 | 9999 |  |  | Y | Fossil Waste | Dry Scrubber | 2011 | 0.92 |  |  |  |  | B | NA |  |  |  |  | 0.05352 | 0.05352 | 0.05352 | 0.05352 | [11 empty] | Middletown Cogeneration Co LLC | 100 | SunCoke Energy | 100
Middletown Coke Company, LLC | 57822_B_HRSG2 | 57822 | B | HRSG2 |  | Fossil Waste |  | PJM_West | Ohio | 39 | Butler | 17 | 39017 | 9.4 | 4431 | 2011 | 9999 |  |  | Y | Fossil Waste | Dry Scrubber | 2011 | 0.92 |  |  |  |  | B | NA |  |  |  |  | 0.05352 | 0.05352 | 0.05352 | 0.05352 | [11 empty] | Middletown Cogeneration Co LLC | 100 | SunCoke Energy | 100
Middletown Coke Company, LLC | 57822_B_HRSG3 | 57822 | B | HRSG3 |  | Fossil Waste |  | PJM_West | Ohio | 39 | Butler | 17 | 39017 | 9.4 | 4431 | 2011 | 9999 |  |  | Y | Fossil Waste | Dry Scrubber | 2011 | 0.92 |  |  |  |  | B | NA |  |  |  |  | 0.05352 | 0.05352 | 0.05352 | 0.05352 | [11 empty] | Middletown Cogeneration Co LLC | 100 | SunCoke Energy | 100
Middletown Coke Company, LLC | 57822_B_HRSG4 | 57822 | B | HRSG4 |  | Fossil Waste |  | PJM_West | Ohio | 39 | Butler | 17 | 39017 | 9.4 | 4431 | 2011 | 9999 |  |  | Y | Fossil Waste | Dry Scrubber | 2011 | 0.92 |  |  |  |  | B | NA |  |  |  |  | 0.05352 | 0.05352 | 0.05352 | 0.05352 | [11 empty] | Middletown Cogeneration Co LLC | 100 | SunCoke Energy | 100
Middletown Coke Company, LLC | 57822_B_HRSG5 | 57822 | B | HRSG5 |  | Fossil Waste |  | PJM_West | Ohio | 39 | Butler | 17 | 39017 | 9.4 | 4431 | 2011 | 9999 |  |  | Y | Fossil Waste | Dry Scrubber | 2011 | 0.92 |  |  |  |  | B | NA |  |  |  |  | 0.05352 | 0.05352 | 0.05352 | 0.05352 | [11 empty] | Middletown Cogeneration Co LLC | 100 | SunCoke Energy | 100
Palm Beach Renewable Energy Facility 2 | 57898_B_BLR3 | 57898 | B | BLR3 |  | Municipal Solid Waste |  | FRCC | Florida | 12 | Palm Beach | 99 | 12099 | 28 | 17814 | 2015 | 9999 |  |  | N | MSW | Dry Scrubber | 2015 | 0.9 | LA + OFA | SCR |  |  | B | NA | ACI | 2015 |  |  | 0.06544 | 0.06544 | 0.06544 | 0.06544 | 0.08 | 0.08 | 0.08 | [8 empty] | Solid Waste Authority of Palm Beach | 100 | Solid Waste Authority of Palm Beach | 100
Palm Beach Renewable Energy Facility 2 | 57898_B_BLR4 | 57898 | B | BLR4 |  | Municipal Solid Waste |  | FRCC | Florida | 12 | Palm Beach | 99 | 12099 | 28 | 17814 | 2015 | 9999 |  |  | N | MSW | Dry Scrubber | 2015 | 0.9 | LA + OFA | SCR |  |  | B | NA | ACI | 2015 |  |  | 0.07166 | 0.07166 | 0.07166 | 0.07166 | 0.08 | 0.08 | 0.08 | [8 empty] | Solid Waste Authority of Palm Beach | 100 | Solid Waste Authority of Palm Beach | 100
Palm Beach Renewable Energy Facility 2 | 57898_B_BLR5 | 57898 | B | BLR5 |  | Municipal Solid Waste |  | FRCC | Florida | 12 | Palm Beach | 99 | 12099 | 28 | 17814 | 2015 | 9999 |  |  | N | MSW | Dry Scrubber | 2015 | 0.9 | LA + OFA | SCR |  |  | B | NA | ACI | 2015 |  |  | 0.0675 | 0.0675 | 0.0675 | 0.0675 | 0.08 | 0.08 | 0.08 | [8 empty] | Solid Waste Authority of Palm Beach | 100 | Solid Waste Authority of Palm Beach | 100
Piedmont Green Power | 57909_B_BLR1 | 57909 | B | BLR1 |  | Biomass |  | S_SOU | Georgia | 13 | Lamar | 171 | 13171 | 55 | 13500 | 2013 | 9999 |  |  | N | Biomass |  |  |  | CF + NH3 + OFA | SNCR |  |  | B | NA |  |  |  |  | 0.08582 | 0.08582 | 0.08582 | 0.08582 | [11 empty] | Piedmont Green Power LLC | 100 | I Squared Capital | 100
Roquette America | 57953_B_COGEN | 57953 | B | COGEN |  | Coal Steam |  | MIS_MO | Iowa | 19 | Lee | 111 | 19111 | 32 | 8300 | 2007 | 9999 | FBC | dry | Y | Bituminous, Petroleum Coke | Dry Scrubber | 2008 | 0.95 | CF + OFA | SNCR |  | 2008 | B | NA |  |  |  | 5.26 | 0.14412 | 0.07206 | 0.14412 | 0.07206 | 0.05 | 0.07 | 0.07 | 0.99 | [7 empty] | Roquette America Inc | 100 | Roquette America Inc | 100
Burgess BioPower | 58054_B_ST01 | 58054 | B | ST01 | 90824 | Biomass |  | NENGREST | New Hampshire | 33 | Coos | 7 | 33007 | 68 | 13694 | 2013 | 9999 | FBC |  | N | Biomass |  |  | 0.75 |  | SCR |  |  | B | NA |  |  |  |  | 0.06025 | 0.06025 | 0.06025 | 0.06025 | [11 empty] | Burgess Biopower LLC | 100 | Cate Street Capital LLC | 100
Rothschild Biomass Cogen Facility | 58124_B_1 | 58124 | B | 1 | 90829 | Biomass |  | MIS_WUMS | Wisconsin | 55 | Marathon | 73 | 55073 | 46 | 6884 | 2013 | 9999 | FBC |  | Y | Biomass |  |  | 0.6 |  | SNCR |  |  | B | NA |  |  |  |  | 0.07731 | 0.07731 | 0.07731 | 0.07731 |  |  |  |  | Yes | 2013 | [5 empty] | Wisconsin Electric Power Co | 100 | WEC Energy Group Inc | 100
Grand Ave Plant | 58205_B_1 | 58205 | B | 1 |  | O/G Steam |  | SPP_N | Missouri | 29 | Jackson | 95 | 29095 | 4.8 | 8300 | 1991 | 9999 |  |  | Y | Natural Gas | [12 empty] | 6.3 | 0.12112 | 0.12112 | 0.12112 | 0.12112 | [11 empty] | Veolia Energy Kansas City Inc | 100 | Veolia Environnement SA | 100
Lake Charles Plant | 58310_B_B-1 | 58310 | B | B-1 |  | Non-Fossil Waste |  | MIS_WOTA | Louisiana | 22 | Calcasieu | 19 | 22019 | 28 | 11084 | 2012 | 9999 |  |  | N | Non-Fossil Waste | Dry Scrubber | 2013 | 0.9 |  |  |  |  | B | NA |  |  |  |  | 0 | 0 | 0 | 0 | [11 empty] | Rain CII Carbon LLC | 100 | Rain CII Carbon LLC | 100
Buena Vista Biomass Power | 58472_B_1 | 58472 | B | 1 |  | Biomass |  | WEC_CALN | California | 6 | Amador | 5 | 06005 | 17.8 | 17913 | 2012 | 9999 |  |  | N | Biomass |  |  |  |  | SNCR |  |  | B | NA |  |  |  |  | 0.14683 | 0.11012 | 0.14683 | 0.11012 | [11 empty] | Buena Vista Biomass Power LLC | 100 | Otoka Energy Corp | 100
Halifax County Biomass | 58560_B_BLR1 | 58560 | B | BLR1 |  | Biomass |  | PJM_Dom | Virginia | 51 | Halifax | 83 | 51083 | 44 | 13690 | 2013 | 9999 |  |  | N | Biomass |  |  | 0.999 | NH3 | SCR |  |  | ESPC | No |  |  |  |  | 0.10375 | 0.10375 | 0.10375 | 0.10375 |  |  |  |  | Yes | 2013 | [5 empty] | South Boston Energy LLC | 100 | NOVI Energy | 100
Eagle Valley Clean Energy LLC Biomass | 58574_B_01 | 58574 | B | 01 |  | Biomass |  | WECC_CO | Colorado | 8 | Eagle | 37 | 08037 | 12.6 | 14608 | 2013 | 9999 |  |  | N | Biomass |  |  |  | NH3 | SNCR |  |  | ESPH + C | Yes |  |  |  |  | 0.03 | 0.03 | 0.03 | 0.03 | [11 empty] | Eagle Valley Clean Energy LLC | 100 | Greenbacker Renewable Energy Corp | 100
Allendale Biomass | 58706_B_B001 | 58706 | B | B001 |  | Biomass |  | S_VACA | South Carolina | 45 | Allendale | 5 | 45005 | 20 | 16335 | 2013 | 9999 |  |  | N | Biomass |  |  |  | NH3 | SNCR |  |  | ESPH | No |  |  |  |  | 0.18333 | 0.18333 | 0.18333 | 0.18333 | [11 empty] | Allendale Biomass LLC | 100 | I Squared Capital | 100
Dorchester Biomass | 58707_B_B001 | 58707 | B | B001 |  | Biomass |  | S_VACA | South Carolina | 45 | Dorchester | 35 | 45035 | 20 | 16836 | 2013 | 9999 |  |  | N | Biomass |  |  |  | NH3 | SNCR |  |  | ESPH | No |  |  |  |  | 0.15994 | 0.15994 | 0.15994 | 0.15994 | [11 empty] | Dorchester Biomass LLC | 100 | I Squared Capital | 100
J C McNeil | 589_B_1 | 589 | B | 1 | 377 | Biomass |  | NENGREST | Vermont | 50 | Chittenden | 7 | 50007 | 52 | 14499 | 1984 | 9999 | other |  | N | Biomass |  |  |  | other | SCR |  |  | ESPC + C | No |  |  |  |  | 0.06874 | 0.06874 | 0.06874 | 0.06874 | [11 empty] | Burlington VT (City of) | 50 | Burlington VT (City of) | 50
Platte | 59_B_1 | 59 | B | 1 | 56 | Coal Steam |  | SPP_NEBR | Nebraska | 31 | Hall | 79 | 31079 | 100 | 11578 | 1982 | 9999 | tangential | dry | N | Subbituminous | Dry Scrubber | 2014 | 0.913 | LNC3 |  |  |  | ESPH + B | No | ACI | 2016 |  | 0.745 | 0.17508 | 0.17508 | 0.17508 | 0.17508 | 0.1 | 0.1 | 0.1 | 0.963 | [7 empty] | Grand Island Utilities | 100 | Grand Island Utilities | 100
Cove Point LNG Terminal | 59073_B_5B921A | 59073 | B | 5B921A |  | O/G Steam |  | PJM_SMAC | Maryland | 24 | Calvert | 9 | 24009 | 19 | 11798 | 2018 | 9999 | other | dry | N | Natural Gas |  |  |  | LNB + NH3 | SCR | [8 empty] | 0.0099 | 0.0099 | 0.0099 | 0.0099 | [11 empty] | Dominion Cove Point LNG LP | 100 | Dominion Energy Inc | 100
Cove Point LNG Terminal | 59073_B_5B921B | 59073 | B | 5B921B |  | O/G Steam |  | PJM_SMAC | Maryland | 24 | Calvert | 9 | 24009 | 19 | 11798 | 2018 | 9999 | other | dry | N | Natural Gas |  |  |  | LNB + NH3 | SCR | [8 empty] | 0.0099 | 0.0099 | 0.0099 | 0.0099 | [11 empty] | Dominion Cove Point LNG LP | 100 | Dominion Energy Inc | 100
Cove Point LNG Terminal | 59073_B_5L501A | 59073 | B | 5L501A |  | O/G Steam |  | PJM_SMAC | Maryland | 24 | Calvert | 9 | 24009 | 21 | 11798 | 2018 | 9999 | other | dry | N | Natural Gas |  |  |  | LNB + NH3 | SCR | [8 empty] | 0.13345 | 0.02669 | 0.13345 | 0.02669 | [11 empty] | Dominion Cove Point LNG LP | 100 | Dominion Energy Inc | 100
Cove Point LNG Terminal | 59073_B_5L501B | 59073 | B | 5L501B |  | O/G Steam |  | PJM_SMAC | Maryland | 24 | Calvert | 9 | 24009 | 21 | 11798 | 2018 | 9999 | other | dry | N | Natural Gas |  |  |  | LNB + NH3 | SCR | [8 empty] | 0.13345 | 0.02669 | 0.13345 | 0.02669 | [11 empty] | Dominion Cove Point LNG LP | 100 | Dominion Energy Inc | 100
Edge Moor | 593_B_3 | 593 | B | 3 | 382 | O/G Steam |  | PJM_EMAC | Delaware | 10 | New Castle | 3 | 10003 | 86 | 11893 | 1957 | 9999 | tangential | dry | N | Natural Gas, Residual Fuel Oil | Dry Scrubber | 2009 | 0.65 | LNB | SNCR |  |  | ESPC | No |  |  |  | 0.26 | 0.0577 | 0.0577 | 0.0577 | 0.0577 | [11 empty] | Calpine Mid Atlantic Generation LLC | 100 | Energy Capital Partners | 100
Edge Moor | 593_B_4 | 593 | B | 4 | 383 | O/G Steam |  | PJM_EMAC | Delaware | 10 | New Castle | 3 | 10003 | 174 | 11627 | 1966 | 9999 | tangential | dry | N | Natural Gas, Residual Fuel Oil | Dry Scrubber | 2009 | 0.65 | LNC2 | SNCR |  |  | ESPC | No |  |  |  | 0.26 | 0.05003 | 0.04116 | 0.05003 | 0.04116 | [11 empty] | Calpine Mid Atlantic Generation LLC | 100 | Energy Capital Partners | 100
Edge Moor | 593_B_5 | 593 | B | 5 | 384 | O/G Steam |  | PJM_EMAC | Delaware | 10 | New Castle | 3 | 10003 | 450 | 11463 | 1973 | 9999 | wall | dry | N | Natural Gas, Residual Fuel Oil |  |  |  | LNBO | SNCR |  |  | C | NA |  |  |  | 0.5 | 0.09453 | 0.0696 | 0.09453 | 0.0696 | [11 empty] | Calpine Mid Atlantic Generation LLC | 100 | Energy Capital Partners | 100
SPI Anderson 2 | 59658_B_BLR1 | 59658 | B | BLR1 |  | Biomass |  | WEC_CALN | California | 6 | Shasta | 89 | 06089 | 27 | 4711 | 2015 | 9999 |  |  | Y | Biomass |  |  |  |  | SNCR |  |  | ESPC + C | No |  |  |  |  | 0.0846 | 0.0846 | 0.0846 | 0.0846 | [11 empty] | Sierra Pacific Industries Inc | 100 | Sierra Pacific Industries | 100
Whelan Energy Center | 60_B_1 | 60 | B | 1 | 57 | Coal Steam |  | SPP_NEBR | Nebraska | 31 | Adams | 1 | 31001 | 77 | 12708 | 1981 | 9999 | tangential | dry | N | Subbituminous |  |  | 0.01 | OFA |  |  |  | ESPC | No | ACI | 2016 |  | 0.696 | 0.16396 | 0.16396 | 0.1469 | 0.1469 | 0.1 | 0.1 | 0.1 | 0 | [7 empty] | Hastings Utilities (NE) | 100 | Hastings Utilities (NE) | 100
Whelan Energy Center | 60_B_2 | 60 | B | 2 | 90669 | Coal Steam |  | SPP_NEBR | Nebraska | 31 | Adams | 1 | 31001 | 232 | 12132 | 2011 | 9999 | wall | dry | N | Subbituminous | Dry Scrubber | 2011 | 0.905 | LNB + NH3 + OFA | SCR | 2011 |  | B | NA | ACI | 2015 |  | 0.12 | 0.07677 | 0.07677 | 0.07677 | 0.07677 | 0.1 | 0.1 | 0.1 | 0.955 | [7 empty] | Heartland Consumers Power District | 36.4 | Heartland Consumers Power District | 36.4
James H Miller Jr | 6002_B_1 | 6002 | B | 1 | 2669 | Coal Steam |  | S_SOU | Alabama | 1 | Jefferson | 73 | 01073 | 688 | 10102 | 1978 | 9999 | wall | dry | N | Subbituminous | Wet Scrubber | 2011 | 0.95 | LNB | SCR | 2005 |  | ESPC + WS | No | ACI | 2016 |  | 1.2 | 0.2653 | 0.06354 | 0.2653 | 0.06354 | 0.1 | 0.1 | 0.1 | 0.99 | [7 empty] | Alabama Power Co | 91.84 | Southern Co | 91.84
James H Miller Jr | 6002_B_2 | 6002 | B | 2 | 2670 | Coal Steam |  | S_SOU | Alabama | 1 | Jefferson | 73 | 01073 | 695 | 10098 | 1985 | 9999 | wall | dry | N | Subbituminous | Wet Scrubber | 2010 | 0.95 | LNB | SCR | 2005 |  | ESPC + WS | No | ACI | 2016 |  | 1.2 | 0.2713 | 0.06641 | 0.2713 | 0.06641 | 0.1 | 0.1 | 0.1 | 0.99 | [7 empty] | Alabama Power Co | 91.84 | Southern Co | 91.84
James H Miller Jr | 6002_B_3 | 6002 | B | 3 | 2671 | Coal Steam |  | S_SOU | Alabama | 1 | Jefferson | 73 | 01073 | 687 | 10001 | 1989 | 9999 | wall | dry | N | Subbituminous | Wet Scrubber | 2009 | 0.95 | LNB | SCR | 2003 |  | ESPC + WS | No | ACI | 2016 |  | 1.2 | 0.3303 | 0.07753 | 0.3303 | 0.07753 | 0.1 | 0.1 | 0.1 | 0.99 | [7 empty] | Alabama Power Co | 100 | Southern Co | 100
James H Miller Jr | 6002_B_4 | 6002 | B | 4 | 2672 | Coal Steam |  | S_SOU | Alabama | 1 | Jefferson | 73 | 01073 | 699 | 10011 | 1991 | 9999 | wall | dry | N | Subbituminous | Wet Scrubber | 2010 | 0.95 | LNB | SCR | 2003 |  | ESPC + WS | No | ACI | 2016 |  | 1.2 | 0.3166 | 0.06564 | 0.3166 | 0.06564 | 0.1 | 0.1 | 0.1 | 0.99 | [7 empty] | Alabama Power Co | 100 | Southern Co | 100
PCA-Valdosta Mill | 60084_B_1005 | 60084 | B | 1005 |  | Biomass |  | S_SOU | Georgia | 13 | Lowndes | 185 | 13185 | 4.4 | 7182 | 1964 | 9999 |  |  | Y | Biomass | Wet Scrubber | 1979 | 0.6 | [10 empty] | 0.22033 | 0.22033 | 0.22033 | 0.22033 | [11 empty] | Packaging Corp of America | 100 | Packaging Corp of America | 100
PCA-Valdosta Mill | 60084_B_1006 | 60084 | B | 1006 |  | Biomass |  | S_SOU | Georgia | 13 | Lowndes | 185 | 13185 | 4.4 | 7182 | 1954 | 9999 |  |  | Y | Biomass | Wet Scrubber | 1979 | 0.6 | [10 empty] | 0.22033 | 0.22033 | 0.22033 | 0.22033 | [11 empty] | Packaging Corp of America | 100 | Packaging Corp of America | 100
PCA-Valdosta Mill | 60084_B_7020A | 60084 | B | 7020A |  | Biomass |  | S_SOU | Georgia | 13 | Lowndes | 185 | 13185 | 4.4 | 7182 | 2014 | 9999 |  |  | Y | Biomass |  |  |  | LNB | [9 empty] | 0.2 | 0.2 | 0.2 | 0.2 | [11 empty] | Packaging Corp of America | 100 | Packaging Corp of America | 100
PCA-Valdosta Mill | 60084_B_7040 | 60084 | B | 7040 |  | Non-Fossil Waste |  | S_SOU | Georgia | 13 | Lowndes | 185 | 13185 | 57 | 7182 | 2011 | 9999 |  |  | Y | Non-Fossil Waste |  |  |  | LNB |  |  |  | ESPH | No |  |  |  |  | 0.11177 | 0.11177 | 0.11177 | 0.11177 | [11 empty] | Packaging Corp of America | 100 | Packaging Corp of America | 100
White Bluff | 6009_B_1 | 6009 | B | 1 | 2675 | Coal Steam |  | MIS_AR | Arkansas | 5 | Jefferson | 69 | 05069 | 818 | 10338 | 1980 | 2029 | tangential | dry | N | Subbituminous |  |  |  | LNC2 |  |  |  | ESPC | No | ACI | 2016 |  | 1.2 | 0.14692 | 0.14692 | 0.1469 | 0.1469 | 0.1 | 0.1 | 0.1 | 0 | [6 empty] | Yes | Entergy Arkansas LLC | 57 | Entergy Corp | 57
White Bluff | 6009_B_2 | 6009 | B | 2 | 2676 | Coal Steam |  | MIS_AR | Arkansas | 5 | Jefferson | 69 | 05069 | 819 | 10206 | 1981 | 2029 | tangential | dry | N | Subbituminous |  |  |  | LNC2 |  |  |  | ESPC | No | ACI | 2016 |  | 1.2 | 0.15145 | 0.15145 | 0.1469 | 0.1469 | 0.1 | 0.1 | 0.1 | 0 | [6 empty] | Yes | Entergy Arkansas LLC | 57 | Entergy Corp | 57
Dinuba Energy | 60100_B_B-1 | 60100 | B | B-1 |  | Biomass |  | WECC_SCE | California | 6 | Tulare | 107 | 06107 | 11.5 | 18029 | 1985 | 9999 |  |  | N | Biomass |  |  |  | NH3 |  |  |  | ESPC + C | No |  |  |  |  | 0.22033 | 0.22033 | 0.22033 | 0.22033 | [11 empty] | Soledad Energy | 100 | Yanke Energy Inc | 100
East Bend | 6018_B_2 | 6018 | B | 2 | 2682 | Coal Steam |  | PJM_West | Kentucky | 21 | Boone | 15 | 21015 | 600 | 10919 | 1981 | 2041 | wall | dry | N | Bituminous | Wet Scrubber | 1981 | 0.983 | LNB + OFA | SCR | 2002 |  | ESPH | No |  |  |  | 1.2 | 0.21412 | 0.09712 | 0.21412 | 0.09712 | 0.05 | 0.1 | 1 | 0.99 | [7 empty] | Duke Energy Kentucky | 100 | Duke Energy Corp | 100
Craig (CO) | 6021_B_C3 | 6021 | B | C3 | 2686 | Coal Steam |  | WECC_CO | Colorado | 8 | Moffat | 81 | 08081 | 448 | 10014 | 1984 | 2030 | wall | dry | N | Subbituminous | Dry Scrubber | 1984 | 0.85 | LNBO | SNCR |  | 2017 | B | NA | ACI | 2015 |  | 0.15 | 0.3241 | 0.2322 | 0.3241 | 0.2322 | 0.1 | 0.1 | 0.1 | 0.9 | [7 empty] | Tri State Generation & Transmission Association Inc | 100 | Tri State Generation & Transmission Association Inc | 100
Belle River | 6034_B_1 | 6034 | B | 1 | 2695 | Coal Steam |  | MIS_LMI | Michigan | 26 | St Clair | 147 | 26147 | 635 | 10336 | 1984 | 2029 | wall | dry | N | Subbituminous |  |  | 0.1981 | LNB |  |  |  | ESPC | No | ACI | 2015 |  | 1.2 | 0.18291 | 0.18291 | 0.18291 | 0.18291 | 0.1 | 0.1 | 0.1 | 0.98 | Yes | 2015 | [5 empty] | DTE Electric Co | 81.39 | DTE Energy Co | 81.39
Belle River | 6034_B_2 | 6034 | B | 2 | 2696 | Coal Steam |  | MIS_LMI | Michigan | 26 | St Clair | 147 | 26147 | 635 | 10284 | 1985 | 2029 | wall | dry | N | Subbituminous |  |  | 0.1943 | LNB |  |  |  | ESPC | No | ACI | 2015 |  | 1.2 | 0.19163 | 0.19163 | 0.19163 | 0.19163 | 0.1 | 0.1 | 0.1 | 0.98 | Yes | 2015 | [5 empty] | DTE Electric Co | 81.39 | DTE Energy Co | 81.39
Albany Green Energy | 60340_B_1 | 60340 | B | 1 | 91192 | Biomass |  | S_SOU | Georgia | 13 | Dougherty | 95 | 13095 | 54 | 10994 | 2017 | 9999 |  |  | Y | Biomass |  |  | 0.727 | CF + NH3 | SNCR |  |  | B | NA |  |  |  |  | 0.06052 | 0.04618 | 0.06052 | 0.04618 |  |  |  |  | Yes | 2017 | [5 empty] | Albany Green Energy LLC | 100 | Exelon Corp | 100
Greenwood (MI) | 6035_B_1 | 6035 | B | 1 | 2700 | O/G Steam |  | MIS_LMI | Michigan | 26 | St Clair | 147 | 26147 | 785 | 10625 | 1979 | 9999 | wall | dry | N | Natural Gas, Distillate Fuel Oil |  |  |  | LNB | [8 empty] | 0.8 | 0.12916 | 0.12916 | 0.12916 | 0.12916 | [11 empty] | DTE Electric Co | 100 | DTE Energy Co | 100
H L Spurlock | 6041_B_1 | 6041 | B | 1 | 2704 | Coal Steam |  | PJM_West | Kentucky | 21 | Mason | 161 | 21161 | 300 | 10121 | 1977 | 9999 | wall | dry | Y | Bituminous | Wet Scrubber | 2008 | 0.98 | LNB | SCR | 2008 |  | ESPC + WESP | No |  |  |  | 3 | 0.3723 | 0.08961 | 0.3723 | 0.08961 | 0.05 | 0.1 | 0.56 | 0.99 | [6 empty] | Yes | East Kentucky Power Coop | 100 | East Kentucky Power Coop | 100
H L Spurlock | 6041_B_2 | 6041 | B | 2 | 2705 | Coal Steam |  | PJM_West | Kentucky | 21 | Mason | 161 | 21161 | 510 | 10048 | 1981 | 9999 | tangential | dry | Y | Bituminous | Wet Scrubber | 2008 | 0.95 | LNC1 | SCR | 2008 |  | ESPH + WESP | No |  |  |  | 1.2 | 0.2386 | 0.09032 | 0.2386 | 0.09032 | 0.05 | 0.1 | 1 | 0.99 | [6 empty] | Yes | East Kentucky Power Coop | 100 | East Kentucky Power Coop | 100
H L Spurlock | 6041_B_3 | 6041 | B | 3 | 89571 | Coal Steam |  | PJM_West | Kentucky | 21 | Mason | 161 | 21161 | 268 | 10121 | 2005 | 9999 | FBC | dry | Y | Bituminous | Dry Scrubber | 2005 | 0.712 | CF | SNCR |  | 2005 | B | NA |  |  |  | 0.2 | 0.06645 | 0.06645 | 0.06645 | 0.06645 | 0.05 | 0.1 | 0.43 | 0.9782 | [7 empty] | East Kentucky Power Coop | 100 | East Kentucky Power Coop | 100
H L Spurlock | 6041_B_4 | 6041 | B | 4 | 90241 | Coal Steam |  | PJM_West | Kentucky | 21 | Mason | 161 | 21161 | 268 | 10121 | 2009 | 9999 | FBC | dry | Y | Bituminous | Dry Scrubber | 2009 | 0.87 | CF | SNCR |  | 2009 | B | NA |  |  |  | 0.15 | 0.06234 | 0.06234 | 0.06234 | 0.06234 | 0.05 | 0.1 | 0.43 | 0.979 | [7 empty] | East Kentucky Power Coop | 100 | East Kentucky Power Coop | 100
Big Cajun 2 | 6055_B_2B2 | 6055 | B | 2B2 | 2725 | O/G Steam |  | MIS_LA | Louisiana | 22 | Pointe Coupee | 77 | 22077 | 575 | 11615 | 1982 | 9999 | wall | dry | N | Natural Gas |  |  |  | LNBO + other | SNCR | [7 empty] | 1.2 | 0.08393 | 0.08393 | 0.08393 | 0.08393 | [11 empty] | Louisiana Generating LLC | 100 | Cleco Corp | 100
GRP Franklin Renewable Energy Facility | 60550_B_B001 | 60550 | B | B001 |  | Biomass |  | S_SOU | Georgia | 13 | Franklin | 119 | 13119 | 58 | 13500 | 2019 | 9999 |  |  | N | Biomass |  |  | 0.5 | NH3 |  |  |  | B | NA |  |  |  |  | 0.02 | 0.02 | 0.02 | 0.02 |  |  |  |  | Yes | 2019 | [5 empty] | GRP Franklin LLC | 100 | Georgia Renewable Power LLC | 100
Nearman Creek | 6064_B_N1 | 6064 | B | N1 | 2731 | Coal Steam |  | SPP_N | Kansas | 20 | Wyandotte | 209 | 20209 | 240 | 11426 | 1981 | 9999 | wall | dry | N | Subbituminous | Dry Scrubber | 2016 | 0.961 | LNBO | SCR | 2016 |  | ESPC + B | Yes | ACI | 2016 |  | 3 | 0.21735 | 0.05 | 0.21735 | 0.05 | 0.1 | 0.1 | 0.1 | 0.99 | Yes | 2016 | [5 empty] | Kansas City Board Public Utilities | 100 | Kansas City Board Public Utilities | 100
Iatan | 6065_B_1 | 6065 | B | 1 | 2733 | Coal Steam |  | SPP_N | Missouri | 29 | Platte | 165 | 29165 | 700 | 9632 | 1980 | 2039 | wall | dry | N | Subbituminous | Wet Scrubber | 2009 | 0.98 | LNB + OFA | SCR | 2009 |  | B | NA | ACI | 2009 |  | 0.07 | 0.3142 | 0.07154 | 0.3142 | 0.07154 | 0.1 | 0.1 | 0.1 | 0.99 | [7 empty] | Evergy Metro Inc | 70 | Evergy Inc | 88
Iatan | 6065_B_2 | 6065 | B | 2 | 2732 | Coal Steam |  | SPP_N | Missouri | 29 | Platte | 165 | 29165 | 882 | 9502 | 2010 | 9999 | wall | dry | N | Subbituminous | Wet Scrubber | 2010 | 0.98 | LNBO + OFA | SCR | 2010 |  | B | NA | ACI | 2010 |  | 0.06 | 0.05316 | 0.05316 | 0.05316 | 0.05316 | 0.1 | 0.1 | 0.1 | 0.99 | [7 empty] | Evergy Metro Inc | 54.71 | Evergy Inc | 72.71
Jeffrey Energy Center | 6068_B_1 | 6068 | B | 1 | 2734 | Coal Steam |  | SPP_N | Kansas | 20 | Pottawatomie | 149 | 20149 | 728 | 10990 | 1978 | 2039 | tangential | dry | N | Subbituminous | Wet Scrubber | 2008 | 0.983 | LNC3 | SCR | 2014 |  | ESPC | No | ACI | 2016 |  | 0.08 | 0.2287 | 0.03992 | 0.2287 | 0.03992 | 0.1 | 0.1 | 0.1 | 0.99 | [6 empty] | Yes | Evergy Kansas Central Inc | 72 | Evergy Inc | 100
Jeffrey Energy Center | 6068_B_2 | 6068 | B | 2 | 2735 | Coal Steam |  | SPP_N | Kansas | 20 | Pottawatomie | 149 | 20149 | 733 | 11132 | 1980 | 2039 | tangential | dry | N | Subbituminous | Wet Scrubber | 2009 | 0.983 | LNC3 | SNCR |  | 2015 | ESPC | No | ACI | 2016 |  | 0.08 | 0.3597 | 0.11995 | 0.3597 | 0.11995 | 0.1 | 0.1 | 0.1 | 0.99 | [6 empty] | Yes | Evergy Kansas Central Inc | 72 | Evergy Inc | 100
Jeffrey Energy Center | 6068_B_3 | 6068 | B | 3 | 2736 | Coal Steam |  | SPP_N | Kansas | 20 | Pottawatomie | 149 | 20149 | 728 | 11180 | 1983 | 2030 | tangential | dry | N | Subbituminous | Wet Scrubber | 2008 | 0.983 | LNC3 | SNCR |  | 2015 | ESPC | No | ACI | 2016 |  | 0.08 | 0.12395 | 0.12395 | 0.12395 | 0.12395 | 0.1 | 0.1 | 0.1 | 0.99 | [7 empty] | Evergy Kansas Central Inc | 72 | Evergy Inc | 100
Trimble County | 6071_B_1 | 6071 | B | 1 | 2737 | Coal Steam |  | S_C_KY | Kentucky | 21 | Trimble | 223 | 21223 | 511 | 10039 | 1990 | 9999 | tangential | dry | N | Bituminous | Wet Scrubber | 1990 | 0.98 | LNC1 | SCR | 2002 |  | ESPC + B | No | ACI | 2015 |  | 0.84 | 0.3445 | 0.09253 | 0.3445 | 0.09253 | 0.05 | 0.1 | 0.1 | 0.99 | Yes | 2015 | [5 empty] | Louisville Gas & Electric Co | 75 | PPL Corp | 75
Trimble County | 6071_B_2 | 6071 | B | 2 | 90433 | Coal Steam |  | S_C_KY | Kentucky | 21 | Trimble | 223 | 21223 | 732 | 9716 | 2011 | 9999 | wall | dry | N | Bituminous, Subbituminous | Wet Scrubber | 2011 | 0.98 | LNB + OFA | SCR | 2011 |  | ESPC + B | No | ACI | 2011 |  | 1.2 | 0.04198 | 0.04198 | 0.04198 | 0.04198 | 0.05 | 0.1 | 0.1 | 0.99 | Yes | 2011 | [5 empty] | Kentucky Utilities Co | 60.75 | PPL Corp | 75
Colstrip | 6076_B_3 | 6076 | B | 3 | 2752 | Coal Steam |  | WECC_MT | Montana | 30 | Rosebud | 87 | 30087 | 740 | 10791 | 1984 | 9999 | tangential | dry | N | Subbituminous | Wet Scrubber | 1984 | 0.95 | LNC3 |  |  |  | WS | NA | ACI | 2010 |  | 0.1 | 0.15308 | 0.15308 | 0.15308 | 0.15308 | 0.1 | 0.1 | 0.1 | 0.99 | [7 empty] | Talen Montana LLC | 30 | Riverstone Holdings LLC | 30
Colstrip | 6076_B_4 | 6076 | B | 4 | 2753 | Coal Steam |  | WECC_MT | Montana | 30 | Rosebud | 87 | 30087 | 740 | 10803 | 1986 | 9999 | tangential | dry | N | Subbituminous | Wet Scrubber | 1986 | 0.95 | LNC3 |  |  |  | WS | NA | ACI | 2010 |  | 0.1 | 0.14912 | 0.14912 | 0.14912 | 0.14912 | 0.1 | 0.1 | 0.1 | 0.99 | [7 empty] | NorthWestern Corp | 30 | NorthWestern Corp | 30
Gerald Gentleman | 6077_B_1 | 6077 | B | 1 | 2754 | Coal Steam |  | SPP_NEBR | Nebraska | 31 | Lincoln | 111 | 31111 | 665 | 10041 | 1979 | 9999 | wall | dry | N | Subbituminous |  |  |  | LNBO |  |  |  | B | NA | ACI | 2016 |  | 0.615 | 0.20599 | 0.20599 | 0.20599 | 0.20599 | 0.1 | 0.1 | 0.1 | 0 | [6 empty] | Yes | Nebraska Public Power District | 100 | Nebraska Public Power District | 100
Gerald Gentleman | 6077_B_2 | 6077 | B | 2 | 2755 | Coal Steam |  | SPP_NEBR | Nebraska | 31 | Lincoln | 111 | 31111 | 700 | 10068 | 1982 | 9999 | wall | dry | N | Subbituminous |  |  |  | LNBO |  |  |  | B | NA | ACI | 2016 |  | 0.601 | 0.1577 | 0.1577 | 0.1577 | 0.1577 | 0.1 | 0.1 | 0.1 | 0 | [6 empty] | Yes | Nebraska Public Power District | 100 | Nebraska Public Power District | 100
Sherburne County | 6090_B_3 | 6090 | B | 3 | 2769 | Coal Steam |  | MIS_MNWI | Minnesota | 27 | Sherburne | 141 | 27141 | 876 | 10018 | 1987 | 2030 | wall | dry | N | Subbituminous | Dry Scrubber | 1987 | 0.723 | LNB |  |  |  | B | NA | ACI | 2009 |  | 0.29 | 0.12257 | 0.12257 | 0.12257 | 0.12257 | 0.1 | 0.1 | 0.1 | 0.773 | [6 empty] | Yes | Northern States Power Co (Minnesota) | 59 | Xcel Energy Inc | 59
Sooner | 6095_B_1 | 6095 | B | 1 | 2773 | Coal Steam |  | SPP_WEST | Oklahoma | 40 | Noble | 103 | 40103 | 520 | 10621 | 1979 | 2044 | tangential | dry | N | Subbituminous | Dry Scrubber | 2019 | 0.95 | LNC3 + OFA |  |  |  | ESPC | No | ACI | 2016 |  | 1.2 | 0.12322 | 0.12322 | 0.12322 | 0.12322 | 0.1 | 0.1 | 0.1 | 0.99 | [6 empty] | Yes | Oklahoma Gas & Electric Co | 100 | OGE Energy Corp | 100
Sooner | 6095_B_2 | 6095 | B | 2 | 2774 | Coal Steam |  | SPP_WEST | Oklahoma | 40 | Noble | 103 | 40103 | 520 | 10479 | 1980 | 2045 | tangential | dry | N | Subbituminous | Dry Scrubber | 2019 | 0.95 | LNC3 + OFA |  |  |  | ESPC | No | ACI | 2016 |  | 1.2 | 0.12938 | 0.12938 | 0.12938 | 0.12938 | 0.1 | 0.1 | 0.1 | 0.99 | [6 empty] | Yes | Oklahoma Gas & Electric Co | 100 | OGE Energy Corp | 100
Nebraska City | 6096_B_1 | 6096 | B | 1 | 2775 | Coal Steam |  | SPP_NEBR | Nebraska | 31 | Otoe | 131 | 31131 | 654 | 9818 | 1979 | 9999 | wall | dry | N | Subbituminous |  |  |  | LNBO |  |  |  | ESPC | Yes | ACI | 2016 |  | 0.727 | 0.1874 | 0.1874 | 0.1874 | 0.1874 | 0.1 | 0.1 | 0.1 | 0.98 | Yes | 2016 |  |  |  |  | Yes | Omaha Public Power District | 100 | Omaha Public Power District | 100
Nebraska City | 6096_B_2 | 6096 | B | 2 | 90278 | Coal Steam |  | SPP_NEBR | Nebraska | 31 | Otoe | 131 | 31131 | 691 | 10016 | 2009 | 9999 | wall | dry | N | Subbituminous | Dry Scrubber | 2009 | 0.95 | LNB + OFA | SCR | 2009 |  | B | NA | ACI | 2009 |  | 0.095 | 0.5446 | 0.05884 | 0.5446 | 0.05884 | 0.1 | 0.1 | 0.1 | 0.99 | Yes | 2016 | [5 empty] | Omaha Public Power District | 100 | Omaha Public Power District | 100
Big Stone | 6098_B_1 | 6098 | B | 1 | 2776 | Coal Steam |  | MIS_MAPP | South Dakota | 46 | Grant | 51 | 46051 | 474 | 10230 | 1975 | 9999 | cyclone | wet | Y | Subbituminous | Dry Scrubber | 2015 | 0.94 | OFA | SCR | 2015 |  | B | NA | ACI | 2015 |  | 3 | 0.38882 | 0.07343 | 0.38882 | 0.07343 | 0.1 | 0.1 | 0.1 | 0.99 | [6 empty] | Yes | Otter Tail Power Co | 53.9 | Otter Tail Corp | 53.9
Wyodak | 6101_B_BW91 | 6101 | B | BW91 | 2777 | Coal Steam |  | WECC_WY | Wyoming | 56 | Campbell | 5 | 56005 | 332 | 12221 | 1978 | 2039 | wall | dry | N | Subbituminous | Dry Scrubber | 1986 | 0.83 | LNBO |  |  |  | B | NA | ACI | 2015 |  | 0.16 | 0.22628 | 0.22628 | 0.22628 | 0.22628 | 0.1 | 0.1 | 0.1 | 0.802 | [7 empty] | PacifiCorp | 80 | Berkshire Hathaway Inc | 80
Gibson | 6113_B_1 | 6113 | B | 1 | 2782 | Coal Steam |  | MIS_INKY | Indiana | 18 | Gibson | 51 | 18051 | 630 | 10394 | 1975 | 2035 | wall | dry | N | Bituminous | Wet Scrubber | 2007 | 0.97 | LNBO | SCR | 2005 |  | ESPC | No | ACI | 2015 |  | 3.19 | 0.3884 | 0.15009 | 0.3884 | 0.15009 | 0.05 | 0.1 | 0.1 | 0.99 | [7 empty] | Duke Energy Indiana | 100 | Duke Energy Corp | 100
Gibson | 6113_B_2 | 6113 | B | 2 | 2783 | Coal Steam |  | MIS_INKY | Indiana | 18 | Gibson | 51 | 18051 | 630 | 10508 | 1975 | 2035 | wall | dry | N | Bituminous | Wet Scrubber | 2007 | 0.97 | LNBO | SCR | 2002 |  | ESPC | No | ACI | 2015 |  | 3.19 | 0.2389 | 0.10654 | 0.2389 | 0.10654 | 0.05 | 0.1 | 0.1 | 0.99 | [7 empty] | Duke Energy Indiana | 100 | Duke Energy Corp | 100
Gibson | 6113_B_3 | 6113 | B | 3 | 2784 | Coal Steam |  | MIS_INKY | Indiana | 18 | Gibson | 51 | 18051 | 630 | 10586 | 1978 | 2029 | wall | dry | N | Bituminous | Wet Scrubber | 2006 | 0.97 | LNBO | SCR | 2002 |  | ESPC | No | ACI | 2015 |  | 3.19 | 0.2244 | 0.12692 | 0.2244 | 0.12692 | 0.05 | 0.1 | 0.1 | 0.99 | [7 empty] | Duke Energy Indiana | 100 | Duke Energy Corp | 100
Gibson | 6113_B_4 | 6113 | B | 4 | 2785 | Coal Steam |  | MIS_INKY | Indiana | 18 | Gibson | 51 | 18051 | 622 | 10404 | 1979 | 2029 | wall | dry | N | Bituminous | Wet Scrubber | 1995 | 0.95 | LNBO | SCR | 2003 |  | ESPC | No | ACI | 2015 |  | 0.35 | 0.4303 | 0.15285 | 0.4303 | 0.15285 | 0.05 | 0.1 | 0.1 | 0.97 | [7 empty] | Duke Energy Indiana | 100 | Duke Energy Corp | 100
GRP Madison Renewable Energy Facility | 61213_B_B001 | 61213 | B | B001 |  | Biomass |  | S_SOU | Georgia | 13 | Madison | 195 | 13195 | 58 | 13500 | 2019 | 9999 |  |  | N | Biomass |  |  | 0.5 | NH3 |  |  |  | B | NA |  |  |  |  | 0.02 | 0.02 | 0.02 | 0.02 |  |  |  |  | Yes | 2019 | [5 empty] | GRP Madison LLC | 100 | Georgia Renewable Power LLC | 100
Flint Creek | 6138_B_1 | 6138 | B | 1 | 2800 | Coal Steam |  | SPP_WEST | Arkansas | 5 | Benton | 7 | 05007 | 528 | 10629 | 1978 | 2038 | wall | dry | N | Subbituminous | Dry Scrubber | 2016 | 0.9 | LNBO |  |  |  | ESPH + B | No | ACI | 2016 |  | 1.2 | 0.18498 | 0.18498 | 0.18498 | 0.18498 | 0.1 | 0.1 | 0.1 | 0.95 | [6 empty] | Yes | Arkansas Electric Coop Corp | 50 | American Electric Power Co Inc | 50
Welsh | 6139_B_1 | 6139 | B | 1 | 2801 | Coal Steam |  | SPP_WEST | Texas | 48 | Titus | 449 | 48449 | 528 | 10922 | 1977 | 2038 | wall | dry | N | Subbituminous |  |  |  | LNBO |  |  |  | ESPH + B | No | ACI | 2016 |  | 1.2 | 0.17664 | 0.17664 | 0.17664 | 0.17664 | 0.1 | 0.1 | 0.1 | 0 |  |  |  |  | C2G | 2028 |  | Southwestern Electric Power Co | 100 | American Electric Power Co Inc | 100
Welsh | 6139_B_3 | 6139 | B | 3 | 2803 | Coal Steam |  | SPP_WEST | Texas | 48 | Titus | 449 | 48449 | 528 | 10833 | 1982 | 2038 | wall | dry | N | Subbituminous |  |  |  | LNBO |  |  |  | ESPH + B | No | ACI | 2016 |  | 1.12 | 0.20705 | 0.20705 | 0.20705 | 0.20705 | 0.1 | 0.1 | 0.1 | 0 |  |  |  |  | C2G | 2028 |  | Southwestern Electric Power Co | 100 | American Electric Power Co Inc | 100
Martin Lake | 6146_B_1 | 6146 | B | 1 | 2804 | Coal Steam |  | ERC_REST | Texas | 48 | Rusk | 401 | 48401 | 800 | 11495 | 1977 | 9999 | tangential | dry | N | Lignite, Subbituminous | Wet Scrubber | 1977 | 0.95 | LNC2 |  |  |  | ESPC | Yes | ACI | 2009 |  | 1.2 | 0.15171 | 0.15171 | 0.1469 | 0.1469 | 0.1 | 0.1 | 0.1 | 0.99 | [7 empty] | Luminant | 100 | Vistra Energy | 100
Martin Lake | 6146_B_2 | 6146 | B | 2 | 2805 | Coal Steam |  | ERC_REST | Texas | 48 | Rusk | 401 | 48401 | 805 | 11314 | 1978 | 9999 | tangential | dry | N | Lignite, Subbituminous | Wet Scrubber | 1978 | 0.95 | LNC2 |  |  |  | ESPC | Yes | ACI | 2009 |  | 1.2 | 0.15356 | 0.15356 | 0.1469 | 0.1469 | 0.1 | 0.1 | 0.1 | 0.99 | [7 empty] | Luminant | 100 | Vistra Energy | 100
Martin Lake | 6146_B_3 | 6146 | B | 3 | 2806 | Coal Steam |  | ERC_REST | Texas | 48 | Rusk | 401 | 48401 | 805 | 11423 | 1979 | 9999 | tangential | dry | N | Lignite, Subbituminous | Wet Scrubber | 1979 | 0.95 | LNC2 |  |  |  | ESPC | Yes | ACI | 2008 |  | 1.2 | 0.14162 | 0.14162 | 0.14162 | 0.14162 | 0.1 | 0.1 | 0.1 | 0.99 | [7 empty] | Luminant | 100 | Vistra Energy | 100
New Haven Harbor | 6156_B_NHB1 | 6156 | B | NHB1 | 2815 | O/G Steam |  | NENG_CT | Connecticut | 9 | New Haven | 9 | 09009 | 448 | 12988 | 1975 | 9999 | tangential | dry | N | Natural Gas |  |  |  | LNB | [8 empty] | 0.33 | 0.04797 | 0.04797 | 0.04797 | 0.04797 | [11 empty] | PSEG Power Connecticut LLC | 98.21 | Public Service Enterprise Group Inc | 98.21
Hunter | 6165_B_1 | 6165 | B | 1 | 2816 | Coal Steam |  | WECC_UT | Utah | 49 | Emery | 15 | 49015 | 471 | 10279 | 1978 | 2042 | tangential | dry | N | Bituminous | Wet Scrubber | 1978 | 0.82 | LNC3 |  |  |  | ESPC + B | Yes |  |  |  | 0.12 | 0.20578 | 0.20578 | 0.20578 | 0.20578 | 0.05 | 0.1 | 0.56 | 0.8628 | [6 empty] | Yes | PacifiCorp | 93.75 | Berkshire Hathaway Inc | 93.75
Hunter | 6165_B_2 | 6165 | B | 2 | 2817 | Coal Steam |  | WECC_UT | Utah | 49 | Emery | 15 | 49015 | 430 | 10244 | 1980 | 2042 | tangential | dry | N | Bituminous | Wet Scrubber | 1980 | 0.82 | LNC3 |  |  |  | B | NA |  |  |  | 0.12 | 0.20085 | 0.20085 | 0.20085 | 0.20085 | 0.05 | 0.1 | 0.56 | 0.8628 | [6 empty] | Yes | PacifiCorp | 60.31 | Berkshire Hathaway Inc | 60.31
Hunter | 6165_B_3 | 6165 | B | 3 | 2818 | Coal Steam |  | WECC_UT | Utah | 49 | Emery | 15 | 49015 | 460 | 10156 | 1978 | 2042 | wall | dry | N | Bituminous | Wet Scrubber | 1983 | 0.9 | LNBO |  |  |  | B + WS | NA |  |  |  | 0.12 | 0.28643 | 0.28643 | 0.28643 | 0.28643 | 0.05 | 0.1 | 0.56 | 0.95 | [7 empty] | PacifiCorp | 100 | Berkshire Hathaway Inc | 100
Rockport | 6166_B_MB1 | 6166 | B | MB1 | 2819 | Coal Steam |  | PJM_West | Indiana | 18 | Spencer | 147 | 18147 | 1300 | 10007 | 1984 | 2029 | wall | dry | N | Bituminous, Subbituminous |  |  | 0.4658 | LNB + OFA | SCR | 2017 |  | ESPC | No | ACI | 2009 |  | 0.15 | 0.20132 | 0.12467 | 0.20132 | 0.12467 | 0.1 | 0.1 | 0.1 | 0.98 | Yes | 2015 | [5 empty] | AEP Generating Co | 50 | American Electric Power Co Inc | 100
Rockport | 6166_B_MB2 | 6166 | B | MB2 | 2820 | Coal Steam |  | PJM_West | Indiana | 18 | Spencer | 147 | 18147 | 1300 | 10032 | 1989 | 2029 | wall | dry | N | Bituminous, Subbituminous |  |  | 0.4409 | LNB + OFA | SCR | 2020 |  | ESPC | No | ACI | 2009 |  | 0.15 | 0.21203 | 0.1797 | 0.21203 | 0.1797 | 0.1 | 0.1 | 0.1 | 0.98 | Yes | 2014 | [5 empty] | AEP Generating Co | 50 | American Electric Power Co Inc | 100
Coronado | 6177_B_U1B | 6177 | B | U1B | 2823 | Coal Steam |  | WECC_AZ | Arizona | 4 | Apache | 1 | 04001 | 380 | 10617 | 1979 | 2032 | wall | dry | N | Subbituminous | Wet Scrubber | 2012 | 0.99 | LNBO |  | 2025 |  | ESPH | No | ACI | 2013 |  | 0.8 | 0.24324 | 0.24324 | 0.24324 | 0.24324 | 0.1 | 0.1 | 0.1 | 0.99 | [6 empty] | Yes | Salt River Project | 100 | Salt River Project | 100
Coronado | 6177_B_U2B | 6177 | B | U2B | 2824 | Coal Steam |  | WECC_AZ | Arizona | 4 | Apache | 1 | 04001 | 382 | 10691 | 1980 | 2032 | wall | dry | N | Subbituminous | Wet Scrubber | 2011 | 0.99 | LNBO | SCR | 2014 |  | ESPH | No | ACI | 2013 |  | 0.8 | 0.3497 | 0.05719 | 0.3497 | 0.05719 | 0.1 | 0.1 | 0.1 | 0.99 | [6 empty] | Yes | Salt River Project | 100 | Salt River Project | 100
Fayette Power Project | 6179_B_1 | 6179 | B | 1 | 2827 | Coal Steam |  | ERC_REST | Texas | 48 | Fayette | 149 | 48149 | 590 | 10589 | 1979 | 9999 | tangential | dry | N | Subbituminous | Wet Scrubber | 2011 | 0.97 | LNC3 |  |  |  | ESPC | No | ACI | 2016 |  | 1.2 | 0.10645 | 0.10645 | 0.10645 | 0.10645 | 0.1 | 0.1 | 0.1 | 0.99 | [7 empty] | Austin Energy | 50 | Austin Energy | 50
Fayette Power Project | 6179_B_2 | 6179 | B | 2 | 2828 | Coal Steam |  | ERC_REST | Texas | 48 | Fayette | 149 | 48149 | 590 | 10606 | 1980 | 9999 | tangential | dry | N | Subbituminous | Wet Scrubber | 2011 | 0.97 | LNC3 |  |  |  | ESPC | No | ACI | 2016 |  | 1.2 | 0.11169 | 0.11169 | 0.11169 | 0.11169 | 0.1 | 0.1 | 0.1 | 0.99 | [7 empty] | Austin Energy | 50 | Austin Energy | 50
Fayette Power Project | 6179_B_3 | 6179 | B | 3 | 2829 | Coal Steam |  | ERC_REST | Texas | 48 | Fayette | 149 | 48149 | 435 | 10608 | 1988 | 9999 | tangential | dry | N | Subbituminous | Wet Scrubber | 1988 | 0.9 | LNC3 |  |  |  | ESPC | No | ACI | 2016 |  | 0.6 | 0.12667 | 0.12667 | 0.12667 | 0.12667 | 0.1 | 0.1 | 0.1 | 0.95 | [7 empty] | Lower Colorado River Authority | 100 | Lower Colorado River Authority | 100
Oak Grove (TX) | 6180_B_1 | 6180 | B | 1 | 2830 | Coal Steam |  | ERC_REST | Texas | 48 | Robertson | 395 | 48395 | 855 | 10406 | 2010 | 9999 | tangential | dry | N | Lignite | Wet Scrubber | 2009 | 0.98 | LNC2 + NH3 | SCR | 2009 |  | B | NA | ACI | 2010 |  | 0.192 | 0.07309 | 0.07309 | 0.07309 | 0.07309 | 0.1 | 0.1 | 0.1 | 0.99 | [7 empty] | Oak Grove Management Co LLC | 100 | Vistra Energy | 100
Oak Grove (TX) | 6180_B_2 | 6180 | B | 2 | 2831 | Coal Steam |  | ERC_REST | Texas | 48 | Robertson | 395 | 48395 | 855 | 10472 | 2011 | 9999 | wall | dry | N | Lignite | Wet Scrubber | 2010 | 0.98 | LNB + NH3 + OFA | SCR | 2010 |  | B | NA | ACI | 2011 |  | 0.192 | 0.07322 | 0.07322 | 0.07322 | 0.07322 | 0.1 | 0.1 | 0.1 | 0.99 | [7 empty] | Oak Grove Management Co LLC | 100 | Vistra Energy | 100
San Miguel | 6183_B_SM-1 | 6183 | B | SM-1 | 2835 | Coal Steam |  | ERC_REST | Texas | 48 | Atascosa | 13 | 48013 | 391 | 12358 | 1982 | 9999 | wall | dry | N | Lignite | Wet Scrubber | 1982 | 0.954 | LNB + OFA | SNCR |  | 2015 | ESPC | No | ACI | 2016 |  | 1.2 | 0.15881 | 0.15881 | 0.15881 | 0.15881 | 0.1 | 0.1 | 0.1 | 0.99 | [7 empty] | San Miguel Electric Coop Inc | 100 | San Miguel Electric Coop Inc | 100
Brame Energy Center | 6190_B_1 | 6190 | B | 1 | 2836 | O/G Steam |  | MIS_LA | Louisiana | 22 | Rapides | 79 | 22079 | 416 | 10312 | 1975 | 9999 | wall | dry | N | Natural Gas, Residual Fuel Oil | [12 empty] | 1.4 | 0.19209 | 0.19209 | 0.19209 | 0.19209 | [11 empty] | CLECO Power LLC | 100 | Cleco Corp | 100
Harrington | 6193_B_061B | 6193 | B | 061B | 2838 | Coal Steam |  | SPP_SPS | Texas | 48 | Potter | 375 | 48375 | 339 | 10689 | 1976 | 9999 | tangential | dry | N | Subbituminous |  |  |  | LNC2 + OFA |  |  |  | ESPC | No | ACI | 2015 |  | 1.2 | 0.17162 | 0.17162 | 0.1469 | 0.1469 | 0.1 | 0.1 | 0.1 | 0 |  |  |  |  | C2G | 2024 |  | Southwestern Public Service Co | 100 | Xcel Energy Inc | 100
Harrington | 6193_B_062B | 6193 | B | 062B | 2839 | Coal Steam |  | SPP_SPS | Texas | 48 | Potter | 375 | 48375 | 339 | 10600 | 1978 | 9999 | tangential | dry | N | Subbituminous |  |  |  | LNC3 + OFA |  |  |  | B | NA | ACI | 2015 |  | 1.2 | 0.14082 | 0.14082 | 0.14082 | 0.14082 | 0.1 | 0.1 | 0.1 | 0 |  |  |  |  | C2G | 2024 |  | Southwestern Public Service Co | 100 | Xcel Energy Inc | 100
Harrington | 6193_B_063B | 6193 | B | 063B | 2840 | Coal Steam |  | SPP_SPS | Texas | 48 | Potter | 375 | 48375 | 340 | 10633 | 1980 | 9999 | tangential | dry | N | Subbituminous |  |  |  | LNC3 + OFA |  |  |  | B | NA | ACI | 2015 |  | 1.2 | 0.13835 | 0.13835 | 0.13835 | 0.13835 | 0.1 | 0.1 | 0.1 | 0 |  |  |  |  | C2G | 2024 |  | Southwestern Public Service Co | 100 | Xcel Energy Inc | 100
Tolk | 6194_B_171B | 6194 | B | 171B | 2841 | Coal Steam |  | SPP_SPS | Texas | 48 | Lamb | 279 | 48279 | 532 | 10342 | 1982 | 2034 | tangential | dry | N | Subbituminous |  |  |  | LNC2 + OFA |  |  |  | B | NA | ACI | 2015 |  | 1.2 | 0.16514 | 0.16514 | 0.1469 | 0.1469 | 0.1 | 0.1 | 0.1 | 0 | [7 empty] | Southwestern Public Service Co | 100 | Xcel Energy Inc | 100
Tolk | 6194_B_172B | 6194 | B | 172B | 2842 | Coal Steam |  | SPP_SPS | Texas | 48 | Lamb | 279 | 48279 | 535 | 10255 | 1985 | 2034 | tangential | dry | N | Subbituminous |  |  |  | LNC2 + OFA |  |  |  | B | NA | ACI | 2014 |  | 1.2 | 0.16148 | 0.16148 | 0.1469 | 0.1469 | 0.1 | 0.1 | 0.1 | 0 | [7 empty] | Southwestern Public Service Co | 100 | Xcel Energy Inc | 100
John Twitty Energy Center | 6195_B_1 | 6195 | B | 1 | 2843 | Coal Steam |  | SPP_N | Missouri | 29 | Greene | 77 | 29077 | 184 | 10328 | 1976 | 9999 | wall | dry | N | Subbituminous |  |  |  | LA | SCR | 2009 |  | B | NA | ACI | 2015 |  | 1.2 | 0.3705 | 0.08378 | 0.3705 | 0.08378 | 0.1 | 0.1 | 0.1 | 0 | [7 empty] | Springfield MO (City of) | 100 | Springfield MO (City of) | 100
John Twitty Energy Center | 6195_B_2 | 6195 | B | 2 | 90438 | Coal Steam |  | SPP_N | Missouri | 29 | Greene | 77 | 29077 | 275 | 10188 | 1976 | 9999 | wall | dry | N | Subbituminous | Dry Scrubber | 2011 | 0.95 | AA + LNB | SCR | 2011 |  | B | NA | ACI | 2011 |  | 0.095 | 0.07053 | 0.07053 | 0.07053 | 0.07053 | 0.1 | 0.1 | 0.1 | 0.99 | [7 empty] | Springfield MO (City of) | 100 | Springfield MO (City of) | 100
Laramie River Station | 6204_B_1 | 6204 | B | 1 | 2844 | Coal Steam |  | WECC_WY | Wyoming | 56 | Platte | 31 | 56031 | 570 | 10218 | 1980 | 9999 | wall | dry | N | Subbituminous | Wet Scrubber | 1980 | 0.9 | LNB + OFA | SCR | 2019 |  | ESPH | No | ACI | 2015 |  | 0.12 | 0.247 | 0.05999 | 0.247 | 0.05999 | 0.1 | 0.1 | 0.1 | 0.95 | [6 empty] | Yes | Western Minnesota Municipal Power Agency | 49.3 | Western Minnesota Municipal Power Agency | 49.3
Laramie River Station | 6204_B_2 | 6204 | B | 2 | 2845 | Coal Steam |  | WECC_WY | Wyoming | 56 | Platte | 31 | 56031 | 570 | 10164 | 1981 | 9999 | wall | dry | N | Subbituminous | Wet Scrubber | 1981 | 0.9 | LNB + OFA | SNCR |  | 2018 | ESPH | No | ACI | 2015 |  | 0.12 | 0.14109 | 0.14109 | 0.14109 | 0.14109 | 0.1 | 0.1 | 0.1 | 0.95 | [6 empty] | Yes | Basin Electric Power Coop | 59.21 | Basin Electric Power Coop | 59.21
Laramie River Station | 6204_B_3 | 6204 | B | 3 | 2846 | Coal Steam |  | WECC_WY | Wyoming | 56 | Platte | 31 | 56031 | 570 | 10137 | 1982 | 9999 | wall | dry | N | Subbituminous | Dry Scrubber | 1984 | 0.85 | LNB + OFA | SNCR |  | 2018 | ESPH | No | ACI | 2015 |  | 0.12 | 0.3034 | 0.1432 | 0.3034 | 0.1432 | 0.1 | 0.1 | 0.1 | 0.9 | [6 empty] | Yes | Basin Electric Power Coop | 59.21 | Basin Electric Power Coop | 59.21
Dansby | 6243_B_1 | 6243 | B | 1 | 2860 | O/G Steam |  | ERC_REST | Texas | 48 | Brazos | 41 | 48041 | 110 | 14500 | 1978 | 9999 | wall | dry | N | Natural Gas |  |  |  | LNB + OFA | [8 empty] | 0.2 | 0.0892 | 0.0892 | 0.0892 | 0.0892 | [11 empty] | Bryan Texas Utilities | 100 | Bryan Texas Utilities | 100
Pawnee | 6248_B_1 | 6248 | B | 1 | 2866 | Coal Steam |  | WECC_CO | Colorado | 8 | Morgan | 87 | 08087 | 505 | 10769 | 1981 | 9999 | wall | dry | N | Subbituminous | Dry Scrubber | 2014 | 0.9 | LNBO | SCR | 2014 |  | B | NA | ACI | 2011 |  | 0.12 | 0.2342 | 0.05388 | 0.2342 | 0.05388 | 0.1 | 0.1 | 0.1 | 0.95 |  |  |  |  | C2G | 2026 | Yes | Public Service Co of Colorado | 100 | Xcel Energy Inc | 100
Winyah | 6249_B_1 | 6249 | B | 1 | 2867 | Coal Steam |  | S_VACA | South Carolina | 45 | Georgetown | 43 | 45043 | 275 | 10751 | 1975 | 2029 | wall | dry | N | Bituminous | Wet Scrubber | 2007 | 0.982 | LNBO | SCR | 2004 |  | ESPC + WS | No |  |  |  | 2.85 | 0.08072 | 0.08072 | 0.08072 | 0.08072 | 0.05 | 0.1 | 0.56 | 0.99 | [7 empty] | Santee Cooper | 100 | Santee Cooper | 100
Winyah | 6249_B_2 | 6249 | B | 2 | 2868 | Coal Steam |  | S_VACA | South Carolina | 45 | Georgetown | 43 | 45043 | 285 | 10687 | 1977 | 2029 | wall | dry | N | Bituminous | Wet Scrubber | 2007 | 0.98 | OFA | SCR | 2003 |  | ESPC + WS | No |  |  |  | 1.2 | 0.0875 | 0.0875 | 0.0875 | 0.0875 | 0.05 | 0.1 | 0.56 | 0.99 | [7 empty] | Santee Cooper | 100 | Santee Cooper | 100
Winyah | 6249_B_3 | 6249 | B | 3 | 2869 | Coal Steam |  | S_VACA | South Carolina | 45 | Georgetown | 43 | 45043 | 285 | 10784 | 1980 | 2029 | wall | dry | N | Bituminous | Wet Scrubber | 1980 | 0.969 | LNB + OFA | SCR | 2004 |  | ESPC + WS | No |  |  |  | 0.52 | 0.0846 | 0.0846 | 0.0846 | 0.0846 | 0.05 | 0.1 | 0.56 | 0.99 | [7 empty] | Santee Cooper | 100 | Santee Cooper | 100
Winyah | 6249_B_4 | 6249 | B | 4 | 2870 | Coal Steam |  | S_VACA | South Carolina | 45 | Georgetown | 43 | 45043 | 285 | 10803 | 1981 | 2029 | wall | dry | N | Bituminous | Wet Scrubber | 1981 | 0.976 | LNB + OFA | SCR | 2005 |  | ESPC + WS | No |  |  |  | 0.52 | 0.1005 | 0.1005 | 0.1005 | 0.1005 | 0.05 | 0.1 | 0.56 | 0.99 | [7 empty] | Santee Cooper | 100 | Santee Cooper | 100
Ottumwa | 6254_B_1 | 6254 | B | 1 | 2874 | Coal Steam |  | MIS_IA | Iowa | 19 | Wapello | 179 | 19179 | 725 | 10369 | 1981 | 9999 | tangential | wet | N | Subbituminous | Dry Scrubber | 2014 | 0.9 | LNC2 | SCR | 2018 |  | ESPH + B | Yes | ACI | 2014 |  | 0.075 | 0.2154 | 0.07999 | 0.2154 | 0.07999 | 0.1 | 0.1 | 0.1 | 0.95 | [7 empty] | MidAmerican Energy Co | 52 | Berkshire Hathaway Inc | 52
Scherer | 6257_B_2 | 6257 | B | 2 | 2876 | Coal Steam |  | S_SOU | Georgia | 13 | Monroe | 207 | 13207 | 860 | 10756 | 1984 | 9999 | tangential | dry | N | Subbituminous | Wet Scrubber | 2013 | 0.98 | OFA | SCR | 2013 |  | ESPH + B + WS | No | ACI | 2009 |  | 1.2 | 0.20193 | 0.06349 | 0.20193 | 0.06349 | 0.1 | 0.1 | 0.1 | 0.99 | [7 empty] | Oglethorpe Power Corp | 60 | Oglethorpe Power Corp | 60
Mountaineer | 6264_B_1 | 6264 | B | 1 | 2879 | Coal Steam |  | PJM_West | West Virginia | 54 | Mason | 53 | 54053 | 1299 | 9925 | 1980 | 2040 | wall | dry | N | Bituminous | Wet Scrubber | 2007 | 0.98 | LNB | SCR | 2002 |  | ESPC | No |  |  |  | 1 | 0.4463 | 0.08699 | 0.4463 | 0.08699 | 0.05 | 0.1 | 0.56 | 0.99 | [7 empty] | Appalachian Power Co | 100 | American Electric Power Co Inc | 100
Crystal River | 628_B_4 | 628 | B | 4 | 442 | Coal Steam |  | FRCC | Florida | 12 | Citrus | 17 | 12017 | 712 | 10431 | 1982 | 2034 | wall | dry | N | Bituminous | Wet Scrubber | 2010 | 0.97 | LNB | SCR | 2010 |  | ESPC | No |  |  |  | 0.27 | 0.3859 | 0.04553 | 0.3859 | 0.04553 | 0.05 | 0.1 | 0.56 | 0.99 | [7 empty] | Duke Energy Florida | 100 | Duke Energy Corp | 100
Crystal River | 628_B_5 | 628 | B | 5 | 443 | Coal Steam |  | FRCC | Florida | 12 | Citrus | 17 | 12017 | 710 | 10391 | 1984 | 2034 | wall | dry | N | Bituminous | Wet Scrubber | 2009 | 0.97 | LNB | SCR | 2009 |  | ESPC | No |  |  |  | 0.27 | 0.2134 | 0.04939 | 0.2134 | 0.04939 | 0.05 | 0.1 | 0.56 | 0.99 | [7 empty] | Duke Energy Florida | 100 | Duke Energy Corp | 100
Crist | 641_B_6 | 641 | B | 6 | 461 | Coal Steam |  | S_SOU | Florida | 12 | Escambia | 33 | 12033 | 299 | 11083 | 1970 | 9999 | wall | dry | N | Bituminous | Wet Scrubber | 2009 | 0.95 | LNB | SCR | 2012 |  | ESPC | No |  |  |  | 2.4 | 0.2475 | 0.0678 | 0.2475 | 0.0678 | 0.05 | 0.1 | 0.56 | 0.99 |  |  |  |  | C2G | 2020 |  | Gulf Power Co | 100 | NextEra Energy Inc | 100
Crist | 641_B_7 | 641 | B | 7 | 462 | Coal Steam |  | S_SOU | Florida | 12 | Escambia | 33 | 12033 | 475 | 10816 | 1973 | 9999 | wall | dry | N | Bituminous | Wet Scrubber | 2009 | 0.95 | LNB | SCR | 2005 |  | ESPC | No |  |  |  | 2.4 | 0.06211 | 0.06211 | 0.06211 | 0.06211 | 0.05 | 0.1 | 0.56 | 0.99 |  |  |  |  | C2G | 2020 |  | Gulf Power Co | 100 | NextEra Energy Inc | 100
Big Bend | 645_B_BB04 | 645 | B | BB04 | 470 | Coal Steam |  | FRCC | Florida | 12 | Hillsborough | 57 | 12057 | 437 | 10792 | 1985 | 9999 | tangential | dry | N | Bituminous, Natural Gas | Wet Scrubber | 1985 | 0.95 | LNC2 | SCR | 2007 |  | ESPC | Yes |  |  |  | 0.82 | 0.08082 | 0.08082 | 0.08082 | 0.08082 | 0.05 | 0.1 | 0.56 | 0.99 | [7 empty] | Tampa Electric Co | 100 | TECO Energy Inc | 100
Antelope Valley | 6469_B_B1 | 6469 | B | B1 | 2885 | Coal Steam |  | SPP_WAUE | North Dakota | 38 | Mercer | 57 | 38057 | 450 | 11322 | 1984 | 9999 | tangential | dry | N | Lignite | Dry Scrubber | 1983 | 0.81 | LNC3 |  |  |  | B | NA | ACI | 2015 |  | 1.2 | 0.10592 | 0.10592 | 0.10592 | 0.10592 | 0.1 | 0.1 | 0.1 | 0.86 | [6 empty] | Yes | Basin Electric Power Coop | 100 | Basin Electric Power Coop | 100
Antelope Valley | 6469_B_B2 | 6469 | B | B2 | 2886 | Coal Steam |  | SPP_WAUE | North Dakota | 38 | Mercer | 57 | 38057 | 450 | 11263 | 1986 | 9999 | tangential | dry | N | Lignite | Dry Scrubber | 1985 | 0.81 | LNC3 |  |  |  | B | NA | ACI | 2015 |  | 1.2 | 0.10495 | 0.10495 | 0.10495 | 0.10495 | 0.1 | 0.1 | 0.1 | 0.86 | [6 empty] | Yes | Basin Electric Power Coop | 100 | Basin Electric Power Coop | 100
Deerhaven Generating Station | 663_B_B2 | 663 | B | B2 | 487 | Coal Steam |  | FRCC | Florida | 12 | Alachua | 1 | 12001 | 232 | 12302 | 1981 | 2031 | wall | dry | N | Bituminous | Dry Scrubber | 2010 | 0.9 | LNB + OFA | SCR | 2010 |  | ESPH + B | No |  |  |  | 1.2 | 0.3289 | 0.07 | 0.3289 | 0.07 | 0.05 | 0.1 | 1 | 0.95 |  |  |  |  | C2G | 2021 | Yes | Gainesville Regional Utilities | 100 | Gainesville Regional Utilities | 100
Independence Steam Electric Station | 6641_B_1 | 6641 | B | 1 | 2898 | Coal Steam |  | MIS_AR | Arkansas | 5 | Independence | 63 | 05063 | 809 | 10428 | 1983 | 2031 | tangential | wet | N | Subbituminous |  |  |  | LNC2 |  |  |  | ESPC | No | ACI | 2015 |  | 0.93 | 0.16344 | 0.16344 | 0.1469 | 0.1469 | 0.1 | 0.1 | 0.1 | 0 | [7 empty] | Arkansas Electric Coop Corp | 35 | Entergy Corp | 56.5
Independence Steam Electric Station | 6641_B_2 | 6641 | B | 2 | 2899 | Coal Steam |  | MIS_AR | Arkansas | 5 | Independence | 63 | 05063 | 842 | 10427 | 1985 | 2031 | tangential | wet | N | Subbituminous |  |  |  | LNC2 |  |  |  | ESPC | No | ACI | 2015 |  | 0.93 | 0.14541 | 0.14541 | 0.14541 | 0.14541 | 0.1 | 0.1 | 0.1 | 0 | [7 empty] | Arkansas Electric Coop Corp | 35 | Entergy Corp | 39.4
Louisa | 6664_B_101 | 6664 | B | 101 | 2901 | Coal Steam |  | MIS_MIDA | Iowa | 19 | Louisa | 115 | 19115 | 746 | 10591 | 1983 | 9999 | wall | dry | N | Subbituminous | Dry Scrubber | 2007 | 0.9 | LNBO |  |  |  | ESPH + B | No | ACI | 2015 |  | 0.1 | 0.17135 | 0.17135 | 0.17135 | 0.17135 | 0.1 | 0.1 | 0.1 | 0.95 | [7 empty] | MidAmerican Energy Co | 88 | Berkshire Hathaway Inc | 88
Northside Generating Station | 667_B_1 | 667 | B | 1 | 497 | Coal Steam |  | FRCC | Florida | 12 | Duval | 31 | 12031 | 293 | 10368 | 2002 | 9999 | FBC | dry | N | Bituminous, Petroleum Coke | Dry Scrubber | 2002 | 0.85 | CF | SNCR |  | 2002 | B | NA |  |  |  | 1.98 | 0.07119 | 0.07119 | 0.07119 | 0.07119 | 0.05 | 0.07 | 0.07 | 0.99 | [6 empty] | Yes | JEA | 100 | JEA | 100
Northside Generating Station | 667_B_2 | 667 | B | 2 | 499 | Coal Steam |  | FRCC | Florida | 12 | Duval | 31 | 12031 | 293 | 10386 | 2002 | 9999 | FBC | dry | N | Bituminous, Petroleum Coke | Dry Scrubber | 2002 | 0.85 | CF | SNCR |  | 2002 | B | NA |  |  |  | 1.98 | 0.06703 | 0.06703 | 0.06703 | 0.06703 | 0.05 | 0.07 | 0.07 | 0.99 | [6 empty] | Yes | JEA | 100 | JEA | 100
Warrick | 6705_B_1 | 6705 | B | 1 | 2902 | Coal Steam |  | MIS_INKY | Indiana | 18 | Warrick | 173 | 18173 | 154 | 10809 | 1960 | 9999 | wall | dry | Y | Bituminous | Wet Scrubber | 2008 | 0.98 | LNBO | SNCR |  | 2013 | ESPC | No |  |  |  | 5.11 | 0.32496 | 0.24372 | 0.32496 | 0.24372 | 0.05 | 0.1 | 0.56 | 0.99 | [7 empty] | Alcoa Power Generating Inc | 100 | Alcoa Inc | 100
Warrick | 6705_B_2 | 6705 | B | 2 | 2903 | Coal Steam |  | MIS_INKY | Indiana | 18 | Warrick | 173 | 18173 | 146 | 10809 | 1964 | 9999 | wall | dry | Y | Bituminous | Wet Scrubber | 2008 | 0.98 | LNBO | SNCR |  | 2013 | ESPC | No |  |  |  | 5.11 | 0.33064 | 0.24798 | 0.33064 | 0.24798 | 0.05 | 0.1 | 0.56 | 0.99 | [7 empty] | Alcoa Power Generating Inc | 100 | Alcoa Inc | 100
Warrick | 6705_B_3 | 6705 | B | 3 | 2904 | Coal Steam |  | MIS_INKY | Indiana | 18 | Warrick | 173 | 18173 | 149 | 10809 | 1965 | 9999 | wall | dry | Y | Bituminous | Wet Scrubber | 2008 | 0.98 | LNBO | SNCR |  | 2013 | ESPC | No |  |  |  | 5.11 | 0.32807 | 0.24605 | 0.32807 | 0.24605 | 0.05 | 0.1 | 0.56 | 0.99 | [7 empty] | Alcoa Power Generating Inc | 100 | Alcoa Inc | 100
Warrick | 6705_B_4 | 6705 | B | 4 | 2905 | Coal Steam |  | MIS_INKY | Indiana | 18 | Warrick | 173 | 18173 | 295 | 11131 | 1970 | 9999 | cell | dry | N | Bituminous | Wet Scrubber | 2008 | 0.98 | LNB + NH3 | SCR | 2004 |  | ESPC | No | ACI | 2015 |  | 5.11 | 0.35649 | 0.07 | 0.35649 | 0.07 | 0.05 | 0.1 | 0.1 | 0.99 | [7 empty] | Alcoa Power Generating Inc | 50 | Alcoa Inc | 50
Tom G Smith | 673_B_S-3 | 673 | B | S-3 | 507 | O/G Steam |  | FRCC | Florida | 12 | Palm Beach | 99 | 12099 | 26 | 14500 | 1967 | 9999 | wall | dry | N | Natural Gas |  |  |  | AA | [8 empty] | 2.75 | 0.22733 | 0.22733 | 0.22733 | 0.22733 | [11 empty] | Lake Worth Utilities | 100 | Lake Worth Utilities | 100
Rawhide | 6761_B_101 | 6761 | B | 101 | 2906 | Coal Steam |  | WECC_CO | Colorado | 8 | Larimer | 69 | 08069 | 280 | 10091 | 1984 | 2030 | tangential | dry | N | Subbituminous | Dry Scrubber | 1984 | 0.8 | LNC3 |  |  |  | B | NA | ACI | 2010 |  | 0.11 | 0.11672 | 0.11672 | 0.11672 | 0.11672 | 0.1 | 0.1 | 0.1 | 0.85 | [7 empty] | Platte River Power Authority | 100 | Platte River Power Authority | 100
Sikeston Power Station | 6768_B_1 | 6768 | B | 1 | 2907 | Coal Steam |  | SPP_WEST | Missouri | 29 | Scott | 201 | 29201 | 240 | 10648 | 1981 | 9999 | wall | dry | N | Subbituminous |  |  |  | LNB + OFA |  |  |  | ESPC | No | ACI | 2016 |  | 1.2 | 0.09971 | 0.09971 | 0.09971 | 0.09971 | 0.1 | 0.1 | 0.1 | [8 empty] | Sikeston Utilities | 100 | Sikeston Utilities | 100
Hugo | 6772_B_1 | 6772 | B | 1 | 2908 | Coal Steam |  | SPP_WEST | Oklahoma | 40 | Choctaw | 23 | 40023 | 440 | 11061 | 1982 | 9999 | wall | dry | N | Subbituminous |  |  | 0.1279 | LNBO |  |  |  | ESPC | No | ACI | 2015 |  | 1.2 | 0.16166 | 0.16166 | 0.16166 | 0.16166 | 0.1 | 0.1 | 0.1 | 0.98 | Yes | 2015 | [5 empty] | Western Farmers Electric Coop | 100 | Western Farmers Electric Coop | 100
D B Wilson | 6823_B_W1 | 6823 | B | W1 | 2910 | Coal Steam |  | MIS_INKY | Kentucky | 21 | Ohio | 183 | 21183 | 417 | 10643 | 1984 | 9999 | wall | dry | N | Bituminous | Wet Scrubber | 1984 | 0.9 | LNB | SCR | 2003 |  | ESPC | No | ACI | 2016 |  | 0.6 | 0.5553 | 0.07965 | 0.5553 | 0.07965 | 0.05 | 0.1 | 0.1 | 0.98 | Yes | 2016 | [5 empty] | Big Rivers Electric Corp | 100 | Big Rivers Electric Corp | 100
Gadsden | 7_B_1 | 7 | B | 1 | 11 | O/G Steam |  | S_SOU | Alabama | 1 | Etowah | 55 | 01055 | 64 | 10947 | 1949 | 9999 | tangential | dry | Y | Natural Gas | [12 empty] | 4 | 0.12337 | 0.12337 | 0.12337 | 0.12337 | [11 empty] | Alabama Power Co | 100 | Southern Co | 100
Gadsden | 7_B_2 | 7 | B | 2 | 12 | O/G Steam |  | S_SOU | Alabama | 1 | Etowah | 55 | 01055 | 66 | 10947 | 1949 | 9999 | tangential | dry | Y | Natural Gas | [12 empty] | 4 | 0.11885 | 0.11885 | 0.11885 | 0.11885 | [11 empty] | Alabama Power Co | 100 | Southern Co | 100
East 12th Street | 7013_B_4 | 7013 | B | 4 | 2915 | O/G Steam |  | SPP_N | Kansas | 20 | Cowley | 35 | 20035 | 26 | 13598 | 1971 | 9999 | wall | dry | N | Natural Gas | [12 empty] | 3 | 0.28096 | 0.28096 | 0.28096 | 0.28096 | [11 empty] | Winfield KS (City of) | 100 | Winfield KS (City of) | 100
Bowen | 703_B_3BLR | 703 | B | 3BLR | 536 | Coal Steam |  | S_SOU | Georgia | 13 | Bartow | 15 | 13015 | 892 | 9780 | 1974 | 2035 | tangential | dry | N | Bituminous | Wet Scrubber | 2008 | 0.98 | LNC2 | SCR | 2008 |  | ESPC + B + WS | No | ACI | 2016 |  | 5 | 0.2325 | 0.08566 | 0.2325 | 0.08566 | 0.05 | 0.1 | 0.1 | 0.99 | [7 empty] | Georgia Power Co | 100 | Southern Co | 100
Bowen | 703_B_4BLR | 703 | B | 4BLR | 537 | Coal Steam |  | S_SOU | Georgia | 13 | Bartow | 15 | 13015 | 892 | 9726 | 1975 | 2035 | tangential | dry | N | Bituminous | Wet Scrubber | 2008 | 0.98 | LNC2 | SCR | 2008 |  | ESPC + B + WS | No | ACI | 2016 |  | 5 | 0.2429 | 0.10136 | 0.2429 | 0.10136 | 0.05 | 0.1 | 0.1 | 0.99 | [7 empty] | Georgia Power Co | 100 | Southern Co | 100
Major Oak Power | 7030_B_U1 | 7030 | B | U1 | 2920 | Coal Steam |  | ERC_REST | Texas | 48 | Robertson | 395 | 48395 | 152 | 11608 | 1990 | 9999 | FBC | wet | N | Lignite, Subbituminous | Reagent Injection | 1990 | 0.78 | ROFA | SNCR |  | 2007 | B | NA | ACI | 2011 |  | 0.58 | 0.1962 | 0.08552 | 0.1962 | 0.08552 | 0.1 | 0.1 | 0.1 | 0.98 | Yes | 1990 | [5 empty] | Major Oak Power LLC | 100 | Blackstone Group (The) | 100
Major Oak Power | 7030_B_U2 | 7030 | B | U2 | 2921 | Coal Steam |  | ERC_REST | Texas | 48 | Robertson | 395 | 48395 | 153 | 11407 | 1991 | 9999 | FBC | wet | N | Lignite, Subbituminous | Reagent Injection | 1991 | 0.78 | ROFA | SNCR |  | 2008 | B | NA | ACI | 2011 |  | 0.58 | 0.18344 | 0.09014 | 0.18344 | 0.09014 | 0.1 | 0.1 | 0.1 | 0.98 | Yes | 1991 | [5 empty] | Major Oak Power LLC | 100 | Blackstone Group (The) | 100
J K Spruce | 7097_B_BLR1 | 7097 | B | BLR1 | 2939 | Coal Steam |  | ERC_REST | Texas | 48 | Bexar | 29 | 48029 | 560 | 9995 | 1992 | 9999 | tangential | wet | N | Subbituminous | Wet Scrubber | 1992 | 0.93 | LNC3 |  |  |  | B | NA | ACI | 2015 |  | 0.35 | 0.14372 | 0.14372 | 0.14372 | 0.14372 | 0.1 | 0.1 | 0.1 | 0.98 | [7 empty] | CPS Energy | 100 | CPS Energy | 100
J K Spruce | 7097_B_BLR2 | 7097 | B | BLR2 | 2940 | Coal Steam |  | ERC_REST | Texas | 48 | Bexar | 29 | 48029 | 785 | 9923 | 2010 | 9999 | tangential | wet | N | Subbituminous | Wet Scrubber | 2010 | 0.95 | AA + LNB | SCR | 2010 |  | B | NA | ACI | 2013 |  | 0.1 | 0.04811 | 0.04811 | 0.04811 | 0.04811 | 0.1 | 0.1 | 0.1 | 0.99 | [7 empty] | CPS Energy | 100 | CPS Energy | 100
Cope | 7210_B_COP1 | 7210 | B | COP1 | 3006 | Coal Steam |  | S_VACA | South Carolina | 45 | Orangeburg | 75 | 45075 | 415 | 9502 | 1996 | 9999 | tangential | dry | N | Bituminous | Dry Scrubber | 1996 | 0.95 | LNC2 | SCR | 2008 |  | B | NA | ACI | 2016 |  | 0.25 | 0.2662 | 0.09844 | 0.2662 | 0.09844 | 0.1 | 0.1 | 0.1 | 0.99 |  |  |  |  | C2G | 2019 |  | Dominion Energy South Carolina | 100 | Dominion Energy Inc | 100
Clover | 7213_B_1 | 7213 | B | 1 | 3007 | Coal Steam |  | PJM_Dom | Virginia | 51 | Halifax | 83 | 51083 | 440 | 10106 | 1995 | 2045 | tangential | dry | N | Bituminous | Wet Scrubber | 1995 | 0.94 | LNB + OFA | SNCR |  | 1995 | B + WS | NA |  |  |  | 0.1 | 0.31341 | 0.28371 | 0.1469 | 0.13298 | 0.05 | 0.1 | 0.56 | 0.99 | [7 empty] | Old Dominion Electric Coop | 50 | Dominion Energy Inc | 50
Clover | 7213_B_2 | 7213 | B | 2 | 3008 | Coal Steam |  | PJM_Dom | Virginia | 51 | Halifax | 83 | 51083 | 437 | 10086 | 1996 | 9999 | tangential | dry | N | Bituminous | Wet Scrubber | 1996 | 0.94 | LNB + OFA | SNCR |  | 1996 | B + WS | NA |  |  |  | 0.1 | 0.3005 | 0.28043 | 0.1469 | 0.13709 | 0.05 | 0.1 | 0.56 | 0.99 | [7 empty] | Old Dominion Electric Coop | 50 | Dominion Energy Inc | 50
Yates | 728_B_Y6BR | 728 | B | Y6BR | 556 | O/G Steam |  | S_SOU | Georgia | 13 | Coweta | 77 | 13077 | 356 | 11068 | 1974 | 9999 | tangential | dry | N | Natural Gas |  |  |  | LNC2 + other | [8 empty] | 1.2 | 0.07565 | 0.07565 | 0.07565 | 0.07565 | [11 empty] | Georgia Power Co | 100 | Southern Co | 100
Yates | 728_B_Y7BR | 728 | B | Y7BR | 557 | O/G Steam |  | S_SOU | Georgia | 13 | Coweta | 77 | 13077 | 358 | 11498 | 1974 | 9999 | tangential | dry | N | Natural Gas |  |  |  | LNC2 + other | [8 empty] | 1.2 | 0.06934 | 0.06934 | 0.06934 | 0.06934 | [11 empty] | Georgia Power Co | 100 | Southern Co | 100
George Neal South | 7343_B_4 | 7343 | B | 4 | 3101 | Coal Steam |  | MIS_MIDA | Iowa | 19 | Woodbury | 193 | 19193 | 645 | 10033 | 1979 | 9999 | wall | dry | Y | Subbituminous | Dry Scrubber | 2013 | 0.9 | LNBO | SNCR |  | 2014 | ESPC + B | No | ACI | 2014 |  | 1.2 | 0.1812 | 0.1812 | 0.1812 | 0.1812 | 0.1 | 0.1 | 0.1 | 0.95 | [7 empty] | MidAmerican Energy Co | 40.57 | Berkshire Hathaway Inc | 40.57
Neil Simpson II | 7504_B_2 | 7504 | B | 2 | 3120 | Coal Steam |  | WECC_WY | Wyoming | 56 | Campbell | 5 | 56005 | 80 | 12337 | 1995 | 9999 | wall | dry | N | Subbituminous | Dry Scrubber | 1996 | 0.875 | LNB + OFA |  |  |  | ESPC | No | ACI | 2016 |  | 0.2 | 0.15324 | 0.15324 | 0.15324 | 0.15324 | 0.1 | 0.1 | 0.1 | 0.925 |  |  |  |  | C2G/Retire | 2025 |  | Black Hills Power Inc | 100 | Black Hills Corp | 100
Crisp Plant | 753_B_ST | 753 | B | ST |  | O/G Steam |  | S_SOU | Georgia | 13 | Worth | 321 | 13321 | 10 | 14500 | 1957 | 9999 |  |  | N | Natural Gas | [12 empty] | 1.57 | 0.23063 | 0.23063 | 0.23063 | 0.23063 | [11 empty] | Crisp County Power Commission | 100 | Crisp County Power Commission | 100
Kapstone | 7737_B_B001 | 7737 | B | B001 | 88328 | Biomass |  | S_VACA | South Carolina | 45 | Charleston | 19 | 45019 | 42 | 5721 | 1998 | 9999 | wall | dry | Y | Biomass | Dry Scrubber | 1999 | 0.916 | LNB |  |  |  | B | NA |  |  |  | 2.3 | 0.27554 | 0.27554 | 0.27554 | 0.27554 | 0.05 | 0.75 | 1 | [8 empty] | Dominion Energy South Carolina | 100 | Dominion Energy Inc | 100
Kapstone | 7737_B_RB01 | 7737 | B | RB01 | 88328 | Biomass |  | S_VACA | South Carolina | 45 | Charleston | 19 | 45019 | 42 | 5721 | 1998 | 9999 | wall | dry | Y | Biomass |  |  |  | LNB |  |  |  | ESPH | No |  |  |  | 2.3 | 0.27554 | 0.27554 | 0.27554 | 0.27554 | 0.11 | 0.27 | 1 | [8 empty] | Dominion Energy South Carolina | 100 | Dominion Energy Inc | 100
Bonanza | 7790_B_1-1 | 7790 | B | 1-1 | 3228 | Coal Steam |  | WECC_UT | Utah | 49 | Uintah | 47 | 49047 | 458 | 9983 | 1986 | 2030 | wall | dry | N | Bituminous | Wet Scrubber | 1986 | 0.95 | LNB |  |  |  | B | NA |  |  |  | 0.1 | 0.2634 | 0.2634 | 0.1987 | 0.1987 | 0.05 | 0.1 | 0.56 | 0.99 | [7 empty] | Deseret Power Electric Coop | 96.25 | Deseret Power Electric Coop | 96.25
Newington | 8002_B_1 | 8002 | B | 1 | 3399 | O/G Steam |  | NENGREST | New Hampshire | 33 | Rockingham | 15 | 33015 | 400 | 12657 | 1974 | 9999 | tangential |  | N | Natural Gas, Residual Fuel Oil |  |  |  | LNC2 + H2O |  |  |  | ESPH | No |  |  |  | 4 | 0.134 | 0.134 | 0.134 | 0.134 | [11 empty] | GSP Newington LLC | 100 | Energy Trading Innovations LLC | 100
Roseton Generating Facility | 8006_B_1 | 8006 | B | 1 | 3400 | O/G Steam |  | NY_Z_G-I | New York | 36 | Orange | 71 | 36071 | 584 | 11156 | 1974 | 9999 | tangential | dry | N | Natural Gas, Residual Fuel Oil |  |  |  | FR + OFA |  |  |  | C | NA |  |  |  | 1.39 | 0.08 | 0.08 | 0.08 | 0.08 | [10 empty] | Yes | Roseton Generating LLC | 100 | Energy Trading Innovations LLC | 100
Roseton Generating Facility | 8006_B_2 | 8006 | B | 2 | 3401 | O/G Steam |  | NY_Z_G-I | New York | 36 | Orange | 71 | 36071 | 600 | 11140 | 1974 | 9999 | tangential | dry | N | Natural Gas, Residual Fuel Oil |  |  |  | FR + OFA |  |  |  | C | NA |  |  |  | 1.39 | 0.07272 | 0.07272 | 0.07272 | 0.07272 | [10 empty] | Yes | Roseton Generating LLC | 100 | Energy Trading Innovations LLC | 100
Belews Creek | 8042_B_1 | 8042 | B | 1 | 3433 | Coal Steam |  | S_VACA | North Carolina | 37 | Stokes | 169 | 37169 | 1110 | 9185 | 1974 | 2038 | cell | dry | N | Bituminous | Wet Scrubber | 2008 | 0.95 | LNCB + OFA | SCR | 2003 |  | ESPC | Yes |  |  |  | 0.063 | 0.19472 | 0.19472 | 0.19472 | 0.19472 | 0.05 | 0.1 | 0.56 | 0.99 | [7 empty] | Duke Energy Carolinas | 100 | Duke Energy Corp | 100
Belews Creek | 8042_B_2 | 8042 | B | 2 | 3434 | Coal Steam |  | S_VACA | North Carolina | 37 | Stokes | 169 | 37169 | 1110 | 9203 | 1975 | 2038 | cell | dry | N | Bituminous | Wet Scrubber | 2008 | 0.95 | LNCB + OFA | SCR | 2004 |  | ESPC | Yes |  |  |  | 0.063 | 0.14964 | 0.14964 | 0.14964 | 0.14964 | 0.05 | 0.1 | 0.56 | 0.99 | [7 empty] | Duke Energy Carolinas | 100 | Duke Energy Corp | 100
Anclote | 8048_B_1 | 8048 | B | 1 | 3438 | O/G Steam |  | FRCC | Florida | 12 | Pasco | 101 | 12101 | 498 | 10967 | 1974 | 9999 | tangential |  | N | Natural Gas, Residual Fuel Oil |  |  |  | LNB + OFA | [8 empty] | 2.75 | 0.11295 | 0.11295 | 0.11295 | 0.11295 | [11 empty] | Duke Energy Florida | 100 | Duke Energy Corp | 100
Anclote | 8048_B_2 | 8048 | B | 2 | 3439 | O/G Steam |  | FRCC | Florida | 12 | Pasco | 101 | 12101 | 505 | 11026 | 1974 | 9999 | tangential |  | N | Natural Gas, Residual Fuel Oil |  |  |  | LNB + OFA | [8 empty] | 2.75 | 0.10048 | 0.10048 | 0.10048 | 0.10048 | [11 empty] | Duke Energy Florida | 100 | Duke Energy Corp | 100
Gerald Andrus | 8054_B_1 | 8054 | B | 1 | 3449 | O/G Steam |  | MIS_MS | Mississippi | 28 | Washington | 151 | 28151 | 736 | 11828 | 1975 | 9999 | wall | dry | N | Natural Gas, Residual Fuel Oil |  |  |  | OFA | [8 empty] | 4.8 | 0.21611 | 0.21611 | 0.21611 | 0.21611 | [11 empty] | Entergy Mississippi LLC | 100 | Entergy Corp | 100
Waterford 1 & 2 | 8056_B_1 | 8056 | B | 1 | 3450 | O/G Steam |  | MIS_AMSO | Louisiana | 22 | St Charles | 89 | 22089 | 411 | 11385 | 1975 | 9999 | wall | dry | N | Natural Gas, Residual Fuel Oil |  |  |  | CM + FU + LNCB | [8 empty] | 5.261 | 0.15956 | 0.15956 | 0.15956 | 0.15956 | [11 empty] | Entergy Louisiana LLC | 100 | Entergy Corp | 100
Jim Bridger | 8066_B_BW71 | 8066 | B | BW71 | 3455 | Coal Steam |  | WECC_WY | Wyoming | 56 | Sweetwater | 37 | 56037 | 531 | 10373 | 1974 | 2037 | tangential | dry | N | Subbituminous | Wet Scrubber | 1990 | 0.864 | LNC1 |  |  |  | ESPC | No | ACI | 2015 |  | 0.15 | 0.19306 | 0.19306 | 0.1469 | 0.1469 | 0.1 | 0.1 | 0.1 | 0.914 |  |  |  |  | C2G | 2024 | Yes | PacifiCorp | 66.67 | Berkshire Hathaway Inc | 66.67
Jim Bridger | 8066_B_BW72 | 8066 | B | BW72 | 3456 | Coal Steam |  | WECC_WY | Wyoming | 56 | Sweetwater | 37 | 56037 | 527 | 10396 | 1975 | 2037 | tangential | dry | N | Subbituminous | Wet Scrubber | 1986 | 0.864 | LNC1 |  |  |  | ESPC | No | ACI | 2015 |  | 0.15 | 0.17656 | 0.17656 | 0.1469 | 0.1469 | 0.1 | 0.1 | 0.1 | 0.914 |  |  |  |  | C2G | 2024 | Yes | PacifiCorp | 66.67 | Berkshire Hathaway Inc | 66.67
Jim Bridger | 8066_B_BW73 | 8066 | B | BW73 | 3457 | Coal Steam |  | WECC_WY | Wyoming | 56 | Sweetwater | 37 | 56037 | 523 | 10441 | 1976 | 2037 | tangential | dry | N | Subbituminous | Wet Scrubber | 1988 | 0.864 | LNC1 | SCR | 2015 |  | ESPC | No | ACI | 2015 |  | 0.15 | 0.2036 | 0.05172 | 0.2036 | 0.05172 | 0.1 | 0.1 | 0.1 | 0.914 | [6 empty] | Yes | PacifiCorp | 66.67 | Berkshire Hathaway Inc | 66.67
Jim Bridger | 8066_B_BW74 | 8066 | B | BW74 | 3458 | Coal Steam |  | WECC_WY | Wyoming | 56 | Sweetwater | 37 | 56037 | 530 | 10465 | 1979 | 2037 | tangential | dry | N | Subbituminous | Wet Scrubber | 1979 | 0.91 | LNC1 | SCR | 2016 |  | ESPC | No | ACI | 2015 |  | 0.15 | 0.20595 | 0.05453 | 0.20595 | 0.05453 | 0.1 | 0.1 | 0.1 | 0.96 | [6 empty] | Yes | PacifiCorp | 66.67 | Berkshire Hathaway Inc | 66.67
Huntington | 8069_B_1 | 8069 | B | 1 | 3459 | Coal Steam |  | WECC_UT | Utah | 49 | Emery | 15 | 49015 | 459 | 10283 | 1977 | 2036 | tangential | dry | N | Bituminous | Wet Scrubber | 1978 | 0.8 | LNC3 |  |  |  | ESPC + B | Yes |  |  |  | 1.2 | 0.20132 | 0.20132 | 0.20132 | 0.20132 | 0.05 | 0.1 | 0.56 | 0.9782 | [6 empty] | Yes | PacifiCorp | 100 | Berkshire Hathaway Inc | 100
Huntington | 8069_B_2 | 8069 | B | 2 | 3460 | Coal Steam |  | WECC_UT | Utah | 49 | Emery | 15 | 49015 | 450 | 10325 | 1977 | 2036 | tangential | dry | N | Bituminous | Wet Scrubber | 2006 | 0.82 | LNC3 |  |  |  | B | NA |  |  |  | 0.12 | 0.19693 | 0.19693 | 0.19693 | 0.19693 | 0.05 | 0.1 | 0.56 | 0.8628 | [6 empty] | Yes | PacifiCorp | 100 | Berkshire Hathaway Inc | 100
Gavin Power, LLC | 8102_B_1 | 8102 | B | 1 | 3461 | Coal Steam |  | PJM_West | Ohio | 39 | Gallia | 53 | 39053 | 1348 | 9926 | 1974 | 9999 | cell | dry | N | Bituminous, Subbituminous | Wet Scrubber | 1994 | 0.95 | LNB + LNCB | SCR | 2001 |  | ESPC | No |  |  |  | 2.15 | 0.7096 | 0.10519 | 0.7096 | 0.10519 | 0.05 | 0.1 | 0.56 | 0.99 | [7 empty] | Gavin Power LLC | 100 | ArcLight Capital Partners LLC | 100
Gavin Power, LLC | 8102_B_2 | 8102 | B | 2 | 3462 | Coal Steam |  | PJM_West | Ohio | 39 | Gallia | 53 | 39053 | 1361 | 9861 | 1975 | 9999 | cell | dry | N | Bituminous, Subbituminous | Wet Scrubber | 1994 | 0.95 | LNB + LNCB | SCR | 2001 |  | ESPC | No |  |  |  | 2.15 | 0.4434 | 0.10611 | 0.4434 | 0.10611 | 0.05 | 0.1 | 0.56 | 0.99 | [7 empty] | Gavin Power LLC | 100 | ArcLight Capital Partners LLC | 100
Ray D Nixon | 8219_B_1 | 8219 | B | 1 | 3466 | Coal Steam |  | WECC_CO | Colorado | 8 | El Paso | 41 | 08041 | 208 | 10457 | 1980 | 2029 | wall | dry | N | Bituminous, Subbituminous | Dry Scrubber | 2017 | 0.9 | LNB + OFA |  |  |  | B | NA | ACI | 2015 |  | 0.11 | 0.16282 | 0.16282 | 0.16282 | 0.16282 | 0.1 | 0.1 | 0.1 | 0.95 | [6 empty] | Yes | Colorado Springs Utilities | 100 | Colorado Springs Utilities | 100
Coyote | 8222_B_B1 | 8222 | B | B1 | 3469 | Coal Steam |  | MIS_MAPP | North Dakota | 38 | Mercer | 57 | 38057 | 429 | 11481 | 1981 | 9999 | cyclone | wet | N | Lignite | Dry Scrubber | 1981 | 0.7 | OFA |  |  |  | B | NA | ACI | 2015 |  | 1.2 | 0.46107 | 0.46107 | 0.46107 | 0.46107 | 0.1 | 0.1 | 0.1 | 0.75 | [7 empty] | Otter Tail Power Co | 35 | Otter Tail Corp | 35
Springerville | 8223_B_2 | 8223 | B | 2 | 3471 | Coal Steam |  | WECC_AZ | Arizona | 4 | Apache | 1 | 04001 | 406 | 10293 | 1990 | 2032 | tangential | dry | N | Subbituminous | Dry Scrubber | 1990 | 0.89 | LNC1 |  |  |  | B | NA | ACI | 2016 |  | 0.69 | 0.17938 | 0.17938 | 0.1469 | 0.1469 | 0.1 | 0.1 | 0.1 | 0.94 | [7 empty] | Tucson Electric Power Co | 100 | Uns Energy Corp | 100
Springerville | 8223_B_3 | 8223 | B | 3 | 89514 | Coal Steam |  | WECC_AZ | Arizona | 4 | Apache | 1 | 04001 | 417 | 10191 | 2006 | 9999 | wall | dry | N | Subbituminous | Dry Scrubber | 2006 | 0.847 | AA + LNB | SCR | 2006 |  | B | NA | ACI | 2016 |  | 0.69 | 0.08436 | 0.08436 | 0.08436 | 0.08436 | 0.1 | 0.1 | 0.1 | 0.897 | [7 empty] | Tri State Generation & Transmission Association Inc | 100 | Tri State Generation & Transmission Association Inc | 100
Springerville | 8223_B_4 | 8223 | B | 4 | 90132 | Coal Steam |  | WECC_AZ | Arizona | 4 | Apache | 1 | 04001 | 415 | 10260 | 2009 | 9999 | wall | dry | N | Subbituminous | Dry Scrubber | 2009 | 0.847 | AA + LNB | SCR | 2009 |  | B | NA | ACI | 2009 |  | 0.8 | 0.06834 | 0.06834 | 0.06834 | 0.06834 | 0.1 | 0.1 | 0.1 | 0.897 | [7 empty] | Salt River Project | 100 | Salt River Project | 100
Astoria Generating Station | 8906_B_20 | 8906 | B | 20 | 3485 | O/G Steam |  | NY_Z_J | New York | 36 | Queens | 81 | 36081 | 173 | 14137 | 1954 | 9999 | wall | dry | N | Natural Gas |  |  |  | LNB | [8 empty] | 0.001 | 0.07909 | 0.07909 | 0.07909 | 0.07909 | [11 empty] | Astoria Generating | 100 | ArcLight Capital Partners LLC | 100
Astoria Generating Station | 8906_B_30 | 8906 | B | 30 | 90457 | O/G Steam |  | NY_Z_J | New York | 36 | Queens | 81 | 36081 | 377 | 12256 | 1958 | 9999 | wall | dry | N | Natural Gas |  |  |  | FR | [8 empty] | 1.02 | 0.04725 | 0.04725 | 0.04725 | 0.04725 | [11 empty] | Astoria Generating | 100 | ArcLight Capital Partners LLC | 100
Astoria Generating Station | 8906_B_50 | 8906 | B | 50 | 90461 | O/G Steam |  | NY_Z_J | New York | 36 | Queens | 81 | 36081 | 378 | 11763 | 1962 | 9999 | tangential |  | N | Natural Gas |  |  |  | LNB | [8 empty] | 1.02 | 0.04962 | 0.04962 | 0.04962 | 0.04962 | [11 empty] | Astoria Generating | 100 | ArcLight Capital Partners LLC | 100
Dallman | 963_B_41 | 963 | B | 41 | 89910 | Coal Steam |  | MIS_IL | Illinois | 17 | Sangamon | 167 | 17167 | 208 | 11450 | 2009 | 2050 | wall | wet | N | Bituminous | Wet Scrubber | 2009 | 0.98 | LNB + OFA | SCR | 2009 |  | B | NA | ACI | 2009 |  | 0.2 | 0.06626 | 0.06626 | 0.06626 | 0.06626 | 0.05 | 0.1 | 0.1 | 0.99 | [7 empty] | Springfield Water Light & Power Dept | 100 | Springfield Water Light & Power Dept | 100
Winnetka | 972_B_4 | 972 | B | 4 |  | O/G Steam |  | PJM_COMD | Illinois | 17 | Cook | 31 | 17031 | 7 | 14500 | 1958 | 2045 |  |  | N | Natural Gas, Distillate Fuel Oil | [12 empty] | 1 | 0.23063 | 0.23063 | 0.23063 | 0.23063 | [11 empty] | Winnetka IL (Village of) | 100 | Winnetka IL (Village of) | 100
Winnetka | 972_B_5 | 972 | B | 5 |  | O/G Steam |  | PJM_COMD | Illinois | 17 | Cook | 31 | 17031 | 7 | 14500 | 1938 | 2045 |  |  | N | Natural Gas | [12 empty] | 1 | 0.18 | 0.18 | 0.18 | 0.18 | [11 empty] | Winnetka IL (Village of) | 100 | Winnetka IL (Village of) | 100
Winnetka | 972_B_7 | 972 | B | 7 |  | O/G Steam |  | PJM_COMD | Illinois | 17 | Cook | 31 | 17031 | 7 | 14500 | 1948 | 2045 |  |  | N | Natural Gas, Distillate Fuel Oil | [12 empty] | 1 | 0.2 | 0.2 | 0.2 | 0.2 | [11 empty] | Winnetka IL (Village of) | 100 | Winnetka IL (Village of) | 100
Winnetka | 972_B_8 | 972 | B | 8 |  | O/G Steam |  | PJM_COMD | Illinois | 17 | Cook | 31 | 17031 | 7 | 14500 | 1958 | 2045 |  |  | N | Natural Gas | [12 empty] | 1 | 0.23063 | 0.23063 | 0.23063 | 0.23063 | [11 empty] | Winnetka IL (Village of) | 100 | Winnetka IL (Village of) | 100
Marion | 976_B_123 | 976 | B | 123 | 9173 | Coal Steam |  | MIS_IL | Illinois | 17 | Williamson | 199 | 17199 | 120 | 11487 | 1978 | 2030 | FBC | wet | N | Bituminous, Waste Coal | Reagent Injection | 2003 | 0.9 | CF | SNCR |  | 2003 | B | NA |  |  |  | 0.6 | 0.0765 | 0.0765 | 0.0765 | 0.0765 | 0.01 | 0.01 | 0.01 | 0.98 | Yes | 2016 |  |  |  |  | Yes | Southern Illinois Power Coop | 100 | Southern Illinois Power Coop | 100
Clifty Creek | 983_B_1 | 983 | B | 1 | 658 | Coal Steam |  | MIS_INKY | Indiana | 18 | Jefferson | 77 | 18077 | 196 | 10819 | 1955 | 9999 | wall | wet | N | Bituminous, Subbituminous | Wet Scrubber | 2013 | 0.98 | OFA | SCR | 2003 |  | ESPC | Yes |  |  |  | 7.52 | 0.31795 | 0.13772 | 0.31795 | 0.13772 | 0.05 | 0.1 | 0.56 | 0.99 | [7 empty] | Indiana Kentucky Electric Corp | 100 | American Electric Power Co Inc | 100
Clifty Creek | 983_B_2 | 983 | B | 2 | 659 | Coal Steam |  | MIS_INKY | Indiana | 18 | Jefferson | 77 | 18077 | 196 | 10723 | 1955 | 9999 | wall | wet | N | Bituminous, Subbituminous | Wet Scrubber | 2013 | 0.98 | OFA | SCR | 2003 |  | ESPC | Yes |  |  |  | 7.52 | 0.31696 | 0.13874 | 0.31696 | 0.13874 | 0.05 | 0.1 | 0.56 | 0.99 | [7 empty] | Indiana Kentucky Electric Corp | 100 | American Electric Power Co Inc | 100
Clifty Creek | 983_B_3 | 983 | B | 3 | 660 | Coal Steam |  | MIS_INKY | Indiana | 18 | Jefferson | 77 | 18077 | 196 | 10846 | 1955 | 9999 | wall | wet | N | Bituminous, Subbituminous | Wet Scrubber | 2013 | 0.98 | OFA | SCR | 2003 |  | ESPC | Yes |  |  |  | 7.52 | 0.29495 | 0.13067 | 0.29495 | 0.13067 | 0.05 | 0.1 | 0.56 | 0.99 | [7 empty] | Indiana Kentucky Electric Corp | 100 | American Electric Power Co Inc | 100
Clifty Creek | 983_B_4 | 983 | B | 4 | 661 | Coal Steam |  | MIS_INKY | Indiana | 18 | Jefferson | 77 | 18077 | 196 | 10734 | 1955 | 9999 | wall | wet | N | Bituminous, Subbituminous | Wet Scrubber | 2013 | 0.98 | OFA | SCR | 2003 |  | ESPC | Yes |  |  |  | 7.52 | 0.075 | 0.075 | 0.075 | 0.075 | 0.05 | 0.1 | 0.56 | 0.99 | [7 empty] | Indiana Kentucky Electric Corp | 100 | American Electric Power Co Inc | 100
Clifty Creek | 983_B_5 | 983 | B | 5 | 662 | Coal Steam |  | MIS_INKY | Indiana | 18 | Jefferson | 77 | 18077 | 196 | 10727 | 1955 | 9999 | wall | wet | N | Bituminous, Subbituminous | Wet Scrubber | 2013 | 0.98 | OFA | SCR | 2002 |  | ESPC | Yes |  |  |  | 7.52 | 0.075 | 0.075 | 0.075 | 0.075 | 0.05 | 0.1 | 0.56 | 0.99 | [7 empty] | Indiana Kentucky Electric Corp | 100 | American Electric Power Co Inc | 100
Clifty Creek | 983_B_6 | 983 | B | 6 | 663 | Coal Steam |  | MIS_INKY | Indiana | 18 | Jefferson | 77 | 18077 | 196 | 10694 | 1956 | 9999 | wall | wet | N | Bituminous, Subbituminous | Wet Scrubber | 2013 | 0.98 | OFA |  |  |  | ESPH | No |  |  |  | 7.52 | 0.66651 | 0.29976 | 0.66651 | 0.29976 | 0.05 | 0.1 | 1 | 0.99 | [7 empty] | Indiana Kentucky Electric Corp | 100 | American Electric Power Co Inc | 100
Harding Street | 990_B_50 | 990 | B | 50 | 675 | O/G Steam |  | MIS_INKY | Indiana | 18 | Marion | 97 | 18097 | 101 | 10586 | 1958 | 9999 | tangential | dry | N | Natural Gas |  |  |  | LNB + OFA | SNCR | [8 empty] | 0.03643 | 0.03643 | 0.03643 | 0.03643 | [11 empty] | Indianapolis Power & Light | 100 | AES Corp (The) | 100
Harding Street | 990_B_60 | 990 | B | 60 | 677 | O/G Steam |  | MIS_INKY | Indiana | 18 | Marion | 97 | 18097 | 99 | 10560 | 1961 | 9999 | tangential | wet | N | Natural Gas |  |  |  | LNB + OFA | SNCR | [8 empty] | 0.03519 | 0.03519 | 0.03519 | 0.03519 | [11 empty] | Indianapolis Power & Light | 100 | AES Corp (The) | 100
Harding Street | 990_B_70 | 990 | B | 70 | 679 | O/G Steam |  | MIS_INKY | Indiana | 18 | Marion | 97 | 18097 | 418 | 10744 | 1973 | 9999 | tangential | wet | N | Natural Gas |  |  |  | LNB + OFA | SCR | [7 empty] | 5.3 | 0.2427 | 0.09349 | 0.2427 | 0.09349 | [11 empty] | Indianapolis Power & Light | 100 | AES Corp (The) | 100
CC Perry K | 992_B_11 | 992 | B | 11 | 691 | O/G Steam |  | MIS_INKY | Indiana | 18 | Marion | 97 | 18097 | 2.1 | 8300 | 1938 | 9999 | wall | dry | Y | Natural Gas | [13 empty] | 0.24495 | 0.24495 | 0.24495 | 0.24495 | [11 empty] | Citizens Thermal Energy | 100 | Citizens Energy Group | 100
CC Perry K | 992_B_12 | 992 | B | 12 | 9090 | O/G Steam |  | MIS_INKY | Indiana | 18 | Marion | 97 | 18097 | 2.1 | 8300 | 1938 | 9999 | wall | dry | Y | Natural Gas |  |  |  | LNB | [9 empty] | 0.12034 | 0.12034 | 0.12034 | 0.12034 | [11 empty] | Citizens Thermal Energy | 100 | Citizens Energy Group | 100
CC Perry K | 992_B_13 | 992 | B | 13 | 9091 | O/G Steam |  | MIS_INKY | Indiana | 18 | Marion | 97 | 18097 | 0.38 | 14500 | 1938 | 9999 | wall | dry | N | Natural Gas | [13 empty] | 0.1615 | 0.1615 | 0.1615 | 0.1615 | [11 empty] | Citizens Thermal Energy | 100 | Citizens Energy Group | 100
CC Perry K | 992_B_14 | 992 | B | 14 | 9092 | O/G Steam |  | MIS_INKY | Indiana | 18 | Marion | 97 | 18097 | 0.38 | 14500 | 1938 | 9999 | wall | dry | N | Natural Gas | [13 empty] | 0.22085 | 0.22085 | 0.22085 | 0.22085 | [11 empty] | Citizens Thermal Energy | 100 | Citizens Energy Group | 100
CC Perry K | 992_B_15 | 992 | B | 15 | 9091 | O/G Steam |  | MIS_INKY | Indiana | 18 | Marion | 97 | 18097 | 0.38 | 14500 | 1938 | 9999 |  |  | N | Natural Gas | [13 empty] | 0.16189 | 0.16189 | 0.16189 | 0.16189 | [11 empty] | Citizens Thermal Energy | 100 | Citizens Energy Group | 100
CC Perry K | 992_B_16 | 992 | B | 16 | 9094 | O/G Steam |  | MIS_INKY | Indiana | 18 | Marion | 97 | 18097 | 0.38 | 14500 | 1938 | 9999 | stoker/SPR |  | N | Natural Gas |  |  |  | LNB | [9 empty] | 0.10334 | 0.10334 | 0.10334 | 0.10334 | [11 empty] | Citizens Thermal Energy | 100 | Citizens Energy Group | 100
CC Perry K | 992_B_17 | 992 | B | 17 | 9091 | O/G Steam |  | MIS_INKY | Indiana | 18 | Marion | 97 | 18097 | 0.38 | 14500 | 1938 | 9999 |  |  | N | Natural Gas |  |  |  | LNB | [9 empty] | 0.16189 | 0.16189 | 0.16189 | 0.16189 | [11 empty] | Citizens Thermal Energy | 100 | Citizens Energy Group | 100
CC Perry K | 992_B_18 | 992 | B | 18 | 9091 | O/G Steam |  | MIS_INKY | Indiana | 18 | Marion | 97 | 18097 | 0.38 | 14500 | 1938 | 9999 |  |  | N | Natural Gas |  |  |  | LNB | [9 empty] | 0.16189 | 0.16189 | 0.16189 | 0.16189 | [11 empty] | Citizens Thermal Energy | 100 | Citizens Energy Group | 100
AES Petersburg | 994_B_3 | 994 | B | 3 | 694 | Coal Steam |  | MIS_INKY | Indiana | 18 | Pike | 125 | 18125 | 528 | 10632 | 1977 | 9999 | tangential | wet | N | Bituminous | Wet Scrubber | 1977 | 0.88 | LNC1 | SCR | 2004 |  | ESPC + B | No | ACI | 2016 |  | 0.333 | 0.23049 | 0.0916 | 0.23049 | 0.0916 | 0.05 | 0.1 | 0.1 | 0.98 | Yes | 2016 | [5 empty] | Indianapolis Power & Light | 100 | AES Corp (The) | 100
AES Petersburg | 994_B_4 | 994 | B | 4 | 695 | Coal Steam |  | MIS_INKY | Indiana | 18 | Pike | 125 | 18125 | 530 | 10617 | 1986 | 9999 | tangential | wet | N | Bituminous | Wet Scrubber | 1986 | 0.95 | LNC3 + LNC1 |  |  |  | ESPC | No | ACI | 2016 |  | 0.201 | 0.20942 | 0.20942 | 0.20942 | 0.20942 | 0.05 | 0.1 | 0.1 | 0.99 | Yes | 2016 | [5 empty] | Indianapolis Power & Light | 100 | AES Corp (The) | 100
Markland | 1005_G_3 | 1005 | G | 3 |  | Hydro |  | MIS_INKY | Indiana | 18 | Switzerland | 155 | 18155 | 15 | 0 | 1967 | 9999 |  |  | N | Hydro | [13 empty] | 0 | 0 | 0 | 0 | [11 empty] | Duke Energy Indiana | 100 | Duke Energy Corp | 100
Fourche Creek Wastewater | 10050_G_4 | 10050 | G | 4 |  | Non-Fossil Waste |  | MIS_AR | Arkansas | 5 | Pulaski | 119 | 05119 | 1.3 | 3911 | 2009 | 9999 |  |  | Y | Non-Fossil Waste | [13 empty] | 0 | 0 | 0 | 0 | [11 empty] | Little Rock Wastewater Utility | 100 | Little Rock Wastewater Utility | 100
Lockville Hydropower | 10051_G_GEN1 | 10051 | G | GEN1 |  | Hydro |  | S_VACA | North Carolina | 37 | Chatham | 37 | 37037 | 0.6 | 0 | 1985 | 9999 |  |  | N | Hydro | [13 empty] | 0 | 0 | 0 | 0 | [11 empty] | Lockville Hydropower Co | 100 | Lockville Hydropower Co | 100
Lockville Hydropower | 10051_G_GEN2 | 10051 | G | GEN2 |  | Hydro |  | S_VACA | North Carolina | 37 | Chatham | 37 | 37037 | 0.6 | 0 | 1985 | 9999 |  |  | N | Hydro | [13 empty] | 0 | 0 | 0 | 0 | [11 empty] | Lockville Hydropower Co | 100 | Lockville Hydropower Co | 100
Mars Wrigley Confectionery US, LLC | 10061_G_GEN1 | 10061 | G | GEN1 |  | Combined Cycle |  | PJM_EMAC | New Jersey | 34 | WARREN | 41 | 34041 | 8.8 | 7905 | 1989 | 9999 |  |  | Y | Natural Gas | [13 empty] | 0.02214 | 0.02214 | 0.02214 | 0.02214 | [11 empty] | M & M Mars Inc | 100 | Mars Inc | 100
Derby Hydro | 10063_G_GEN1 | 10063 | G | GEN1 |  | Hydro |  | NENG_CT | Connecticut | 9 | Fairfield | 1 | 09001 | 4 | 0 | 1989 | 9999 |  |  | N | Hydro | [13 empty] | 0 | 0 | 0 | 0 | [11 empty] | Mc Callum Enterprises I LP | 100 | Mc Callum Enterprises I LP | 100
Derby Hydro | 10063_G_GEN2 | 10063 | G | GEN2 |  | Hydro |  | NENG_CT | Connecticut | 9 | Fairfield | 1 | 09001 | 4 | 0 | 1989 | 9999 |  |  | N | Hydro | [13 empty] | 0 | 0 | 0 | 0 | [11 empty] | Mc Callum Enterprises I LP | 100 | Mc Callum Enterprises I LP | 100
Derby Hydro | 10063_G_GEN3 | 10063 | G | GEN3 |  | Hydro |  | NENG_CT | Connecticut | 9 | Fairfield | 1 | 09001 | 0.3 | 0 | 1989 | 9999 |  |  | N | Hydro | [13 empty] | 0 | 0 | 0 | 0 | [11 empty] | Mc Callum Enterprises I LP | 100 | Mc Callum Enterprises I LP | 100
Derby Hydro | 10063_G_GEN4 | 10063 | G | GEN4 |  | Hydro |  | NENG_CT | Connecticut | 9 | Fairfield | 1 | 09001 | 0.3 | 0 | 1989 | 9999 |  |  | N | Hydro | [13 empty] | 0 | 0 | 0 | 0 | [11 empty] | Mc Callum Enterprises I LP | 100 | Mc Callum Enterprises I LP | 100
Lockwood Hydroelectric Facility | 10066_G_GEN1 | 10066 | G | GEN1 |  | Hydro |  | NENG_ME | Maine | 23 | Kennebec | 11 | 23011 | 0.7 | 0 | 1985 | 9999 |  |  | N | Hydro | [13 empty] | 0 | 0 | 0 | 0 | [11 empty] | Merimil LP | 100 | Merimil Holdings LLC | 100
Lockwood Hydroelectric Facility | 10066_G_GEN2 | 10066 | G | GEN2 |  | Hydro |  | NENG_ME | Maine | 23 | Kennebec | 11 | 23011 | 0.7 | 0 | 1985 | 9999 |  |  | N | Hydro | [13 empty] | 0 | 0 | 0 | 0 | [11 empty] | Merimil LP | 100 | Merimil Holdings LLC | 100
Lockwood Hydroelectric Facility | 10066_G_GEN3 | 10066 | G | GEN3 |  | Hydro |  | NENG_ME | Maine | 23 | Kennebec | 11 | 23011 | 0.7 | 0 | 1985 | 9999 |  |  | N | Hydro | [13 empty] | 0 | 0 | 0 | 0 | [11 empty] | Merimil LP | 100 | Merimil Holdings LLC | 100
Lockwood Hydroelectric Facility | 10066_G_GEN4 | 10066 | G | GEN4 |  | Hydro |  | NENG_ME | Maine | 23 | Kennebec | 11 | 23011 | 0.7 | 0 | 1985 | 9999 |  |  | N | Hydro | [13 empty] | 0 | 0 | 0 | 0 | [11 empty] | Merimil LP | 100 | Merimil Holdings LLC | 100
Lockwood Hydroelectric Facility | 10066_G_GEN5 | 10066 | G | GEN5 |  | Hydro |  | NENG_ME | Maine | 23 | Kennebec | 11 | 23011 | 0.7 | 0 | 1985 | 9999 |  |  | N | Hydro | [13 empty] | 0 | 0 | 0 | 0 | [11 empty] | Merimil LP | 100 | Merimil Holdings LLC | 100
Lockwood Hydroelectric Facility | 10066_G_GEN6 | 10066 | G | GEN6 |  | Hydro |  | NENG_ME | Maine | 23 | Kennebec | 11 | 23011 | 0.7 | 0 | 1985 | 9999 |  |  | N | Hydro | [13 empty] | 0 | 0 | 0 | 0 | [11 empty] | Merimil LP | 100 | Merimil Holdings LLC | 100
Lockwood Hydroelectric Facility | 10066_G_GEN7 | 10066 | G | GEN7 |  | Hydro |  | NENG_ME | Maine | 23 | Kennebec | 11 | 23011 | 2.2 | 0 | 1988 | 9999 |  |  | N | Hydro | [13 empty] | 0 | 0 | 0 | 0 | [11 empty] | Merimil LP | 100 | Merimil Holdings LLC | 100
Noblesville | 1007_G_1 | 1007 | G | 1 | 8288 | Combined Cycle |  | MIS_INKY | Indiana | 18 | Hamilton | 57 | 18057 | 43 | 8887 | 1950 | 9999 |  |  | N | Natural Gas |  |  |  | DLNB | SCR | [8 empty] | 0.011311 | 0.011311 | 0.011311 | 0.011311 | [11 empty] | Duke Energy Indiana | 100 | Duke Energy Corp | 100
Noblesville | 1007_G_2 | 1007 | G | 2 | 8288 | Combined Cycle |  | MIS_INKY | Indiana | 18 | Hamilton | 57 | 18057 | 44 | 8887 | 1950 | 9999 |  |  | N | Natural Gas |  |  |  | DLNB | SCR | [8 empty] | 0.011311 | 0.011311 | 0.011311 | 0.011311 | [11 empty] | Duke Energy Indiana | 100 | Duke Energy Corp | 100
Noblesville | 1007_G_3 | 1007 | G | 3 | 8288 | Combined Cycle |  | MIS_INKY | Indiana | 18 | Hamilton | 57 | 18057 | 59 | 8887 | 2003 | 9999 |  |  | N | Natural Gas |  |  |  | DLNB | SCR | [8 empty] | 0.011311 | 0.011311 | 0.011311 | 0.011311 | [11 empty] | Duke Energy Indiana | 100 | Duke Energy Corp | 100
Noblesville | 1007_G_4 | 1007 | G | 4 | 8290 | Combined Cycle |  | MIS_INKY | Indiana | 18 | Hamilton | 57 | 18057 | 60 | 8887 | 2003 | 9999 |  |  | N | Natural Gas |  |  |  | DLNB | SCR | [8 empty] | 0.011311 | 0.011311 | 0.011311 | 0.011311 | [11 empty] | Duke Energy Indiana | 100 | Duke Energy Corp | 100
Noblesville | 1007_G_5 | 1007 | G | 5 | 8292 | Combined Cycle |  | MIS_INKY | Indiana | 18 | Hamilton | 57 | 18057 | 58 | 8887 | 2003 | 9999 |  |  | N | Natural Gas |  |  |  | DLNB | SCR | [8 empty] | 0.011311 | 0.011311 | 0.011311 | 0.011311 | [11 empty] | Duke Energy Indiana | 100 | Duke Energy Corp | 100
Foothills Hydro Plant | 10070_G_GEN1 | 10070 | G | GEN1 |  | Hydro |  | WECC_CO | Colorado | 8 | Douglas | 35 | 08035 | 3.1 | 0 | 1985 | 9999 |  |  | N | Hydro | [13 empty] | 0 | 0 | 0 | 0 | [11 empty] | Denver Municipal Electric Utility | 100 | Denver Municipal Electric Utility | 100
Strontia Springs Hydro Plant | 10081_G_GEN1 | 10081 | G | GEN1 |  | Hydro |  | WECC_CO | Colorado | 8 | Douglas | 35 | 08035 | 1 | 0 | 1986 | 9999 |  |  | N | Hydro | [13 empty] | 0 | 0 | 0 | 0 | [11 empty] | Denver Municipal Electric Utility | 100 | Denver Municipal Electric Utility | 100
Total Energy Facilities | 10091_G_G2 | 10091 | G | G2 |  | Non-Fossil Waste |  | WEC_LADW | California | 6 | Los Angeles | 37 | 06037 | 8 | 10489 | 2003 | 9999 |  |  | Y | Non-Fossil Waste | [13 empty] | 0 | 0 | 0 | 0 | [11 empty] | Sanitation Districts of Los Angeles County | 100 | Sanitation Districts of Los Angeles County | 100
Total Energy Facilities | 10091_G_G3 | 10091 | G | G3 |  | Non-Fossil Waste |  | WEC_LADW | California | 6 | Los Angeles | 37 | 06037 | 8 | 10489 | 2001 | 9999 |  |  | Y | Non-Fossil Waste | [13 empty] | 0 | 0 | 0 | 0 | [11 empty] | Sanitation Districts of Los Angeles County | 100 | Sanitation Districts of Los Angeles County | 100
Greene County | 10_G_GT10 | 10 | G | GT10 | 21 | Combustion Turbine |  | S_SOU | Alabama | 1 | Greene | 63 | 01063 | 85 | 13956 | 1996 | 9999 |  |  | N | Natural Gas, Distillate Fuel Oil |  |  |  | H2O | [8 empty] | 0.001 | 0.07866 | 0.07866 | 0.07866 | 0.07866 | [11 empty] | Alabama Power Co | 100 | Southern Co | 100
Greene County | 10_G_GT2 | 10 | G | GT2 | 22 | Combustion Turbine |  | S_SOU | Alabama | 1 | Greene | 63 | 01063 | 84 | 13956 | 1996 | 9999 |  |  | N | Natural Gas, Distillate Fuel Oil |  |  |  | H2O | [8 empty] | 0.001 | 0.07281 | 0.07281 | 0.07281 | 0.07281 | [11 empty] | Alabama Power Co | 100 | Southern Co | 100
Greene County | 10_G_GT3 | 10 | G | GT3 | 23 | Combustion Turbine |  | S_SOU | Alabama | 1 | Greene | 63 | 01063 | 82 | 13956 | 1995 | 9999 |  |  | N | Natural Gas, Distillate Fuel Oil |  |  |  | H2O | [8 empty] | 0.001 | 0.07141 | 0.07141 | 0.07141 | 0.07141 | [11 empty] | Alabama Power Co | 100 | Southern Co | 100
Greene County | 10_G_GT4 | 10 | G | GT4 | 24 | Combustion Turbine |  | S_SOU | Alabama | 1 | Greene | 63 | 01063 | 81 | 13956 | 1995 | 9999 |  |  | N | Natural Gas, Distillate Fuel Oil |  |  |  | H2O | [8 empty] | 0.001 | 0.07988 | 0.07988 | 0.07988 | 0.07988 | [11 empty] | Alabama Power Co | 100 | Southern Co | 100
Greene County | 10_G_GT5 | 10 | G | GT5 | 25 | Combustion Turbine |  | S_SOU | Alabama | 1 | Greene | 63 | 01063 | 82 | 13956 | 1995 | 9999 |  |  | N | Natural Gas, Distillate Fuel Oil |  |  |  | H2O | [8 empty] | 0.001 | 0.06087 | 0.06087 | 0.06087 | 0.06087 | [11 empty] | Alabama Power Co | 100 | Southern Co | 100
Greene County | 10_G_GT6 | 10 | G | GT6 | 26 | Combustion Turbine |  | S_SOU | Alabama | 1 | Greene | 63 | 01063 | 81 | 13956 | 1995 | 9999 |  |  | N | Natural Gas, Distillate Fuel Oil |  |  |  | H2O | [8 empty] | 0.001 | 0.06568 | 0.06568 | 0.06568 | 0.06568 | [11 empty] | Alabama Power Co | 100 | Southern Co | 100
Greene County | 10_G_GT7 | 10 | G | GT7 | 27 | Combustion Turbine |  | S_SOU | Alabama | 1 | Greene | 63 | 01063 | 80 | 13956 | 1995 | 9999 |  |  | N | Natural Gas, Distillate Fuel Oil |  |  |  | H2O | [8 empty] | 0.001 | 0.08329 | 0.08329 | 0.08329 | 0.08329 | [11 empty] | Alabama Power Co | 100 | Southern Co | 100
Greene County | 10_G_GT8 | 10 | G | GT8 | 28 | Combustion Turbine |  | S_SOU | Alabama | 1 | Greene | 63 | 01063 | 83 | 13956 | 1996 | 9999 |  |  | N | Natural Gas, Distillate Fuel Oil |  |  |  | H2O | [8 empty] | 0.001 | 0.06997 | 0.06997 | 0.06997 | 0.06997 | [11 empty] | Alabama Power Co | 100 | Southern Co | 100
Greene County | 10_G_GT9 | 10 | G | GT9 | 29 | Combustion Turbine |  | S_SOU | Alabama | 1 | Greene | 63 | 01063 | 82 | 13956 | 1996 | 9999 |  |  | N | Natural Gas, Distillate Fuel Oil |  |  |  | H2O | [8 empty] | 0.001 | 0.07007 | 0.07007 | 0.07007 | 0.07007 | [11 empty] | Alabama Power Co | 100 | Southern Co | 100
South Consolidated | 100_G_SC1 | 100 | G | SC1 |  | Hydro |  | WECC_AZ | Arizona | 4 | Maricopa | 13 | 04013 | 1.4 | 0 | 1981 | 9999 |  |  | N | Hydro | [13 empty] | 0 | 0 | 0 | 0 | [11 empty] | Salt River Project | 100 | Salt River Project | 100
Mosaic South Pierce Operations | 10004_G_TG1 | 10004 | G | TG1 |  | Non-Fossil Waste |  | FRCC | Florida | 12 | Polk | 105 | 12105 | 4 | 9194 | 1978 | 9999 |  |  | Y | Non-Fossil Waste | [13 empty] | 0 | 0 | 0 | 0 | [11 empty] | Mosaic Co | 100 | Mosaic Co (The) | 100
Mosaic South Pierce Operations | 10004_G_TG2 | 10004 | G | TG2 |  | Non-Fossil Waste |  | FRCC | Florida | 12 | Polk | 105 | 12105 | 33 | 9194 | 1992 | 9999 |  |  | Y | Non-Fossil Waste | [13 empty] | 0 | 0 | 0 | 0 | [11 empty] | Mosaic Co | 100 | Mosaic Co (The) | 100
Dinosaur Point | 10005_G_WTGS | 10005 | G | WTGS |  | Onshore Wind |  | WEC_CALN | California | 6 | Merced | 47 | 06047 | 17 | 0 | 1988 | 9999 |  |  | N | Wind | [13 empty] | 0 | 0 | 0 | 0 | [11 empty] | Intl Turbine Research Inc | 100 | Intl Turbine Research Inc | 100
Baptist Medical Center | 10008_G_TG-2 | 10008 | G | TG-2 |  | Combustion Turbine |  | FRCC | Florida | 12 | Duval | 31 | 12031 | 2.2 | 8700 | 1983 | 9999 |  |  | Y | Natural Gas, Distillate Fuel Oil | [12 empty] | 0.8 | 0.47388 | 0.47388 | 0.47388 | 0.47388 | [11 empty] | Baptist Memorial Hospital | 100 | Baptist Memorial Health Care Corp | 100
Baptist Medical Center | 10008_G_TG-3 | 10008 | G | TG-3 |  | Combustion Turbine |  | FRCC | Florida | 12 | Duval | 31 | 12031 | 2.7 | 8700 | 1986 | 9999 |  |  | Y | Natural Gas, Distillate Fuel Oil | [12 empty] | 0.8 | 0.47388 | 0.47388 | 0.47388 | 0.47388 | [11 empty] | Baptist Memorial Hospital | 100 | Baptist Memorial Health Care Corp | 100
Baptist Medical Center | 10008_G_TG-4 | 10008 | G | TG-4 |  | Combustion Turbine |  | FRCC | Florida | 12 | Duval | 31 | 12031 | 3.2 | 8700 | 1993 | 9999 |  |  | Y | Natural Gas, Distillate Fuel Oil | [12 empty] | 0.8 | 0.23894 | 0.23894 | 0.23894 | 0.23894 | [11 empty] | Baptist Memorial Hospital | 100 | Baptist Memorial Health Care Corp | 100
Cayuga | 1001_G_31 | 1001 | G | 31 |  | Combustion Turbine | IC Engine | MIS_INKY | Indiana | 18 | Vermillion | 165 | 18165 | 3 | 11196 | 1972 | 9999 |  |  | N | Distillate Fuel Oil | [12 empty] | 1.6 | 1.6498 | 1.6498 | 1.6498 | 1.6498 | [11 empty] | Duke Energy Indiana | 100 | Duke Energy Corp | 100
Cayuga | 1001_G_32 | 1001 | G | 32 |  | Combustion Turbine | IC Engine | MIS_INKY | Indiana | 18 | Vermillion | 165 | 18165 | 3 | 11215 | 1972 | 9999 |  |  | N | Distillate Fuel Oil | [12 empty] | 1.6 | 1.6498 | 1.6498 | 1.6498 | 1.6498 | [11 empty] | Duke Energy Indiana | 100 | Duke Energy Corp | 100
Cayuga | 1001_G_33 | 1001 | G | 33 |  | Combustion Turbine | IC Engine | MIS_INKY | Indiana | 18 | Vermillion | 165 | 18165 | 2 | 11199 | 1972 | 9999 |  |  | N | Distillate Fuel Oil | [12 empty] | 1.6 | 1.6498 | 1.6498 | 1.6498 | 1.6498 | [11 empty] | Duke Energy Indiana | 100 | Duke Energy Corp | 100
Cayuga | 1001_G_34 | 1001 | G | 34 |  | Combustion Turbine | IC Engine | MIS_INKY | Indiana | 18 | Vermillion | 165 | 18165 | 2 | 11199 | 1972 | 9999 |  |  | N | Distillate Fuel Oil | [12 empty] | 1.6 | 1.6498 | 1.6498 | 1.6498 | 1.6498 | [11 empty] | Duke Energy Indiana | 100 | Duke Energy Corp | 100
Cayuga | 1001_G_4 | 1001 | G | 4 | 708 | Combustion Turbine |  | MIS_INKY | Indiana | 18 | Vermillion | 165 | 18165 | 80 | 14236 | 1993 | 9999 |  |  | N | Natural Gas, Distillate Fuel Oil |  |  |  | DLNB | [8 empty] | 1.6 | 0.06517 | 0.06517 | 0.06517 | 0.06517 | [11 empty] | Duke Energy Indiana | 100 | Duke Energy Corp | 100
Lucky Peak Power Plant Project | 10014_G_U131 | 10014 | G | U131 |  | Hydro |  | WECC_ID | Idaho | 16 | Ada | 1 | 16001 | 36.2 | 0 | 1988 | 9999 |  |  | N | Hydro | [13 empty] | 0 | 0 | 0 | 0 | [11 empty] | Boise Kuna Irrigation District | 100 | Boise Kuna Irrigation District | 100
Lucky Peak Power Plant Project | 10014_G_U132 | 10014 | G | U132 |  | Hydro |  | WECC_ID | Idaho | 16 | Ada | 1 | 16001 | 36.2 | 0 | 1988 | 9999 |  |  | N | Hydro | [13 empty] | 0 | 0 | 0 | 0 | [11 empty] | Boise Kuna Irrigation District | 100 | Boise Kuna Irrigation District | 100
Lucky Peak Power Plant Project | 10014_G_U133 | 10014 | G | U133 |  | Hydro |  | WECC_ID | Idaho | 16 | Ada | 1 | 16001 | 10.6 | 0 | 1988 | 9999 |  |  | N | Hydro | [13 empty] | 0 | 0 | 0 | 0 | [11 empty] | Boise Kuna Irrigation District | 100 | Boise Kuna Irrigation District | 100
Desert Peak Power Plant | 10018_G_GEN2 | 10018 | G | GEN2 |  | Geothermal |  | WECC_NNV | Nevada | 32 | Lyon | 19 | 32019 | 10 | 9771 | 2006 | 9999 |  |  | N | Geothermal | [13 empty] | 0 | 0 | 0 | 0 | 0.4563 | 0.4563 | 0.4563 | [8 empty] | ORNI 3 LLC | 100 | Ormat Technologies Inc | 100
Desert Peak Power Plant | 10018_G_OEC2 | 10018 | G | OEC2 |  | Geothermal |  | WECC_NNV | Nevada | 32 | Lyon | 19 | 32019 | 7.3 | 9771 | 2006 | 9999 |  |  | N | Geothermal | [13 empty] | 0 | 0 | 0 | 0 | 0.4563 | 0.4563 | 0.4563 | [8 empty] | ORNI 3 LLC | 100 | Ormat Technologies Inc | 100
RED-Rochester, LLC | 10025_G_75TG | 10025 | G | 75TG |  | O/G Steam |  | NY_Z_B | New York | 36 | Monroe | 55 | 36055 | 2.2 | 11798 | 2015 | 9999 |  |  | N | Natural Gas | [12 empty] | 1.1 | 0.035 | 0.035 | 0.035 | 0.035 | [11 empty] | RED Rochester LLC | 100 | Recycled Energy Development LLC | 100
RED-Rochester, LLC | 10025_G_KPR1 | 10025 | G | KPR1 |  | Hydro |  | NY_Z_B | New York | 36 | Monroe | 55 | 36055 | 0.4 | 0 | 1957 | 9999 |  |  | N | Hydro | [13 empty] | 0 | 0 | 0 | 0 | [11 empty] | RED Rochester LLC | 100 | Recycled Energy Development LLC | 100
Energy Center Dover | 10030_G_COG1 | 10030 | G | COG1 |  | Combined Cycle |  | PJM_EMAC | Delaware | 10 | Kent | 1 | 10001 | 15 | 7517 | 1985 | 9999 |  |  | Y | Natural Gas |  |  |  |  | SCR | [8 empty] | 0.0081674 | 0.0081674 | 0.0081674 | 0.0081674 | [11 empty] | Energy Center Dover LLC | 100 | Basalt Infastructure Partners LLC | 100
Energy Center Dover | 10030_G_KD-1 | 10030 | G | KD-1 | 5046 | Combined Cycle |  | PJM_EMAC | Delaware | 10 | Kent | 1 | 10001 | 44 | 7517 | 2001 | 9999 |  |  | Y | Natural Gas |  |  |  | H2O | SCR | [7 empty] | 0.81 | 0.0081674 | 0.0081674 | 0.0081674 | 0.0081674 | [11 empty] | Energy Center Dover LLC | 100 | Basalt Infastructure Partners LLC | 100
Energy Center Dover | 10030_G_KD-2 | 10030 | G | KD-2 | 5047 | Combustion Turbine |  | PJM_EMAC | Delaware | 10 | Kent | 1 | 10001 | 44 | 10745 | 2001 | 9999 |  |  | N | Natural Gas, Distillate Fuel Oil |  |  |  | H2O | [8 empty] | 0.81 | 0.07804 | 0.07804 | 0.07804 | 0.07804 | [11 empty] | Energy Center Dover LLC | 100 | Basalt Infastructure Partners LLC | 100
Gilroy Power Plant | 10034_G_GEN1 | 10034 | G | GEN1 | 89552 | Combined Cycle |  | WEC_CALN | California | 6 | Santa Clara | 85 | 06085 | 85 | 7705 | 1987 | 9999 |  |  | Y | Natural Gas | [13 empty] | 0.036993 | 0.036993 | 0.036993 | 0.036993 | [11 empty] | Calpine Gilroy Cogeneration LP | 100 | Energy Capital Partners | 100
Gilroy Power Plant | 10034_G_GEN2 | 10034 | G | GEN2 | 89552 | Combined Cycle |  | WEC_CALN | California | 6 | Santa Clara | 85 | 06085 | 30 | 7705 | 1987 | 9999 |  |  | Y | Natural Gas | [13 empty] | 0.036993 | 0.036993 | 0.036993 | 0.036993 | [11 empty] | Calpine Gilroy Cogeneration LP | 100 | Energy Capital Partners | 100
Hillsborough Hosiery | 10036_G_GEN1 | 10036 | G | GEN1 |  | Hydro |  | NENGREST | New Hampshire | 33 | Hillsborough | 11 | 33011 | 0.6 | 0 | 1989 | 9999 |  |  | N | Hydro | [13 empty] | 0 | 0 | 0 | 0 | [11 empty] | Silverstreet Hydro | 100 | Silverstreet Hydro | 100
Hillsborough Hosiery | 10036_G_GEN2 | 10036 | G | GEN2 |  | Hydro |  | NENGREST | New Hampshire | 33 | Hillsborough | 11 | 33011 | 0.6 | 0 | 1989 | 9999 |  |  | N | Hydro | [13 empty] | 0 | 0 | 0 | 0 | [11 empty] | Ace Power Partners | 99 | ArcLight Capital Partners LLC | 99
Edwardsport | 1004_G_CT1 | 1004 | G | CT1 | 90673 | IGCC |  | MIS_INKY | Indiana | 18 | Knox | 83 | 18083 | 174.9 | 11371 | 2013 | 9999 |  |  | N | Bituminous |  |  | 0.95 | NDI | SCR | [7 empty] | 1.2 | 0.04856 | 0.04856 | 0.04856 | 0.04856 | 0.1 | 0.1 | 0.1 | 0.99 | [7 empty] | Duke Energy Indiana | 100 | Duke Energy Corp | 100
Edwardsport | 1004_G_CT2 | 1004 | G | CT2 | 90674 | IGCC |  | MIS_INKY | Indiana | 18 | Knox | 83 | 18083 | 174.9 | 11371 | 2013 | 9999 |  |  | N | Bituminous |  |  | 0.95 | NDI | SCR | [7 empty] | 1.2 | 0.05631 | 0.05631 | 0.05631 | 0.05631 | 0.1 | 0.1 | 0.1 | 0.99 | [7 empty] | Duke Energy Indiana | 100 | Duke Energy Corp | 100
Edwardsport | 1004_G_ST | 1004 | G | ST | 90673 | IGCC |  | MIS_INKY | Indiana | 18 | Knox | 83 | 18083 | 245.2 | 11371 | 2013 | 9999 |  |  | N | Bituminous |  |  | 0.95 | NDI | SCR | [7 empty] | 1.2 | 0.05179 | 0.05179 | 0.05179 | 0.05179 | 0.1 | 0.1 | 0.1 | 0.99 | [7 empty] | Duke Energy Indiana | 100 | Duke Energy Corp | 100
Kaweah Delta District Hospital | 10042_G_KDHT1 | 10042 | G | KDHT1 |  | Combustion Turbine |  | WECC_SCE | California | 6 | Tulare | 107 | 06107 | 3.5 | 12369 | 2008 | 9999 |  |  | N | Natural Gas | [13 empty] | 0.01246 | 0.01246 | 0.01246 | 0.01246 | [11 empty] | Kaweah Delta Hospital | 100 | Kaweah Delta Hospital | 100
Little Mac Project | 10049_G_1 | 10049 | G | 1 |  | Hydro |  | WECC_ID | Idaho | 16 | Twin Falls | 83 | 16083 | 0.3 | 0 | 1984 | 9999 |  |  | N | Hydro | [13 empty] | 0 | 0 | 0 | 0 | [11 empty] | J & R Energy Inc | 100 | J & R Energy Inc | 100
Little Mac Project | 10049_G_2 | 10049 | G | 2 |  | Hydro |  | WECC_ID | Idaho | 16 | Twin Falls | 83 | 16083 | 0.4 | 0 | 1984 | 9999 |  |  | N | Hydro | [13 empty] | 0 | 0 | 0 | 0 | [11 empty] | J & R Energy Inc | 100 | J & R Energy Inc | 100
Little Mac Project | 10049_G_3 | 10049 | G | 3 |  | Hydro |  | WECC_ID | Idaho | 16 | Twin Falls | 83 | 16083 | 0.4 | 0 | 1984 | 9999 |  |  | N | Hydro | [13 empty] | 0 | 0 | 0 | 0 | [11 empty] | J & R Energy Inc | 100 | J & R Energy Inc | 100
Little Mac Project | 10049_G_4 | 10049 | G | 4 |  | Hydro |  | WECC_ID | Idaho | 16 | Twin Falls | 83 | 16083 | 0.4 | 0 | 1984 | 9999 |  |  | N | Hydro | [13 empty] | 0 | 0 | 0 | 0 | [11 empty] | J & R Energy Inc | 100 | J & R Energy Inc | 100
Markland | 1005_G_1 | 1005 | G | 1 |  | Hydro |  | MIS_INKY | Indiana | 18 | Switzerland | 155 | 18155 | 15 | 0 | 1967 | 9999 |  |  | N | Hydro | [13 empty] | 0 | 0 | 0 | 0 | [11 empty] | Duke Energy Indiana | 100 | Duke Energy Corp | 100
Markland | 1005_G_2 | 1005 | G | 2 |  | Hydro |  | MIS_INKY | Indiana | 18 | Switzerland | 155 | 18155 | 15 | 0 | 1967 | 9999 |  |  | N | Hydro | [13 empty] | 0 | 0 | 0 | 0 | [11 empty] | Duke Energy Indiana | 100 | Duke Energy Corp | 100
Total Energy Facilities | 10091_G_GEN1 | 10091 | G | GEN1 |  | Non-Fossil Waste |  | WEC_LADW | California | 6 | Los Angeles | 37 | 06037 | 8 | 10489 | 1986 | 9999 |  |  | Y | Non-Fossil Waste | [13 empty] | 0 | 0 | 0 | 0 | [11 empty] | Sanitation Districts of Los Angeles County | 100 | Sanitation Districts of Los Angeles County | 100
Total Energy Facilities | 10091_G_GEN4 | 10091 | G | GEN4 |  | Non-Fossil Waste |  | WEC_LADW | California | 6 | Los Angeles | 37 | 06037 | 7.4 | 10489 | 1986 | 9999 |  |  | Y | Non-Fossil Waste | [13 empty] | 0 | 0 | 0 | 0 | [11 empty] | Sanitation Districts of Los Angeles County | 100 | Sanitation Districts of Los Angeles County | 100
Stevens Mills Dam | 10109_G_1G | 10109 | G | 1G |  | Hydro |  | NENGREST | New Hampshire | 33 | Merrimack | 13 | 33013 | 0.2 | 0 | 1985 | 9999 |  |  | N | Hydro | [13 empty] | 0 | 0 | 0 | 0 | [11 empty] | Franklin Power LLC | 100 | Hudson Clean Energy Partners LP | 100
Stevens Mills Dam | 10109_G_3G | 10109 | G | 3G |  | Hydro |  | NENGREST | New Hampshire | 33 | Merrimack | 13 | 33013 | 1.8 | 0 | 1985 | 9999 |  |  | N | Hydro | [13 empty] | 0 | 0 | 0 | 0 | [11 empty] | Franklin Power LLC | 100 | Hudson Clean Energy Partners LP | 100
Frito-Lay Cogen Plant | 10110_G_GEN1 | 10110 | G | GEN1 |  | Combustion Turbine |  | WEC_CALN | California | 6 | Kern | 29 | 06029 | 5.5 | 8700 | 1986 | 9999 |  |  | Y | Natural Gas | [12 empty] | 0.74 | 0.05871 | 0.05871 | 0.05871 | 0.05871 | [11 empty] | Recot Inc | 100 | PepsiCo Inc | 100
Grossmont Hospital | 10115_G_GEN3 | 10115 | G | GEN3 |  | Combustion Turbine |  | WEC_SDGE | California | 6 | San Diego | 73 | 06073 | 4.2 | 8700 | 2016 | 9999 |  |  | Y | Natural Gas | [13 empty] | 0.01092 | 0.01092 | 0.01092 | 0.01092 | [11 empty] | Grossmont Hospital | 100 | Sharp Healthcare | 100
Hampshire Paper | 10116_G_05 | 10116 | G | 05 |  | Hydro |  | NY_Z_C&E | New York | 36 | St Lawrence | 89 | 36089 | 1.8 | 0 | 1987 | 9999 |  |  | N | Hydro | [13 empty] | 0 | 0 | 0 | 0 | [11 empty] | Hampshire Paper Co Inc | 100 | Hampshire Paper Co Inc | 100
High Shoals Hydro (GA) | 10121_G_GEN1 | 10121 | G | GEN1 |  | Hydro |  | S_SOU | Georgia | 13 | Morgan | 211 | 13211 | 1.4 | 0 | 1988 | 9999 |  |  | N | Hydro | [13 empty] | 0 | 0 | 0 | 0 | [11 empty] | High Shoals Hydro | 100 | High Shoals Hydro | 100
Hollow Dam Power Partnership | 10124_G_HY1 | 10124 | G | HY1 |  | Hydro |  | NY_Z_C&E | New York | 36 | St Lawrence | 89 | 36089 | 0.3 | 0 | 1987 | 9999 |  |  | N | Hydro | [13 empty] | 0 | 0 | 0 | 0 | [11 empty] | Hollow Dam Power Co | 100 | Algonquin Power Income Fund | 100
Hollow Dam Power Partnership | 10124_G_HY2 | 10124 | G | HY2 |  | Hydro |  | NY_Z_C&E | New York | 36 | St Lawrence | 89 | 36089 | 0.3 | 0 | 1987 | 9999 |  |  | N | Hydro | [13 empty] | 0 | 0 | 0 | 0 | [11 empty] | Hollow Dam Power Co | 100 | Algonquin Power Income Fund | 100
Gosselin Hydro Plant | 10128_G_GEN1 | 10128 | G | GEN1 |  | Hydro |  | WEC_CALN | California | 6 | Trinity | 105 | 06105 | 0.1 | 0 | 1983 | 9999 |  |  | N | Hydro | [13 empty] | 0 | 0 | 0 | 0 | [11 empty] | Humboldt Bay Municipal Water District | 100 | Humboldt Bay Municipal Water District | 100
Gosselin Hydro Plant | 10128_G_GEN2 | 10128 | G | GEN2 |  | Hydro |  | WEC_CALN | California | 6 | Trinity | 105 | 06105 | 0.1 | 0 | 1983 | 9999 |  |  | N | Hydro | [13 empty] | 0 | 0 | 0 | 0 | [11 empty] | Humboldt Bay Municipal Water District | 100 | Humboldt Bay Municipal Water District | 100
Indiana University of Pennsylvania | 10129_G_GEN1 | 10129 | G | GEN1 |  | Combustion Turbine | IC Engine | PJM_PENE | Pennsylvania | 42 | Indiana | 63 | 42063 | 6 | 8700 | 1988 | 9999 |  |  | Y | Natural Gas, Distillate Fuel Oil | [12 empty] | 3.7 | 1.3579 | 1.3579 | 1.3579 | 1.3579 | [11 empty] | Indiana University of Pennsylvania | 100 | Indiana University of Pennsylvania | 100
Indiana University of Pennsylvania | 10129_G_GEN2 | 10129 | G | GEN2 |  | Combustion Turbine | IC Engine | PJM_PENE | Pennsylvania | 42 | Indiana | 63 | 42063 | 6 | 8700 | 1988 | 9999 |  |  | Y | Natural Gas, Distillate Fuel Oil | [12 empty] | 3.7 | 1.3579 | 1.3579 | 1.3579 | 1.3579 | [11 empty] | Indiana University of Pennsylvania | 100 | Indiana University of Pennsylvania | 100
Indiana University of Pennsylvania | 10129_G_GEN3 | 10129 | G | GEN3 |  | Combustion Turbine | IC Engine | PJM_PENE | Pennsylvania | 42 | Indiana | 63 | 42063 | 6 | 8700 | 1988 | 9999 |  |  | Y | Natural Gas, Distillate Fuel Oil | [12 empty] | 3.7 | 1.3579 | 1.3579 | 1.3579 | 1.3579 | [11 empty] | Indiana University of Pennsylvania | 100 | Indiana University of Pennsylvania | 100
Indiana University of Pennsylvania | 10129_G_GEN4 | 10129 | G | GEN4 |  | Combustion Turbine | IC Engine | PJM_PENE | Pennsylvania | 42 | Indiana | 63 | 42063 | 6 | 8700 | 1988 | 9999 |  |  | Y | Natural Gas, Distillate Fuel Oil | [12 empty] | 3.7 | 1.3579 | 1.3579 | 1.3579 | 1.3579 | [11 empty] | Indiana University of Pennsylvania | 100 | Indiana University of Pennsylvania | 100
Deweys Mill | 10137_G_GEN1 | 10137 | G | GEN1 |  | Hydro |  | NENGREST | Vermont | 50 | Windsor | 27 | 50027 | 2.4 | 0 | 1989 | 9999 |  |  | N | Hydro | [13 empty] | 0 | 0 | 0 | 0 | [11 empty] | Hydro Energies Inc | 100 | Enel SpA | 100
Deweys Mill | 10137_G_GEN2 | 10137 | G | GEN2 |  | Hydro |  | NENGREST | Vermont | 50 | Windsor | 27 | 50027 | 0.5 | 0 | 1989 | 9999 |  |  | N | Hydro | [13 empty] | 0 | 0 | 0 | 0 | [11 empty] | Hydro Energies Inc | 100 | Enel SpA | 100
South Dry Creek Hydro | 10138_G_1 | 10138 | G | 1 |  | Hydro |  | WECC_MT | Montana | 30 | Carbon | 9 | 30009 | 2 | 0 | 1985 | 9999 |  |  | N | Hydro | [13 empty] | 0 | 0 | 0 | 0 | [11 empty] | Hydro Dynamics Inc | 100 | Hydro Dynamics Inc | 100
Isabella Hydro Project | 10139_G_GEN1 | 10139 | G | GEN1 |  | Hydro |  | WECC_SCE | California | 6 | Kern | 29 | 06029 | 5.9 | 0 | 1990 | 9999 |  |  | N | Hydro | [13 empty] | 0 | 0 | 0 | 0 | [11 empty] | Isabella Partners | 100 | Isabella Partners | 100
Isabella Hydro Project | 10139_G_GEN2 | 10139 | G | GEN2 |  | Hydro |  | WECC_SCE | California | 6 | Kern | 29 | 06029 | 5.9 | 0 | 1990 | 9999 |  |  | N | Hydro | [13 empty] | 0 | 0 | 0 | 0 | [11 empty] | Isabella Partners | 100 | Isabella Partners | 100
Birch Creek Power | 10140_G_GEN1 | 10140 | G | GEN1 |  | Hydro |  | WECC_ID | Idaho | 16 | Clark | 33 | 16033 | 2.6 | 0 | 1986 | 9999 |  |  | N | Hydro | [13 empty] | 0 | 0 | 0 | 0 | [11 empty] | Birch Power Co | 100 | Birch Power Co | 100
Warrior Ridge Hydro | 10152_G_L-1 | 10152 | G | L-1 |  | Hydro |  | PJM_PENE | Pennsylvania | 42 | Huntingdon | 61 | 42061 | 0.7 | 0 | 1985 | 9999 |  |  | N | Hydro | [13 empty] | 0 | 0 | 0 | 0 | [11 empty] | American Hydro Power Co | 100 | American Hydro Power Co | 100
Warrior Ridge Hydro | 10152_G_L-2 | 10152 | G | L-2 |  | Hydro |  | PJM_PENE | Pennsylvania | 42 | Huntingdon | 61 | 42061 | 0.7 | 0 | 1985 | 9999 |  |  | N | Hydro | [13 empty] | 0 | 0 | 0 | 0 | [11 empty] | American Hydro Power Co | 100 | American Hydro Power Co | 100
Warrior Ridge Hydro | 10152_G_L-4 | 10152 | G | L-4 |  | Hydro |  | PJM_PENE | Pennsylvania | 42 | Huntingdon | 61 | 42061 | 0.7 | 0 | 1985 | 9999 |  |  | N | Hydro | [13 empty] | 0 | 0 | 0 | 0 | [11 empty] | American Hydro Power Co | 100 | American Hydro Power Co | 100
Warrior Ridge Hydro | 10152_G_L-5 | 10152 | G | L-5 |  | Hydro |  | PJM_PENE | Pennsylvania | 42 | Huntingdon | 61 | 42061 | 0.7 | 0 | 1985 | 9999 |  |  | N | Hydro | [13 empty] | 0 | 0 | 0 | 0 | [11 empty] | American Hydro Power Co | 100 | American Hydro Power Co | 100
Brasfield | 10155_G_1 | 10155 | G | 1 |  | Hydro |  | PJM_Dom | Virginia | 51 | Chesterfield | 41 | 51041 | 2.9 | 0 | 1993 | 9999 |  |  | N | Hydro | [13 empty] | 0 | 0 | 0 | 0 | [11 empty] | Appomattox River Associates LP | 100 | Appomattox River Associates LP | 100
Fresno Cogen Partners | 10156_G_GEN2 | 10156 | G | GEN2 | 89509 | Combined Cycle |  | WEC_CALN | California | 6 | Fresno | 19 | 06019 | 6 | 8754 | 1990 | 9999 |  |  | Y | Natural Gas |  |  |  | H2O | SCR | [8 empty] | 0.0082476 | 0.0082476 | 0.0082476 | 0.0082476 | [11 empty] | Fresno Cogeneration Partners LP | 100 | Fresno Cogeneration Partners LP | 100
Fresno Cogen Partners | 10156_G_GEN3 | 10156 | G | GEN3 |  | Combustion Turbine |  | WEC_CALN | California | 6 | Fresno | 19 | 06019 | 21.9 | 19283 | 2001 | 9999 |  |  | N | Natural Gas |  |  |  |  | SCR | [8 empty] | 0.01294 | 0.01294 | 0.01294 | 0.01294 | [11 empty] | Fresno Cogeneration Partners LP | 100 | Fresno Cogeneration Partners LP | 100
Fresno Cogen Partners | 10156_G_GEN4 | 10156 | G | GEN4 | 89509 | Combined Cycle |  | WEC_CALN | California | 6 | Fresno | 19 | 06019 | 45 | 8754 | 2004 | 9999 |  |  | Y | Natural Gas |  |  |  | H2O | SCR | [8 empty] | 0.0082476 | 0.0082476 | 0.0082476 | 0.0082476 | [11 empty] | Fresno Cogeneration Partners LP | 100 | Fresno Cogeneration Partners LP | 100
Butler-Warner Generation Plant | 1016_G_1 | 1016 | G | 1 | 9622 | Combined Cycle |  | S_VACA | North Carolina | 37 | Cumberland | 51 | 37051 | 20 | 12530 | 1976 | 9999 |  |  | N | Natural Gas, Distillate Fuel Oil |  |  |  | H2O | [9 empty] | 0.32498 | 0.32498 | 0.32498 | 0.32498 | [11 empty] | Fayetteville Public Works Commission | 100 | Fayetteville Public Works Commission | 100
Butler-Warner Generation Plant | 1016_G_2 | 1016 | G | 2 | 9623 | Combined Cycle |  | S_VACA | North Carolina | 37 | Cumberland | 51 | 37051 | 20 | 12530 | 1976 | 9999 |  |  | N | Natural Gas, Distillate Fuel Oil |  |  |  | H2O | [9 empty] | 0.32498 | 0.32498 | 0.32498 | 0.32498 | [11 empty] | Fayetteville Public Works Commission | 100 | Fayetteville Public Works Commission | 100
Butler-Warner Generation Plant | 1016_G_3 | 1016 | G | 3 | 9624 | Combined Cycle |  | S_VACA | North Carolina | 37 | Cumberland | 51 | 37051 | 20 | 12530 | 1976 | 9999 |  |  | N | Natural Gas, Distillate Fuel Oil |  |  |  | H2O | [9 empty] | 0.32498 | 0.32498 | 0.32498 | 0.32498 | [11 empty] | Fayetteville Public Works Commission | 100 | Fayetteville Public Works Commission | 100
Butler-Warner Generation Plant | 1016_G_4 | 1016 | G | 4 | 9625 | Combustion Turbine |  | S_VACA | North Carolina | 37 | Cumberland | 51 | 37051 | 20 | 15300 | 1976 | 9999 |  |  | N | Natural Gas, Distillate Fuel Oil |  |  |  | H2O | [8 empty] | 2.3 | 0.29805 | 0.29805 | 0.29805 | 0.29805 | [11 empty] | Fayetteville Public Works Commission | 100 | Fayetteville Public Works Commission | 100
Butler-Warner Generation Plant | 1016_G_5 | 1016 | G | 5 | 9626 | Combustion Turbine |  | S_VACA | North Carolina | 37 | Cumberland | 51 | 37051 | 20 | 15301 | 1977 | 9999 |  |  | N | Natural Gas, Distillate Fuel Oil |  |  |  | H2O | [8 empty] | 2.3 | 0.298 | 0.298 | 0.298 | 0.298 | [11 empty] | Fayetteville Public Works Commission | 100 | Fayetteville Public Works Commission | 100
Butler-Warner Generation Plant | 1016_G_6 | 1016 | G | 6 | 9627 | Combined Cycle |  | S_VACA | North Carolina | 37 | Cumberland | 51 | 37051 | 20 | 12530 | 1978 | 9999 |  |  | N | Natural Gas, Distillate Fuel Oil |  |  |  | H2O | [9 empty] | 0.32498 | 0.32498 | 0.32498 | 0.32498 | [11 empty] | Fayetteville Public Works Commission | 100 | Fayetteville Public Works Commission | 100
Butler-Warner Generation Plant | 1016_G_7 | 1016 | G | 7 | 9628 | Combined Cycle |  | S_VACA | North Carolina | 37 | Cumberland | 51 | 37051 | 20 | 12530 | 1979 | 9999 |  |  | N | Natural Gas, Distillate Fuel Oil |  |  |  | H2O | [9 empty] | 0.32498 | 0.32498 | 0.32498 | 0.32498 | [11 empty] | Fayetteville Public Works Commission | 100 | Fayetteville Public Works Commission | 100
Butler-Warner Generation Plant | 1016_G_8 | 1016 | G | 8 | 88321 | Combined Cycle |  | S_VACA | North Carolina | 37 | Cumberland | 51 | 37051 | 20 | 12530 | 1980 | 9999 |  |  | N | Natural Gas, Distillate Fuel Oil |  |  |  | H2O | [9 empty] | 0.32498 | 0.32498 | 0.32498 | 0.32498 | [11 empty] | Fayetteville Public Works Commission | 100 | Fayetteville Public Works Commission | 100
Butler-Warner Generation Plant | 1016_G_9 | 1016 | G | 9 | 9622 | Combined Cycle |  | S_VACA | North Carolina | 37 | Cumberland | 51 | 37051 | 65 | 12530 | 1988 | 9999 |  |  | N | Natural Gas, Distillate Fuel Oil |  |  |  | H2O | [9 empty] | 0.32498 | 0.32498 | 0.32498 | 0.32498 | [11 empty] | Fayetteville Public Works Commission | 100 | Fayetteville Public Works Commission | 100
Whitewater Hydro Plant | 10162_G_WWHI | 10162 | G | WWHI |  | Hydro |  | WECC_SCE | California | 6 | Riverside | 65 | 06065 | 1.3 | 0 | 1986 | 9999 |  |  | N | Hydro | [13 empty] | 0 | 0 | 0 | 0 | [11 empty] | Desert Water Agency | 100 | Desert Water Agency | 100
Seadrift Coke LP | 10167_G_GEN1 | 10167 | G | GEN1 |  | Coal Steam |  | ERC_REST | Texas | 48 | Calhoun | 57 | 48057 | 7.6 | 10986 | 1983 | 9999 |  |  | Y | Petroleum Coke | [12 empty] | 0.79 | 0.47486 | 0.47486 | 0.47486 | 0.47486 | 0.05 | 0.05 | 0.05 | 0.98 | [7 empty] | Seadrift Coke L P | 100 | Carbide Graphite Group Inc | 100
Carson Cogeneration | 10169_G_GEN1 | 10169 | G | GEN1 | 89366 | Combined Cycle |  | WECC_SCE | California | 6 | Los Angeles | 37 | 06037 | 41.3 | 8642 | 1989 | 9999 |  |  | Y | Natural Gas |  |  |  | H2O | SCR | [8 empty] | 0.32293 | 0.32293 | 0.32293 | 0.32293 | [11 empty] | Carson Hybrid Storage LLC | 100 | Carson Hybrid Energy Storage LLC | 100
Carson Cogeneration | 10169_G_GEN2 | 10169 | G | GEN2 | 89366 | Combined Cycle |  | WECC_SCE | California | 6 | Los Angeles | 37 | 06037 | 8 | 8642 | 1990 | 9999 |  |  | Y | Natural Gas |  |  |  | H2O | SCR | [8 empty] | 0.32293 | 0.32293 | 0.32293 | 0.32293 | [11 empty] | Carson Hybrid Storage LLC | 100 | Carson Hybrid Energy Storage LLC | 100
Cherokee Falls | 10173_G_T-1 | 10173 | G | T-1 |  | Hydro |  | S_VACA | South Carolina | 45 | Cherokee | 21 | 45021 | 1 | 0 | 1985 | 9999 |  |  | N | Hydro | [13 empty] | 0 | 0 | 0 | 0 | [11 empty] | Aquenergy Systems Inc | 100 | Enel SpA | 100
Childrens Hospital | 10175_G_0799 | 10175 | G | 0799 |  | Combustion Turbine | IC Engine | WEC_SDGE | California | 6 | San Diego | 73 | 06073 | 2 | 13469 | 2000 | 9999 |  |  | N | Distillate Fuel Oil | [13 empty] | 0.4671 | 0.4671 | 0.4671 | 0.4671 | [11 empty] | Childrens Hospital & Health | 100 | Childrens Hospital & Health | 100
Childrens Hospital | 10175_G_1711 | 10175 | G | 1711 |  | Combustion Turbine |  | WEC_SDGE | California | 6 | San Diego | 73 | 06073 | 4.8 | 9185 | 2004 | 9999 |  |  | Y | Natural Gas | [13 empty] | 0.79549 | 0.79549 | 0.79549 | 0.79549 | [11 empty] | Childrens Hospital & Health | 100 | Childrens Hospital & Health | 100
Childrens Hospital | 10175_G_5083 | 10175 | G | 5083 |  | Combustion Turbine | IC Engine | WEC_SDGE | California | 6 | San Diego | 73 | 06073 | 1.5 | 13469 | 2010 | 9999 |  |  | N | Distillate Fuel Oil | [13 empty] | 0.4671 | 0.4671 | 0.4671 | 0.4671 | [11 empty] | Childrens Hospital & Health | 100 | Childrens Hospital & Health | 100
Childrens Hospital | 10175_G_5084 | 10175 | G | 5084 |  | Combustion Turbine | IC Engine | WEC_SDGE | California | 6 | San Diego | 73 | 06073 | 1.5 | 13469 | 2010 | 9999 |  |  | N | Distillate Fuel Oil | [13 empty] | 0.4671 | 0.4671 | 0.4671 | 0.4671 | [11 empty] | Childrens Hospital & Health | 100 | Childrens Hospital & Health | 100
Childrens Hospital | 10175_G_5085 | 10175 | G | 5085 |  | Combustion Turbine | IC Engine | WEC_SDGE | California | 6 | San Diego | 73 | 06073 | 1.5 | 13469 | 2010 | 9999 |  |  | N | Distillate Fuel Oil | [13 empty] | 0.4671 | 0.4671 | 0.4671 | 0.4671 | [11 empty] | Childrens Hospital & Health | 100 | Childrens Hospital & Health | 100
M Street Jet | 10176_G_NO.6 | 10176 | G | NO.6 | 3530 | Combustion Turbine |  | NENGREST | Massachusetts | 25 | Suffolk | 25 | 25025 | 50 | 15347 | 1979 | 9999 |  |  | N | Distillate Fuel Oil |  |  |  | H2O | [8 empty] | 1.2 | 0.14261 | 0.14261 | 0.14261 | 0.14261 | [11 empty] | Massachusetts Bay Transportation Authority | 100 | Massachusetts Bay Transmission Authority | 100
Metro Wastewater Reclamation District | 10180_G_1 | 10180 | G | 1 |  | Non-Fossil Waste |  | WECC_CO | Colorado | 8 | Denver | 31 | 08031 | 1.2 | 8785 | 1985 | 9999 |  |  | Y | Non-Fossil Waste | [13 empty] | 0 | 0 | 0 | 0 | [11 empty] | Metropolitan Wastewater Reclamation | 100 | Metropolitan Wastewater Reclamation | 100
Metro Wastewater Reclamation District | 10180_G_2 | 10180 | G | 2 |  | Non-Fossil Waste |  | WECC_CO | Colorado | 8 | Denver | 31 | 08031 | 1.2 | 8785 | 1985 | 9999 |  |  | Y | Non-Fossil Waste | [13 empty] | 0 | 0 | 0 | 0 | [11 empty] | Metropolitan Wastewater Reclamation | 100 | Metropolitan Wastewater Reclamation | 100
Metro Wastewater Reclamation District | 10180_G_3 | 10180 | G | 3 |  | Non-Fossil Waste |  | WECC_CO | Colorado | 8 | Denver | 31 | 08031 | 1.2 | 8785 | 1985 | 9999 |  |  | Y | Non-Fossil Waste | [13 empty] | 0 | 0 | 0 | 0 | [11 empty] | Metropolitan Wastewater Reclamation | 100 | Metropolitan Wastewater Reclamation | 100
Metro Wastewater Reclamation District | 10180_G_4 | 10180 | G | 4 |  | Non-Fossil Waste |  | WECC_CO | Colorado | 8 | Denver | 31 | 08031 | 1.2 | 8785 | 1985 | 9999 |  |  | Y | Non-Fossil Waste | [13 empty] | 0 | 0 | 0 | 0 | [11 empty] | Metropolitan Wastewater Reclamation | 100 | Metropolitan Wastewater Reclamation | 100
Metro Wastewater Reclamation District | 10180_G_5 | 10180 | G | 5 |  | Non-Fossil Waste |  | WECC_CO | Colorado | 8 | Denver | 31 | 08031 | 2.5 | 8785 | 2000 | 9999 |  |  | Y | Non-Fossil Waste | [13 empty] | 0 | 0 | 0 | 0 | [11 empty] | SUEZ Denver Metro LLC | 100 | ENGIE SA | 100
Metro Wastewater Reclamation District | 10180_G_6 | 10180 | G | 6 |  | Non-Fossil Waste |  | WECC_CO | Colorado | 8 | Denver | 31 | 08031 | 2.5 | 8785 | 2000 | 9999 |  |  | Y | Non-Fossil Waste | [13 empty] | 0 | 0 | 0 | 0 | [11 empty] | SUEZ Denver Metro LLC | 100 | ENGIE SA | 100
Mine Falls Generating Station | 10183_G_GEN1 | 10183 | G | GEN1 |  | Hydro |  | NENGREST | New Hampshire | 33 | Hillsborough | 11 | 33011 | 1.5 | 0 | 1985 | 9999 |  |  | N | Hydro | [13 empty] | 0 | 0 | 0 | 0 | [11 empty] | Mine Falls LP | 100 | Hudson Clean Energy Partners LP | 100
Mine Falls Generating Station | 10183_G_GEN2 | 10183 | G | GEN2 |  | Hydro |  | NENGREST | New Hampshire | 33 | Hillsborough | 11 | 33011 | 1.7 | 0 | 1985 | 9999 |  |  | N | Hydro | [13 empty] | 0 | 0 | 0 | 0 | [11 empty] | Mine Falls LP | 100 | Hudson Clean Energy Partners LP | 100
Central Utility Plant | 10184_G_EG1 | 10184 | G | EG1 |  | Combustion Turbine | IC Engine | ERC_REST | Texas | 48 | Travis | 453 | 48453 | 3.6 | 10245 | 1988 | 9999 |  |  | Y | Natural Gas, Distillate Fuel Oil | [12 empty] | 3 | 1.061 | 1.061 | 1.061 | 1.061 | [11 empty] | Silicon Hills Campus LLC | 100 | World Class Holdings | 100
Central Utility Plant | 10184_G_EG2 | 10184 | G | EG2 |  | Combustion Turbine | IC Engine | ERC_REST | Texas | 48 | Travis | 453 | 48453 | 2.5 | 10245 | 1988 | 9999 |  |  | Y | Natural Gas, Distillate Fuel Oil | [12 empty] | 3 | 1.061 | 1.061 | 1.061 | 1.061 | [11 empty] | Silicon Hills Campus LLC | 100 | World Class Holdings | 100
Central Utility Plant | 10184_G_TG1 | 10184 | G | TG1 |  | O/G Steam |  | ERC_REST | Texas | 48 | Travis | 453 | 48453 | 2.2 | 11765 | 1988 | 9999 |  |  | Y | Natural Gas, Distillate Fuel Oil | [12 empty] | 3 | 0.21238 | 0.21238 | 0.21238 | 0.21238 | [11 empty] | Silicon Hills Campus LLC | 100 | World Class Holdings | 100
Anson Abenaki Hydros | 10186_G_AB1 | 10186 | G | AB1 |  | Hydro |  | NENG_ME | Maine | 23 | Somerset | 25 | 23025 | 2.2 | 0 | 1983 | 9999 |  |  | N | Hydro | [13 empty] | 0 | 0 | 0 | 0 | [11 empty] | Eagle Creek Madison Hydro LLC | 100 | Hudson Clean Energy Partners LP | 100
Anson Abenaki Hydros | 10186_G_AB2 | 10186 | G | AB2 |  | Hydro |  | NENG_ME | Maine | 23 | Somerset | 25 | 23025 | 2.2 | 0 | 1980 | 9999 |  |  | N | Hydro | [13 empty] | 0 | 0 | 0 | 0 | [11 empty] | Eagle Creek Madison Hydro LLC | 100 | Hudson Clean Energy Partners LP | 100
Anson Abenaki Hydros | 10186_G_AB3 | 10186 | G | AB3 |  | Hydro |  | NENG_ME | Maine | 23 | Somerset | 25 | 23025 | 2.2 | 0 | 1983 | 9999 |  |  | N | Hydro | [13 empty] | 0 | 0 | 0 | 0 | [11 empty] | Eagle Creek Madison Hydro LLC | 100 | Hudson Clean Energy Partners LP | 100
Anson Abenaki Hydros | 10186_G_AB4 | 10186 | G | AB4 |  | Hydro |  | NENG_ME | Maine | 23 | Somerset | 25 | 23025 | 2.2 | 0 | 1983 | 9999 |  |  | N | Hydro | [13 empty] | 0 | 0 | 0 | 0 | [11 empty] | Eagle Creek Madison Hydro LLC | 100 | Hudson Clean Energy Partners LP | 100
Anson Abenaki Hydros | 10186_G_AB5 | 10186 | G | AB5 |  | Hydro |  | NENG_ME | Maine | 23 | Somerset | 25 | 23025 | 2.2 | 0 | 1961 | 9999 |  |  | N | Hydro | [13 empty] | 0 | 0 | 0 | 0 | [11 empty] | Eagle Creek Madison Hydro LLC | 100 | Hudson Clean Energy Partners LP | 100
Anson Abenaki Hydros | 10186_G_AB6 | 10186 | G | AB6 |  | Hydro |  | NENG_ME | Maine | 23 | Somerset | 25 | 23025 | 2.6 | 0 | 2008 | 9999 |  |  | N | Hydro | [13 empty] | 0 | 0 | 0 | 0 | [11 empty] | Eagle Creek Madison Hydro LLC | 100 | Hudson Clean Energy Partners LP | 100
Anson Abenaki Hydros | 10186_G_AB7 | 10186 | G | AB7 |  | Hydro |  | NENG_ME | Maine | 23 | Somerset | 25 | 23025 | 2.2 | 0 | 1950 | 9999 |  |  | N | Hydro | [13 empty] | 0 | 0 | 0 | 0 | [11 empty] | Eagle Creek Madison Hydro LLC | 100 | Hudson Clean Energy Partners LP | 100
Anson Abenaki Hydros | 10186_G_AB8 | 10186 | G | AB8 |  | Hydro |  | NENG_ME | Maine | 23 | Somerset | 25 | 23025 | 0.3 | 0 | 1989 | 9999 |  |  | N | Hydro | [13 empty] | 0 | 0 | 0 | 0 | [11 empty] | Eagle Creek Madison Hydro LLC | 100 | Hudson Clean Energy Partners LP | 100
Anson Abenaki Hydros | 10186_G_AN1 | 10186 | G | AN1 |  | Hydro |  | NENG_ME | Maine | 23 | Somerset | 25 | 23025 | 1.8 | 0 | 1984 | 9999 |  |  | N | Hydro | [13 empty] | 0 | 0 | 0 | 0 | [11 empty] | Eagle Creek Madison Hydro LLC | 100 | Hudson Clean Energy Partners LP | 100
Anson Abenaki Hydros | 10186_G_AN2 | 10186 | G | AN2 |  | Hydro |  | NENG_ME | Maine | 23 | Somerset | 25 | 23025 | 1.8 | 0 | 1984 | 9999 |  |  | N | Hydro | [13 empty] | 0 | 0 | 0 | 0 | [11 empty] | Eagle Creek Madison Hydro LLC | 100 | Hudson Clean Energy Partners LP | 100
Anson Abenaki Hydros | 10186_G_AN3 | 10186 | G | AN3 |  | Hydro |  | NENG_ME | Maine | 23 | Somerset | 25 | 23025 | 1.8 | 0 | 1984 | 9999 |  |  | N | Hydro | [13 empty] | 0 | 0 | 0 | 0 | [11 empty] | Eagle Creek Madison Hydro LLC | 100 | Hudson Clean Energy Partners LP | 100
Anson Abenaki Hydros | 10186_G_AN4 | 10186 | G | AN4 |  | Hydro |  | NENG_ME | Maine | 23 | Somerset | 25 | 23025 | 1.8 | 0 | 1984 | 9999 |  |  | N | Hydro | [13 empty] | 0 | 0 | 0 | 0 | [11 empty] | Eagle Creek Madison Hydro LLC | 100 | Hudson Clean Energy Partners LP | 100
Anson Abenaki Hydros | 10186_G_AN5 | 10186 | G | AN5 |  | Hydro |  | NENG_ME | Maine | 23 | Somerset | 25 | 23025 | 1.8 | 0 | 1984 | 9999 |  |  | N | Hydro | [13 empty] | 0 | 0 | 0 | 0 | [11 empty] | Eagle Creek Madison Hydro LLC | 100 | Hudson Clean Energy Partners LP | 100
Castleton Energy Center | 10190_G_GEN1 | 10190 | G | GEN1 | 3532 | Combined Cycle |  | NY_Z_F | New York | 36 | Rensselaer | 83 | 36083 | 45.8 | 9066 | 1992 | 9999 |  |  | N | Natural Gas, Distillate Fuel Oil |  |  |  | STM | [9 empty] | 0.073697 | 0.073697 | 0.073697 | 0.073697 | [11 empty] | Fortistar LLC | 100 | FORTISTAR | 100
Castleton Energy Center | 10190_G_GEN2 | 10190 | G | GEN2 | 3532 | Combined Cycle |  | NY_Z_F | New York | 36 | Rensselaer | 83 | 36083 | 24.4 | 9066 | 1992 | 9999 |  |  | N | Natural Gas, Distillate Fuel Oil |  |  |  | STM | [9 empty] | 0.073697 | 0.073697 | 0.073697 | 0.073697 | [11 empty] | Fortistar LLC | 100 | FORTISTAR | 100
Tehachapi Wind Resource I | 10191_G_EXIS | 10191 | G | EXIS |  | Onshore Wind |  | WECC_SCE | California | 6 | Kern | 29 | 06029 | 8.7 | 0 | 1984 | 9999 |  |  | N | Wind | [13 empty] | 0 | 0 | 0 | 0 | [11 empty] | Calwind Resources Inc | 100 | Calwind Resources Inc | 100
Moose River | 10196_G_GEN1 | 10196 | G | GEN1 |  | Hydro |  | NY_Z_C&E | New York | 36 | Lewis | 49 | 36049 | 12.3 | 0 | 1987 | 9999 |  |  | N | Hydro | [13 empty] | 0 | 0 | 0 | 0 | [11 empty] | Fortis US Energy Corp | 100 | Fortis Inc | 100
Philadlephia | 10197_G_GEN1 | 10197 | G | GEN1 |  | Hydro |  | NY_Z_C&E | New York | 36 | Jefferson | 45 | 36045 | 3.3 | 0 | 1986 | 9999 |  |  | N | Hydro | [13 empty] | 0 | 0 | 0 | 0 | [11 empty] | Fortis US Energy Corp | 100 | Fortis Inc | 100
Mosaic Phosphates Uncle Sam | 10198_G_GEN2 | 10198 | G | GEN2 |  | Non-Fossil Waste |  | MIS_AMSO | Louisiana | 22 | St James | 93 | 22093 | 11 | 18343 | 1968 | 9999 |  |  | Y | Non-Fossil Waste | [13 empty] | 0 | 0 | 0 | 0 | [11 empty] | Mosaic Co | 100 | Mosaic Co (The) | 100
Mosaic Phosphates Uncle Sam | 10198_G_GEN3 | 10198 | G | GEN3 |  | Non-Fossil Waste |  | MIS_AMSO | Louisiana | 22 | St James | 93 | 22093 | 15 | 18343 | 2016 | 9999 |  |  | Y | Non-Fossil Waste | [13 empty] | 0 | 0 | 0 | 0 | [11 empty] | Mosaic Co | 100 | Mosaic Co (The) | 100
Manti Lower | 1020_G_2 | 1020 | G | 2 |  | Hydro |  | WECC_UT | Utah | 49 | Sanpete | 39 | 49039 | 0.5 | 0 | 1989 | 9999 |  |  | N | Hydro | [13 empty] | 0 | 0 | 0 | 0 | [11 empty] | Manti UT (City of) | 100 | Manti UT (City of) | 100
Manti Lower | 1020_G_HC1 | 1020 | G | HC1 |  | Hydro |  | WECC_UT | Utah | 49 | Sanpete | 39 | 49039 | 0.5 | 0 | 1989 | 9999 |  |  | N | Hydro | [13 empty] | 0 | 0 | 0 | 0 | [11 empty] | Manti UT (City of) | 100 | Manti UT (City of) | 100
Mosaic Co Tampa Facility | 10204_G_GEN1 | 10204 | G | GEN1 |  | Non-Fossil Waste |  | FRCC | Florida | 12 | Hillsborough | 57 | 12057 | 34.4 | 9194 | 1988 | 9999 |  |  | Y | Non-Fossil Waste | [13 empty] | 0 | 0 | 0 | 0 | [11 empty] | Mosaic Co | 100 | Mosaic Co (The) | 100
El Segundo Cogen | 10213_G_GEN1 | 10213 | G | GEN1 |  | Combined Cycle |  | WEC_LADW | California | 6 | Los Angeles | 37 | 06037 | 38.7 | 9543 | 1987 | 9999 |  |  | Y | Natural Gas |  |  |  |  | SCR | [8 empty] | 0.020717 | 0.020717 | 0.020717 | 0.020717 | [11 empty] | Chevron USA Inc Electric Sequndo | 100 | Chevron Corp | 100
El Segundo Cogen | 10213_G_GEN2 | 10213 | G | GEN2 |  | Combined Cycle |  | WEC_LADW | California | 6 | Los Angeles | 37 | 06037 | 38.7 | 9543 | 1987 | 9999 |  |  | Y | Natural Gas |  |  |  |  | SCR | [8 empty] | 0.020717 | 0.020717 | 0.020717 | 0.020717 | [11 empty] | Chevron USA Inc Electric Sequndo | 100 | Chevron Corp | 100
El Segundo Cogen | 10213_G_GEN5 | 10213 | G | GEN5 |  | Combined Cycle |  | WEC_LADW | California | 6 | Los Angeles | 37 | 06037 | 39.2 | 9543 | 1996 | 9999 |  |  | Y | Natural Gas |  |  |  |  | SCR | [8 empty] | 0.020717 | 0.020717 | 0.020717 | 0.020717 | [11 empty] | Chevron USA Inc Electric Sequndo | 100 | Chevron Corp | 100
El Segundo Cogen | 10213_G_GEN6 | 10213 | G | GEN6 |  | Combined Cycle |  | WEC_LADW | California | 6 | Los Angeles | 37 | 06037 | 9.1 | 9543 | 1996 | 9999 |  |  | Y | Natural Gas |  |  |  | NH3 + STM | SCR | [8 empty] | 0.020717 | 0.020717 | 0.020717 | 0.020717 | [11 empty] | Chevron USA Inc Electric Sequndo | 100 | Chevron Corp | 100
El Segundo Cogen | 10213_G_GEN7 | 10213 | G | GEN7 |  | Combined Cycle |  | WEC_LADW | California | 6 | Los Angeles | 37 | 06037 | 40.7 | 8762 | 2013 | 9999 |  |  | Y | Natural Gas |  |  |  |  | SCR | [8 empty] | 0.011464 | 0.011464 | 0.011464 | 0.011464 | [11 empty] | Chevron USA Inc Electric Sequndo | 100 | Chevron Corp | 100
El Segundo Cogen | 10213_G_GEN8 | 10213 | G | GEN8 |  | Combined Cycle |  | WEC_LADW | California | 6 | Los Angeles | 37 | 06037 | 5.2 | 8762 | 2013 | 9999 |  |  | Y | Natural Gas |  |  |  | NH3 + STM | SCR | [8 empty] | 0.011464 | 0.011464 | 0.011464 | 0.011464 | [11 empty] | Chevron USA Inc Electric Sequndo | 100 | Chevron Corp | 100
Lower Saranac Hydroelectric Facility | 10214_G_GEN1 | 10214 | G | GEN1 |  | Hydro |  | NY_Z_D | New York | 36 | Clinton | 19 | 36019 | 3 | 0 | 1990 | 9999 |  |  | N | Hydro | [13 empty] | 0 | 0 | 0 | 0 | [11 empty] | Tifd III P Inc | 99 | General Electric Co | 99
Lower Saranac Hydroelectric Facility | 10214_G_GEN2 | 10214 | G | GEN2 |  | Hydro |  | NY_Z_D | New York | 36 | Clinton | 19 | 36019 | 3 | 0 | 1990 | 9999 |  |  | N | Hydro | [13 empty] | 0 | 0 | 0 | 0 | [11 empty] | Tifd III P Inc | 99 | General Electric Co | 99
Lower Saranac Hydroelectric Facility | 10214_G_GEN3 | 10214 | G | GEN3 |  | Hydro |  | NY_Z_D | New York | 36 | Clinton | 19 | 36019 | 0.3 | 0 | 1990 | 9999 |  |  | N | Hydro | [13 empty] | 0 | 0 | 0 | 0 | [11 empty] | Tifd III P Inc | 99 | General Electric Co | 99
Warrensburg Hydroelectric | 10218_G_HY1 | 10218 | G | HY1 |  | Hydro |  | NY_Z_F | New York | 36 | Warren | 113 | 36113 | 2.9 | 0 | 1988 | 9999 |  |  | N | Hydro | [13 empty] | 0 | 0 | 0 | 0 | [11 empty] | Warrensburg Hydro Power LP | 100 | Riverstone Holdings LLC | 100
Middle Falls Hydro | 10219_G_HY1 | 10219 | G | HY1 |  | Hydro |  | NY_Z_F | New York | 36 | Washington | 115 | 36115 | 1.1 | 0 | 1989 | 9999 |  |  | N | Hydro | [13 empty] | 0 | 0 | 0 | 0 | [11 empty] | Middle Falls LP | 100 | Riverstone Holdings LLC | 100
Middle Falls Hydro | 10219_G_HY2 | 10219 | G | HY2 |  | Hydro |  | NY_Z_F | New York | 36 | Washington | 115 | 36115 | 1.1 | 0 | 1989 | 9999 |  |  | N | Hydro | [13 empty] | 0 | 0 | 0 | 0 | [11 empty] | Middle Falls LP | 100 | Riverstone Holdings LLC | 100
Sissonville Hydro | 10220_G_HY1 | 10220 | G | HY1 |  | Hydro |  | NY_Z_C&E | New York | 36 | St Lawrence | 89 | 36089 | 3 | 0 | 1990 | 9999 |  |  | N | Hydro | [13 empty] | 0 | 0 | 0 | 0 | [11 empty] | Sissonville LP | 100 | Riverstone Holdings LLC | 100
New York State Dam Hydro | 10221_G_GEN1 | 10221 | G | GEN1 |  | Hydro |  | NY_Z_F | New York | 36 | Saratoga | 91 | 36091 | 5.7 | 0 | 1990 | 9999 |  |  | N | Hydro | [13 empty] | 0 | 0 | 0 | 0 | [11 empty] | Nysd LP | 100 | Riverstone Holdings LLC | 100
New York State Dam Hydro | 10221_G_GEN2 | 10221 | G | GEN2 |  | Hydro |  | NY_Z_F | New York | 36 | Saratoga | 91 | 36091 | 5.7 | 0 | 1990 | 9999 |  |  | N | Hydro | [13 empty] | 0 | 0 | 0 | 0 | [11 empty] | Nysd LP | 100 | Riverstone Holdings LLC | 100
Tulare Success Power Project | 10222_G_SPP1 | 10222 | G | SPP1 |  | Hydro |  | WECC_SCE | California | 6 | Tulare | 107 | 06107 | 1.4 | 0 | 1989 | 9999 |  |  | N | Hydro | [13 empty] | 0 | 0 | 0 | 0 | [11 empty] | KMS Energy Inc | 50 | Algonquin Power Income Fund | 50
Diana Hydroelectric | 10237_G_GEN1 | 10237 | G | GEN1 |  | Hydro |  | NY_Z_C&E | New York | 36 | Lewis | 49 | 36049 | 1.6 | 0 | 1985 | 9999 |  |  | N | Hydro | [13 empty] | 0 | 0 | 0 | 0 | [11 empty] | Fortis US Energy Corp | 100 | Fortis Inc | 100
Dolgeville Hydro | 10238_G_GEN1 | 10238 | G | GEN1 |  | Hydro |  | NY_Z_C&E | New York | 36 | Herkimer | 43 | 36043 | 2.6 | 0 | 1985 | 9999 |  |  | N | Hydro | [13 empty] | 0 | 0 | 0 | 0 | [11 empty] | Hydro Ottawa Holding Inc | 100 | Hydro Ottawa Holding Inc | 100
Crawfordsville Power Plant | 1024_G_D1 | 1024 | G | D1 |  | Combustion Turbine | IC Engine | MIS_INKY | Indiana | 18 | Montgomery | 107 | 18107 | 0.9 | 12283 | 1994 | 9999 |  |  | N | Distillate Fuel Oil | [12 empty] | 1.6 | 1.6498 | 1.6498 | 1.6498 | 1.6498 | [11 empty] | Crawfordsville Energy LLC | 100 | Sterling Energy Group LLC | 100
Ticona Polymers Inc | 10243_G_GEN5 | 10243 | G | GEN5 |  | Combustion Turbine |  | ERC_REST | Texas | 48 | Nueces | 355 | 48355 | 32.5 | 11373 | 1989 | 9999 |  |  | Y | Natural Gas | [13 empty] | 0.12155 | 0.12155 | 0.12155 | 0.12155 | [11 empty] | Celanese Engineering Resin Inc | 100 | Celanese Ag | 100
Haypress | 10253_G_LGEN | 10253 | G | LGEN |  | Hydro |  | WEC_CALN | California | 6 | Sierra | 91 | 06091 | 5 | 0 | 1989 | 9999 |  |  | N | Hydro | [13 empty] | 0 | 0 | 0 | 0 | [11 empty] | Northbrook Hydro LLC | 100 | Energy Investors Funds Group | 100
Haypress | 10253_G_UGEN | 10253 | G | UGEN |  | Hydro |  | WEC_CALN | California | 6 | Sierra | 91 | 06091 | 5 | 0 | 1988 | 9999 |  |  | N | Hydro | [13 empty] | 0 | 0 | 0 | 0 | [11 empty] | Northbrook Hydro LLC | 100 | Energy Investors Funds Group | 100
West Enfield Hydro | 10255_G_GEN1 | 10255 | G | GEN1 |  | Hydro |  | NENG_ME | Maine | 23 | Penobscot | 19 | 23019 | 4.4 | 0 | 1988 | 9999 |  |  | N | Hydro | [13 empty] | 0 | 0 | 0 | 0 | [11 empty] | Bangor Pacific Hydro Associates | 100 | Brookfield Asset Management Inc | 100
West Enfield Hydro | 10255_G_GEN2 | 10255 | G | GEN2 |  | Hydro |  | NENG_ME | Maine | 23 | Penobscot | 19 | 23019 | 5.1 | 0 | 1988 | 9999 |  |  | N | Hydro | [13 empty] | 0 | 0 | 0 | 0 | [11 empty] | Bangor Pacific Hydro Associates | 100 | Brookfield Asset Management Inc | 100
Haw River Hydro | 10258_G_1 | 10258 | G | 1 |  | Hydro |  | S_VACA | North Carolina | 37 | Alamance | 1 | 37001 | 1 | 0 | 1981 | 9999 |  |  | N | Hydro | [13 empty] | 0 | 0 | 0 | 0 | [11 empty] | Haw River Hydro Co | 100 | Gravity Renewables Inc | 100
Haw River Hydro | 10258_G_2 | 10258 | G | 2 |  | Hydro |  | S_VACA | North Carolina | 37 | Alamance | 1 | 37001 | 0.5 | 0 | 1982 | 9999 |  |  | N | Hydro | [13 empty] | 0 | 0 | 0 | 0 | [11 empty] | Haw River Hydro Co | 100 | Gravity Renewables Inc | 100
Clement Dam Hydro LLC | 10276_G_0049 | 10276 | G | 0049 |  | Hydro |  | NENGREST | New Hampshire | 33 | Belknap | 1 | 33001 | 2.3 | 0 | 1984 | 9999 |  |  | N | Hydro | [13 empty] | 0 | 0 | 0 | 0 | [11 empty] | Clement Dam Hydroelectric LLC | 100 | Ontario Power Generation Inc | 100
Kansas River Project | 10279_G_1 | 10279 | G | 1 |  | Hydro |  | SPP_N | Kansas | 20 | Douglas | 45 | 20045 | 0.3 | 0 | 1920 | 9999 |  |  | N | Hydro | [13 empty] | 0 | 0 | 0 | 0 | [11 empty] | Bowersock Mills & Power Co | 100 | Bowersock Mills & Power Co | 100
Kansas River Project | 10279_G_10 | 10279 | G | 10 |  | Hydro |  | SPP_N | Kansas | 20 | Douglas | 45 | 20045 | 1.3 | 0 | 2012 | 9999 |  |  | N | Hydro | [13 empty] | 0 | 0 | 0 | 0 | [11 empty] | Bowersock Mills & Power Co | 100 | Bowersock Mills & Power Co | 100
Kansas River Project | 10279_G_11 | 10279 | G | 11 |  | Hydro |  | SPP_N | Kansas | 20 | Douglas | 45 | 20045 | 1 | 0 | 2012 | 9999 |  |  | N | Hydro | [13 empty] | 0 | 0 | 0 | 0 | [11 empty] | Bowersock Mills & Power Co | 100 | Bowersock Mills & Power Co | 100
Kansas River Project | 10279_G_2 | 10279 | G | 2 |  | Hydro |  | SPP_N | Kansas | 20 | Douglas | 45 | 20045 | 0.3 | 0 | 1922 | 9999 |  |  | N | Hydro | [13 empty] | 0 | 0 | 0 | 0 | [11 empty] | Bowersock Mills & Power Co | 100 | Bowersock Mills & Power Co | 100
Kansas River Project | 10279_G_3 | 10279 | G | 3 |  | Hydro |  | SPP_N | Kansas | 20 | Douglas | 45 | 20045 | 0.3 | 0 | 1922 | 9999 |  |  | N | Hydro | [13 empty] | 0 | 0 | 0 | 0 | [11 empty] | Bowersock Mills & Power Co | 100 | Bowersock Mills & Power Co | 100
Kansas River Project | 10279_G_4 | 10279 | G | 4 |  | Hydro |  | SPP_N | Kansas | 20 | Douglas | 45 | 20045 | 0.3 | 0 | 1922 | 9999 |  |  | N | Hydro | [13 empty] | 0 | 0 | 0 | 0 | [11 empty] | Bowersock Mills & Power Co | 100 | Bowersock Mills & Power Co | 100
Kansas River Project | 10279_G_5 | 10279 | G | 5 |  | Hydro |  | SPP_N | Kansas | 20 | Douglas | 45 | 20045 | 0.4 | 0 | 1922 | 9999 |  |  | N | Hydro | [13 empty] | 0 | 0 | 0 | 0 | [11 empty] | Bowersock Mills & Power Co | 100 | Bowersock Mills & Power Co | 100
Kansas River Project | 10279_G_6 | 10279 | G | 6 |  | Hydro |  | SPP_N | Kansas | 20 | Douglas | 45 | 20045 | 0.4 | 0 | 1925 | 9999 |  |  | N | Hydro | [13 empty] | 0 | 0 | 0 | 0 | [11 empty] | Bowersock Mills & Power Co | 100 | Bowersock Mills & Power Co | 100
Kansas River Project | 10279_G_7 | 10279 | G | 7 |  | Hydro |  | SPP_N | Kansas | 20 | Douglas | 45 | 20045 | 0.4 | 0 | 1925 | 9999 |  |  | N | Hydro | [13 empty] | 0 | 0 | 0 | 0 | [11 empty] | Bowersock Mills & Power Co | 100 | Bowersock Mills & Power Co | 100
Kansas River Project | 10279_G_8 | 10279 | G | 8 |  | Hydro |  | SPP_N | Kansas | 20 | Douglas | 45 | 20045 | 1 | 0 | 2012 | 9999 |  |  | N | Hydro | [13 empty] | 0 | 0 | 0 | 0 | [11 empty] | Bowersock Mills & Power Co | 100 | Bowersock Mills & Power Co | 100
Kansas River Project | 10279_G_9 | 10279 | G | 9 |  | Hydro |  | SPP_N | Kansas | 20 | Douglas | 45 | 20045 | 1.3 | 0 | 2012 | 9999 |  |  | N | Hydro | [13 empty] | 0 | 0 | 0 | 0 | [11 empty] | Bowersock Mills & Power Co | 100 | Bowersock Mills & Power Co | 100
Big Creek Water Works | 10282_G_BCHY | 10282 | G | BCHY |  | Hydro |  | WEC_CALN | California | 6 | Trinity | 105 | 06105 | 4.8 | 0 | 1987 | 9999 |  |  | N | Hydro | [13 empty] | 0 | 0 | 0 | 0 | [11 empty] | Big Creek Water Works Ltd | 100 | Big Creek Water Works Ltd | 100
Townsend Hydro | 10285_G_GEN1 | 10285 | G | GEN1 |  | Hydro |  | PJM_West | Pennsylvania | 42 | Beaver | 7 | 42007 | 2.1 | 0 | 1987 | 9999 |  |  | N | Hydro | [13 empty] | 0 | 0 | 0 | 0 | [11 empty] | Beaver Falls Municipal Authority | 100 | Beaver Falls Municipal Authority | 100
Townsend Hydro | 10285_G_GEN2 | 10285 | G | GEN2 |  | Hydro |  | PJM_West | Pennsylvania | 42 | Beaver | 7 | 42007 | 2.1 | 0 | 1987 | 9999 |  |  | N | Hydro | [13 empty] | 0 | 0 | 0 | 0 | [11 empty] | Beaver Falls Municipal Authority | 100 | Beaver Falls Municipal Authority | 100
Cornell Hydro | 10286_G_1 | 10286 | G | 1 |  | Hydro |  | NY_Z_C&E | New York | 36 | Tompkins | 109 | 36109 | 0.5 | 0 | 1981 | 9999 |  |  | N | Hydro | [13 empty] | 0 | 0 | 0 | 0 | [11 empty] | Cornell Hydro | 100 | Cornell Hydro | 100
Cornell Hydro | 10286_G_2 | 10286 | G | 2 |  | Hydro |  | NY_Z_C&E | New York | 36 | Tompkins | 109 | 36109 | 1.1 | 0 | 1981 | 9999 |  |  | N | Hydro | [13 empty] | 0 | 0 | 0 | 0 | [11 empty] | Cornell Hydro | 100 | Cornell Hydro | 100
Beowawe Power | 10287_G_GEN1 | 10287 | G | GEN1 |  | Geothermal |  | WECC_NNV | Nevada | 32 | Lander | 15 | 32015 | 12.8 | 9771 | 1985 | 9999 |  |  | N | Geothermal | [13 empty] | 0 | 0 | 0 | 0 | 0.4563 | 0.4563 | 0.4563 | [8 empty] | Beowawe Power LLC | 100 | Caithness Energy LLC | 100
Beowawe Power | 10287_G_GEN2 | 10287 | G | GEN2 |  | Geothermal |  | WECC_NNV | Nevada | 32 | Lander | 15 | 32015 | 1.3 | 9771 | 2011 | 9999 |  |  | N | Geothermal | [13 empty] | 0 | 0 | 0 | 0 | 0.4563 | 0.4563 | 0.4563 | [8 empty] | Beowawe Power LLC | 100 | Caithness Energy LLC | 100
King City Power Plant | 10294_G_GTG | 10294 | G | GTG | 91323 | Combined Cycle |  | WEC_CALN | California | 6 | Monterey | 53 | 06053 | 73 | 7832 | 1989 | 9999 |  |  | Y | Natural Gas |  |  |  | DLNB | SCR | [8 empty] | 0.033266 | 0.033266 | 0.033266 | 0.033266 | [11 empty] | Calpine King City Cogeneration LLC | 100 | General Electric Co | 100
King City Power Plant | 10294_G_STG | 10294 | G | STG | 8434 | Combined Cycle |  | WEC_CALN | California | 6 | Monterey | 53 | 06053 | 38 | 7832 | 1989 | 9999 |  |  | Y | Natural Gas |  |  |  | DLNB + H2O + NH3 | SCR | [8 empty] | 0.033266 | 0.033266 | 0.033266 | 0.033266 | [11 empty] | Calpine King City Cogeneration LLC | 100 | General Electric Co | 100
South Forks Hydro | 10296_G_GEN1 | 10296 | G | GEN1 |  | Hydro |  | WECC_ID | Idaho | 16 | Twin Falls | 83 | 16083 | 4 | 0 | 1984 | 9999 |  |  | N | Hydro | [13 empty] | 0 | 0 | 0 | 0 | [11 empty] | Ida West Energy Co | 50 | IDACORP Inc | 50
South Forks Hydro | 10296_G_GEN2 | 10296 | G | GEN2 |  | Hydro |  | WECC_ID | Idaho | 16 | Twin Falls | 83 | 16083 | 4 | 0 | 1984 | 9999 |  |  | N | Hydro | [13 empty] | 0 | 0 | 0 | 0 | [11 empty] | Ida West Energy Co | 50 | IDACORP Inc | 50
Bayou Cogen Plant | 10298_G_GT1 | 10298 | G | GT1 | 88564 | Combustion Turbine |  | ERC_REST | Texas | 48 | Harris | 201 | 48201 | 75 | 12369 | 2014 | 9999 |  |  | N | Natural Gas |  |  |  | DLNB | [9 empty] | 0.01833 | 0.01833 | 0.01833 | 0.01833 | [11 empty] | Air Liquide Large Industries US LP | 100 | Air Liquide Group | 100
Bayou Cogen Plant | 10298_G_GT2 | 10298 | G | GT2 | 88564 | Combustion Turbine |  | ERC_REST | Texas | 48 | Harris | 201 | 48201 | 75 | 12369 | 2015 | 9999 |  |  | N | Natural Gas |  |  |  | DLNB | [9 empty] | 0.01779 | 0.01779 | 0.01779 | 0.01779 | [11 empty] | Air Liquide Large Industries US LP | 100 | Air Liquide Group | 100
Bayou Cogen Plant | 10298_G_GT3 | 10298 | G | GT3 | 88565 | Combustion Turbine |  | ERC_REST | Texas | 48 | Harris | 201 | 48201 | 75 | 12369 | 2015 | 9999 |  |  | N | Natural Gas |  |  |  | DLNB | [9 empty] | 0.01887 | 0.01887 | 0.01887 | 0.01887 | [11 empty] | Air Liquide Large Industries US LP | 100 | Air Liquide Group | 100
Dutchess Cnty Resource Recovery Facility | 10305_G_GEN1 | 10305 | G | GEN1 |  | Municipal Solid Waste |  | NY_Z_G-I | New York | 36 | Dutchess | 27 | 36027 | 7.2 | 26554 | 1987 | 9999 |  |  | Y | MSW | [13 empty] | 0.22765 | 0.22765 | 0.22765 | 0.22765 | 0.08 | 0.08 | 0.08 | [8 empty] | Dutchess County Resource Recovery Agency | 100 | Dutchess County | 100
Bellingham Cogeneration Facility | 10307_G_CT1 | 10307 | G | CT1 | 3537 | Combined Cycle |  | NENGREST | Massachusetts | 25 | Norfolk | 21 | 25021 | 102 | 8349 | 1991 | 9999 |  |  | N | Natural Gas, Distillate Fuel Oil |  |  |  | STM | [9 empty] | 0.087028 | 0.087028 | 0.087028 | 0.087028 | [11 empty] | Northeast Energy Associates LP | 100 | NextEra Energy Inc | 100
Bellingham Cogeneration Facility | 10307_G_CT2 | 10307 | G | CT2 | 3538 | Combined Cycle |  | NENGREST | Massachusetts | 25 | Norfolk | 21 | 25021 | 102 | 8349 | 1991 | 9999 |  |  | N | Natural Gas, Distillate Fuel Oil |  |  |  | STM | [9 empty] | 0.087028 | 0.087028 | 0.087028 | 0.087028 | [11 empty] | Northeast Energy Associates LP | 100 | NextEra Energy Inc | 100
Bellingham Cogeneration Facility | 10307_G_ST1 | 10307 | G | ST1 | 3537 | Combined Cycle |  | NENGREST | Massachusetts | 25 | Norfolk | 21 | 25021 | 60 | 8349 | 1991 | 9999 |  |  | N | Natural Gas, Distillate Fuel Oil |  |  |  | STM | [9 empty] | 0.087028 | 0.087028 | 0.087028 | 0.087028 | [11 empty] | Northeast Energy Associates LP | 100 | NextEra Energy Inc | 100
Sayreville Cogeneration Facility | 10308_G_CT1 | 10308 | G | CT1 | 3539 | Combined Cycle |  | PJM_EMAC | New Jersey | 34 | Middlesex | 23 | 34023 | 112 | 8500 | 1991 | 9999 |  |  | N | Natural Gas |  |  |  | STM | [9 empty] | 0.086884 | 0.086884 | 0.086884 | 0.086884 | [11 empty] | North Jersey Energy Associates LP | 100 | Vistra Energy | 100
Sayreville Cogeneration Facility | 10308_G_CT2 | 10308 | G | CT2 | 3540 | Combined Cycle |  | PJM_EMAC | New Jersey | 34 | Middlesex | 23 | 34023 | 112 | 8500 | 1991 | 9999 |  |  | N | Natural Gas |  |  |  | STM | [9 empty] | 0.086884 | 0.086884 | 0.086884 | 0.086884 | [11 empty] | North Jersey Energy Associates LP | 100 | Vistra Energy | 100
Sayreville Cogeneration Facility | 10308_G_ST1 | 10308 | G | ST1 | 3539 | Combined Cycle |  | PJM_EMAC | New Jersey | 34 | Middlesex | 23 | 34023 | 68 | 8500 | 1991 | 9999 |  |  | N | Natural Gas |  |  |  | STM | [9 empty] | 0.086884 | 0.086884 | 0.086884 | 0.086884 | [11 empty] | North Jersey Energy Associates LP | 100 | Vistra Energy | 100
Copper Dam Plant | 10323_G_TURGO | 10323 | G | TURGO |  | Hydro |  | WECC_PNW | Oregon | 41 | Hood River | 27 | 41027 | 1 | 0 | 2015 | 9999 |  |  | N | Hydro | [13 empty] | 0 | 0 | 0 | 0 | [11 empty] | Farmers Irrigation District | 100 | Farmers Irrigation District | 100
Peters Drive Plant | 10324_G_GEN3 | 10324 | G | GEN3 |  | Hydro |  | WECC_PNW | Oregon | 41 | Hood River | 27 | 41027 | 0.3 | 0 | 1987 | 9999 |  |  | N | Hydro | [13 empty] | 0 | 0 | 0 | 0 | [11 empty] | Farmers Irrigation District | 100 | Farmers Irrigation District | 100
Mink Creek Hydro | 10325_G_GEN1 | 10325 | G | GEN1 |  | Hydro |  | WECC_ID | Idaho | 16 | Franklin | 41 | 16041 | 2 | 0 | 1986 | 9999 |  |  | N | Hydro | [13 empty] | 0 | 0 | 0 | 0 | [11 empty] | Robert Fackrell | 100 | Robert Fackrell | 100
T B Simon Power Plant | 10328_G_GEN6 | 10328 | G | GEN6 |  | Combustion Turbine |  | MIS_LMI | Michigan | 26 | Ingham | 65 | 26065 | 12.6 | 12369 | 2006 | 9999 |  |  | N | Natural Gas | [13 empty] | 0.03143 | 0.03143 | 0.03143 | 0.03143 | [11 empty] | Michigan State University | 100 | Michigan State University | 100
Southside Water Reclamation Plant | 10339_G_GEN1 | 10339 | G | GEN1 |  | Combustion Turbine | IC Engine | WECC_NM | New Mexico | 35 | Bernalillo | 1 | 35001 | 2.1 | 15825 | 2002 | 9999 |  |  | Y | Natural Gas | [13 empty] | 1.061 | 1.061 | 1.061 | 1.061 | [11 empty] | Albuquerque (City of) | 100 | Albuquerque (City of) | 100
Southside Water Reclamation Plant | 10339_G_GEN2 | 10339 | G | GEN2 |  | Combustion Turbine | IC Engine | WECC_NM | New Mexico | 35 | Bernalillo | 1 | 35001 | 2.1 | 15825 | 2002 | 9999 |  |  | Y | Natural Gas | [13 empty] | 1.061 | 1.061 | 1.061 | 1.061 | [11 empty] | Albuquerque (City of) | 100 | Albuquerque (City of) | 100
Southside Water Reclamation Plant | 10339_G_GEN3 | 10339 | G | GEN3 |  | Non-Fossil Waste |  | WECC_NM | New Mexico | 35 | Bernalillo | 1 | 35001 | 1.1 | 15825 | 1987 | 9999 |  |  | Y | Non-Fossil Waste | [13 empty] | 0 | 0 | 0 | 0 | [11 empty] | Albuquerque (City of) | 100 | Albuquerque (City of) | 100
Southside Water Reclamation Plant | 10339_G_GEN4 | 10339 | G | GEN4 |  | Non-Fossil Waste |  | WECC_NM | New Mexico | 35 | Bernalillo | 1 | 35001 | 1.1 | 15825 | 1987 | 9999 |  |  | Y | Non-Fossil Waste | [13 empty] | 0 | 0 | 0 | 0 | [11 empty] | Albuquerque (City of) | 100 | Albuquerque (City of) | 100
Foster Wheeler Martinez | 10342_G_TG1 | 10342 | G | TG1 |  | Combined Cycle |  | WEC_CALN | California | 6 | Contra Costa | 13 | 06013 | 35 | 6117 | 1987 | 9999 |  |  | Y | Natural Gas | [13 empty] | 0.0295 | 0.0295 | 0.0295 | 0.0295 | [11 empty] | Foster Wheeler Martinez Inc | 50.5 | Foster Wheeler Ag | 50.5
Foster Wheeler Martinez | 10342_G_TG2 | 10342 | G | TG2 |  | Combined Cycle |  | WEC_CALN | California | 6 | Contra Costa | 13 | 06013 | 35 | 6117 | 1987 | 9999 |  |  | Y | Natural Gas | [13 empty] | 0.0295 | 0.0295 | 0.0295 | 0.0295 | [11 empty] | Foster Wheeler Martinez Inc | 50.5 | Foster Wheeler Ag | 50.5
Foster Wheeler Martinez | 10342_G_TG3 | 10342 | G | TG3 |  | Combined Cycle |  | WEC_CALN | California | 6 | Contra Costa | 13 | 06013 | 33.5 | 6117 | 1987 | 9999 |  |  | Y | Natural Gas | [13 empty] | 0.0295 | 0.0295 | 0.0295 | 0.0295 | [11 empty] | Foster Wheeler Martinez Inc | 50.5 | Foster Wheeler Ag | 50.5
Peru (IN) | 1037_G_D1 | 1037 | G | D1 |  | Combustion Turbine | IC Engine | MIS_INKY | Indiana | 18 | Miami | 103 | 18103 | 1.8 | 11000 | 2002 | 9999 |  |  | N | Distillate Fuel Oil | [12 empty] | 1.6 | 1.6498 | 1.6498 | 1.6498 | 1.6498 | [11 empty] | Peru Utility IN (City of) | 100 | Peru Utility IN (City of) | 100
Rensselaer City Light Plant | 1038_G_10 | 1038 | G | 10 |  | Combustion Turbine | IC Engine | MIS_INKY | Indiana | 18 | Jasper | 73 | 18073 | 1.9 | 13488 | 1971 | 9999 |  |  | N | Distillate Fuel Oil | [12 empty] | 1.6 | 1.6498 | 1.6498 | 1.6498 | 1.6498 | [11 empty] | Rensselaer IN (City of) | 100 | Rensselaer IN (City of) | 100
Rensselaer City Light Plant | 1038_G_11 | 1038 | G | 11 |  | Combustion Turbine | IC Engine | MIS_INKY | Indiana | 18 | Jasper | 73 | 18073 | 1.9 | 13488 | 1971 | 9999 |  |  | N | Distillate Fuel Oil | [12 empty] | 1.6 | 1.6498 | 1.6498 | 1.6498 | 1.6498 | [11 empty] | Rensselaer IN (City of) | 100 | Rensselaer IN (City of) | 100
Rensselaer City Light Plant | 1038_G_14 | 1038 | G | 14 |  | Combustion Turbine | IC Engine | MIS_INKY | Indiana | 18 | Jasper | 73 | 18073 | 4.8 | 10745 | 1994 | 9999 |  |  | N | Natural Gas, Distillate Fuel Oil | [12 empty] | 1.6 | 1.061 | 1.061 | 1.061 | 1.061 | [11 empty] | Rensselaer IN (City of) | 100 | Rensselaer IN (City of) | 100
Rensselaer City Light Plant | 1038_G_15 | 1038 | G | 15 |  | Combustion Turbine | IC Engine | MIS_INKY | Indiana | 18 | Jasper | 73 | 18073 | 8.3 | 10745 | 2006 | 9999 |  |  | N | Natural Gas | [12 empty] | 0.5 | 1.061 | 1.061 | 1.061 | 1.061 | [11 empty] | Rensselaer IN (City of) | 100 | Rensselaer IN (City of) | 100
Rensselaer City Light Plant | 1038_G_5 | 1038 | G | 5 |  | Combustion Turbine | IC Engine | MIS_INKY | Indiana | 18 | Jasper | 73 | 18073 | 1.8 | 13612 | 1950 | 9999 |  |  | N | Distillate Fuel Oil | [12 empty] | 1.6 | 1.6498 | 1.6498 | 1.6498 | 1.6498 | [11 empty] | Rensselaer IN (City of) | 100 | Rensselaer IN (City of) | 100
Rensselaer City Light Plant | 1038_G_6 | 1038 | G | 6 |  | Combustion Turbine | IC Engine | MIS_INKY | Indiana | 18 | Jasper | 73 | 18073 | 2.4 | 12986 | 1957 | 9999 |  |  | N | Distillate Fuel Oil | [12 empty] | 1.6 | 1.6498 | 1.6498 | 1.6498 | 1.6498 | [11 empty] | Rensselaer IN (City of) | 100 | Rensselaer IN (City of) | 100
Sycamore Energy 1 | 10387_G_1A | 10387 | G | 1A |  | Landfill Gas |  | WEC_SDGE | California | 6 | San Diego | 73 | 06073 | 1.2 | 22752 | 2011 | 9999 |  |  | N | Landfill Gas | [13 empty] | 0.0655 | 0.0655 | 0.0655 | 0.0655 | [11 empty] | Landfill Generating Partners | 100 | FORTISTAR | 100
Sycamore Energy 1 | 10387_G_2A | 10387 | G | 2A |  | Landfill Gas |  | WEC_SDGE | California | 6 | San Diego | 73 | 06073 | 1.2 | 22752 | 2011 | 9999 |  |  | N | Landfill Gas | [13 empty] | 0.0655 | 0.0655 | 0.0655 | 0.0655 | [11 empty] | Landfill Generating Partners | 100 | FORTISTAR | 100
Sycamore Energy 1 | 10387_G_3 | 10387 | G | 3 |  | Landfill Gas |  | WEC_SDGE | California | 6 | San Diego | 73 | 06073 | 2.8 | 22752 | 2004 | 9999 |  |  | N | Landfill Gas | [13 empty] | 0.0655 | 0.0655 | 0.0655 | 0.0655 | [11 empty] | Landfill Generating Partners | 100 | FORTISTAR | 100
Kingsburg Cogen | 10405_G_GEN1 | 10405 | G | GEN1 | 90775 | Combined Cycle |  | WEC_CALN | California | 6 | Fresno | 19 | 06019 | 22 | 10245 | 1990 | 9999 |  |  | Y | Natural Gas |  |  |  |  | SCR | [8 empty] | 0.019338 | 0.019338 | 0.019338 | 0.019338 | [11 empty] | KES Kingsburg LP | 100 | JPMorgan Chase & Co | 100
Kingsburg Cogen | 10405_G_GEN2 | 10405 | G | GEN2 | 90775 | Combined Cycle |  | WEC_CALN | California | 6 | Fresno | 19 | 06019 | 11.8 | 10245 | 1990 | 9999 |  |  | Y | Natural Gas |  |  |  |  | SCR | [8 empty] | 0.019338 | 0.019338 | 0.019338 | 0.019338 | [11 empty] | KES Kingsburg LP | 100 | JPMorgan Chase & Co | 100
Pensacola Florida Plant | 10416_G_GEN4 | 10416 | G | GEN4 |  | Combustion Turbine |  | S_SOU | Florida | 12 | Escambia | 33 | 12033 | 82 | 8700 | 1993 | 9999 |  |  | Y | Natural Gas | [13 empty] | 0.09767 | 0.09767 | 0.09767 | 0.09767 | [11 empty] | State Street Bank & Trust Co | 100 | State Street Corp | 100
Dillon Hydro Plant | 10421_G_GEN1 | 10421 | G | GEN1 |  | Hydro |  | WECC_CO | Colorado | 8 | Summit | 117 | 08117 | 1.8 | 0 | 1987 | 9999 |  |  | N | Hydro | [13 empty] | 0 | 0 | 0 | 0 | [11 empty] | Denver Municipal Electric Utility | 100 | Denver Municipal Electric Utility | 100
Williams Fork Hydro Plant | 10422_G_GEN1 | 10422 | G | GEN1 |  | Hydro |  | WECC_CO | Colorado | 8 | Grand | 49 | 08049 | 3 | 0 | 1959 | 9999 |  |  | N | Hydro | [13 empty] | 0 | 0 | 0 | 0 | [11 empty] | Denver Municipal Electric Utility | 100 | Denver Municipal Electric Utility | 100
Williams Fork Hydro Plant | 10422_G_GEN2 | 10422 | G | GEN2 |  | Hydro |  | WECC_CO | Colorado | 8 | Grand | 49 | 08049 | 0.5 | 0 | 2012 | 9999 |  |  | N | Hydro | [13 empty] | 0 | 0 | 0 | 0 | [11 empty] | Denver Municipal Electric Utility | 100 | Denver Municipal Electric Utility | 100
North Fork Hydro Plant | 10423_G_GEN1 | 10423 | G | GEN1 |  | Hydro |  | WECC_CO | Colorado | 8 | Park | 93 | 08093 | 5.5 | 0 | 1988 | 9999 |  |  | N | Hydro | [13 empty] | 0 | 0 | 0 | 0 | [11 empty] | Denver Municipal Electric Utility | 100 | Denver Municipal Electric Utility | 100
Gross Hydro Plant | 10424_G_GEN1 | 10424 | G | GEN1 |  | Hydro |  | WECC_CO | Colorado | 8 | Jefferson | 59 | 08059 | 7.8 | 0 | 2007 | 9999 |  |  | N | Hydro | [13 empty] | 0 | 0 | 0 | 0 | [11 empty] | Denver Water Board | 100 | Denver Water Board | 100
New-Indy Ontario Mill | 10427_G_GEN2 | 10427 | G | GEN2 |  | Combustion Turbine |  | WECC_SCE | California | 6 | San Bernardino | 71 | 06071 | 14.7 | 12369 | 2019 | 9999 |  |  | N | Natural Gas | [13 empty] | 0.011 | 0.011 | 0.011 | 0.011 | [11 empty] | New Indy Ontario LLC | 100 | New Indy Containerboard LLC | 100
New-Indy Ontario Mill | 10427_G_GEN3 | 10427 | G | GEN3 |  | Combustion Turbine |  | WECC_SCE | California | 6 | San Bernardino | 71 | 06071 | 14.7 | 12369 | 2019 | 9999 |  |  | N | Natural Gas | [13 empty] | 0.011 | 0.011 | 0.011 | 0.011 | [11 empty] | New Indy Ontario LLC | 100 | New Indy Containerboard LLC | 100
Mosaic New Wales Operations | 10434_G_TG2 | 10434 | G | TG2 |  | Non-Fossil Waste |  | FRCC | Florida | 12 | Polk | 105 | 12105 | 48 | 9194 | 1984 | 9999 |  |  | Y | Non-Fossil Waste | [13 empty] | 0 | 0 | 0 | 0 | [11 empty] | Imc Phosphates Co | 100 | IMC Global Inc | 100
Mosaic New Wales Operations | 10434_G_TG3 | 10434 | G | TG3 |  | Non-Fossil Waste |  | FRCC | Florida | 12 | Polk | 105 | 12105 | 32 | 9194 | 1982 | 9999 |  |  | Y | Non-Fossil Waste | [13 empty] | 0 | 0 | 0 | 0 | [11 empty] | Imc Phosphates Co | 100 | IMC Global Inc | 100
Mosaic New Wales Operations | 10434_G_TG4 | 10434 | G | TG4 |  | Non-Fossil Waste |  | FRCC | Florida | 12 | Polk | 105 | 12105 | 24 | 11084 | 2014 | 9999 |  |  | N | Non-Fossil Waste | [13 empty] | 0 | 0 | 0 | 0 | [11 empty] | Imc Phosphates Co | 100 | IMC Global Inc | 100
ExxonMobil Baytown Refinery | 10436_G_GT38 | 10436 | G | GT38 |  | Combustion Turbine |  | ERC_REST | Texas | 48 | Harris | 201 | 48201 | 28 | 8700 | 1989 | 9999 |  |  | Y | Natural Gas | [13 empty] | 0.01407 | 0.01407 | 0.01407 | 0.01407 | [11 empty] | Exxon Co USA | 100 | ExxonMobil Corp | 100
ExxonMobil Baytown Refinery | 10436_G_GT41 | 10436 | G | GT41 |  | Combustion Turbine |  | ERC_REST | Texas | 48 | Harris | 201 | 48201 | 18 | 8700 | 1977 | 9999 |  |  | Y | Natural Gas | [13 empty] | 0.02052 | 0.02052 | 0.02052 | 0.02052 | [11 empty] | Exxon Co USA | 100 | ExxonMobil Corp | 100
ExxonMobil Baytown Refinery | 10436_G_GT42 | 10436 | G | GT42 |  | Combustion Turbine |  | ERC_REST | Texas | 48 | Harris | 201 | 48201 | 18 | 8700 | 1977 | 9999 |  |  | Y | Natural Gas | [13 empty] | 0.01796 | 0.01796 | 0.01796 | 0.01796 | [11 empty] | Exxon Co USA | 100 | ExxonMobil Corp | 100
ExxonMobil Baytown Refinery | 10436_G_GT43 | 10436 | G | GT43 |  | Combustion Turbine |  | ERC_REST | Texas | 48 | Harris | 201 | 48201 | 18 | 8700 | 1977 | 9999 |  |  | Y | Natural Gas | [13 empty] | 0.02615 | 0.02615 | 0.02615 | 0.02615 | [11 empty] | Exxon Co USA | 100 | ExxonMobil Corp | 100
ExxonMobil Baytown Refinery | 10436_G_GT44 | 10436 | G | GT44 |  | Combustion Turbine |  | ERC_REST | Texas | 48 | Harris | 201 | 48201 | 18 | 8700 | 1977 | 9999 |  |  | Y | Natural Gas | [13 empty] | 0.03289 | 0.03289 | 0.03289 | 0.03289 | [11 empty] | Exxon Co USA | 100 | ExxonMobil Corp | 100
ExxonMobil Baytown Refinery | 10436_G_GT45 | 10436 | G | GT45 |  | Combustion Turbine |  | ERC_REST | Texas | 48 | Harris | 201 | 48201 | 28 | 8700 | 1988 | 9999 |  |  | Y | Natural Gas | [13 empty] | 0.00921 | 0.00921 | 0.00921 | 0.00921 | [11 empty] | Exxon Co USA | 100 | ExxonMobil Corp | 100
ExxonMobil Baytown Refinery | 10436_G_ST34 | 10436 | G | ST34 |  | Non-Fossil Waste |  | ERC_REST | Texas | 48 | Harris | 201 | 48201 | 7.5 | 11084 | 1952 | 9999 |  |  | N | Non-Fossil Waste | [13 empty] | 0 | 0 | 0 | 0 | [11 empty] | Exxon Co USA | 100 | ExxonMobil Corp | 100
Sunray 2 | 10437_G_SUN2 | 10437 | G | SUN2 |  | Solar PV |  | WECC_SCE | California | 6 | San Bernardino | 71 | 06071 | 20 | 0 | 2017 | 9999 |  |  | N | Solar | [13 empty] | 0 | 0 | 0 | 0 | [11 empty] | Sunray Energy 3 LLC | 100 | Carlyle Group (The) | 100
Sunray 3 | 10438_G_SUN3 | 10438 | G | SUN3 |  | Solar PV |  | WECC_SCE | California | 6 | San Bernardino | 71 | 06071 | 13.8 | 0 | 2017 | 9999 |  |  | N | Solar | [13 empty] | 0 | 0 | 0 | 0 | [11 empty] | Sunray Energy 2 LLC | 100 | Carlyle Group (The) | 100
LAC Courte Oreilles Hydroelect | 10453_G_U1 | 10453 | G | U1 |  | Hydro |  | MIS_MNWI | Wisconsin | 55 | Sawyer | 113 | 55113 | 0.2 | 0 | 1986 | 9999 |  |  | N | Hydro | [13 empty] | 0 | 0 | 0 | 0 | [11 empty] | Lco Hydro | 100 | Lac Courte Oreilles Band of Lake Superior Chippewa | 100
LAC Courte Oreilles Hydroelect | 10453_G_U2 | 10453 | G | U2 |  | Hydro |  | MIS_MNWI | Wisconsin | 55 | Sawyer | 113 | 55113 | 1.5 | 0 | 1986 | 9999 |  |  | N | Hydro | [13 empty] | 0 | 0 | 0 | 0 | [11 empty] | Lco Hydro | 100 | Lac Courte Oreilles Band of Lake Superior Chippewa | 100
LAC Courte Oreilles Hydroelect | 10453_G_U3 | 10453 | G | U3 |  | Hydro |  | MIS_MNWI | Wisconsin | 55 | Sawyer | 113 | 55113 | 1.5 | 0 | 1986 | 9999 |  |  | N | Hydro | [13 empty] | 0 | 0 | 0 | 0 | [11 empty] | Lco Hydro | 100 | Lac Courte Oreilles Band of Lake Superior Chippewa | 100
Muck Valley Hydroelectric | 10458_G_GEN1 | 10458 | G | GEN1 |  | Hydro |  | WEC_CALN | California | 6 | LASSEN | 35 | 06035 | 29.9 | 0 | 1988 | 9999 |  |  | N | Hydro | [13 empty] | 0 | 0 | 0 | 0 | [11 empty] | Malacha Hydro LP | 100 | Brookfield Asset Management Inc | 100
Wisconsin Rapids Paper Mill | 10466_G_GEN3 | 10466 | G | GEN3 |  | Non-Fossil Waste |  | MIS_WUMS | Wisconsin | 55 | Wood | 141 | 55141 | 5 | 9118 | 1976 | 9999 |  |  | Y | Non-Fossil Waste | [13 empty] | 0 | 0 | 0 | 0 | [11 empty] | Newpage Corp | 100 | Verso Paper Corp | 100
Fourth Branch Hydroelectric Facility | 10467_G_1 | 10467 | G | 1 |  | Hydro |  | NY_Z_F | New York | 36 | Saratoga | 91 | 36091 | 3.3 | 0 | 1987 | 9999 |  |  | N | Hydro | [13 empty] | 0 | 0 | 0 | 0 | [11 empty] | Adirondack Hydro Fourth Branch LLC | 100 | Riverstone Holdings LLC | 100
Ples I | 10479_G_T101 | 10479 | G | T101 |  | Geothermal |  | WECC_SCE | California | 6 | Mono | 51 | 06051 | 3.3 | 9771 | 1990 | 9999 |  |  | N | Geothermal | [13 empty] | 0 | 0 | 0 | 0 | 0.3713 | 0.3713 | 0.3713 | [8 empty] | Mammoth Pacific LP | 100 | Ormat Technologies Inc | 100
Ples I | 10479_G_T102 | 10479 | G | T102 |  | Geothermal |  | WECC_SCE | California | 6 | Mono | 51 | 06051 | 3.3 | 9771 | 1990 | 9999 |  |  | N | Geothermal | [13 empty] | 0 | 0 | 0 | 0 | 0.3713 | 0.3713 | 0.3713 | [8 empty] | Mammoth Pacific LP | 100 | Ormat Technologies Inc | 100
Ples I | 10479_G_T103 | 10479 | G | T103 |  | Geothermal |  | WECC_SCE | California | 6 | Mono | 51 | 06051 | 3.3 | 9771 | 1990 | 9999 |  |  | N | Geothermal | [13 empty] | 0 | 0 | 0 | 0 | 0.3713 | 0.3713 | 0.3713 | [8 empty] | Mammoth Pacific LP | 100 | Ormat Technologies Inc | 100
Mammoth Pacific I | 10480_G_GEN1 | 10480 | G | GEN1 |  | Geothermal |  | WECC_SCE | California | 6 | Mono | 51 | 06051 | 3.3 | 9771 | 1984 | 9999 |  |  | N | Geothermal | [13 empty] | 0 | 0 | 0 | 0 | 0.3713 | 0.3713 | 0.3713 | [8 empty] | Mammoth One LLC | 100 | Ormat Technologies Inc | 100
Mammoth Pacific I | 10480_G_GEN2 | 10480 | G | GEN2 |  | Geothermal |  | WECC_SCE | California | 6 | Mono | 51 | 06051 | 3.3 | 9771 | 1984 | 9999 |  |  | N | Geothermal | [13 empty] | 0 | 0 | 0 | 0 | 0.3713 | 0.3713 | 0.3713 | [8 empty] | Mammoth One LLC | 100 | Ormat Technologies Inc | 100
Mammoth Pacific II | 10481_G_1 | 10481 | G | 1 |  | Geothermal |  | WECC_SCE | California | 6 | Mono | 51 | 06051 | 3.3 | 9771 | 1990 | 9999 |  |  | N | Geothermal | [13 empty] | 0 | 0 | 0 | 0 | 0.3713 | 0.3713 | 0.3713 | [8 empty] | Mammoth Pacific LP | 100 | Ormat Technologies Inc | 100
Mammoth Pacific II | 10481_G_2 | 10481 | G | 2 |  | Geothermal |  | WECC_SCE | California | 6 | Mono | 51 | 06051 | 3.3 | 9771 | 1990 | 9999 |  |  | N | Geothermal | [13 empty] | 0 | 0 | 0 | 0 | 0.3713 | 0.3713 | 0.3713 | [8 empty] | Mammoth Pacific LP | 100 | Ormat Technologies Inc | 100
Mammoth Pacific II | 10481_G_3 | 10481 | G | 3 |  | Geothermal |  | WECC_SCE | California | 6 | Mono | 51 | 06051 | 3.3 | 9771 | 1990 | 9999 |  |  | N | Geothermal | [13 empty] | 0 | 0 | 0 | 0 | 0.3713 | 0.3713 | 0.3713 | [8 empty] | Mammoth Pacific LP | 100 | Ormat Technologies Inc | 100
International Falls Power | 10487_G_GEN1 | 10487 | G | GEN1 |  | Hydro |  | MIS_MNWI | Minnesota | 27 | Koochiching | 71 | 27071 | 2.2 | 0 | 1946 | 9999 |  |  | N | Hydro | [13 empty] | 0 | 0 | 0 | 0 | [11 empty] | Boise Cascade Corp International Falls | 100 | Boise Cascade Corp | 100
International Falls Power | 10487_G_GEN2 | 10487 | G | GEN2 |  | Hydro |  | MIS_MNWI | Minnesota | 27 | Koochiching | 71 | 27071 | 2.2 | 0 | 1946 | 9999 |  |  | N | Hydro | [13 empty] | 0 | 0 | 0 | 0 | [11 empty] | Boise Cascade Corp International Falls | 100 | Boise Cascade Corp | 100
International Falls Power | 10487_G_GEN3 | 10487 | G | GEN3 |  | Hydro |  | MIS_MNWI | Minnesota | 27 | Koochiching | 71 | 27071 | 2.2 | 0 | 1946 | 9999 |  |  | N | Hydro | [13 empty] | 0 | 0 | 0 | 0 | [11 empty] | Boise Cascade Corp International Falls | 100 | Boise Cascade Corp | 100
International Falls Power | 10487_G_GEN4 | 10487 | G | GEN4 |  | Hydro |  | MIS_MNWI | Minnesota | 27 | Koochiching | 71 | 27071 | 2.2 | 0 | 1946 | 9999 |  |  | N | Hydro | [13 empty] | 0 | 0 | 0 | 0 | [11 empty] | Boise Cascade Corp International Falls | 100 | Boise Cascade Corp | 100
International Falls Power | 10487_G_GEN5 | 10487 | G | GEN5 |  | Hydro |  | MIS_MNWI | Minnesota | 27 | Koochiching | 71 | 27071 | 2.2 | 0 | 1946 | 9999 |  |  | N | Hydro | [13 empty] | 0 | 0 | 0 | 0 | [11 empty] | Boise Cascade Corp International Falls | 100 | Boise Cascade Corp | 100
International Falls Power | 10487_G_GEN6 | 10487 | G | GEN6 |  | Hydro |  | MIS_MNWI | Minnesota | 27 | Koochiching | 71 | 27071 | 1.6 | 0 | 1924 | 9999 |  |  | N | Hydro | [13 empty] | 0 | 0 | 0 | 0 | [11 empty] | Boise Cascade Corp International Falls | 100 | Boise Cascade Corp | 100
International Falls Power | 10487_G_GEN7 | 10487 | G | GEN7 |  | Hydro |  | MIS_MNWI | Minnesota | 27 | Koochiching | 71 | 27071 | 1.6 | 0 | 1924 | 9999 |  |  | N | Hydro | [13 empty] | 0 | 0 | 0 | 0 | [11 empty] | Boise Cascade Corp International Falls | 100 | Boise Cascade Corp | 100
Upper Beaver Falls Project | 10490_G_1G | 10490 | G | 1G |  | Hydro |  | NY_Z_C&E | New York | 36 | Lewis | 49 | 36049 | 1.5 | 0 | 1985 | 9999 |  |  | N | Hydro | [13 empty] | 0 | 0 | 0 | 0 | [11 empty] | Algonquin Power Beaver Falls LLC | 100 | Hudson Clean Energy Partners LP | 100
Rumford Falls Hydro Facility | 10493_G_GEN1 | 10493 | G | GEN1 |  | Hydro |  | NENG_ME | Maine | 23 | Oxford | 17 | 23017 | 8.1 | 0 | 1918 | 9999 |  |  | N | Hydro | [13 empty] | 0 | 0 | 0 | 0 | [11 empty] | Rumford Falls Hydro LLC | 100 | Brookfield Asset Management Inc | 100
Rumford Falls Hydro Facility | 10493_G_GEN2 | 10493 | G | GEN2 |  | Hydro |  | NENG_ME | Maine | 23 | Oxford | 17 | 23017 | 8.1 | 0 | 1918 | 9999 |  |  | N | Hydro | [13 empty] | 0 | 0 | 0 | 0 | [11 empty] | Rumford Falls Hydro LLC | 100 | Brookfield Asset Management Inc | 100
Rumford Falls Hydro Facility | 10493_G_GEN3 | 10493 | G | GEN3 |  | Hydro |  | NENG_ME | Maine | 23 | Oxford | 17 | 23017 | 8.8 | 0 | 1926 | 9999 |  |  | N | Hydro | [13 empty] | 0 | 0 | 0 | 0 | [11 empty] | Rumford Falls Hydro LLC | 100 | Brookfield Asset Management Inc | 100
Rumford Falls Hydro Facility | 10493_G_GEN4 | 10493 | G | GEN4 |  | Hydro |  | NENG_ME | Maine | 23 | Oxford | 17 | 23017 | 4.3 | 0 | 1950 | 9999 |  |  | N | Hydro | [13 empty] | 0 | 0 | 0 | 0 | [11 empty] | Rumford Falls Hydro LLC | 100 | Brookfield Asset Management Inc | 100
Rumford Falls Hydro Facility | 10493_G_GEN5 | 10493 | G | GEN5 |  | Hydro |  | NENG_ME | Maine | 23 | Oxford | 17 | 23017 | 7.6 | 0 | 1954 | 9999 |  |  | N | Hydro | [13 empty] | 0 | 0 | 0 | 0 | [11 empty] | Rumford Falls Hydro LLC | 100 | Brookfield Asset Management Inc | 100
Rumford Falls Hydro Facility | 10493_G_GEN6 | 10493 | G | GEN6 |  | Hydro |  | NENG_ME | Maine | 23 | Oxford | 17 | 23017 | 7.6 | 0 | 1954 | 9999 |  |  | N | Hydro | [13 empty] | 0 | 0 | 0 | 0 | [11 empty] | Rumford Falls Hydro LLC | 100 | Brookfield Asset Management Inc | 100
Sheldon Springs Hydroelectric | 10494_G_IG-1 | 10494 | G | IG-1 |  | Hydro |  | NENGREST | Vermont | 50 | Franklin | 11 | 50011 | 1.7 | 0 | 1988 | 9999 |  |  | N | Hydro | [13 empty] | 0 | 0 | 0 | 0 | [11 empty] | Missisquoi LLC | 100 | Enel SpA | 100
Sheldon Springs Hydroelectric | 10494_G_IG-2 | 10494 | G | IG-2 |  | Hydro |  | NENGREST | Vermont | 50 | Franklin | 11 | 50011 | 1.7 | 0 | 1988 | 9999 |  |  | N | Hydro | [13 empty] | 0 | 0 | 0 | 0 | [11 empty] | Missisquoi LLC | 100 | Enel SpA | 100
Sheldon Springs Hydroelectric | 10494_G_IG-3 | 10494 | G | IG-3 |  | Hydro |  | NENGREST | Vermont | 50 | Franklin | 11 | 50011 | 0.2 | 0 | 1988 | 9999 |  |  | N | Hydro | [13 empty] | 0 | 0 | 0 | 0 | [11 empty] | Missisquoi LLC | 100 | Enel SpA | 100
Sheldon Springs Hydroelectric | 10494_G_SG-1 | 10494 | G | SG-1 |  | Hydro |  | NENGREST | Vermont | 50 | Franklin | 11 | 50011 | 9.7 | 0 | 1988 | 9999 |  |  | N | Hydro | [13 empty] | 0 | 0 | 0 | 0 | [11 empty] | Missisquoi LLC | 100 | Enel SpA | 100
Sheldon Springs Hydroelectric | 10494_G_SG-2 | 10494 | G | SG-2 |  | Hydro |  | NENGREST | Vermont | 50 | Franklin | 11 | 50011 | 9.7 | 0 | 1988 | 9999 |  |  | N | Hydro | [13 empty] | 0 | 0 | 0 | 0 | [11 empty] | Missisquoi LLC | 100 | Enel SpA | 100
Sheldon Springs Hydroelectric | 10494_G_SG-3 | 10494 | G | SG-3 |  | Hydro |  | NENGREST | Vermont | 50 | Franklin | 11 | 50011 | 1 | 0 | 1988 | 9999 |  |  | N | Hydro | [13 empty] | 0 | 0 | 0 | 0 | [11 empty] | Missisquoi LLC | 100 | Enel SpA | 100
Kern River Cogeneration | 10496_G_GTAG | 10496 | G | GTAG |  | Combustion Turbine |  | WECC_SCE | California | 6 | Kern | 29 | 06029 | 72 | 8700 | 1985 | 9999 |  |  | Y | Natural Gas | [12 empty] | 0.74 | 0.01735 | 0.01735 | 0.01735 | 0.01735 | [11 empty] | Kern River Cogeneration Co | 100 | Chevron Corp | 100
Kern River Cogeneration | 10496_G_GTBG | 10496 | G | GTBG |  | Combustion Turbine |  | WECC_SCE | California | 6 | Kern | 29 | 06029 | 72 | 8700 | 1985 | 9999 |  |  | Y | Natural Gas | [12 empty] | 0.74 | 0.01735 | 0.01735 | 0.01735 | 0.01735 | [11 empty] | Kern River Cogeneration Co | 100 | Chevron Corp | 100
Kern River Cogeneration | 10496_G_GTCG | 10496 | G | GTCG |  | Combustion Turbine |  | WECC_SCE | California | 6 | Kern | 29 | 06029 | 72 | 8700 | 1985 | 9999 |  |  | Y | Natural Gas | [12 empty] | 0.74 | 0.01735 | 0.01735 | 0.01735 | 0.01735 | [11 empty] | Kern River Cogeneration Co | 100 | Chevron Corp | 100
Kern River Cogeneration | 10496_G_GTDG | 10496 | G | GTDG |  | Combustion Turbine |  | WECC_SCE | California | 6 | Kern | 29 | 06029 | 72 | 8700 | 1985 | 9999 |  |  | Y | Natural Gas | [12 empty] | 0.74 | 0.01735 | 0.01735 | 0.01735 | 0.01735 | [11 empty] | Kern River Cogeneration Co | 100 | Chevron Corp | 100
Mid-Set Cogeneration | 10501_G_K100 | 10501 | G | K100 |  | Combustion Turbine |  | WEC_CALN | California | 6 | Kern | 29 | 06029 | 36 | 8700 | 1989 | 9999 |  |  | Y | Natural Gas | [12 empty] | 0.74 | 0.01259 | 0.01259 | 0.01259 | 0.01259 | [11 empty] | Mid Set Cogeneration Co | 100 | Chevron Corp | 100
Milton Hydro | 10519_G_1 | 10519 | G | 1 |  | Hydro |  | NENGREST | New Hampshire | 33 | Strafford | 17 | 33017 | 0.1 | 0 | 1914 | 9999 |  |  | N | Hydro | [13 empty] | 0 | 0 | 0 | 0 | [11 empty] | SFR Hydro Corp | 100 | Algonquin Power Income Fund | 100
Milton Hydro | 10519_G_2 | 10519 | G | 2 |  | Hydro |  | NENGREST | New Hampshire | 33 | Strafford | 17 | 33017 | 0.2 | 0 | 1914 | 9999 |  |  | N | Hydro | [13 empty] | 0 | 0 | 0 | 0 | [11 empty] | SFR Hydro Corp | 100 | Algonquin Power Income Fund | 100
Milton Hydro | 10519_G_3 | 10519 | G | 3 |  | Hydro |  | NENGREST | New Hampshire | 33 | Strafford | 17 | 33017 | 0.1 | 0 | 1984 | 9999 |  |  | N | Hydro | [13 empty] | 0 | 0 | 0 | 0 | [11 empty] | SFR Hydro Corp | 100 | Algonquin Power Income Fund | 100
Milton Hydro | 10519_G_4 | 10519 | G | 4 |  | Hydro |  | NENGREST | New Hampshire | 33 | Strafford | 17 | 33017 | 0.3 | 0 | 1987 | 9999 |  |  | N | Hydro | [13 empty] | 0 | 0 | 0 | 0 | [11 empty] | SFR Hydro Corp | 100 | Algonquin Power Income Fund | 100
Dayton Hydro | 10520_G_1 | 10520 | G | 1 |  | Hydro |  | MIS_IL | Illinois | 17 | LaSalle | 99 | 17099 | 1.6 | 0 | 1925 | 9999 |  |  | N | Hydro | [13 empty] | 0 | 0 | 0 | 0 | [11 empty] | Midwest Hydro LLC | 100 | Hudson Clean Energy Partners LP | 100
Dayton Hydro | 10520_G_2 | 10520 | G | 2 |  | Hydro |  | MIS_IL | Illinois | 17 | LaSalle | 99 | 17099 | 1 | 0 | 1925 | 9999 |  |  | N | Hydro | [13 empty] | 0 | 0 | 0 | 0 | [11 empty] | Midwest Hydro LLC | 100 | Hudson Clean Energy Partners LP | 100
Dayton Hydro | 10520_G_3 | 10520 | G | 3 |  | Hydro |  | MIS_IL | Illinois | 17 | LaSalle | 99 | 17099 | 1 | 0 | 1925 | 9999 |  |  | N | Hydro | [13 empty] | 0 | 0 | 0 | 0 | [11 empty] | Midwest Hydro LLC | 100 | Hudson Clean Energy Partners LP | 100
Lederle Laboratories | 10521_G_3A | 10521 | G | 3A |  | Combined Cycle |  | NY_Z_G-I | New York | 36 | Rockland | 87 | 36087 | 1.5 | 5832 | 1998 | 9999 |  |  | Y | Natural Gas, Distillate Fuel Oil | [13 empty] | 0.024573 | 0.024573 | 0.024573 | 0.024573 | [11 empty] | Wyeth | 100 | Wyeth | 100
Lederle Laboratories | 10521_G_GEN1 | 10521 | G | GEN1 |  | Combined Cycle |  | NY_Z_G-I | New York | 36 | Rockland | 87 | 36087 | 8.3 | 5832 | 1991 | 9999 |  |  | Y | Natural Gas, Distillate Fuel Oil | [13 empty] | 0.024573 | 0.024573 | 0.024573 | 0.024573 | [11 empty] | Wyeth | 100 | Wyeth | 100
Lederle Laboratories | 10521_G_GEN2 | 10521 | G | GEN2 |  | Combined Cycle |  | NY_Z_G-I | New York | 36 | Rockland | 87 | 36087 | 8.3 | 5832 | 1991 | 9999 |  |  | Y | Natural Gas, Distillate Fuel Oil | [13 empty] | 0.024573 | 0.024573 | 0.024573 | 0.024573 | [11 empty] | Wyeth | 100 | Wyeth | 100
Lederle Laboratories | 10521_G_GEN3 | 10521 | G | GEN3 |  | Combined Cycle |  | NY_Z_G-I | New York | 36 | Rockland | 87 | 36087 | 2.2 | 5832 | 1990 | 9999 |  |  | Y | Natural Gas, Distillate Fuel Oil | [13 empty] | 0.024573 | 0.024573 | 0.024573 | 0.024573 | [11 empty] | Wyeth | 100 | Wyeth | 100
Lederle Laboratories | 10521_G_TG4 | 10521 | G | TG4 |  | Combined Cycle |  | NY_Z_G-I | New York | 36 | Rockland | 87 | 36087 | 1.4 | 5832 | 1997 | 9999 |  |  | Y | Natural Gas, Distillate Fuel Oil | [13 empty] | 0.024573 | 0.024573 | 0.024573 | 0.024573 | [11 empty] | Wyeth | 100 | Wyeth | 100
Benton Falls Associates | 10523_G_GEN1 | 10523 | G | GEN1 |  | Hydro |  | NENG_ME | Maine | 23 | Kennebec | 11 | 23011 | 3.3 | 0 | 1987 | 9999 |  |  | N | Hydro | [13 empty] | 0 | 0 | 0 | 0 | [11 empty] | Benton Falls Associates | 100 | Essex Hydro Associates LLC | 100
Benton Falls Associates | 10523_G_GEN2 | 10523 | G | GEN2 |  | Hydro |  | NENG_ME | Maine | 23 | Kennebec | 11 | 23011 | 0.7 | 0 | 1987 | 9999 |  |  | N | Hydro | [13 empty] | 0 | 0 | 0 | 0 | [11 empty] | Benton Falls Associates | 100 | Essex Hydro Associates LLC | 100
Dodge Falls Associates | 10526_G_1UNI | 10526 | G | 1UNI |  | Hydro |  | NENGREST | New Hampshire | 33 | Grafton | 9 | 33009 | 5 | 0 | 1990 | 9999 |  |  | N | Hydro | [13 empty] | 0 | 0 | 0 | 0 | [11 empty] | Dodge Falls Associates LP | 100 | Dodge Falls Associates LP | 100
Feeder Dam Hydro Plant | 10530_G_1 | 10530 | G | 1 |  | Hydro |  | NY_Z_F | New York | 36 | Saratoga | 91 | 36091 | 0.9 | 0 | 1924 | 9999 |  |  | N | Hydro | [13 empty] | 0 | 0 | 0 | 0 | [11 empty] | Brookfield Renewable Energy Partners LP | 100 | Brookfield Asset Management Inc | 100
Feeder Dam Hydro Plant | 10530_G_2 | 10530 | G | 2 |  | Hydro |  | NY_Z_F | New York | 36 | Saratoga | 91 | 36091 | 0.9 | 0 | 1924 | 9999 |  |  | N | Hydro | [13 empty] | 0 | 0 | 0 | 0 | [11 empty] | Brookfield Renewable Energy Partners LP | 100 | Brookfield Asset Management Inc | 100
Feeder Dam Hydro Plant | 10530_G_3 | 10530 | G | 3 |  | Hydro |  | NY_Z_F | New York | 36 | Saratoga | 91 | 36091 | 1 | 0 | 1924 | 9999 |  |  | N | Hydro | [13 empty] | 0 | 0 | 0 | 0 | [11 empty] | Brookfield Renewable Energy Partners LP | 100 | Brookfield Asset Management Inc | 100
Feeder Dam Hydro Plant | 10530_G_4 | 10530 | G | 4 |  | Hydro |  | NY_Z_F | New York | 36 | Saratoga | 91 | 36091 | 0.9 | 0 | 1924 | 9999 |  |  | N | Hydro | [13 empty] | 0 | 0 | 0 | 0 | [11 empty] | Brookfield Renewable Energy Partners LP | 100 | Brookfield Asset Management Inc | 100
Feeder Dam Hydro Plant | 10530_G_5 | 10530 | G | 5 |  | Hydro |  | NY_Z_F | New York | 36 | Saratoga | 91 | 36091 | 1 | 0 | 1924 | 9999 |  |  | N | Hydro | [13 empty] | 0 | 0 | 0 | 0 | [11 empty] | Brookfield Renewable Energy Partners LP | 100 | Brookfield Asset Management Inc | 100
Beebee Island Hydro Plant | 10531_G_1 | 10531 | G | 1 |  | Hydro |  | NY_Z_C&E | New York | 36 | Jefferson | 45 | 36045 | 4.3 | 0 | 1931 | 9999 |  |  | N | Hydro | [13 empty] | 0 | 0 | 0 | 0 | [11 empty] | Brookfield Renewable Energy Partners LP | 100 | Brookfield Asset Management Inc | 100
Beebee Island Hydro Plant | 10531_G_2 | 10531 | G | 2 |  | Hydro |  | NY_Z_C&E | New York | 36 | Jefferson | 45 | 36045 | 4.3 | 0 | 1931 | 9999 |  |  | N | Hydro | [13 empty] | 0 | 0 | 0 | 0 | [11 empty] | Brookfield Renewable Energy Partners LP | 100 | Brookfield Asset Management Inc | 100
Grand River | 10532_G_2-1 | 10532 | G | 2-1 |  | Landfill Gas |  | MIS_LMI | Michigan | 26 | Clinton | 37 | 26037 | 0.8 | 13500 | 1991 | 9999 |  |  | N | Landfill Gas | [13 empty] | 0.24082 | 0.24082 | 0.24082 | 0.24082 | [11 empty] | Granger Electric Co | 100 | Granger Electric Co | 100
Grand River | 10532_G_2-3 | 10532 | G | 2-3 |  | Landfill Gas |  | MIS_LMI | Michigan | 26 | Clinton | 37 | 26037 | 0.8 | 13500 | 1991 | 9999 |  |  | N | Landfill Gas | [13 empty] | 0.24082 | 0.24082 | 0.24082 | 0.24082 | [11 empty] | Granger Electric Co | 100 | Granger Electric Co | 100
Grand River | 10532_G_2-4 | 10532 | G | 2-4 |  | Landfill Gas |  | MIS_LMI | Michigan | 26 | Clinton | 37 | 26037 | 0.8 | 13500 | 1996 | 9999 |  |  | N | Landfill Gas | [13 empty] | 0.24082 | 0.24082 | 0.24082 | 0.24082 | [11 empty] | Granger Electric Co | 100 | Granger Electric Co | 100
Grand River | 10532_G_2-5 | 10532 | G | 2-5 |  | Landfill Gas |  | MIS_LMI | Michigan | 26 | Clinton | 37 | 26037 | 0.8 | 13500 | 1997 | 9999 |  |  | N | Landfill Gas | [13 empty] | 0.24082 | 0.24082 | 0.24082 | 0.24082 | [11 empty] | Granger Electric Co | 100 | Granger Electric Co | 100
Dexter Plant | 10538_G_GEN1 | 10538 | G | GEN1 |  | Hydro |  | NY_Z_C&E | New York | 36 | Jefferson | 45 | 36045 | 0.5 | 0 | 1931 | 9999 |  |  | N | Hydro | [13 empty] | 0 | 0 | 0 | 0 | [11 empty] | Enel North America Inc | 100 | Enel SpA | 100
Dexter Plant | 10538_G_GEN2 | 10538 | G | GEN2 |  | Hydro |  | NY_Z_C&E | New York | 36 | Jefferson | 45 | 36045 | 0.5 | 0 | 1931 | 9999 |  |  | N | Hydro | [13 empty] | 0 | 0 | 0 | 0 | [11 empty] | Enel North America Inc | 100 | Enel SpA | 100
Dexter Plant | 10538_G_GEN3 | 10538 | G | GEN3 |  | Hydro |  | NY_Z_C&E | New York | 36 | Jefferson | 45 | 36045 | 0.2 | 0 | 1958 | 9999 |  |  | N | Hydro | [13 empty] | 0 | 0 | 0 | 0 | [11 empty] | Enel North America Inc | 100 | Enel SpA | 100
Dexter Plant | 10538_G_GEN4 | 10538 | G | GEN4 |  | Hydro |  | NY_Z_C&E | New York | 36 | Jefferson | 45 | 36045 | 0.2 | 0 | 1986 | 9999 |  |  | N | Hydro | [13 empty] | 0 | 0 | 0 | 0 | [11 empty] | Enel North America Inc | 100 | Enel SpA | 100
Dexter Plant | 10538_G_GEN5 | 10538 | G | GEN5 |  | Hydro |  | NY_Z_C&E | New York | 36 | Jefferson | 45 | 36045 | 0.2 | 0 | 1986 | 9999 |  |  | N | Hydro | [13 empty] | 0 | 0 | 0 | 0 | [11 empty] | Enel North America Inc | 100 | Enel SpA | 100
Dexter Plant | 10538_G_GEN6 | 10538 | G | GEN6 |  | Hydro |  | NY_Z_C&E | New York | 36 | Jefferson | 45 | 36045 | 1.2 | 0 | 1988 | 9999 |  |  | N | Hydro | [13 empty] | 0 | 0 | 0 | 0 | [11 empty] | Enel North America Inc | 100 | Enel SpA | 100
Dexter Plant | 10538_G_GEN7 | 10538 | G | GEN7 |  | Hydro |  | NY_Z_C&E | New York | 36 | Jefferson | 45 | 36045 | 1.2 | 0 | 1988 | 9999 |  |  | N | Hydro | [13 empty] | 0 | 0 | 0 | 0 | [11 empty] | Enel North America Inc | 100 | Enel SpA | 100
Theresa Plant | 10539_G_GEN1 | 10539 | G | GEN1 |  | Hydro |  | NY_Z_C&E | New York | 36 | Jefferson | 45 | 36045 | 1 | 0 | 1929 | 9999 |  |  | N | Hydro | [13 empty] | 0 | 0 | 0 | 0 | [11 empty] | Enel North America Inc | 100 | Enel SpA | 100
Theresa Plant | 10539_G_GEN2 | 10539 | G | GEN2 |  | Hydro |  | NY_Z_C&E | New York | 36 | Jefferson | 45 | 36045 | 0.3 | 0 | 1927 | 9999 |  |  | N | Hydro | [13 empty] | 0 | 0 | 0 | 0 | [11 empty] | Enel North America Inc | 100 | Enel SpA | 100
Diamond Island Plant | 10540_G_GEN1 | 10540 | G | GEN1 |  | Hydro |  | NY_Z_C&E | New York | 36 | Jefferson | 45 | 36045 | 0.4 | 0 | 1914 | 9999 |  |  | N | Hydro | [13 empty] | 0 | 0 | 0 | 0 | [11 empty] | Enel North America Inc | 100 | Enel SpA | 100
Diamond Island Plant | 10540_G_GEN2 | 10540 | G | GEN2 |  | Hydro |  | NY_Z_C&E | New York | 36 | Jefferson | 45 | 36045 | 0.4 | 0 | 1914 | 9999 |  |  | N | Hydro | [13 empty] | 0 | 0 | 0 | 0 | [11 empty] | Enel North America Inc | 100 | Enel SpA | 100
Diamond Island Plant | 10540_G_GEN3 | 10540 | G | GEN3 |  | Hydro |  | NY_Z_C&E | New York | 36 | Jefferson | 45 | 36045 | 0.4 | 0 | 1914 | 9999 |  |  | N | Hydro | [13 empty] | 0 | 0 | 0 | 0 | [11 empty] | Enel North America Inc | 100 | Enel SpA | 100
Hailesboro 4 Plant | 10544_G_GEN1 | 10544 | G | GEN1 |  | Hydro |  | NY_Z_C&E | New York | 36 | St Lawrence | 89 | 36089 | 0.8 | 0 | 1922 | 9999 |  |  | N | Hydro | [13 empty] | 0 | 0 | 0 | 0 | [11 empty] | Enel North America Inc | 100 | Enel SpA | 100
Hailesboro 4 Plant | 10544_G_GEN2 | 10544 | G | GEN2 |  | Hydro |  | NY_Z_C&E | New York | 36 | St Lawrence | 89 | 36089 | 0.6 | 0 | 1922 | 9999 |  |  | N | Hydro | [13 empty] | 0 | 0 | 0 | 0 | [11 empty] | Enel North America Inc | 100 | Enel SpA | 100
Copenhagen Plant | 10545_G_GEN1 | 10545 | G | GEN1 |  | Hydro |  | NY_Z_C&E | New York | 36 | Lewis | 49 | 36049 | 1.4 | 0 | 1984 | 9999 |  |  | N | Hydro | [13 empty] | 0 | 0 | 0 | 0 | [11 empty] | Enel North America Inc | 100 | Enel SpA | 100
Copenhagen Plant | 10545_G_GEN2 | 10545 | G | GEN2 |  | Hydro |  | NY_Z_C&E | New York | 36 | Lewis | 49 | 36049 | 1.4 | 0 | 1984 | 9999 |  |  | N | Hydro | [13 empty] | 0 | 0 | 0 | 0 | [11 empty] | Enel North America Inc | 100 | Enel SpA | 100
Copenhagen Plant | 10545_G_GEN3 | 10545 | G | GEN3 |  | Hydro |  | NY_Z_C&E | New York | 36 | Lewis | 49 | 36049 | 0.3 | 0 | 1984 | 9999 |  |  | N | Hydro | [13 empty] | 0 | 0 | 0 | 0 | [11 empty] | Enel North America Inc | 100 | Enel SpA | 100
Beaver Valley Patterson Dam | 10546_G_GEN1 | 10546 | G | GEN1 |  | Hydro |  | PJM_West | Pennsylvania | 42 | Beaver | 7 | 42007 | 0.4 | 0 | 1982 | 9999 |  |  | N | Hydro | [13 empty] | 0 | 0 | 0 | 0 | [11 empty] | Beaver Valley Power Co | 100 | Enel SpA | 100
Beaver Valley Patterson Dam | 10546_G_GEN2 | 10546 | G | GEN2 |  | Hydro |  | PJM_West | Pennsylvania | 42 | Beaver | 7 | 42007 | 0.4 | 0 | 1982 | 9999 |  |  | N | Hydro | [13 empty] | 0 | 0 | 0 | 0 | [11 empty] | Beaver Valley Power Co | 100 | Enel SpA | 100
Beaver Valley Patterson Dam | 10546_G_GEN3 | 10546 | G | GEN3 |  | Hydro |  | PJM_West | Pennsylvania | 42 | Beaver | 7 | 42007 | 0.4 | 0 | 1982 | 9999 |  |  | N | Hydro | [13 empty] | 0 | 0 | 0 | 0 | [11 empty] | Beaver Valley Power Co | 100 | Enel SpA | 100
Pyrites Plant | 10547_G_GEN1 | 10547 | G | GEN1 |  | Hydro |  | NY_Z_C&E | New York | 36 | St Lawrence | 89 | 36089 | 1.1 | 0 | 1949 | 9999 |  |  | N | Hydro | [13 empty] | 0 | 0 | 0 | 0 | [11 empty] | Enel North America Inc | 100 | Enel SpA | 100
Pyrites Plant | 10547_G_GEN2 | 10547 | G | GEN2 |  | Hydro |  | NY_Z_C&E | New York | 36 | St Lawrence | 89 | 36089 | 3.3 | 0 | 1985 | 9999 |  |  | N | Hydro | [13 empty] | 0 | 0 | 0 | 0 | [11 empty] | Enel North America Inc | 100 | Enel SpA | 100
Pyrites Plant | 10547_G_GEN3 | 10547 | G | GEN3 |  | Hydro |  | NY_Z_C&E | New York | 36 | St Lawrence | 89 | 36089 | 3.3 | 0 | 1985 | 9999 |  |  | N | Hydro | [13 empty] | 0 | 0 | 0 | 0 | [11 empty] | Enel North America Inc | 100 | Enel SpA | 100
San Jose Cogeneration | 10548_G_GEN1 | 10548 | G | GEN1 |  | Combustion Turbine |  | WEC_CALN | California | 6 | Santa Clara | 85 | 06085 | 5.6 | 9006 | 1984 | 9999 |  |  | Y | Natural Gas, Distillate Fuel Oil | [12 empty] | 0.74 | 0.47388 | 0.47388 | 0.47388 | 0.47388 | [11 empty] | San Jose State University | 100 | San Jose State University | 100
Al Turi | 10549_G_2 | 10549 | G | 2 |  | Landfill Gas |  | NY_Z_G-I | New York | 36 | Orange | 71 | 36071 | 0.8 | 13500 | 2011 | 9999 |  |  | N | Landfill Gas | [13 empty] | 0.29174 | 0.29174 | 0.29174 | 0.29174 | [11 empty] | Ameresco LFG I Inc | 100 | Ameresco Inc | 100
Al Turi | 10549_G_3 | 10549 | G | 3 |  | Landfill Gas |  | NY_Z_G-I | New York | 36 | Orange | 71 | 36071 | 0.8 | 13500 | 2011 | 9999 |  |  | N | Landfill Gas | [13 empty] | 0.29174 | 0.29174 | 0.29174 | 0.29174 | [11 empty] | Ameresco LFG I Inc | 100 | Ameresco Inc | 100
High Shoals Hydro (NC) | 10550_G_GEN1 | 10550 | G | GEN1 |  | Hydro |  | S_VACA | North Carolina | 37 | Lincoln | 109 | 37109 | 1.8 | 0 | 1934 | 9999 |  |  | N | Hydro | [13 empty] | 0 | 0 | 0 | 0 | [11 empty] | Mills Shoals Hydro Co Inc | 100 | Enel SpA | 100
Formosa Utility Venture Ltd | 10554_G_3ST1 | 10554 | G | 3ST1 |  | Combined Cycle |  | ERC_REST | Texas | 48 | Calhoun | 57 | 48057 | 38 | 5500 | 2019 | 9999 | other |  | Y | Natural Gas |  |  |  | STM | [9 empty] | 0.011 | 0.011 | 0.011 | 0.011 | [11 empty] | Formosa Plastics Corp TX | 100 | Formosa Plastics Corp | 100
Formosa Utility Venture Ltd | 10554_G_3TBG1 | 10554 | G | 3TBG1 |  | Combined Cycle |  | ERC_REST | Texas | 48 | Calhoun | 57 | 48057 | 97 | 5500 | 2019 | 9999 |  |  | Y | Natural Gas | [13 empty] | 0.011 | 0.011 | 0.011 | 0.011 | [11 empty] | Formosa Plastics Corp TX | 100 | Formosa Plastics Corp | 100
Formosa Utility Venture Ltd | 10554_G_3TBG2 | 10554 | G | 3TBG2 |  | Combined Cycle |  | ERC_REST | Texas | 48 | Calhoun | 57 | 48057 | 97 | 5500 | 2019 | 9999 |  |  | Y | Natural Gas | [13 empty] | 0.011 | 0.011 | 0.011 | 0.011 | [11 empty] | Formosa Plastics Corp TX | 100 | Formosa Plastics Corp | 100
Formosa Utility Venture Ltd | 10554_G_BO3 | 10554 | G | BO3 |  | Combined Cycle |  | ERC_REST | Texas | 48 | Calhoun | 57 | 48057 | 32 | 5500 | 1987 | 9999 |  |  | Y | Natural Gas | [13 empty] | 0.02867 | 0.02867 | 0.02867 | 0.02867 | [11 empty] | Formosa Plastics Corp TX | 100 | Formosa Plastics Corp | 100
Formosa Utility Venture Ltd | 10554_G_ST1 | 10554 | G | ST1 |  | Combined Cycle |  | ERC_REST | Texas | 48 | Calhoun | 57 | 48057 | 28.5 | 5500 | 1994 | 9999 |  |  | Y | Natural Gas |  |  |  | STM | [9 empty] | 0.02867 | 0.02867 | 0.02867 | 0.02867 | [11 empty] | Formosa Plastics Corp TX | 100 | Formosa Plastics Corp | 100
Formosa Utility Venture Ltd | 10554_G_ST2 | 10554 | G | ST2 |  | Combined Cycle |  | ERC_REST | Texas | 48 | Calhoun | 57 | 48057 | 57.5 | 5500 | 1994 | 9999 |  |  | Y | Natural Gas |  |  |  | STM | [9 empty] | 0.011 | 0.011 | 0.011 | 0.011 | [11 empty] | Formosa Plastics Corp TX | 100 | Formosa Plastics Corp | 100
Formosa Utility Venture Ltd | 10554_G_ST3 | 10554 | G | ST3 |  | Combined Cycle |  | ERC_REST | Texas | 48 | Calhoun | 57 | 48057 | 47.3 | 5500 | 2002 | 9999 |  |  | Y | Natural Gas |  |  |  | STM | [9 empty] | 0.011 | 0.011 | 0.011 | 0.011 | [11 empty] | Formosa Plastics Corp TX | 100 | Formosa Plastics Corp | 100
Formosa Utility Venture Ltd | 10554_G_TBG1 | 10554 | G | TBG1 |  | Combined Cycle |  | ERC_REST | Texas | 48 | Calhoun | 57 | 48057 | 72 | 5500 | 1993 | 9999 |  |  | Y | Natural Gas | [13 empty] | 0.02867 | 0.02867 | 0.02867 | 0.02867 | [11 empty] | Formosa Plastics Corp TX | 100 | Formosa Plastics Corp | 100
Formosa Utility Venture Ltd | 10554_G_TBG2 | 10554 | G | TBG2 |  | Combined Cycle |  | ERC_REST | Texas | 48 | Calhoun | 57 | 48057 | 72 | 5500 | 1993 | 9999 |  |  | Y | Natural Gas | [13 empty] | 0.011 | 0.011 | 0.011 | 0.011 | [11 empty] | Formosa Plastics Corp TX | 100 | Formosa Plastics Corp | 100
Formosa Utility Venture Ltd | 10554_G_TBG3 | 10554 | G | TBG3 |  | Combined Cycle |  | ERC_REST | Texas | 48 | Calhoun | 57 | 48057 | 72 | 5500 | 1993 | 9999 |  |  | Y | Natural Gas | [13 empty] | 0.011 | 0.011 | 0.011 | 0.011 | [11 empty] | Formosa Plastics Corp TX | 100 | Formosa Plastics Corp | 100
Formosa Utility Venture Ltd | 10554_G_TBG4 | 10554 | G | TBG4 |  | Combined Cycle |  | ERC_REST | Texas | 48 | Calhoun | 57 | 48057 | 72 | 5500 | 1994 | 9999 |  |  | Y | Natural Gas | [13 empty] | 0.011 | 0.011 | 0.011 | 0.011 | [11 empty] | Formosa Plastics Corp TX | 100 | Formosa Plastics Corp | 100
Formosa Utility Venture Ltd | 10554_G_TBG5 | 10554 | G | TBG5 |  | Combined Cycle |  | ERC_REST | Texas | 48 | Calhoun | 57 | 48057 | 72 | 5500 | 1994 | 9999 |  |  | Y | Natural Gas | [13 empty] | 0.011 | 0.011 | 0.011 | 0.011 | [11 empty] | Formosa Plastics Corp TX | 100 | Formosa Plastics Corp | 100
Formosa Utility Venture Ltd | 10554_G_TBG6 | 10554 | G | TBG6 |  | Combined Cycle |  | ERC_REST | Texas | 48 | Calhoun | 57 | 48057 | 72 | 5500 | 2003 | 9999 |  |  | Y | Natural Gas | [13 empty] | 0.011 | 0.011 | 0.011 | 0.011 | [11 empty] | Formosa Plastics Corp TX | 100 | Formosa Plastics Corp | 100
Brassua Hydroelectric Project | 10555_G_1 | 10555 | G | 1 |  | Hydro |  | NENG_ME | Maine | 23 | Somerset | 25 | 23025 | 3.6 | 0 | 1989 | 9999 |  |  | N | Hydro | [13 empty] | 0 | 0 | 0 | 0 | [11 empty] | Brookfield White Pine Hydro LLC | 72.8 | Brookfield Asset Management Inc | 72.8
Boott Hydropower | 10556_G_GEN1 | 10556 | G | GEN1 |  | Hydro |  | NENGREST | Massachusetts | 25 | Middlesex | 17 | 25017 | 7.1 | 0 | 1985 | 9999 |  |  | N | Hydro | [13 empty] | 0 | 0 | 0 | 0 | [11 empty] | Boott Hydropower Inc | 100 | Enel SpA | 100
Boott Hydropower | 10556_G_GEN2 | 10556 | G | GEN2 |  | Hydro |  | NENGREST | Massachusetts | 25 | Middlesex | 17 | 25017 | 7.1 | 0 | 1985 | 9999 |  |  | N | Hydro | [13 empty] | 0 | 0 | 0 | 0 | [11 empty] | Boott Hydropower Inc | 100 | Enel SpA | 100
Boott Hydropower | 10556_G_GEN3 | 10556 | G | GEN3 |  | Hydro |  | NENGREST | Massachusetts | 25 | Middlesex | 17 | 25017 | 7.5 | 0 | 1985 | 9999 |  |  | N | Hydro | [13 empty] | 0 | 0 | 0 | 0 | [11 empty] | Boott Hydropower Inc | 100 | Enel SpA | 100
Algonquin Windsor Locks | 10567_G_GTG | 10567 | G | GTG | 3556 | Combined Cycle |  | NENG_CT | Connecticut | 9 | Hartford | 3 | 09003 | 35 | 5673 | 1990 | 9999 |  |  | Y | Natural Gas, Distillate Fuel Oil |  |  |  | STM | [8 empty] | 0.28 | 0.14603 | 0.14603 | 0.14603 | 0.14603 | [11 empty] | Algonquin Power Windsor Locks LLC | 100 | Algonquin Power Income Fund | 100
Algonquin Windsor Locks | 10567_G_GTG2 | 10567 | G | GTG2 |  | Combined Cycle |  | NENG_CT | Connecticut | 9 | Hartford | 3 | 09003 | 13 | 5673 | 2012 | 9999 |  |  | Y | Natural Gas, Distillate Fuel Oil | [13 empty] | 0.14603 | 0.14603 | 0.14603 | 0.14603 | [11 empty] | Algonquin Power Windsor Locks LLC | 100 | Algonquin Power Income Fund | 100
Algonquin Windsor Locks | 10567_G_STG | 10567 | G | STG | 3556 | Combined Cycle |  | NENG_CT | Connecticut | 9 | Hartford | 3 | 09003 | 16 | 5673 | 1990 | 9999 |  |  | Y | Natural Gas, Distillate Fuel Oil |  |  |  | STM | [8 empty] | 0.28 | 0.14603 | 0.14603 | 0.14603 | 0.14603 | [11 empty] | Algonquin Power Windsor Locks LLC | 100 | Algonquin Power Income Fund | 100
Errol Hydroelectric Project | 10570_G_1 | 10570 | G | 1 |  | Hydro |  | NENGREST | New Hampshire | 33 | Coos | 7 | 33007 | 3 | 0 | 1986 | 9999 |  |  | N | Hydro | [13 empty] | 0 | 0 | 0 | 0 | [11 empty] | Errol Hydroelectric Co LLC | 100 | Great Lakes Hydro Income Fund (The) | 100
Cameron Ridge LLC | 10586_G_EXIS | 10586 | G | EXIS |  | Onshore Wind |  | WECC_SCE | California | 6 | Kern | 29 | 06029 | 59.6 | 0 | 1984 | 9999 |  |  | N | Wind | [13 empty] | 0 | 0 | 0 | 0 | [11 empty] | Cameron Ridge LLC | 100 | NextEra Energy Inc | 100
Ridgetop Energy LLC | 10597_G_WGN1 | 10597 | G | WGN1 |  | Onshore Wind |  | WECC_SCE | California | 6 | Kern | 29 | 06029 | 29 | 0 | 1984 | 9999 |  |  | N | Wind | [13 empty] | 0 | 0 | 0 | 0 | [11 empty] | Ridgetop Energy LLC | 100 | Energy Capital Partners | 100
Tesoro Wilmington Calciner | 10601_G_GEN1 | 10601 | G | GEN1 |  | Non-Fossil Waste |  | WECC_SCE | California | 6 | Los Angeles | 37 | 06037 | 30.7 | 9193 | 1982 | 9999 |  |  | Y | Non-Fossil Waste | [12 empty] | 0.79 | 0 | 0 | 0 | 0 | [11 empty] | Tesoro Refining & Marketing Co | 100 | Andeavor | 100
Gilman Mill | 10608_G_GEN1 | 10608 | G | GEN1 |  | Hydro |  | NENGREST | Vermont | 50 | Essex | 9 | 50009 | 2.1 | 0 | 1986 | 9999 |  |  | N | Hydro | [13 empty] | 0 | 0 | 0 | 0 | [11 empty] | Ampersand Gilman Hydro LP | 100 | Ampersand Energy Partners LLC | 100
Gilman Mill | 10608_G_GEN2 | 10608 | G | GEN2 |  | Hydro |  | NENGREST | Vermont | 50 | Essex | 9 | 50009 | 0.9 | 0 | 1966 | 9999 |  |  | N | Hydro | [13 empty] | 0 | 0 | 0 | 0 | [11 empty] | Ampersand Gilman Hydro LP | 100 | Ampersand Energy Partners LLC | 100
Gilman Mill | 10608_G_GEN3 | 10608 | G | GEN3 |  | Hydro |  | NENGREST | Vermont | 50 | Essex | 9 | 50009 | 0.7 | 0 | 1941 | 9999 |  |  | N | Hydro | [13 empty] | 0 | 0 | 0 | 0 | [11 empty] | Ampersand Gilman Hydro LP | 100 | Ampersand Energy Partners LLC | 100
Gilman Mill | 10608_G_GEN4 | 10608 | G | GEN4 |  | Hydro |  | NENGREST | Vermont | 50 | Essex | 9 | 50009 | 0.6 | 0 | 1941 | 9999 |  |  | N | Hydro | [13 empty] | 0 | 0 | 0 | 0 | [11 empty] | Ampersand Gilman Hydro LP | 100 | Ampersand Energy Partners LLC | 100
Domtar - Woodland Mill | 10613_G_HG1 | 10613 | G | HG1 |  | Hydro |  | NENG_ME | Maine | 23 | Washington | 29 | 23029 | 2.9 | 0 | 1912 | 9999 |  |  | N | Hydro | [13 empty] | 0 | 0 | 0 | 0 | [11 empty] | Domtar Maine LLC | 100 | Domtar Inc | 100
Domtar - Woodland Mill | 10613_G_HG10 | 10613 | G | HG10 |  | Hydro |  | NENG_ME | Maine | 23 | Washington | 29 | 23029 | 1.1 | 0 | 1970 | 9999 |  |  | N | Hydro | [13 empty] | 0 | 0 | 0 | 0 | [11 empty] | Domtar Maine LLC | 100 | Domtar Inc | 100
Domtar - Woodland Mill | 10613_G_HG2 | 10613 | G | HG2 |  | Hydro |  | NENG_ME | Maine | 23 | Washington | 29 | 23029 | 2.9 | 0 | 1912 | 9999 |  |  | N | Hydro | [13 empty] | 0 | 0 | 0 | 0 | [11 empty] | Domtar Maine LLC | 100 | Domtar Inc | 100
Domtar - Woodland Mill | 10613_G_HG3 | 10613 | G | HG3 |  | Hydro |  | NENG_ME | Maine | 23 | Washington | 29 | 23029 | 3.1 | 0 | 1929 | 9999 |  |  | N | Hydro | [13 empty] | 0 | 0 | 0 | 0 | [11 empty] | Domtar Maine LLC | 100 | Domtar Inc | 100
Domtar - Woodland Mill | 10613_G_HG4 | 10613 | G | HG4 |  | Hydro |  | NENG_ME | Maine | 23 | Washington | 29 | 23029 | 0.8 | 0 | 1906 | 9999 |  |  | N | Hydro | [13 empty] | 0 | 0 | 0 | 0 | [11 empty] | Domtar Maine LLC | 100 | Domtar Inc | 100
Domtar - Woodland Mill | 10613_G_HG5 | 10613 | G | HG5 |  | Hydro |  | NENG_ME | Maine | 23 | Washington | 29 | 23029 | 0.8 | 0 | 1906 | 9999 |  |  | N | Hydro | [13 empty] | 0 | 0 | 0 | 0 | [11 empty] | Domtar Maine LLC | 100 | Domtar Inc | 100
Domtar - Woodland Mill | 10613_G_HG6 | 10613 | G | HG6 |  | Hydro |  | NENG_ME | Maine | 23 | Washington | 29 | 23029 | 0.8 | 0 | 1906 | 9999 |  |  | N | Hydro | [13 empty] | 0 | 0 | 0 | 0 | [11 empty] | Domtar Maine LLC | 100 | Domtar Inc | 100
Domtar - Woodland Mill | 10613_G_HG7 | 10613 | G | HG7 |  | Hydro |  | NENG_ME | Maine | 23 | Washington | 29 | 23029 | 1.5 | 0 | 1970 | 9999 |  |  | N | Hydro | [13 empty] | 0 | 0 | 0 | 0 | [11 empty] | Domtar Maine LLC | 100 | Domtar Inc | 100
Domtar - Woodland Mill | 10613_G_HG8 | 10613 | G | HG8 |  | Hydro |  | NENG_ME | Maine | 23 | Washington | 29 | 23029 | 1.9 | 0 | 1970 | 9999 |  |  | N | Hydro | [13 empty] | 0 | 0 | 0 | 0 | [11 empty] | Domtar Maine LLC | 100 | Domtar Inc | 100
Domtar - Woodland Mill | 10613_G_HG9 | 10613 | G | HG9 |  | Hydro |  | NENG_ME | Maine | 23 | Washington | 29 | 23029 | 1.9 | 0 | 1970 | 9999 |  |  | N | Hydro | [13 empty] | 0 | 0 | 0 | 0 | [11 empty] | Domtar Maine LLC | 100 | Domtar Inc | 100
CH Resources Beaver Falls | 10617_G_GEN1 | 10617 | G | GEN1 | 3560 | Combined Cycle |  | NY_Z_C&E | New York | 36 | Lewis | 49 | 36049 | 50.7 | 6669 | 1995 | 9999 |  |  | Y | Natural Gas, Distillate Fuel Oil |  |  |  | STM | SCR | [8 empty] | 0.14162 | 0.056 | 0.14162 | 0.056 | [11 empty] | Beaver Falls LLC | 100 | Starwood Capital Group Global LLC | 100
CH Resources Beaver Falls | 10617_G_GEN2 | 10617 | G | GEN2 | 3560 | Combined Cycle |  | NY_Z_C&E | New York | 36 | Lewis | 49 | 36049 | 30.6 | 6669 | 1995 | 9999 |  |  | Y | Natural Gas, Distillate Fuel Oil |  |  |  | STM | SCR | [8 empty] | 0.14162 | 0.056 | 0.14162 | 0.056 | [11 empty] | Beaver Falls LLC | 100 | Starwood Capital Group Global LLC | 100
Carthage Energy LLC | 10620_G_GEN1 | 10620 | G | GEN1 | 3563 | Combined Cycle |  | NY_Z_C&E | New York | 36 | Jefferson | 45 | 36045 | 38.2 | 9865 | 1991 | 9999 |  |  | N | Natural Gas, Distillate Fuel Oil |  |  |  | STM | [9 empty] | 0.13403 | 0.13403 | 0.13403 | 0.13403 | [11 empty] | Carthage Energy LLC | 100 | Alliance Energy Group LLC | 100
Carthage Energy LLC | 10620_G_GEN2 | 10620 | G | GEN2 | 3563 | Combined Cycle |  | NY_Z_C&E | New York | 36 | Jefferson | 45 | 36045 | 21 | 9865 | 1991 | 9999 |  |  | N | Natural Gas, Distillate Fuel Oil |  |  |  | STM | [9 empty] | 0.13403 | 0.13403 | 0.13403 | 0.13403 | [11 empty] | Carthage Energy LLC | 100 | Alliance Energy Group LLC | 100
CH Resources Syracuse | 10621_G_GEN1 | 10621 | G | GEN1 | 3564 | Combined Cycle |  | NY_Z_C&E | New York | 36 | Onondaga | 67 | 36067 | 56.5 | 8495 | 1994 | 9999 |  |  | N | Natural Gas |  |  |  | STM | SCR | [8 empty] | 0.068099 | 0.068099 | 0.068099 | 0.068099 | [11 empty] | Lakeside Syracuse LLC | 100 | Starwood Capital Group Global LLC | 100
CH Resources Syracuse | 10621_G_GEN2 | 10621 | G | GEN2 | 3564 | Combined Cycle |  | NY_Z_C&E | New York | 36 | Onondaga | 67 | 36067 | 28.8 | 8495 | 1994 | 9999 |  |  | N | Natural Gas |  |  |  | STM | SCR | [8 empty] | 0.068099 | 0.068099 | 0.068099 | 0.068099 | [11 empty] | Lakeside Syracuse LLC | 100 | Starwood Capital Group Global LLC | 100
Civic Center | 10623_G_GEN1 | 10623 | G | GEN1 |  | Combined Cycle |  | WEC_LADW | California | 6 | Los Angeles | 37 | 06037 | 22.1 | 5500 | 1989 | 9999 |  |  | Y | Natural Gas | [13 empty] | 0.068427 | 0.068427 | 0.068427 | 0.068427 | [11 empty] | Los Angeles County | 100 | Los Angeles County | 100
Civic Center | 10623_G_GEN2 | 10623 | G | GEN2 |  | Combined Cycle |  | WEC_LADW | California | 6 | Los Angeles | 37 | 06037 | 1.5 | 5500 | 1989 | 9999 |  |  | Y | Natural Gas |  |  |  | LNB | [9 empty] | 0.068427 | 0.068427 | 0.068427 | 0.068427 | [11 empty] | Los Angeles County | 100 | Los Angeles County | 100
CE Leathers | 10631_G_GEN1 | 10631 | G | GEN1 |  | Geothermal |  | WECC_IID | California | 6 | Imperial | 25 | 06025 | 43.2 | 9771 | 1989 | 9999 |  |  | N | Geothermal | [13 empty] | 0 | 0 | 0 | 0 | 0.4625 | 0.4625 | 0.4625 | [8 empty] | CE Leathers Co | 100 | Berkshire Hathaway Inc | 100
Del Ranch Company | 10632_G_GEN1 | 10632 | G | GEN1 |  | Geothermal |  | WECC_IID | California | 6 | Imperial | 25 | 06025 | 43.2 | 9771 | 1988 | 9999 |  |  | N | Geothermal | [13 empty] | 0 | 0 | 0 | 0 | 0.4625 | 0.4625 | 0.4625 | [8 empty] | CE Generation LLC | 100 | Berkshire Hathaway Inc | 100
Hopewell Cogeneration | 10633_G_GT1 | 10633 | G | GT1 | 88335 | Combined Cycle |  | PJM_Dom | Virginia | 51 | Prince George | 149 | 51149 | 94.1 | 8922 | 1990 | 9999 |  |  | Y | Natural Gas, Distillate Fuel Oil |  |  |  | STM | [9 empty] | 0.11258 | 0.11258 | 0.11258 | 0.11258 | [11 empty] | Hopewell Power Generation LLC | 100 | Vistra Energy | 100
Hopewell Cogeneration | 10633_G_GT2 | 10633 | G | GT2 | 88336 | Combined Cycle |  | PJM_Dom | Virginia | 51 | Prince George | 149 | 51149 | 94.1 | 8922 | 1990 | 9999 |  |  | Y | Natural Gas, Distillate Fuel Oil |  |  |  | STM | [9 empty] | 0.11258 | 0.11258 | 0.11258 | 0.11258 | [11 empty] | Hopewell Power Generation LLC | 100 | Vistra Energy | 100
Hopewell Cogeneration | 10633_G_GT3 | 10633 | G | GT3 | 88337 | Combined Cycle |  | PJM_Dom | Virginia | 51 | Prince George | 149 | 51149 | 94.1 | 8922 | 1990 | 9999 |  |  | Y | Natural Gas, Distillate Fuel Oil |  |  |  | STM | [9 empty] | 0.11258 | 0.11258 | 0.11258 | 0.11258 | [11 empty] | Hopewell Power Generation LLC | 100 | Vistra Energy | 100
Hopewell Cogeneration | 10633_G_ST1 | 10633 | G | ST1 | 88335 | Combined Cycle |  | PJM_Dom | Virginia | 51 | Prince George | 149 | 51149 | 96 | 8922 | 1990 | 9999 |  |  | Y | Natural Gas, Distillate Fuel Oil |  |  |  | STM | [9 empty] | 0.11258 | 0.11258 | 0.11258 | 0.11258 | [11 empty] | Hopewell Power Generation LLC | 100 | Vistra Energy | 100
Elmore Company | 10634_G_GEN1 | 10634 | G | GEN1 |  | Geothermal |  | WECC_IID | California | 6 | Imperial | 25 | 06025 | 51.1 | 9771 | 1988 | 9999 |  |  | N | Geothermal | [13 empty] | 0 | 0 | 0 | 0 | 0.4625 | 0.4625 | 0.4625 | [8 empty] | Elmore Co | 100 | Berkshire Hathaway Inc | 100
Bear Mountain Limited | 10649_G_GEN1 | 10649 | G | GEN1 | 91243 | Combustion Turbine |  | WEC_CALN | California | 6 | Kern | 29 | 06029 | 46 | 8700 | 1995 | 9999 |  |  | Y | Natural Gas | [12 empty] | 0.74 | 0.86899 | 0.86899 | 0.86899 | 0.86899 | [11 empty] | Bear Mountain Ltd | 100 | ContourGlobal PLC | 100
Badger Creek Limited | 10650_G_GEN1 | 10650 | G | GEN1 | 91244 | Combustion Turbine |  | WEC_CALN | California | 6 | Kern | 29 | 06029 | 46 | 8700 | 1991 | 9999 |  |  | Y | Natural Gas | [12 empty] | 0.74 | 0.76998 | 0.76998 | 0.76998 | 0.76998 | [11 empty] | Badger Creek Ltd | 100 | ContourGlobal PLC | 100
Iowa Hydro LLC | 1067_G_1 | 1067 | G | 1 |  | Hydro |  | MIS_IA | Iowa | 19 | Jackson | 97 | 19097 | 0.6 | 0 | 1924 | 9999 |  |  | N | Hydro | [13 empty] | 0 | 0 | 0 | 0 | [11 empty] | Iowa Hydro LLC | 100 | Renewable World Energies LLC | 100
Iowa Hydro LLC | 1067_G_2 | 1067 | G | 2 |  | Hydro |  | MIS_IA | Iowa | 19 | Jackson | 97 | 19097 | 0.6 | 0 | 1924 | 9999 |  |  | N | Hydro | [13 empty] | 0 | 0 | 0 | 0 | [11 empty] | Iowa Hydro LLC | 100 | Renewable World Energies LLC | 100
Marshalltown | 1068_G_1 | 1068 | G | 1 | 89836 | Combustion Turbine |  | MIS_IA | Iowa | 19 | Marshall | 127 | 19127 | 55.9 | 17054 | 1978 | 9999 |  |  | N | Natural Gas | [13 empty] | 0.22228 | 0.22228 | 0.22228 | 0.22228 | [11 empty] | Interstate Power & Light Co | 100 | Alliant Energy Corp | 100
Marshalltown | 1068_G_2 | 1068 | G | 2 | 89842 | Combustion Turbine |  | MIS_IA | Iowa | 19 | Marshall | 127 | 19127 | 56.2 | 17054 | 1978 | 9999 |  |  | N | Natural Gas | [13 empty] | 0.251 | 0.251 | 0.251 | 0.251 | [11 empty] | Interstate Power & Light Co | 100 | Alliant Energy Corp | 100
Marshalltown | 1068_G_3 | 1068 | G | 3 | 89844 | Combustion Turbine |  | MIS_IA | Iowa | 19 | Marshall | 127 | 19127 | 61.7 | 17054 | 1978 | 9999 |  |  | N | Natural Gas | [13 empty] | 0.2719 | 0.2719 | 0.2719 | 0.2719 | [11 empty] | Interstate Power & Light Co | 100 | Alliant Energy Corp | 100
Brush Generation Facility | 10682_G_GT1 | 10682 | G | GT1 |  | Combined Cycle |  | WECC_CO | Colorado | 8 | Morgan | 87 | 08087 | 25 | 10763 | 1990 | 9999 |  |  | N | Natural Gas | [13 empty] | 0.00834 | 0.00834 | 0.00834 | 0.00834 | [11 empty] | BIV Generation Co LLC | 100 | Beowulf Energy LLC | 100
Brush Generation Facility | 10682_G_GT2 | 10682 | G | GT2 | 3576 | Combustion Turbine |  | WECC_CO | Colorado | 8 | Morgan | 87 | 08087 | 25 | 16250 | 1990 | 9999 |  |  | N | Natural Gas |  |  |  | H2O | [9 empty] | 0.08744 | 0.08744 | 0.08744 | 0.08744 | [11 empty] | BIV Generation Co LLC | 100 | Beowulf Energy LLC | 100
Brush Generation Facility | 10682_G_GT3 | 10682 | G | GT3 |  | Combined Cycle |  | WECC_CO | Colorado | 8 | Morgan | 87 | 08087 | 32 | 10763 | 1994 | 9999 |  |  | N | Natural Gas | [13 empty] | 0.024573 | 0.024573 | 0.024573 | 0.024573 | [11 empty] | BIV Generation Co LLC | 100 | Beowulf Energy LLC | 100
Brush Generation Facility | 10682_G_GT4 | 10682 | G | GT4 | 4142 | Combined Cycle |  | WECC_CO | Colorado | 8 | Morgan | 87 | 08087 | 25 | 10763 | 1999 | 9999 |  |  | N | Natural Gas |  |  |  | H2O | [9 empty] | 0.082902 | 0.082902 | 0.082902 | 0.082902 | [11 empty] | BIV Generation Co LLC | 100 | Beowulf Energy LLC | 100
Brush Generation Facility | 10682_G_GT5 | 10682 | G | GT5 | 4143 | Combined Cycle |  | WECC_CO | Colorado | 8 | Morgan | 87 | 08087 | 25 | 10763 | 1999 | 9999 |  |  | N | Natural Gas |  |  |  | H2O | [9 empty] | 0.082902 | 0.082902 | 0.082902 | 0.082902 | [11 empty] | BIV Generation Co LLC | 100 | Beowulf Energy LLC | 100
Brush Generation Facility | 10682_G_ST1 | 10682 | G | ST1 |  | Combined Cycle |  | WECC_CO | Colorado | 8 | Morgan | 87 | 08087 | 30 | 10763 | 1990 | 9999 |  |  | N | Natural Gas |  |  |  | LNB | [9 empty] | 0.00834 | 0.00834 | 0.00834 | 0.00834 | [11 empty] | BIV Generation Co LLC | 100 | Beowulf Energy LLC | 100
Brush Generation Facility | 10682_G_ST2 | 10682 | G | ST2 |  | Combined Cycle |  | WECC_CO | Colorado | 8 | Morgan | 87 | 08087 | 40 | 10763 | 1994 | 9999 |  |  | N | Natural Gas |  |  |  | LNB | [9 empty] | 0.024573 | 0.024573 | 0.024573 | 0.024573 | [11 empty] | BIV Generation Co LLC | 100 | Beowulf Energy LLC | 100
Brush Generation Facility | 10682_G_ST4 | 10682 | G | ST4 | 4143 | Combined Cycle |  | WECC_CO | Colorado | 8 | Morgan | 87 | 08087 | 90 | 10763 | 2002 | 9999 |  |  | N | Natural Gas |  |  |  | LNB | [9 empty] | 0.082902 | 0.082902 | 0.082902 | 0.082902 | [11 empty] | BIV Generation Co LLC | 100 | Beowulf Energy LLC | 100
Rapids Energy Center | 10686_G_HYD | 10686 | G | HYD |  | Hydro |  | MIS_MNWI | Minnesota | 27 | Itasca | 61 | 27061 | 0.8 | 0 | 1943 | 9999 |  |  | N | Hydro | [13 empty] | 0 | 0 | 0 | 0 | [11 empty] | ALLETE Inc | 100 | ALLETE Inc | 100
Black River Hydro Associates | 10687_G_DE1 | 10687 | G | DE1 |  | Hydro |  | NY_Z_C&E | New York | 36 | Lewis | 49 | 36049 | 1.5 | 0 | 1984 | 9999 |  |  | N | Hydro | [13 empty] | 0 | 0 | 0 | 0 | [11 empty] | CHI Power Marketing Inc | 98.5 | Enel SpA | 98.5
Black River Hydro Associates | 10687_G_PL1 | 10687 | G | PL1 |  | Hydro |  | NY_Z_C&E | New York | 36 | Lewis | 49 | 36049 | 2.1 | 0 | 1984 | 9999 |  |  | N | Hydro | [13 empty] | 0 | 0 | 0 | 0 | [11 empty] | CHI Power Marketing Inc | 98.5 | Enel SpA | 98.5
Black River Hydro Associates | 10687_G_RI1 | 10687 | G | RI1 |  | Hydro |  | NY_Z_C&E | New York | 36 | Lewis | 49 | 36049 | 1.8 | 0 | 1984 | 9999 |  |  | N | Hydro | [13 empty] | 0 | 0 | 0 | 0 | [11 empty] | CHI Power Marketing Inc | 98.5 | Enel SpA | 98.5
ExxonMobil Baton Rouge Turbine Generator | 10690_G_CTG1 | 10690 | G | CTG1 |  | Combustion Turbine |  | MIS_LA | Louisiana | 22 | East Baton Rouge | 33 | 22033 | 76.7 | 8700 | 1990 | 9999 |  |  | Y | Natural Gas | [13 empty] | 0.04943 | 0.04943 | 0.04943 | 0.04943 | [11 empty] | ExxonMobil Baton Rouge | 100 | ExxonMobil Corp | 100
ExxonMobil Baytown Turbine | 10692_G_GEN1 | 10692 | G | GEN1 |  | Combustion Turbine |  | ERC_REST | Texas | 48 | Harris | 201 | 48201 | 32 | 8700 | 1989 | 9999 |  |  | Y | Natural Gas | [13 empty] | 0.47388 | 0.47388 | 0.47388 | 0.47388 | [11 empty] | Exxon Co USA | 100 | ExxonMobil Corp | 100
ExxonMobil Baytown Turbine | 10692_G_GEN2 | 10692 | G | GEN2 |  | Combustion Turbine |  | ERC_REST | Texas | 48 | Harris | 201 | 48201 | 32 | 8700 | 1989 | 9999 |  |  | Y | Natural Gas | [13 empty] | 0.47388 | 0.47388 | 0.47388 | 0.47388 | [11 empty] | Exxon Co USA | 100 | ExxonMobil Corp | 100
ExxonMobil Baytown Turbine | 10692_G_GEN3 | 10692 | G | GEN3 |  | Combustion Turbine |  | ERC_REST | Texas | 48 | Harris | 201 | 48201 | 32 | 8700 | 1989 | 9999 |  |  | Y | Natural Gas | [13 empty] | 0.47388 | 0.47388 | 0.47388 | 0.47388 | [11 empty] | Exxon Co USA | 100 | ExxonMobil Corp | 100
ExxonMobil Baytown Turbine | 10692_G_GEN4 | 10692 | G | GEN4 |  | Combustion Turbine |  | ERC_REST | Texas | 48 | Harris | 201 | 48201 | 90 | 8700 | 1997 | 9999 |  |  | Y | Natural Gas | [13 empty] | 0.04943 | 0.04943 | 0.04943 | 0.04943 | [11 empty] | Exxon Co USA | 100 | ExxonMobil Corp | 100
ExxonMobil Baytown Turbine | 10692_G_GEN5 | 10692 | G | GEN5 |  | Combustion Turbine |  | ERC_REST | Texas | 48 | Harris | 201 | 48201 | 140 | 8700 | 2004 | 9999 |  |  | Y | Natural Gas | [13 empty] | 0.04943 | 0.04943 | 0.04943 | 0.04943 | [11 empty] | Exxon Co USA | 100 | ExxonMobil Corp | 100
Pepperell Hydro Power Plant | 10694_G_2121 | 10694 | G | 2121 |  | Hydro |  | NENGREST | Massachusetts | 25 | Middlesex | 17 | 25017 | 0.8 | 0 | 1920 | 9999 |  |  | N | Hydro | [13 empty] | 0 | 0 | 0 | 0 | [11 empty] | Swift River Hydro Operations Co | 100 | Swift River Hydro Operations Co | 100
Pepperell Hydro Power Plant | 10694_G_8281 | 10694 | G | 8281 |  | Hydro |  | NENGREST | Massachusetts | 25 | Middlesex | 17 | 25017 | 0.8 | 0 | 1920 | 9999 |  |  | N | Hydro | [13 empty] | 0 | 0 | 0 | 0 | [11 empty] | Swift River Hydro Operations Co | 100 | Swift River Hydro Operations Co | 100
Pepperell Hydro Power Plant | 10694_G_G3 | 10694 | G | G3 |  | Hydro |  | NENGREST | Massachusetts | 25 | Middlesex | 17 | 25017 | 0.6 | 0 | 2006 | 9999 |  |  | N | Hydro | [13 empty] | 0 | 0 | 0 | 0 | [11 empty] | Swift River Hydro Operations Co | 100 | Swift River Hydro Operations Co | 100
Burney Creek | 10706_G_GEN1 | 10706 | G | GEN1 |  | Hydro |  | WEC_CALN | California | 6 | Shasta | 89 | 06089 | 3 | 0 | 1990 | 9999 |  |  | N | Hydro | [13 empty] | 0 | 0 | 0 | 0 | [11 empty] | Snow Mountain Hydro LLC | 100 | IDACORP Inc | 100
Cove Hydroelectric | 10707_G_GEN1 | 10707 | G | GEN1 |  | Hydro |  | WEC_CALN | California | 6 | Shasta | 89 | 06089 | 5 | 0 | 1990 | 9999 |  |  | N | Hydro | [13 empty] | 0 | 0 | 0 | 0 | [11 empty] | Snow Mountain Hydro LLC | 100 | IDACORP Inc | 100
Lost Creek I | 10708_G_GEN1 | 10708 | G | GEN1 |  | Hydro |  | WEC_CALN | California | 6 | Shasta | 89 | 06089 | 1.1 | 0 | 1989 | 9999 |  |  | N | Hydro | [13 empty] | 0 | 0 | 0 | 0 | [11 empty] | Snow Mountain Hydro LLC | 100 | IDACORP Inc | 100
Ponderosa Bailey Creek | 10709_G_GEN1 | 10709 | G | GEN1 |  | Hydro |  | WEC_CALN | California | 6 | Tehama | 103 | 06103 | 1.1 | 0 | 1990 | 9999 |  |  | N | Hydro | [13 empty] | 0 | 0 | 0 | 0 | [11 empty] | Snow Mountain Hydro LLC | 100 | IDACORP Inc | 100
Karen Avenue Wind Farm | 10718_G_WND | 10718 | G | WND |  | Onshore Wind |  | WECC_SCE | California | 6 | Riverside | 65 | 06065 | 11.7 | 0 | 1985 | 9999 |  |  | N | Wind | [13 empty] | 0 | 0 | 0 | 0 | [11 empty] | San Gorgonio Wind Farms Inc | 100 | San Gorgonio Wind Farms Inc | 100
Selkirk Cogen | 10725_G_GEN1 | 10725 | G | GEN1 | 3577 | Combined Cycle |  | NY_Z_F | New York | 36 | Albany | 1 | 36001 | 69.4 | 7915 | 1992 | 9999 |  |  | Y | Natural Gas, Distillate Fuel Oil |  |  |  | STM | SCR | [8 empty] | 0.043576 | 0.043576 | 0.043576 | 0.043576 | [11 empty] | Selkirk Cogeneration Partners LP | 100 | Ares Management LP | 100
Selkirk Cogen | 10725_G_GEN2 | 10725 | G | GEN2 | 3577 | Combined Cycle |  | NY_Z_F | New York | 36 | Albany | 1 | 36001 | 8.7 | 7915 | 1992 | 9999 |  |  | Y | Natural Gas, Distillate Fuel Oil |  |  |  | STM | SCR | [8 empty] | 0.043576 | 0.043576 | 0.043576 | 0.043576 | [11 empty] | Selkirk Cogeneration Partners LP | 100 | Ares Management LP | 100
Selkirk Cogen | 10725_G_GEN3 | 10725 | G | GEN3 | 3578 | Combined Cycle |  | NY_Z_F | New York | 36 | Albany | 1 | 36001 | 79.3 | 7915 | 1994 | 9999 |  |  | Y | Natural Gas, Distillate Fuel Oil |  |  |  | STM | SCR | [8 empty] | 0.043576 | 0.043576 | 0.043576 | 0.043576 | [11 empty] | Selkirk Cogeneration Partners LP | 100 | Ares Management LP | 100
Selkirk Cogen | 10725_G_GEN4 | 10725 | G | GEN4 | 3579 | Combined Cycle |  | NY_Z_F | New York | 36 | Albany | 1 | 36001 | 79.3 | 7915 | 1994 | 9999 |  |  | Y | Natural Gas, Distillate Fuel Oil |  |  |  | STM | SCR | [8 empty] | 0.043576 | 0.043576 | 0.043576 | 0.043576 | [11 empty] | Selkirk Cogeneration Partners LP | 100 | Ares Management LP | 100
Selkirk Cogen | 10725_G_GEN5 | 10725 | G | GEN5 | 3578 | Combined Cycle |  | NY_Z_F | New York | 36 | Albany | 1 | 36001 | 123.6 | 7915 | 1994 | 9999 |  |  | Y | Natural Gas, Distillate Fuel Oil |  |  |  | STM | SCR | [8 empty] | 0.043576 | 0.043576 | 0.043576 | 0.043576 | [11 empty] | Selkirk Cogeneration Partners LP | 100 | Ares Management LP | 100
Masspower | 10726_G_GEN1 | 10726 | G | GEN1 | 3580 | Combined Cycle |  | NENGREST | Massachusetts | 25 | Hampden | 13 | 25013 | 83 | 8485 | 1993 | 9999 |  |  | Y | Natural Gas |  |  |  | STM | SCR | [8 empty] | 0.034209 | 0.034209 | 0.034209 | 0.034209 | [11 empty] | MassPower LLC | 100 | Vistra Energy | 100
Masspower | 10726_G_GEN2 | 10726 | G | GEN2 | 3581 | Combined Cycle |  | NENGREST | Massachusetts | 25 | Hampden | 13 | 25013 | 83 | 8485 | 1993 | 9999 |  |  | Y | Natural Gas |  |  |  | STM | SCR | [8 empty] | 0.034209 | 0.034209 | 0.034209 | 0.034209 | [11 empty] | MassPower LLC | 100 | Vistra Energy | 100
Masspower | 10726_G_GEN3 | 10726 | G | GEN3 | 3580 | Combined Cycle |  | NENGREST | Massachusetts | 25 | Hampden | 13 | 25013 | 79 | 8485 | 1993 | 9999 |  |  | Y | Natural Gas |  |  |  | STM | SCR | [8 empty] | 0.034209 | 0.034209 | 0.034209 | 0.034209 | [11 empty] | MassPower LLC | 100 | Vistra Energy | 100
Barker Lower | 10728_G_GEN1 | 10728 | G | GEN1 |  | Hydro |  | NENG_ME | Maine | 23 | Androscoggin | 1 | 23001 | 1.5 | 0 | 1986 | 9999 |  |  | N | Hydro | [13 empty] | 0 | 0 | 0 | 0 | [11 empty] | Ridgewood Maine Hydro Partnership LP | 100 | Covanta Holding Corp | 100
Barber Dam | 10735_G_GEN1 | 10735 | G | GEN1 |  | Hydro |  | WECC_ID | Idaho | 16 | Ada | 1 | 16001 | 4 | 0 | 1990 | 9999 |  |  | N | Hydro | [13 empty] | 0 | 0 | 0 | 0 | [11 empty] | Fulcrum Inc | 100 | Fulcrum Inc | 100
Sprague Hydro | 10737_G_GEN1 | 10737 | G | GEN1 |  | Hydro |  | WECC_PNW | Oregon | 41 | Klamath | 35 | 41035 | 1 | 0 | 1989 | 9999 |  |  | N | Hydro | [13 empty] | 0 | 0 | 0 | 0 | [11 empty] | Hdi Associates V | 100 | Algonquin Power Income Fund | 100
Magic Dam Hydroelectric Project | 10740_G_GEN1 | 10740 | G | GEN1 |  | Hydro |  | WECC_ID | Idaho | 16 | Blaine | 13 | 16013 | 2.9 | 0 | 1989 | 9999 |  |  | N | Hydro | [13 empty] | 0 | 0 | 0 | 0 | [11 empty] | Magic Reservoir Hydroelectric | 100 | Magic Reservoir Hydroelectric | 100
Magic Dam Hydroelectric Project | 10740_G_GEN2 | 10740 | G | GEN2 |  | Hydro |  | WECC_ID | Idaho | 16 | Blaine | 13 | 16013 | 2.9 | 0 | 1989 | 9999 |  |  | N | Hydro | [13 empty] | 0 | 0 | 0 | 0 | [11 empty] | Magic Reservoir Hydroelectric | 100 | Magic Reservoir Hydroelectric | 100
Magic Dam Hydroelectric Project | 10740_G_GEN3 | 10740 | G | GEN3 |  | Hydro |  | WECC_ID | Idaho | 16 | Blaine | 13 | 16013 | 2.9 | 0 | 1989 | 9999 |  |  | N | Hydro | [13 empty] | 0 | 0 | 0 | 0 | [11 empty] | Magic Reservoir Hydroelectric | 100 | Magic Reservoir Hydroelectric | 100
Midland Cogeneration Venture | 10745_G_1G12 | 10745 | G | 1G12 |  | Combustion Turbine | IC Engine | MIS_LMI | Michigan | 26 | Midland | 111 | 26111 | 5.2 | 8700 | 1990 | 9999 |  |  | Y | Distillate Fuel Oil | [12 empty] | 1.67 | 1.6498 | 1.6498 | 1.6498 | 1.6498 | [11 empty] | Midland Cogeneration Venture LP | 100 | Ontario Municipal Employees Retirement System | 100
Midland Cogeneration Venture | 10745_G_BP15 | 10745 | G | BP15 | 88573 | Combined Cycle |  | MIS_LMI | Michigan | 26 | Midland | 111 | 26111 | 13.4 | 7578 | 1998 | 9999 |  |  | Y | Natural Gas | [13 empty] | 0.098113 | 0.098113 | 0.098113 | 0.098113 | [11 empty] | Midland Cogeneration Venture LP | 100 | Ontario Municipal Employees Retirement System | 100
Midland Cogeneration Venture | 10745_G_GT10 | 10745 | G | GT10 | 88574 | Combined Cycle |  | MIS_LMI | Michigan | 26 | Midland | 111 | 26111 | 88 | 7578 | 1990 | 9999 |  |  | Y | Natural Gas |  |  |  | STM | [9 empty] | 0.098113 | 0.098113 | 0.098113 | 0.098113 | [11 empty] | Midland Cogeneration Venture LP | 100 | Ontario Municipal Employees Retirement System | 100
Midland Cogeneration Venture | 10745_G_GT11 | 10745 | G | GT11 | 88575 | Combined Cycle |  | MIS_LMI | Michigan | 26 | Midland | 111 | 26111 | 88 | 7578 | 1990 | 9999 |  |  | Y | Natural Gas |  |  |  | STM | [9 empty] | 0.098113 | 0.098113 | 0.098113 | 0.098113 | [11 empty] | Midland Cogeneration Venture LP | 100 | Ontario Municipal Employees Retirement System | 100
Midland Cogeneration Venture | 10745_G_GT12 | 10745 | G | GT12 | 88576 | Combined Cycle |  | MIS_LMI | Michigan | 26 | Midland | 111 | 26111 | 88 | 7578 | 1990 | 9999 |  |  | Y | Natural Gas |  |  |  | DLNB | [9 empty] | 0.098113 | 0.098113 | 0.098113 | 0.098113 | [11 empty] | Midland Cogeneration Venture LP | 100 | Ontario Municipal Employees Retirement System | 100
Midland Cogeneration Venture | 10745_G_GT13 | 10745 | G | GT13 | 88577 | Combined Cycle |  | MIS_LMI | Michigan | 26 | Midland | 111 | 26111 | 88 | 7578 | 1990 | 9999 |  |  | Y | Natural Gas |  |  |  | STM | [9 empty] | 0.098113 | 0.098113 | 0.098113 | 0.098113 | [11 empty] | Midland Cogeneration Venture LP | 100 | Ontario Municipal Employees Retirement System | 100
Midland Cogeneration Venture | 10745_G_GT14 | 10745 | G | GT14 | 88578 | Combined Cycle |  | MIS_LMI | Michigan | 26 | Midland | 111 | 26111 | 88 | 7578 | 1990 | 9999 |  |  | Y | Natural Gas |  |  |  | STM | [9 empty] | 0.098113 | 0.098113 | 0.098113 | 0.098113 | [11 empty] | Midland Cogeneration Venture LP | 100 | Ontario Municipal Employees Retirement System | 100
Midland Cogeneration Venture | 10745_G_GT3 | 10745 | G | GT3 | 88567 | Combined Cycle |  | MIS_LMI | Michigan | 26 | Midland | 111 | 26111 | 88 | 7646 | 1989 | 9999 |  |  | Y | Natural Gas |  |  |  | STM | [9 empty] | 0.10008 | 0.10008 | 0.10008 | 0.10008 | [11 empty] | Midland Cogeneration Venture LP | 100 | Ontario Municipal Employees Retirement System | 100
Midland Cogeneration Venture | 10745_G_GT4 | 10745 | G | GT4 | 88568 | Combined Cycle |  | MIS_LMI | Michigan | 26 | Midland | 111 | 26111 | 88 | 7646 | 1989 | 9999 |  |  | Y | Natural Gas |  |  |  | STM | [9 empty] | 0.10008 | 0.10008 | 0.10008 | 0.10008 | [11 empty] | Midland Cogeneration Venture LP | 100 | Ontario Municipal Employees Retirement System | 100
Midland Cogeneration Venture | 10745_G_GT5 | 10745 | G | GT5 | 88569 | Combined Cycle |  | MIS_LMI | Michigan | 26 | Midland | 111 | 26111 | 88 | 7646 | 1989 | 9999 |  |  | Y | Natural Gas |  |  |  | STM | [9 empty] | 0.10008 | 0.10008 | 0.10008 | 0.10008 | [11 empty] | Midland Cogeneration Venture LP | 100 | Ontario Municipal Employees Retirement System | 100
Midland Cogeneration Venture | 10745_G_GT6 | 10745 | G | GT6 | 88570 | Combined Cycle |  | MIS_LMI | Michigan | 26 | Midland | 111 | 26111 | 88 | 7646 | 1989 | 9999 |  |  | Y | Natural Gas |  |  |  | STM | [9 empty] | 0.10008 | 0.10008 | 0.10008 | 0.10008 | [11 empty] | Midland Cogeneration Venture LP | 100 | Ontario Municipal Employees Retirement System | 100
Midland Cogeneration Venture | 10745_G_GT7 | 10745 | G | GT7 | 88571 | Combined Cycle |  | MIS_LMI | Michigan | 26 | Midland | 111 | 26111 | 88 | 7646 | 1989 | 9999 |  |  | Y | Natural Gas |  |  |  | STM | [9 empty] | 0.10008 | 0.10008 | 0.10008 | 0.10008 | [11 empty] | Midland Cogeneration Venture LP | 100 | Ontario Municipal Employees Retirement System | 100
Midland Cogeneration Venture | 10745_G_GT8 | 10745 | G | GT8 | 88572 | Combined Cycle |  | MIS_LMI | Michigan | 26 | Midland | 111 | 26111 | 88 | 7646 | 1989 | 9999 |  |  | Y | Natural Gas |  |  |  | STM | [9 empty] | 0.10008 | 0.10008 | 0.10008 | 0.10008 | [11 empty] | Midland Cogeneration Venture LP | 100 | Ontario Municipal Employees Retirement System | 100
Midland Cogeneration Venture | 10745_G_GT9 | 10745 | G | GT9 | 88573 | Combined Cycle |  | MIS_LMI | Michigan | 26 | Midland | 111 | 26111 | 88 | 7578 | 1990 | 9999 |  |  | Y | Natural Gas |  |  |  | STM | [9 empty] | 0.098113 | 0.098113 | 0.098113 | 0.098113 | [11 empty] | Midland Cogeneration Venture LP | 100 | Ontario Municipal Employees Retirement System | 100
Midland Cogeneration Venture | 10745_G_ST1 | 10745 | G | ST1 | 88567 | Combined Cycle |  | MIS_LMI | Michigan | 26 | Midland | 111 | 26111 | 410 | 7646 | 1990 | 9999 |  |  | Y | Natural Gas |  |  |  | STM | [9 empty] | 0.10008 | 0.10008 | 0.10008 | 0.10008 | [11 empty] | Midland Cogeneration Venture LP | 100 | Ontario Municipal Employees Retirement System | 100
Midland Cogeneration Venture | 10745_G_ST2 | 10745 | G | ST2 | 88573 | Combined Cycle |  | MIS_LMI | Michigan | 26 | Midland | 111 | 26111 | 380 | 7578 | 1990 | 9999 |  |  | Y | Natural Gas |  |  |  | STM | [9 empty] | 0.098113 | 0.098113 | 0.098113 | 0.098113 | [11 empty] | Midland Cogeneration Venture LP | 100 | Ontario Municipal Employees Retirement System | 100
Marina Landfill Gas | 10748_G_U1C06 | 10748 | G | U1C06 |  | Landfill Gas |  | WEC_CALN | California | 6 | Monterey | 53 | 06053 | 1.6 | 14103 | 2006 | 9999 |  |  | N | Landfill Gas | [13 empty] | 0.08623 | 0.08623 | 0.08623 | 0.08623 | [11 empty] | Monterey Regional Waste Management | 100 | Monterey Regional Waste Management | 100
Marina Landfill Gas | 10748_G_U2J02 | 10748 | G | U2J02 |  | Landfill Gas |  | WEC_CALN | California | 6 | Monterey | 53 | 06053 | 1 | 14103 | 2002 | 9999 |  |  | N | Landfill Gas | [13 empty] | 0.08623 | 0.08623 | 0.08623 | 0.08623 | [11 empty] | Monterey Regional Waste Management | 100 | Monterey Regional Waste Management | 100
Marina Landfill Gas | 10748_G_U4J16 | 10748 | G | U4J16 |  | Landfill Gas |  | WEC_CALN | California | 6 | Monterey | 53 | 06053 | 1.2 | 14103 | 2016 | 9999 |  |  | N | Landfill Gas | [13 empty] | 0.08623 | 0.08623 | 0.08623 | 0.08623 | [11 empty] | Monterey Regional Waste Management | 100 | Monterey Regional Waste Management | 100
Camden Plant Holdings LLC | 10751_G_GEN1 | 10751 | G | GEN1 | 3583 | Combined Cycle |  | PJM_EMAC | New Jersey | 34 | Camden | 7 | 34007 | 79.8 | 8774 | 1993 | 9999 |  |  | N | Natural Gas |  |  |  | STM | SCR | [8 empty] | 0.044058 | 0.044058 | 0.044058 | 0.044058 | [11 empty] | Camden Plant Holding LLC | 100 | Riverstone Holdings LLC | 100
Camden Plant Holdings LLC | 10751_G_GEN2 | 10751 | G | GEN2 | 3583 | Combined Cycle |  | PJM_EMAC | New Jersey | 34 | Camden | 7 | 34007 | 65.2 | 8774 | 1993 | 9999 | other |  | N | Natural Gas |  |  |  | NH3 + STM | SCR | [8 empty] | 0.044058 | 0.044058 | 0.044058 | 0.044058 | [11 empty] | Camden Plant Holding LLC | 100 | Riverstone Holdings LLC | 100
Lachute Hydro Lower | 10752_G_GEN1 | 10752 | G | GEN1 |  | Hydro |  | NY_Z_F | New York | 36 | Essex | 31 | 36031 | 3.6 | 0 | 1987 | 9999 |  |  | N | Hydro | [13 empty] | 0 | 0 | 0 | 0 | [11 empty] | Lachute Hydro Co Inc | 100 | Enel SpA | 100
Lachute Hydro Upper | 10753_G_GEN1 | 10753 | G | GEN1 |  | Hydro |  | NY_Z_F | New York | 36 | Essex | 31 | 36031 | 4.9 | 0 | 1987 | 9999 |  |  | N | Hydro | [13 empty] | 0 | 0 | 0 | 0 | [11 empty] | Lachute Hydro Co Inc | 100 | Enel SpA | 100
Rifle Generating Station | 10755_G_GT2 | 10755 | G | GT2 |  | Combined Cycle |  | WECC_CO | Colorado | 8 | Garfield | 45 | 08045 | 13 | 8961 | 1987 | 9999 |  |  | N | Natural Gas | [13 empty] | 0.068427 | 0.068427 | 0.068427 | 0.068427 | [11 empty] | Tri State Generation & Transmission Association Inc | 100 | Tri State Generation & Transmission Association Inc | 100
Rifle Generating Station | 10755_G_GT3 | 10755 | G | GT3 |  | Combined Cycle |  | WECC_CO | Colorado | 8 | Garfield | 45 | 08045 | 13 | 8961 | 1987 | 9999 |  |  | N | Natural Gas | [13 empty] | 0.068427 | 0.068427 | 0.068427 | 0.068427 | [11 empty] | Tri State Generation & Transmission Association Inc | 100 | Tri State Generation & Transmission Association Inc | 100
Rifle Generating Station | 10755_G_GT4 | 10755 | G | GT4 |  | Combined Cycle |  | WECC_CO | Colorado | 8 | Garfield | 45 | 08045 | 13 | 8961 | 1987 | 9999 |  |  | N | Natural Gas | [13 empty] | 0.068427 | 0.068427 | 0.068427 | 0.068427 | [11 empty] | Tri State Generation & Transmission Association Inc | 100 | Tri State Generation & Transmission Association Inc | 100
Rifle Generating Station | 10755_G_ST1 | 10755 | G | ST1 |  | Combined Cycle |  | WECC_CO | Colorado | 8 | Garfield | 45 | 08045 | 34 | 8961 | 1987 | 9999 |  |  | N | Natural Gas |  |  |  | LNB | [9 empty] | 0.068427 | 0.068427 | 0.068427 | 0.068427 | [11 empty] | Tri State Generation & Transmission Association Inc | 100 | Tri State Generation & Transmission Association Inc | 100
Salton Sea Power Gen Co - Unit 3 | 10759_G_GEN1 | 10759 | G | GEN1 |  | Geothermal |  | WECC_IID | California | 6 | Imperial | 25 | 06025 | 47.5 | 9771 | 1989 | 9999 |  |  | N | Geothermal | [13 empty] | 0 | 0 | 0 | 0 | 0.4625 | 0.4625 | 0.4625 | [8 empty] | Salton Sea Power Generation Co | 100 | Berkshire Hathaway Inc | 100
Las Vegas Generating Station | 10761_G_GEN1 | 10761 | G | GEN1 | 90316 | Combined Cycle |  | WECC_SNV | Nevada | 32 | Clark | 3 | 32003 | 41 | 8608 | 1994 | 9999 |  |  | N | Natural Gas |  |  |  |  | SCR | [8 empty] | 0.02359 | 0.02359 | 0.02359 | 0.02359 | [11 empty] | Las Vegas Cogeneration LP | 100 | Berkshire Hathaway Inc | 100
Las Vegas Generating Station | 10761_G_GEN2 | 10761 | G | GEN2 | 90316 | Combined Cycle |  | WECC_SNV | Nevada | 32 | Clark | 3 | 32003 | 9 | 8608 | 1994 | 9999 |  |  | N | Natural Gas |  |  |  |  | SCR | [8 empty] | 0.02359 | 0.02359 | 0.02359 | 0.02359 | [11 empty] | Las Vegas Cogeneration LP | 100 | Berkshire Hathaway Inc | 100
Las Vegas Generating Station | 10761_G_GEN3 | 10761 | G | GEN3 | 3587 | Combined Cycle |  | WECC_SNV | Nevada | 32 | Clark | 3 | 32003 | 45 | 8608 | 2003 | 9999 |  |  | N | Natural Gas |  |  |  |  | SCR | [8 empty] | 0.0091858 | 0.0091858 | 0.0091858 | 0.0091858 | [11 empty] | Las Vegas Cogeneration II LLC | 100 | JPMorgan Chase & Co | 100
Las Vegas Generating Station | 10761_G_GEN4 | 10761 | G | GEN4 | 3588 | Combined Cycle |  | WECC_SNV | Nevada | 32 | Clark | 3 | 32003 | 45 | 8608 | 2003 | 9999 |  |  | N | Natural Gas |  |  |  |  | SCR | [8 empty] | 0.0091858 | 0.0091858 | 0.0091858 | 0.0091858 | [11 empty] | Las Vegas Cogeneration II LLC | 100 | JPMorgan Chase & Co | 100
Las Vegas Generating Station | 10761_G_GEN5 | 10761 | G | GEN5 | 3589 | Combined Cycle |  | WECC_SNV | Nevada | 32 | Clark | 3 | 32003 | 45 | 8608 | 2003 | 9999 |  |  | N | Natural Gas |  |  |  |  | SCR | [8 empty] | 0.010165 | 0.010165 | 0.010165 | 0.010165 | [11 empty] | Las Vegas Cogeneration II LLC | 100 | JPMorgan Chase & Co | 100
Las Vegas Generating Station | 10761_G_GEN6 | 10761 | G | GEN6 | 3590 | Combined Cycle |  | WECC_SNV | Nevada | 32 | Clark | 3 | 32003 | 45 | 8608 | 2003 | 9999 |  |  | N | Natural Gas |  |  |  |  | SCR | [8 empty] | 0.010165 | 0.010165 | 0.010165 | 0.010165 | [11 empty] | Las Vegas Cogeneration II LLC | 100 | JPMorgan Chase & Co | 100
Las Vegas Generating Station | 10761_G_GEN7 | 10761 | G | GEN7 | 3587 | Combined Cycle |  | WECC_SNV | Nevada | 32 | Clark | 3 | 32003 | 26 | 8608 | 2003 | 9999 |  |  | N | Natural Gas |  |  |  |  | SCR | [8 empty] | 0.0091858 | 0.0091858 | 0.0091858 | 0.0091858 | [11 empty] | Las Vegas Cogeneration II LLC | 100 | JPMorgan Chase & Co | 100
Las Vegas Generating Station | 10761_G_GEN8 | 10761 | G | GEN8 | 3589 | Combined Cycle |  | WECC_SNV | Nevada | 32 | Clark | 3 | 32003 | 26 | 8608 | 2003 | 9999 |  |  | N | Natural Gas |  |  |  |  | SCR | [8 empty] | 0.010165 | 0.010165 | 0.010165 | 0.010165 | [11 empty] | Las Vegas Cogeneration II LLC | 100 | JPMorgan Chase & Co | 100
Geo East Mesa III | 10763_G_GBU | 10763 | G | GBU |  | Geothermal |  | WECC_IID | California | 6 | Imperial | 25 | 06025 | 5.3 | 9771 | 2007 | 9999 |  |  | N | Geothermal | [13 empty] | 0 | 0 | 0 | 0 | 0.4625 | 0.4625 | 0.4625 | [8 empty] | Ormat Nevada Inc | 100 | Ormat Technologies Inc | 100
Geo East Mesa III | 10763_G_GEN1 | 10763 | G | GEN1 |  | Geothermal |  | WECC_IID | California | 6 | Imperial | 25 | 06025 | 14.4 | 9771 | 1989 | 9999 |  |  | N | Geothermal | [13 empty] | 0 | 0 | 0 | 0 | 0.4625 | 0.4625 | 0.4625 | [8 empty] | Ormat Nevada Inc | 100 | Ormat Technologies Inc | 100
E F Oxnard Energy Facility | 10776_G_GTG | 10776 | G | GTG |  | Combustion Turbine |  | WECC_SCE | California | 6 | Ventura | 111 | 06111 | 48.5 | 8700 | 1990 | 9999 |  |  | Y | Natural Gas | [12 empty] | 0.74 | 0.00651 | 0.00651 | 0.00651 | 0.00651 | [11 empty] | EF Oxnard LLC | 100 | I Squared Capital | 100
Koyle Ranch Hydroelectric Project | 10781_G_GEN1 | 10781 | G | GEN1 |  | Hydro |  | WECC_ID | Idaho | 16 | Gooding | 47 | 16047 | 0.2 | 0 | 1983 | 9999 |  |  | N | Hydro | [13 empty] | 0 | 0 | 0 | 0 | [11 empty] | Koyle Hydro Inc | 100 | Koyle Hydro Inc | 100
Koyle Ranch Hydroelectric Project | 10781_G_GEN2 | 10781 | G | GEN2 |  | Hydro |  | WECC_ID | Idaho | 16 | Gooding | 47 | 16047 | 0.3 | 0 | 1983 | 9999 |  |  | N | Hydro | [13 empty] | 0 | 0 | 0 | 0 | [11 empty] | Koyle Hydro Inc | 100 | Koyle Hydro Inc | 100
Koyle Ranch Hydroelectric Project | 10781_G_GEN3 | 10781 | G | GEN3 |  | Hydro |  | WECC_ID | Idaho | 16 | Gooding | 47 | 16047 | 0.8 | 0 | 1983 | 9999 |  |  | N | Hydro | [13 empty] | 0 | 0 | 0 | 0 | [11 empty] | Koyle Hydro Inc | 100 | Koyle Hydro Inc | 100
Piedmont Hydro Power Project | 10787_G_GEN1 | 10787 | G | GEN1 |  | Hydro |  | S_VACA | South Carolina | 45 | Greenville | 45 | 45045 | 1 | 0 | 1989 | 9999 |  |  | N | Hydro | [13 empty] | 0 | 0 | 0 | 0 | [11 empty] | Aquenergy Systems Inc | 100 | Enel SpA | 100
Sabine River Works | 10789_G_GEN1 | 10789 | G | GEN1 |  | Combined Cycle |  | MIS_WOTA | Texas | 48 | Orange | 361 | 48361 | 82 | 5500 | 1987 | 9999 |  |  | Y | Natural Gas |  |  |  |  | SCR | [8 empty] | 0.018445 | 0.018445 | 0.018445 | 0.018445 | [11 empty] | Performance Materials NA Inc | 100 | DowDuPont Inc | 100
Sabine River Works | 10789_G_GT1A | 10789 | G | GT1A | 3945 | Combined Cycle |  | MIS_WOTA | Texas | 48 | Orange | 361 | 48361 | 160 | 5500 | 2001 | 9999 |  |  | Y | Natural Gas |  |  |  |  | SCR | [8 empty] | 0.018445 | 0.018445 | 0.018445 | 0.018445 | [11 empty] | Performance Materials NA Inc | 100 | DowDuPont Inc | 100
Sabine River Works | 10789_G_GT1B | 10789 | G | GT1B | 3946 | Combined Cycle |  | MIS_WOTA | Texas | 48 | Orange | 361 | 48361 | 160 | 5500 | 2001 | 9999 |  |  | Y | Natural Gas |  |  |  |  | SCR | [8 empty] | 0.018445 | 0.018445 | 0.018445 | 0.018445 | [11 empty] | Performance Materials NA Inc | 100 | DowDuPont Inc | 100
Sabine River Works | 10789_G_ST1A | 10789 | G | ST1A | 3945 | Combined Cycle |  | MIS_WOTA | Texas | 48 | Orange | 361 | 48361 | 100 | 5500 | 2001 | 9999 |  |  | Y | Natural Gas |  |  |  |  | SCR | [8 empty] | 0.018445 | 0.018445 | 0.018445 | 0.018445 | [11 empty] | Performance Materials NA Inc | 100 | DowDuPont Inc | 100
Coralville GT | 1079_G_1 | 1079 | G | 1 |  | Combustion Turbine |  | MIS_MIDA | Iowa | 19 | Johnson | 103 | 19103 | 16.5 | 25000 | 1970 | 9999 |  |  | N | Natural Gas | [12 empty] | 1.24 | 0.95715 | 0.95715 | 0.95715 | 0.95715 | [11 empty] | MidAmerican Energy Co | 100 | Berkshire Hathaway Inc | 100
Coralville GT | 1079_G_2 | 1079 | G | 2 |  | Combustion Turbine |  | MIS_MIDA | Iowa | 19 | Johnson | 103 | 19103 | 17.2 | 25000 | 1970 | 9999 |  |  | N | Natural Gas | [12 empty] | 1.24 | 1.1723 | 1.1723 | 1.1723 | 1.1723 | [11 empty] | MidAmerican Energy Co | 100 | Berkshire Hathaway Inc | 100
Coralville GT | 1079_G_3 | 1079 | G | 3 |  | Combustion Turbine |  | MIS_MIDA | Iowa | 19 | Johnson | 103 | 19103 | 16.2 | 25000 | 1970 | 9999 |  |  | N | Natural Gas | [12 empty] | 1.24 | 1.4079 | 1.4079 | 1.4079 | 1.4079 | [11 empty] | MidAmerican Energy Co | 100 | Berkshire Hathaway Inc | 100
Coralville GT | 1079_G_4 | 1079 | G | 4 |  | Combustion Turbine |  | MIS_MIDA | Iowa | 19 | Johnson | 103 | 19103 | 16.5 | 25000 | 1970 | 9999 |  |  | N | Natural Gas | [12 empty] | 1.24 | 1.1623 | 1.1623 | 1.1623 | 1.1623 | [11 empty] | MidAmerican Energy Co | 100 | Berkshire Hathaway Inc | 100
Victoria Texas Plant | 10790_G_GEN1 | 10790 | G | GEN1 |  | Combustion Turbine |  | ERC_REST | Texas | 48 | Victoria | 469 | 48469 | 75 | 8700 | 1987 | 9999 |  |  | Y | Natural Gas | [13 empty] | 0.02726 | 0.02726 | 0.02726 | 0.02726 | [11 empty] | Invista SARL | 100 | Koch Industries Inc | 100
Fries Hydroelectric Project | 10798_G_GEN1 | 10798 | G | GEN1 |  | Hydro |  | PJM_West | Virginia | 51 | Grayson | 77 | 51077 | 2 | 0 | 1933 | 9999 |  |  | N | Hydro | [13 empty] | 0 | 0 | 0 | 0 | [11 empty] | Aquenergy Systems Inc | 100 | Enel SpA | 100
Fries Hydroelectric Project | 10798_G_GEN2 | 10798 | G | GEN2 |  | Hydro |  | PJM_West | Virginia | 51 | Grayson | 77 | 51077 | 0.8 | 0 | 1933 | 9999 |  |  | N | Hydro | [13 empty] | 0 | 0 | 0 | 0 | [11 empty] | Aquenergy Systems Inc | 100 | Enel SpA | 100
Fries Hydroelectric Project | 10798_G_GEN3 | 10798 | G | GEN3 |  | Hydro |  | PJM_West | Virginia | 51 | Grayson | 77 | 51077 | 0.2 | 0 | 1933 | 9999 |  |  | N | Hydro | [13 empty] | 0 | 0 | 0 | 0 | [11 empty] | Aquenergy Systems Inc | 100 | Enel SpA | 100
Fries Hydroelectric Project | 10798_G_GEN4 | 10798 | G | GEN4 |  | Hydro |  | PJM_West | Virginia | 51 | Grayson | 77 | 51077 | 2 | 0 | 1981 | 9999 |  |  | N | Hydro | [13 empty] | 0 | 0 | 0 | 0 | [11 empty] | Aquenergy Systems Inc | 100 | Enel SpA | 100
Pelzer Upper | 10799_G_GEN1 | 10799 | G | GEN1 |  | Hydro |  | S_VACA | South Carolina | 45 | Anderson | 7 | 45007 | 1.9 | 0 | 1989 | 9999 |  |  | N | Hydro | [13 empty] | 0 | 0 | 0 | 0 | [11 empty] | Pelzer Hydro Co Inc | 100 | Enel SpA | 100
Pelzer Lower | 10800_G_GEN1 | 10800 | G | GEN1 |  | Hydro |  | S_VACA | South Carolina | 45 | Anderson | 7 | 45007 | 3.1 | 0 | 1989 | 9999 |  |  | N | Hydro | [13 empty] | 0 | 0 | 0 | 0 | [11 empty] | Pelzer Hydro Co Inc | 100 | Enel SpA | 100
Ware Shoals Hydro Project | 10801_G_GEN1 | 10801 | G | GEN1 |  | Hydro |  | S_VACA | South Carolina | 45 | Laurens | 59 | 45059 | 3 | 0 | 1939 | 9999 |  |  | N | Hydro | [13 empty] | 0 | 0 | 0 | 0 | [11 empty] | Aquenergy Systems Inc | 100 | Enel SpA | 100
Ware Shoals Hydro Project | 10801_G_GEN2 | 10801 | G | GEN2 |  | Hydro |  | S_VACA | South Carolina | 45 | Laurens | 59 | 45059 | 3 | 0 | 1986 | 9999 |  |  | N | Hydro | [13 empty] | 0 | 0 | 0 | 0 | [11 empty] | Aquenergy Systems Inc | 100 | Enel SpA | 100
Kenilworth Energy Facility | 10805_G_GEN1 | 10805 | G | GEN1 | 3600 | Combined Cycle |  | PJM_EMAC | New Jersey | 34 | Union | 39 | 34039 | 20 | 8180 | 1989 | 9999 |  |  | Y | Natural Gas, Distillate Fuel Oil |  |  |  | H2O | [9 empty] | 0.14374 | 0.14374 | 0.14374 | 0.14374 | [11 empty] | EF Kenilworth LLC | 100 | I Squared Capital | 100
Kenilworth Energy Facility | 10805_G_GEN2 | 10805 | G | GEN2 | 3600 | Combined Cycle |  | PJM_EMAC | New Jersey | 34 | Union | 39 | 34039 | 4.5 | 8180 | 1989 | 9999 |  |  | Y | Natural Gas, Distillate Fuel Oil |  |  |  | H2O | [9 empty] | 0.14374 | 0.14374 | 0.14374 | 0.14374 | [11 empty] | EF Kenilworth LLC | 100 | I Squared Capital | 100
Crystal Springs | 10806_G_GEN1 | 10806 | G | GEN1 |  | Hydro |  | WECC_ID | Idaho | 16 | Twin Falls | 83 | 16083 | 2 | 0 | 1988 | 9999 |  |  | N | Hydro | [13 empty] | 0 | 0 | 0 | 0 | [11 empty] | Crystal Springs Hydro Electric LP | 100 | Crystal Springs Hydro Electric LP | 100
Dietrich Drop | 10807_G_GEN1 | 10807 | G | GEN1 |  | Hydro |  | WECC_ID | Idaho | 16 | Lincoln | 63 | 16063 | 4.8 | 0 | 1990 | 9999 |  |  | N | Hydro | [13 empty] | 0 | 0 | 0 | 0 | [11 empty] | BP Hydro Associates | 100 | BP plc | 100
Low Line Rapids | 10808_G_GEN1 | 10808 | G | GEN1 |  | Hydro |  | WECC_ID | Idaho | 16 | Twin Falls | 83 | 16083 | 2.7 | 0 | 1990 | 9999 |  |  | N | Hydro | [13 empty] | 0 | 0 | 0 | 0 | [11 empty] | BP Hydro Associates | 100 | BP plc | 100
Rock Creek II | 10809_G_GEN1 | 10809 | G | GEN1 |  | Hydro |  | WECC_ID | Idaho | 16 | Twin Falls | 83 | 16083 | 1.8 | 0 | 1990 | 9999 |  |  | N | Hydro | [13 empty] | 0 | 0 | 0 | 0 | [11 empty] | BP Hydro Associates | 100 | BP plc | 100
Port Leyden Hydroelectric Project | 10817_G_GEN1 | 10817 | G | GEN1 |  | Hydro |  | NY_Z_C&E | New York | 36 | Lewis | 49 | 36049 | 0.5 | 0 | 1985 | 9999 |  |  | N | Hydro | [13 empty] | 0 | 0 | 0 | 0 | [11 empty] | Enel North America Inc | 100 | Enel SpA | 100
Port Leyden Hydroelectric Project | 10817_G_GEN2 | 10817 | G | GEN2 |  | Hydro |  | NY_Z_C&E | New York | 36 | Lewis | 49 | 36049 | 0.5 | 0 | 1985 | 9999 |  |  | N | Hydro | [13 empty] | 0 | 0 | 0 | 0 | [11 empty] | Enel North America Inc | 100 | Enel SpA | 100
Ada Cogeneration LP | 10819_G_GEN1 | 10819 | G | GEN1 |  | Combined Cycle |  | MIS_LMI | Michigan | 26 | Kent | 81 | 26081 | 22 | 7783 | 1990 | 9999 |  |  | Y | Natural Gas | [13 empty] | 0.027288 | 0.027288 | 0.027288 | 0.027288 | [11 empty] | Ada Cogeneration LLC | 100 | TransAlta Corp | 100
Ada Cogeneration LP | 10819_G_GEN2 | 10819 | G | GEN2 |  | Combined Cycle |  | MIS_LMI | Michigan | 26 | Kent | 81 | 26081 | 8 | 7783 | 1990 | 9999 |  |  | Y | Natural Gas |  |  |  | H2O | [9 empty] | 0.027288 | 0.027288 | 0.027288 | 0.027288 | [11 empty] | Ada Cogeneration LLC | 100 | TransAlta Corp | 100
Deer Island Treatment Plant | 10823_G_G101 | 10823 | G | G101 | 3602 | Combustion Turbine |  | NENGREST | Massachusetts | 25 | Suffolk | 25 | 25025 | 22 | 13449 | 1995 | 9999 |  |  | N | Distillate Fuel Oil |  |  |  | H2O | [9 empty] | 0.38112 | 0.38112 | 0.38112 | 0.38112 | [11 empty] | Massachusetts Water Rauth Deer I | 100 | Massachusetts Water Resources Authority | 100
Deer Island Treatment Plant | 10823_G_G201 | 10823 | G | G201 | 3603 | Combustion Turbine |  | NENGREST | Massachusetts | 25 | Suffolk | 25 | 25025 | 22 | 13449 | 1995 | 9999 |  |  | N | Distillate Fuel Oil |  |  |  | H2O | [9 empty] | 0.22677 | 0.22677 | 0.22677 | 0.22677 | [11 empty] | Massachusetts Water Rauth Deer I | 100 | Massachusetts Water Resources Authority | 100
Deer Island Treatment Plant | 10823_G_H101 | 10823 | G | H101 |  | Hydro |  | NENGREST | Massachusetts | 25 | Suffolk | 25 | 25025 | 1 | 0 | 2001 | 9999 |  |  | N | Hydro | [13 empty] | 0 | 0 | 0 | 0 | [11 empty] | Massachusetts Water Rauth Deer I | 100 | Massachusetts Water Resources Authority | 100
Deer Island Treatment Plant | 10823_G_H201 | 10823 | G | H201 |  | Hydro |  | NENGREST | Massachusetts | 25 | Suffolk | 25 | 25025 | 1 | 0 | 2001 | 9999 |  |  | N | Hydro | [13 empty] | 0 | 0 | 0 | 0 | [11 empty] | Massachusetts Water Rauth Deer I | 100 | Massachusetts Water Resources Authority | 100
Deer Island Treatment Plant | 10823_G_PV101 | 10823 | G | PV101 |  | Solar PV |  | NENGREST | Massachusetts | 25 | Suffolk | 25 | 25025 | 0.1 | 0 | 2008 | 9999 |  |  | N | Solar | [13 empty] | 0 | 0 | 0 | 0 | [11 empty] | Massachusetts Water Rauth Deer I | 100 | Massachusetts Water Resources Authority | 100
Deer Island Treatment Plant | 10823_G_WT101 | 10823 | G | WT101 |  | Onshore Wind |  | NENGREST | Massachusetts | 25 | Suffolk | 25 | 25025 | 0.6 | 0 | 2009 | 9999 |  |  | N | Wind | [13 empty] | 0 | 0 | 0 | 0 | [11 empty] | Massachusetts Water Rauth Deer I | 100 | Massachusetts Water Resources Authority | 100
Deer Island Treatment Plant | 10823_G_WT102 | 10823 | G | WT102 |  | Onshore Wind |  | NENGREST | Massachusetts | 25 | Suffolk | 25 | 25025 | 0.6 | 0 | 2009 | 9999 |  |  | N | Wind | [13 empty] | 0 | 0 | 0 | 0 | [11 empty] | Massachusetts Water Rauth Deer I | 100 | Massachusetts Water Resources Authority | 100
Oakdale Power Station | 10824_G_OAKD | 10824 | G | OAKD |  | Hydro |  | NENGREST | Massachusetts | 25 | Worcester | 27 | 25027 | 3 | 0 | 1951 | 9999 |  |  | N | Hydro | [13 empty] | 0 | 0 | 0 | 0 | [11 empty] | Massachusetts Water Resources Authority | 100 | Massachusetts Water Resources Authority | 100
Cosgrove Intake and Power Station | 10825_G_UNI1 | 10825 | G | UNI1 |  | Hydro |  | NENGREST | Massachusetts | 25 | Worcester | 27 | 25027 | 1 | 0 | 1969 | 9999 |  |  | N | Hydro | [13 empty] | 0 | 0 | 0 | 0 | [11 empty] | Massachusetts Water Resources Authority | 100 | Massachusetts Water Resources Authority | 100
Cosgrove Intake and Power Station | 10825_G_UNI2 | 10825 | G | UNI2 |  | Hydro |  | NENGREST | Massachusetts | 25 | Worcester | 27 | 25027 | 1 | 0 | 1969 | 9999 |  |  | N | Hydro | [13 empty] | 0 | 0 | 0 | 0 | [11 empty] | Massachusetts Water Resources Authority | 100 | Massachusetts Water Resources Authority | 100
River Hills | 1084_G_1 | 1084 | G | 1 |  | Combustion Turbine |  | MIS_MIDA | Iowa | 19 | Polk | 153 | 19153 | 16 | 25000 | 1966 | 9999 |  |  | N | Natural Gas | [12 empty] | 0.5 | 0.3138 | 0.3138 | 0.3138 | 0.3138 | [11 empty] | MidAmerican Energy Co | 100 | Berkshire Hathaway Inc | 100
River Hills | 1084_G_2 | 1084 | G | 2 |  | Combustion Turbine |  | MIS_MIDA | Iowa | 19 | Polk | 153 | 19153 | 16 | 25000 | 1966 | 9999 |  |  | N | Natural Gas | [12 empty] | 0.5 | 0.31792 | 0.31792 | 0.31792 | 0.31792 | [11 empty] | MidAmerican Energy Co | 100 | Berkshire Hathaway Inc | 100
River Hills | 1084_G_3 | 1084 | G | 3 |  | Combustion Turbine |  | MIS_MIDA | Iowa | 19 | Polk | 153 | 19153 | 16 | 25000 | 1966 | 9999 |  |  | N | Natural Gas | [12 empty] | 0.5 | 0.31288 | 0.31288 | 0.31288 | 0.31288 | [11 empty] | MidAmerican Energy Co | 100 | Berkshire Hathaway Inc | 100
River Hills | 1084_G_4 | 1084 | G | 4 |  | Combustion Turbine |  | MIS_MIDA | Iowa | 19 | Polk | 153 | 19153 | 16 | 25000 | 1966 | 9999 |  |  | N | Natural Gas | [12 empty] | 0.5 | 0.3138 | 0.3138 | 0.3138 | 0.3138 | [11 empty] | MidAmerican Energy Co | 100 | Berkshire Hathaway Inc | 100
River Hills | 1084_G_5 | 1084 | G | 5 |  | Combustion Turbine |  | MIS_MIDA | Iowa | 19 | Polk | 153 | 19153 | 16 | 25000 | 1967 | 9999 |  |  | N | Natural Gas | [12 empty] | 0.5 | 0.32331 | 0.32331 | 0.32331 | 0.32331 | [11 empty] | MidAmerican Energy Co | 100 | Berkshire Hathaway Inc | 100
River Hills | 1084_G_6 | 1084 | G | 6 |  | Combustion Turbine |  | MIS_MIDA | Iowa | 19 | Polk | 153 | 19153 | 16 | 25000 | 1967 | 9999 |  |  | N | Natural Gas | [12 empty] | 0.5 | 0.31709 | 0.31709 | 0.31709 | 0.31709 | [11 empty] | MidAmerican Energy Co | 100 | Berkshire Hathaway Inc | 100
River Hills | 1084_G_7 | 1084 | G | 7 |  | Combustion Turbine |  | MIS_MIDA | Iowa | 19 | Polk | 153 | 19153 | 16 | 25000 | 1968 | 9999 |  |  | N | Natural Gas | [12 empty] | 0.5 | 0.31639 | 0.31639 | 0.31639 | 0.31639 | [11 empty] | MidAmerican Energy Co | 100 | Berkshire Hathaway Inc | 100
River Hills | 1084_G_8 | 1084 | G | 8 |  | Combustion Turbine |  | MIS_MIDA | Iowa | 19 | Polk | 153 | 19153 | 16 | 25000 | 1968 | 9999 |  |  | N | Natural Gas | [12 empty] | 0.5 | 0.31643 | 0.31643 | 0.31643 | 0.31643 | [11 empty] | MidAmerican Energy Co | 100 | Berkshire Hathaway Inc | 100
Walden | 10848_G_GEN1 | 10848 | G | GEN1 |  | Hydro |  | NY_Z_G-I | New York | 36 | Orange | 71 | 36071 | 1.1 | 0 | 1986 | 9999 |  |  | N | Hydro | [13 empty] | 0 | 0 | 0 | 0 | [11 empty] | Consolidated Hydro New York Inc | 100 | Enel SpA | 100
Walden | 10848_G_GEN2 | 10848 | G | GEN2 |  | Hydro |  | NY_Z_G-I | New York | 36 | Orange | 71 | 36071 | 0.8 | 0 | 1986 | 9999 |  |  | N | Hydro | [13 empty] | 0 | 0 | 0 | 0 | [11 empty] | Consolidated Hydro New York Inc | 100 | Enel SpA | 100
Walden | 10848_G_GEN3 | 10848 | G | GEN3 |  | Hydro |  | NY_Z_G-I | New York | 36 | Orange | 71 | 36071 | 0.4 | 0 | 1986 | 9999 |  |  | N | Hydro | [13 empty] | 0 | 0 | 0 | 0 | [11 empty] | Consolidated Hydro New York Inc | 100 | Enel SpA | 100
Archer Daniels Midland Cedar Rapids | 10864_G_GEN7 | 10864 | G | GEN7 |  | Combustion Turbine |  | MIS_IA | Iowa | 19 | Linn | 113 | 19113 | 35 | 12369 | 2016 | 9999 |  |  | N | Natural Gas | [13 empty] | 0.00406 | 0.00406 | 0.00406 | 0.00406 | [11 empty] | Archer Daniels Midland Co | 100 | Archer Daniels Midland Co | 100
Hazelton | 10870_G_GEN1 | 10870 | G | GEN1 | 3605 | Combustion Turbine |  | PJM_WMAC | Pennsylvania | 42 | Luzerne | 79 | 42079 | 58.9 | 13894 | 1989 | 9999 |  |  | N | Natural Gas, Distillate Fuel Oil |  |  |  | H2O | [8 empty] | 4 | 0.16923 | 0.16923 | 0.16923 | 0.16923 | [11 empty] | Hazleton Generation LLC | 100 | Starwood Capital Group Global LLC | 100
Hazelton | 10870_G_GEN2 | 10870 | G | GEN2 | 9579 | Combustion Turbine |  | PJM_WMAC | Pennsylvania | 42 | Luzerne | 79 | 42079 | 28.3 | 13887 | 2002 | 9999 |  |  | N | Natural Gas, Distillate Fuel Oil |  |  |  | H2O | [8 empty] | 4 | 0.07825 | 0.07825 | 0.07825 | 0.07825 | [11 empty] | Hazleton Generation LLC | 100 | Starwood Capital Group Global LLC | 100
Hazelton | 10870_G_GEN3 | 10870 | G | GEN3 | 9580 | Combustion Turbine |  | PJM_WMAC | Pennsylvania | 42 | Luzerne | 79 | 42079 | 29.3 | 13885 | 2002 | 9999 |  |  | N | Natural Gas, Distillate Fuel Oil |  |  |  | H2O | [8 empty] | 4 | 0.08042 | 0.08042 | 0.08042 | 0.08042 | [11 empty] | Hazleton Generation LLC | 100 | Starwood Capital Group Global LLC | 100
Hazelton | 10870_G_GEN4 | 10870 | G | GEN4 | 9581 | Combustion Turbine |  | PJM_WMAC | Pennsylvania | 42 | Luzerne | 79 | 42079 | 29.1 | 13888 | 2002 | 9999 |  |  | N | Natural Gas, Distillate Fuel Oil |  |  |  | H2O | [8 empty] | 4 | 0.08492 | 0.08492 | 0.08492 | 0.08492 | [11 empty] | Hazleton Generation LLC | 100 | Starwood Capital Group Global LLC | 100
Kings Falls Hydroelectric | 10872_G_1 | 10872 | G | 1 |  | Hydro |  | NY_Z_C&E | New York | 36 | Lewis | 49 | 36049 | 0.2 | 0 | 1988 | 9999 |  |  | N | Hydro | [13 empty] | 0 | 0 | 0 | 0 | [11 empty] | Algonquin Power Systems Inc | 100 | Algonquin Power Income Fund | 100
Coso Finance Partners | 10873_G_GEN1 | 10873 | G | GEN1 |  | Geothermal |  | WECC_SCE | California | 6 | Inyo | 27 | 06027 | 27.5 | 9771 | 1987 | 9999 |  |  | N | Geothermal | [13 empty] | 0 | 0 | 0 | 0 | 0.3713 | 0.3713 | 0.3713 | [8 empty] | Coso Finance Partners LLC | 100 | Abengoa SA | 100
Coso Finance Partners | 10873_G_GEN2 | 10873 | G | GEN2 |  | Geothermal |  | WECC_SCE | California | 6 | Inyo | 27 | 06027 | 27 | 9771 | 1988 | 9999 |  |  | N | Geothermal | [13 empty] | 0 | 0 | 0 | 0 | 0.3713 | 0.3713 | 0.3713 | [8 empty] | Coso Finance Partners LLC | 100 | Abengoa SA | 100
Coso Finance Partners | 10873_G_GEN3 | 10873 | G | GEN3 |  | Geothermal |  | WECC_SCE | California | 6 | Inyo | 27 | 06027 | 26.7 | 9771 | 1988 | 9999 |  |  | N | Geothermal | [13 empty] | 0 | 0 | 0 | 0 | 0.3713 | 0.3713 | 0.3713 | [8 empty] | Coso Finance Partners LLC | 100 | Abengoa SA | 100
Coso Power Developers | 10874_G_GEN4 | 10874 | G | GEN4 |  | Geothermal |  | WECC_SCE | California | 6 | Inyo | 27 | 06027 | 30 | 9771 | 1989 | 9999 |  |  | N | Geothermal | [13 empty] | 0 | 0 | 0 | 0 | 0.3713 | 0.3713 | 0.3713 | [8 empty] | Coso Power Developers | 100 | Abengoa SA | 100
Coso Power Developers | 10874_G_GEN5 | 10874 | G | GEN5 |  | Geothermal |  | WECC_SCE | California | 6 | Inyo | 27 | 06027 | 23.4 | 9771 | 1989 | 9999 |  |  | N | Geothermal | [13 empty] | 0 | 0 | 0 | 0 | 0.3713 | 0.3713 | 0.3713 | [8 empty] | Coso Power Developers | 100 | Abengoa SA | 100
Coso Power Developers | 10874_G_GEN6 | 10874 | G | GEN6 |  | Geothermal |  | WECC_SCE | California | 6 | Inyo | 27 | 06027 | 26.9 | 9771 | 1989 | 9999 |  |  | N | Geothermal | [13 empty] | 0 | 0 | 0 | 0 | 0.3713 | 0.3713 | 0.3713 | [8 empty] | Coso Power Developers | 100 | Abengoa SA | 100
Coso Energy Developers | 10875_G_GEN7 | 10875 | G | GEN7 |  | Geothermal |  | WECC_SCE | California | 6 | Inyo | 27 | 06027 | 21.8 | 9771 | 1988 | 9999 |  |  | N | Geothermal | [13 empty] | 0 | 0 | 0 | 0 | 0.3713 | 0.3713 | 0.3713 | [8 empty] | Coso Energy Developers | 100 | Abengoa SA | 100
Coso Energy Developers | 10875_G_GEN8 | 10875 | G | GEN8 |  | Geothermal |  | WECC_SCE | California | 6 | Inyo | 27 | 06027 | 22.5 | 9771 | 1988 | 9999 |  |  | N | Geothermal | [13 empty] | 0 | 0 | 0 | 0 | 0.3713 | 0.3713 | 0.3713 | [8 empty] | Coso Energy Developers | 100 | Abengoa SA | 100
Coso Energy Developers | 10875_G_GEN9 | 10875 | G | GEN9 |  | Geothermal |  | WECC_SCE | California | 6 | Inyo | 27 | 06027 | 23.5 | 9771 | 1989 | 9999 |  |  | N | Geothermal | [13 empty] | 0 | 0 | 0 | 0 | 0.3713 | 0.3713 | 0.3713 | [8 empty] | Coso Energy Developers | 100 | Abengoa SA | 100
Salton Sea Power Gen Co Unit 1 | 10878_G_EE11 | 10878 | G | EE11 |  | Geothermal |  | WECC_IID | California | 6 | Imperial | 25 | 06025 | 10 | 9771 | 1982 | 9999 |  |  | N | Geothermal | [13 empty] | 0 | 0 | 0 | 0 | 0.4625 | 0.4625 | 0.4625 | [8 empty] | Salton Sea Power Generation Co | 100 | Berkshire Hathaway Inc | 100
Salton Sea Power Gen Co - Unit 2 | 10879_G_GEN1 | 10879 | G | GEN1 |  | Geothermal |  | WECC_IID | California | 6 | Imperial | 25 | 06025 | 10 | 9771 | 1990 | 9999 |  |  | N | Geothermal | [13 empty] | 0 | 0 | 0 | 0 | 0.4625 | 0.4625 | 0.4625 | [8 empty] | Salton Sea Power Generation Co | 100 | Berkshire Hathaway Inc | 100
Salton Sea Power Gen Co - Unit 2 | 10879_G_GEN2 | 10879 | G | GEN2 |  | Geothermal |  | WECC_IID | California | 6 | Imperial | 25 | 06025 | 4 | 9771 | 1990 | 9999 |  |  | N | Geothermal | [13 empty] | 0 | 0 | 0 | 0 | 0.4625 | 0.4625 | 0.4625 | [8 empty] | Salton Sea Power Generation Co | 100 | Berkshire Hathaway Inc | 100
Salton Sea Power Gen Co - Unit 2 | 10879_G_GEN3 | 10879 | G | GEN3 |  | Geothermal |  | WECC_IID | California | 6 | Imperial | 25 | 06025 | 2.1 | 9771 | 1990 | 9999 |  |  | N | Geothermal | [13 empty] | 0 | 0 | 0 | 0 | 0.4625 | 0.4625 | 0.4625 | [8 empty] | Salton Sea Power Generation Co | 100 | Berkshire Hathaway Inc | 100
Bidwell Ditch Project | 10880_G_GEN1 | 10880 | G | GEN1 |  | Hydro |  | WEC_CALN | California | 6 | Shasta | 89 | 06089 | 1.8 | 0 | 1987 | 9999 |  |  | N | Hydro | [13 empty] | 0 | 0 | 0 | 0 | [11 empty] | Mega Renewables | 100 | Mega Renewables | 100
Roaring Creek Water Power | 10881_G_GEN1 | 10881 | G | GEN1 |  | Hydro |  | WEC_CALN | California | 6 | Shasta | 89 | 06089 | 2 | 0 | 1986 | 9999 |  |  | N | Hydro | [13 empty] | 0 | 0 | 0 | 0 | [11 empty] | Shasta Hydroelectric Inc | 100 | Shasta Hydroelectric Inc | 100
Hatchet Creek Project | 10882_G_GEN1 | 10882 | G | GEN1 |  | Hydro |  | WEC_CALN | California | 6 | Shasta | 89 | 06089 | 6.8 | 0 | 1986 | 9999 |  |  | N | Hydro | [13 empty] | 0 | 0 | 0 | 0 | [11 empty] | Mega Renewables | 100 | Mega Renewables | 100
Medical Area Total Energy Plant | 10883_G_CT1 | 10883 | G | CT1 |  | Combustion Turbine |  | NENGREST | Massachusetts | 25 | Suffolk | 25 | 25025 | 12.5 | 8700 | 2003 | 9999 |  |  | Y | Natural Gas, Distillate Fuel Oil | [12 empty] | 0.789 | 0.01585 | 0.01585 | 0.01585 | 0.01585 | [11 empty] | Morgan Stanley Infrastructure Partners | 60 | Morgan Stanley | 60
Medical Area Total Energy Plant | 10883_G_CT2 | 10883 | G | CT2 |  | Combustion Turbine |  | NENGREST | Massachusetts | 25 | Suffolk | 25 | 25025 | 12.5 | 8700 | 2003 | 9999 |  |  | Y | Natural Gas, Distillate Fuel Oil | [12 empty] | 0.789 | 0.0151 | 0.0151 | 0.0151 | 0.0151 | [11 empty] | Morgan Stanley Infrastructure Partners | 60 | Morgan Stanley | 60
Medical Area Total Energy Plant | 10883_G_CT3 | 10883 | G | CT3 |  | Combustion Turbine |  | NENGREST | Massachusetts | 25 | Suffolk | 25 | 25025 | 12.8 | 8700 | 2017 | 9999 |  |  | Y | Natural Gas, Distillate Fuel Oil | [13 empty] | 0.011 | 0.011 | 0.011 | 0.011 | [11 empty] | Morgan Stanley Infrastructure Partners | 60 | Morgan Stanley | 60
Medical Area Total Energy Plant | 10883_G_DEG1 | 10883 | G | DEG1 |  | Combustion Turbine | IC Engine | NENGREST | Massachusetts | 25 | Suffolk | 25 | 25025 | 6 | 8700 | 1985 | 9999 |  |  | Y | Distillate Fuel Oil |  |  |  |  | SCR | [7 empty] | 0.789 | 0.05782 | 0.05782 | 0.05782 | 0.05782 | [11 empty] | Morgan Stanley Infrastructure Partners | 60 | Morgan Stanley | 60
Medical Area Total Energy Plant | 10883_G_DEG2 | 10883 | G | DEG2 |  | Combustion Turbine | IC Engine | NENGREST | Massachusetts | 25 | Suffolk | 25 | 25025 | 6 | 8700 | 1985 | 9999 |  |  | Y | Distillate Fuel Oil |  |  |  |  | SCR | [7 empty] | 0.789 | 0.04957 | 0.04957 | 0.04957 | 0.04957 | [11 empty] | Morgan Stanley Infrastructure Partners | 60 | Morgan Stanley | 60
Medical Area Total Energy Plant | 10883_G_DEG3 | 10883 | G | DEG3 |  | Combustion Turbine | IC Engine | NENGREST | Massachusetts | 25 | Suffolk | 25 | 25025 | 6 | 8700 | 1985 | 9999 |  |  | Y | Distillate Fuel Oil |  |  |  |  | SCR | [7 empty] | 0.789 | 0.04156 | 0.04156 | 0.04156 | 0.04156 | [11 empty] | Morgan Stanley Infrastructure Partners | 60 | Morgan Stanley | 60
Medical Area Total Energy Plant | 10883_G_DEG4 | 10883 | G | DEG4 |  | Combustion Turbine | IC Engine | NENGREST | Massachusetts | 25 | Suffolk | 25 | 25025 | 6 | 8700 | 1985 | 9999 |  |  | Y | Distillate Fuel Oil |  |  |  |  | SCR | [7 empty] | 0.789 | 0.04124 | 0.04124 | 0.04124 | 0.04124 | [11 empty] | Morgan Stanley Infrastructure Partners | 60 | Morgan Stanley | 60
Medical Area Total Energy Plant | 10883_G_DEG5 | 10883 | G | DEG5 |  | Combustion Turbine | IC Engine | NENGREST | Massachusetts | 25 | Suffolk | 25 | 25025 | 6 | 8700 | 1985 | 9999 |  |  | Y | Distillate Fuel Oil |  |  |  |  | SCR | [7 empty] | 0.789 | 0.0587 | 0.0587 | 0.0587 | 0.0587 | [11 empty] | Morgan Stanley Infrastructure Partners | 60 | Morgan Stanley | 60
Medical Area Total Energy Plant | 10883_G_DEG6 | 10883 | G | DEG6 |  | Combustion Turbine | IC Engine | NENGREST | Massachusetts | 25 | Suffolk | 25 | 25025 | 6 | 8700 | 1986 | 9999 |  |  | Y | Distillate Fuel Oil |  |  |  |  | SCR | [7 empty] | 0.789 | 0.05774 | 0.05774 | 0.05774 | 0.05774 | [11 empty] | Morgan Stanley Infrastructure Partners | 60 | Morgan Stanley | 60
Olive View Medical Center | 10884_G_CTC1 | 10884 | G | CTC1 |  | Combustion Turbine |  | WEC_LADW | California | 6 | Los Angeles | 37 | 06037 | 2.7 | 8700 | 1987 | 9999 |  |  | Y | Natural Gas, Distillate Fuel Oil | [13 empty] | 0.26888 | 0.26888 | 0.26888 | 0.26888 | [11 empty] | Los Angeles County | 100 | Los Angeles County | 100
Olive View Medical Center | 10884_G_CTC2 | 10884 | G | CTC2 |  | Combustion Turbine |  | WEC_LADW | California | 6 | Los Angeles | 37 | 06037 | 2.7 | 8700 | 1987 | 9999 |  |  | Y | Natural Gas, Distillate Fuel Oil | [13 empty] | 0.26888 | 0.26888 | 0.26888 | 0.26888 | [11 empty] | Los Angeles County | 100 | Los Angeles County | 100
Victory Mills | 10902_G_GEN1 | 10902 | G | GEN1 |  | Hydro |  | NY_Z_C&E | New York | 36 | Cayuga | 11 | 36011 | 1.6 | 0 | 1986 | 9999 |  |  | N | Hydro | [13 empty] | 0 | 0 | 0 | 0 | [11 empty] | Enel North America Inc | 100 | Enel SpA | 100
Lockport Powerhouse | 10903_G_1GEN | 10903 | G | 1GEN |  | Hydro |  | PJM_COMD | Illinois | 17 | Will | 197 | 17197 | 6 | 0 | 1999 | 9999 |  |  | N | Hydro | [13 empty] | 0 | 0 | 0 | 0 | [11 empty] | Metro Water Reclamation District Greater Chicago | 100 | Metro Water Reclamation District Greater Chicago | 100
Lockport Powerhouse | 10903_G_2GEN | 10903 | G | 2GEN |  | Hydro |  | PJM_COMD | Illinois | 17 | Will | 197 | 17197 | 6 | 0 | 2001 | 9999 |  |  | N | Hydro | [13 empty] | 0 | 0 | 0 | 0 | [11 empty] | Metro Water Reclamation District Greater Chicago | 100 | Metro Water Reclamation District Greater Chicago | 100
Merl Parr | 1097_G_1 | 1097 | G | 1 |  | Combustion Turbine |  | MIS_MIDA | Iowa | 19 | Floyd | 67 | 19067 | 16.6 | 25000 | 1969 | 9999 |  |  | N | Natural Gas | [12 empty] | 2.5 | 1.3933 | 1.3933 | 1.3933 | 1.3933 | [11 empty] | MidAmerican Energy Co | 100 | Berkshire Hathaway Inc | 100
Merl Parr | 1097_G_2 | 1097 | G | 2 |  | Combustion Turbine |  | MIS_MIDA | Iowa | 19 | Floyd | 67 | 19067 | 16 | 25000 | 1969 | 9999 |  |  | N | Natural Gas | [12 empty] | 2.5 | 1.0077 | 1.0077 | 1.0077 | 1.0077 | [11 empty] | MidAmerican Energy Co | 100 | Berkshire Hathaway Inc | 100
H Neely Henry Dam | 11_G_1 | 11 | G | 1 |  | Hydro |  | S_SOU | Alabama | 1 | Calhoun | 15 | 01015 | 23.7 | 0 | 1966 | 9999 |  |  | N | Hydro | [13 empty] | 0 | 0 | 0 | 0 | [11 empty] | Alabama Power Co | 100 | Southern Co | 100
H Neely Henry Dam | 11_G_2 | 11 | G | 2 |  | Hydro |  | S_SOU | Alabama | 1 | Calhoun | 15 | 01015 | 23.7 | 0 | 1966 | 9999 |  |  | N | Hydro | [13 empty] | 0 | 0 | 0 | 0 | [11 empty] | Alabama Power Co | 100 | Southern Co | 100
H Neely Henry Dam | 11_G_3 | 11 | G | 3 |  | Hydro |  | S_SOU | Alabama | 1 | Calhoun | 15 | 01015 | 23.7 | 0 | 1966 | 9999 |  |  | N | Hydro | [13 empty] | 0 | 0 | 0 | 0 | [11 empty] | Alabama Power Co | 100 | Southern Co | 100
Keokuk | 1109_G_1 | 1109 | G | 1 |  | Hydro |  | MIS_MO | Iowa | 19 | Lee | 111 | 19111 | 10 | 0 | 1913 | 9999 |  |  | N | Hydro | [13 empty] | 0 | 0 | 0 | 0 | [11 empty] | Ameren Missouri | 100 | Ameren Corp | 100
Keokuk | 1109_G_10 | 1109 | G | 10 |  | Hydro |  | MIS_MO | Iowa | 19 | Lee | 111 | 19111 | 10 | 0 | 1913 | 9999 |  |  | N | Hydro | [13 empty] | 0 | 0 | 0 | 0 | [11 empty] | Ameren Missouri | 100 | Ameren Corp | 100
Keokuk | 1109_G_11 | 1109 | G | 11 |  | Hydro |  | MIS_MO | Iowa | 19 | Lee | 111 | 19111 | 10 | 0 | 1913 | 9999 |  |  | N | Hydro | [13 empty] | 0 | 0 | 0 | 0 | [11 empty] | Ameren Missouri | 100 | Ameren Corp | 100
Keokuk | 1109_G_12 | 1109 | G | 12 |  | Hydro |  | MIS_MO | Iowa | 19 | Lee | 111 | 19111 | 10 | 0 | 1913 | 9999 |  |  | N | Hydro | [13 empty] | 0 | 0 | 0 | 0 | [11 empty] | Ameren Missouri | 100 | Ameren Corp | 100
Keokuk | 1109_G_13 | 1109 | G | 13 |  | Hydro |  | MIS_MO | Iowa | 19 | Lee | 111 | 19111 | 10 | 0 | 1913 | 9999 |  |  | N | Hydro | [13 empty] | 0 | 0 | 0 | 0 | [11 empty] | Ameren Missouri | 100 | Ameren Corp | 100
Keokuk | 1109_G_14 | 1109 | G | 14 |  | Hydro |  | MIS_MO | Iowa | 19 | Lee | 111 | 19111 | 8 | 0 | 1913 | 9999 |  |  | N | Hydro | [13 empty] | 0 | 0 | 0 | 0 | [11 empty] | Ameren Missouri | 100 | Ameren Corp | 100
Keokuk | 1109_G_15 | 1109 | G | 15 |  | Hydro |  | MIS_MO | Iowa | 19 | Lee | 111 | 19111 | 8 | 0 | 1913 | 9999 |  |  | N | Hydro | [13 empty] | 0 | 0 | 0 | 0 | [11 empty] | Ameren Missouri | 100 | Ameren Corp | 100
Keokuk | 1109_G_2 | 1109 | G | 2 |  | Hydro |  | MIS_MO | Iowa | 19 | Lee | 111 | 19111 | 10 | 0 | 1913 | 9999 |  |  | N | Hydro | [13 empty] | 0 | 0 | 0 | 0 | [11 empty] | Ameren Missouri | 100 | Ameren Corp | 100
Keokuk | 1109_G_3 | 1109 | G | 3 |  | Hydro |  | MIS_MO | Iowa | 19 | Lee | 111 | 19111 | 10 | 0 | 1913 | 9999 |  |  | N | Hydro | [13 empty] | 0 | 0 | 0 | 0 | [11 empty] | Ameren Missouri | 100 | Ameren Corp | 100
Keokuk | 1109_G_4 | 1109 | G | 4 |  | Hydro |  | MIS_MO | Iowa | 19 | Lee | 111 | 19111 | 10 | 0 | 1913 | 9999 |  |  | N | Hydro | [13 empty] | 0 | 0 | 0 | 0 | [11 empty] | Ameren Missouri | 100 | Ameren Corp | 100
Keokuk | 1109_G_5 | 1109 | G | 5 |  | Hydro |  | MIS_MO | Iowa | 19 | Lee | 111 | 19111 | 8 | 0 | 1913 | 9999 |  |  | N | Hydro | [13 empty] | 0 | 0 | 0 | 0 | [11 empty] | Ameren Missouri | 100 | Ameren Corp | 100
Keokuk | 1109_G_6 | 1109 | G | 6 |  | Hydro |  | MIS_MO | Iowa | 19 | Lee | 111 | 19111 | 8 | 0 | 1913 | 9999 |  |  | N | Hydro | [13 empty] | 0 | 0 | 0 | 0 | [11 empty] | Ameren Missouri | 100 | Ameren Corp | 100
Keokuk | 1109_G_7 | 1109 | G | 7 |  | Hydro |  | MIS_MO | Iowa | 19 | Lee | 111 | 19111 | 10 | 0 | 1913 | 9999 |  |  | N | Hydro | [13 empty] | 0 | 0 | 0 | 0 | [11 empty] | Ameren Missouri | 100 | Ameren Corp | 100
Keokuk | 1109_G_8 | 1109 | G | 8 |  | Hydro |  | MIS_MO | Iowa | 19 | Lee | 111 | 19111 | 10 | 0 | 1913 | 9999 |  |  | N | Hydro | [13 empty] | 0 | 0 | 0 | 0 | [11 empty] | Ameren Missouri | 100 | Ameren Corp | 100
Keokuk | 1109_G_9 | 1109 | G | 9 |  | Hydro |  | MIS_MO | Iowa | 19 | Lee | 111 | 19111 | 10 | 0 | 1913 | 9999 |  |  | N | Hydro | [13 empty] | 0 | 0 | 0 | 0 | [11 empty] | Ameren Missouri | 100 | Ameren Corp | 100
Algona | 1120_G_6 | 1120 | G | 6 |  | Combustion Turbine | IC Engine | MIS_MIDA | Iowa | 19 | Kossuth | 109 | 19109 | 3.2 | 10745 | 1965 | 9999 |  |  | N | Natural Gas, Distillate Fuel Oil | [12 empty] | 2.5 | 1.6498 | 1.6498 | 1.6498 | 1.6498 | [11 empty] | Algona Municipal Utilities | 100 | Algona Municipal Utilities | 100
Algona | 1120_G_7 | 1120 | G | 7 |  | Combustion Turbine | IC Engine | MIS_MIDA | Iowa | 19 | Kossuth | 109 | 19109 | 4.1 | 10745 | 1970 | 9999 |  |  | N | Natural Gas, Distillate Fuel Oil | [12 empty] | 2.5 | 1.6498 | 1.6498 | 1.6498 | 1.6498 | [11 empty] | Algona Municipal Utilities | 100 | Algona Municipal Utilities | 100
Algona | 1120_G_8 | 1120 | G | 8 |  | Combustion Turbine | IC Engine | MIS_MIDA | Iowa | 19 | Kossuth | 109 | 19109 | 4.4 | 10745 | 1994 | 9999 |  |  | N | Distillate Fuel Oil | [12 empty] | 2.5 | 1.6498 | 1.6498 | 1.6498 | 1.6498 | [11 empty] | Algona Municipal Utilities | 100 | Algona Municipal Utilities | 100
Algona | 1120_G_9 | 1120 | G | 9 |  | Combustion Turbine | IC Engine | MIS_MIDA | Iowa | 19 | Kossuth | 109 | 19109 | 4.4 | 10745 | 1994 | 9999 |  |  | N | Distillate Fuel Oil | [12 empty] | 2.5 | 1.6498 | 1.6498 | 1.6498 | 1.6498 | [11 empty] | Algona Municipal Utilities | 100 | Algona Municipal Utilities | 100
Alta Municipal Utilities | 1121_G_2A | 1121 | G | 2A |  | Combustion Turbine | IC Engine | MIS_MIDA | Iowa | 19 | Buena Vista | 21 | 19021 | 2 | 10745 | 2018 | 9999 |  |  | N | Distillate Fuel Oil | [13 empty] | 1.6498 | 1.6498 | 1.6498 | 1.6498 | [11 empty] | Alta IA (City of) | 100 | Alta IA (City of) | 100
Alta Municipal Utilities | 1121_G_3A | 1121 | G | 3A |  | Combustion Turbine | IC Engine | MIS_MIDA | Iowa | 19 | Buena Vista | 21 | 19021 | 2 | 10745 | 2018 | 9999 |  |  | N | Distillate Fuel Oil | [13 empty] | 1.6498 | 1.6498 | 1.6498 | 1.6498 | [11 empty] | Alta IA (City of) | 100 | Alta IA (City of) | 100
Anita | 1123_G_2 | 1123 | G | 2 |  | Combustion Turbine | IC Engine | MIS_IL | Iowa | 19 | Cass | 29 | 19029 | 0.1 | 10745 | 1939 | 9999 |  |  | N | Distillate Fuel Oil | [12 empty] | 2.5 | 1.6498 | 1.6498 | 1.6498 | 1.6498 | [11 empty] | Anita IA (City of) | 100 | Anita IA (City of) | 100
Anita | 1123_G_3 | 1123 | G | 3 |  | Combustion Turbine | IC Engine | MIS_IL | Iowa | 19 | Cass | 29 | 19029 | 0.2 | 11148 | 1951 | 9999 |  |  | N | Distillate Fuel Oil | [12 empty] | 2.5 | 1.6498 | 1.6498 | 1.6498 | 1.6498 | [11 empty] | Anita IA (City of) | 100 | Anita IA (City of) | 100
Anita | 1123_G_4 | 1123 | G | 4 |  | Combustion Turbine | IC Engine | MIS_IL | Iowa | 19 | Cass | 29 | 19029 | 0.2 | 11148 | 2000 | 9999 |  |  | N | Distillate Fuel Oil | [12 empty] | 2.5 | 1.6498 | 1.6498 | 1.6498 | 1.6498 | [11 empty] | Anita IA (City of) | 100 | Anita IA (City of) | 100
Anita | 1123_G_5 | 1123 | G | 5 |  | Combustion Turbine | IC Engine | MIS_IL | Iowa | 19 | Cass | 29 | 19029 | 0.2 | 11148 | 2000 | 9999 |  |  | N | Distillate Fuel Oil | [12 empty] | 2.5 | 1.6498 | 1.6498 | 1.6498 | 1.6498 | [11 empty] | Anita IA (City of) | 100 | Anita IA (City of) | 100
Anita | 1123_G_6 | 1123 | G | 6 |  | Combustion Turbine | IC Engine | MIS_IL | Iowa | 19 | Cass | 29 | 19029 | 2 | 10873 | 2003 | 9999 |  |  | N | Distillate Fuel Oil | [12 empty] | 2.5 | 1.6498 | 1.6498 | 1.6498 | 1.6498 | [11 empty] | Anita IA (City of) | 100 | Anita IA (City of) | 100
Atlantic | 1124_G_6 | 1124 | G | 6 |  | Combustion Turbine |  | MIS_MIDA | Iowa | 19 | Cass | 29 | 19029 | 9.8 | 13412 | 1999 | 9999 |  |  | N | Natural Gas, Distillate Fuel Oil | [12 empty] | 2.5 | 0.23894 | 0.23894 | 0.23894 | 0.23894 | [11 empty] | Atlantic Municipal Utilities | 100 | Atlantic Municipal Utilities | 100
Bancroft | 1125_G_5 | 1125 | G | 5 |  | Combustion Turbine | IC Engine | MIS_MIDA | Iowa | 19 | Kossuth | 109 | 19109 | 0.5 | 25000 | 1954 | 9999 |  |  | N | Distillate Fuel Oil | [12 empty] | 2.5 | 1.6498 | 1.6498 | 1.6498 | 1.6498 | [11 empty] | Bancroft Municipal Utilities | 100 | Bancroft Municipal Utilities | 100
Bancroft | 1125_G_6 | 1125 | G | 6 |  | Combustion Turbine | IC Engine | MIS_MIDA | Iowa | 19 | Kossuth | 109 | 19109 | 1.8 | 10849 | 2001 | 9999 |  |  | N | Distillate Fuel Oil | [12 empty] | 2.5 | 1.6498 | 1.6498 | 1.6498 | 1.6498 | [11 empty] | Bancroft Municipal Utilities | 100 | Bancroft Municipal Utilities | 100
Bancroft | 1125_G_7 | 1125 | G | 7 |  | Combustion Turbine | IC Engine | MIS_MIDA | Iowa | 19 | Kossuth | 109 | 19109 | 1.8 | 11549 | 2001 | 9999 |  |  | N | Distillate Fuel Oil | [12 empty] | 2.5 | 1.6498 | 1.6498 | 1.6498 | 1.6498 | [11 empty] | Bancroft Municipal Utilities | 100 | Bancroft Municipal Utilities | 100
Bellevue | 1126_G_2 | 1126 | G | 2 |  | Combustion Turbine | IC Engine | MIS_IA | Iowa | 19 | Jackson | 97 | 19097 | 1.6 | 10745 | 1992 | 9999 |  |  | N | Distillate Fuel Oil | [12 empty] | 2.5 | 1.6498 | 1.6498 | 1.6498 | 1.6498 | [11 empty] | Bellevue Municipal Utilities | 100 | Bellevue Municipal Utilities | 100
Bellevue | 1126_G_3 | 1126 | G | 3 |  | Combustion Turbine | IC Engine | MIS_IA | Iowa | 19 | Jackson | 97 | 19097 | 1.7 | 10745 | 2001 | 9999 |  |  | N | Distillate Fuel Oil | [12 empty] | 2.5 | 1.6498 | 1.6498 | 1.6498 | 1.6498 | [11 empty] | Bellevue Municipal Utilities | 100 | Bellevue Municipal Utilities | 100
Bellevue | 1126_G_4 | 1126 | G | 4 |  | Combustion Turbine | IC Engine | MIS_IA | Iowa | 19 | Jackson | 97 | 19097 | 0.6 | 10745 | 1963 | 9999 |  |  | N | Distillate Fuel Oil | [12 empty] | 2.5 | 1.6498 | 1.6498 | 1.6498 | 1.6498 | [11 empty] | Bellevue Municipal Utilities | 100 | Bellevue Municipal Utilities | 100
Bellevue | 1126_G_5 | 1126 | G | 5 |  | Combustion Turbine | IC Engine | MIS_IA | Iowa | 19 | Jackson | 97 | 19097 | 0.7 | 10745 | 1953 | 9999 |  |  | N | Distillate Fuel Oil | [12 empty] | 2.5 | 1.6498 | 1.6498 | 1.6498 | 1.6498 | [11 empty] | Bellevue Municipal Utilities | 100 | Bellevue Municipal Utilities | 100
Bellevue | 1126_G_6 | 1126 | G | 6 |  | Combustion Turbine | IC Engine | MIS_IA | Iowa | 19 | Jackson | 97 | 19097 | 2.4 | 10745 | 1971 | 9999 |  |  | N | Distillate Fuel Oil | [12 empty] | 2.5 | 1.6498 | 1.6498 | 1.6498 | 1.6498 | [11 empty] | Bellevue Municipal Utilities | 100 | Bellevue Municipal Utilities | 100
Bloomfield | 1127_G_1 | 1127 | G | 1 |  | Combustion Turbine | IC Engine | MIS_IA | Iowa | 19 | Davis | 51 | 19051 | 2.3 | 13007 | 1975 | 9999 |  |  | N | Natural Gas | [12 empty] | 2.5 | 1.061 | 1.061 | 1.061 | 1.061 | [11 empty] | Bloomfield IA (City of) | 100 | Bloomfield IA (City of) | 100
Bloomfield | 1127_G_2 | 1127 | G | 2 |  | Combustion Turbine | IC Engine | MIS_IA | Iowa | 19 | Davis | 51 | 19051 | 0.2 | 13072 | 1945 | 9999 |  |  | N | Distillate Fuel Oil | [12 empty] | 2.5 | 1.6498 | 1.6498 | 1.6498 | 1.6498 | [11 empty] | Bloomfield IA (City of) | 100 | Bloomfield IA (City of) | 100
Bloomfield | 1127_G_3 | 1127 | G | 3 |  | Combustion Turbine | IC Engine | MIS_IA | Iowa | 19 | Davis | 51 | 19051 | 2.2 | 13034 | 1964 | 9999 |  |  | N | Natural Gas | [12 empty] | 2.5 | 1.061 | 1.061 | 1.061 | 1.061 | [11 empty] | Bloomfield IA (City of) | 100 | Bloomfield IA (City of) | 100
Bloomfield | 1127_G_4 | 1127 | G | 4 |  | Combustion Turbine | IC Engine | MIS_IA | Iowa | 19 | Davis | 51 | 19051 | 0.2 | 13072 | 1946 | 9999 |  |  | N | Distillate Fuel Oil | [12 empty] | 2.5 | 1.6498 | 1.6498 | 1.6498 | 1.6498 | [11 empty] | Bloomfield IA (City of) | 100 | Bloomfield IA (City of) | 100
Bloomfield | 1127_G_5 | 1127 | G | 5 |  | Combustion Turbine | IC Engine | MIS_IA | Iowa | 19 | Davis | 51 | 19051 | 0.8 | 13114 | 1951 | 9999 |  |  | N | Natural Gas | [12 empty] | 2.5 | 1.061 | 1.061 | 1.061 | 1.061 | [11 empty] | Bloomfield IA (City of) | 100 | Bloomfield IA (City of) | 100
Bloomfield | 1127_G_6 | 1127 | G | 6 |  | Combustion Turbine | IC Engine | MIS_IA | Iowa | 19 | Davis | 51 | 19051 | 1.2 | 13072 | 1958 | 9999 |  |  | N | Natural Gas | [12 empty] | 2.5 | 1.061 | 1.061 | 1.061 | 1.061 | [11 empty] | Bloomfield IA (City of) | 100 | Bloomfield IA (City of) | 100
Brooklyn | 1128_G_7 | 1128 | G | 7 |  | Combustion Turbine | IC Engine | MIS_IA | Iowa | 19 | Poweshiek | 157 | 19157 | 2 | 10745 | 2012 | 9999 |  |  | N | Distillate Fuel Oil | [13 empty] | 1.6498 | 1.6498 | 1.6498 | 1.6498 | [11 empty] | Brooklyn IA (City of) | 100 | Brooklyn IA (City of) | 100
Cascade | 1129_G_1 | 1129 | G | 1 |  | Combustion Turbine | IC Engine | MIS_IA | Iowa | 19 | Dubuque | 61 | 19061 | 0.7 | 10745 | 1957 | 9999 |  |  | N | Distillate Fuel Oil | [12 empty] | 2.5 | 1.6498 | 1.6498 | 1.6498 | 1.6498 | [11 empty] | Cascade Municipal Utilities | 100 | Cascade Municipal Utilities | 100
Cascade | 1129_G_2 | 1129 | G | 2 |  | Combustion Turbine | IC Engine | MIS_IA | Iowa | 19 | Dubuque | 61 | 19061 | 1.9 | 10745 | 1971 | 9999 |  |  | N | Natural Gas, Distillate Fuel Oil | [12 empty] | 2.5 | 1.6498 | 1.6498 | 1.6498 | 1.6498 | [11 empty] | Cascade Municipal Utilities | 100 | Cascade Municipal Utilities | 100
Cascade | 1129_G_3A | 1129 | G | 3A |  | Combustion Turbine | IC Engine | MIS_IA | Iowa | 19 | Dubuque | 61 | 19061 | 1.8 | 10745 | 1998 | 9999 |  |  | N | Distillate Fuel Oil | [12 empty] | 2.5 | 1.6498 | 1.6498 | 1.6498 | 1.6498 | [11 empty] | Cascade Municipal Utilities | 100 | Cascade Municipal Utilities | 100
Cascade | 1129_G_4 | 1129 | G | 4 |  | Combustion Turbine | IC Engine | MIS_IA | Iowa | 19 | Dubuque | 61 | 19061 | 0.5 | 10745 | 1951 | 9999 |  |  | N | Distillate Fuel Oil | [12 empty] | 2.5 | 1.6498 | 1.6498 | 1.6498 | 1.6498 | [11 empty] | Cascade Municipal Utilities | 100 | Cascade Municipal Utilities | 100
Gas Turbine (IA) | 1130_G_1 | 1130 | G | 1 |  | Combustion Turbine |  | MIS_MIDA | Iowa | 19 | Black Hawk | 13 | 19013 | 19 | 25000 | 1968 | 9999 |  |  | N | Natural Gas, Distillate Fuel Oil | [12 empty] | 2.5 | 0.6153 | 0.6153 | 0.6153 | 0.6153 | [11 empty] | Cedar Falls Utilities | 100 | Cedar Falls Utilities | 100
Gas Turbine (IA) | 1130_G_2 | 1130 | G | 2 |  | Combustion Turbine |  | MIS_MIDA | Iowa | 19 | Black Hawk | 13 | 19013 | 24.4 | 25000 | 2000 | 9999 |  |  | N | Natural Gas, Distillate Fuel Oil | [12 empty] | 2.5 | 0.23894 | 0.23894 | 0.23894 | 0.23894 | [11 empty] | Cedar Falls Utilities | 100 | Cedar Falls Utilities | 100
Coggon | 1132_G_IC5 | 1132 | G | IC5 |  | Combustion Turbine | IC Engine | MIS_IL | Iowa | 19 | Linn | 113 | 19113 | 1.8 | 12469 | 2003 | 9999 |  |  | N | Distillate Fuel Oil | [12 empty] | 2.5 | 1.6498 | 1.6498 | 1.6498 | 1.6498 | [11 empty] | Coggon Municipal Light Plant | 100 | Coggon Municipal Light Plant | 100
Corning | 1134_G_5 | 1134 | G | 5 |  | Combustion Turbine | IC Engine | MIS_IA | Iowa | 19 | Adams | 3 | 19003 | 2.8 | 10817 | 1975 | 9999 |  |  | N | Distillate Fuel Oil | [12 empty] | 2.5 | 1.6498 | 1.6498 | 1.6498 | 1.6498 | [11 empty] | Corning Municipal Utilities | 100 | Corning Municipal Utilities | 100
Corning | 1134_G_6 | 1134 | G | 6 |  | Combustion Turbine | IC Engine | MIS_IA | Iowa | 19 | Adams | 3 | 19003 | 2 | 11413 | 2006 | 9999 |  |  | N | Distillate Fuel Oil | [12 empty] | 2.5 | 1.6498 | 1.6498 | 1.6498 | 1.6498 | [11 empty] | Corning Municipal Utilities | 100 | Corning Municipal Utilities | 100
Corning | 1134_G_7 | 1134 | G | 7 |  | Combustion Turbine | IC Engine | MIS_IA | Iowa | 19 | Adams | 3 | 19003 | 2 | 11413 | 2006 | 9999 |  |  | N | Distillate Fuel Oil | [12 empty] | 2.5 | 1.6498 | 1.6498 | 1.6498 | 1.6498 | [11 empty] | Corning Municipal Utilities | 100 | Corning Municipal Utilities | 100
Dayton (IA) | 1135_G_5 | 1135 | G | 5 |  | Combustion Turbine | IC Engine | MIS_IA | Iowa | 19 | Webster | 187 | 19187 | 1.8 | 10745 | 2000 | 9999 |  |  | N | Distillate Fuel Oil | [12 empty] | 2.5 | 1.6498 | 1.6498 | 1.6498 | 1.6498 | [11 empty] | Dayton IA (City of) | 100 | Dayton IA (City of) | 100
Estherville | 1137_G_2 | 1137 | G | 2 |  | Combustion Turbine | IC Engine | MIS_IA | Iowa | 19 | Emmet | 63 | 19063 | 1.1 | 10745 | 1946 | 9999 |  |  | N | Distillate Fuel Oil | [12 empty] | 2.5 | 1.6498 | 1.6498 | 1.6498 | 1.6498 | [11 empty] | Estherville IA (City of) | 100 | Estherville IA (City of) | 100
Estherville | 1137_G_3 | 1137 | G | 3 |  | Combustion Turbine | IC Engine | MIS_IA | Iowa | 19 | Emmet | 63 | 19063 | 2.7 | 10745 | 1960 | 9999 |  |  | N | Natural Gas, Distillate Fuel Oil | [12 empty] | 2.5 | 1.061 | 1.061 | 1.061 | 1.061 | [11 empty] | Estherville IA (City of) | 100 | Estherville IA (City of) | 100
Estherville | 1137_G_4 | 1137 | G | 4 |  | Combustion Turbine | IC Engine | MIS_IA | Iowa | 19 | Emmet | 63 | 19063 | 3.6 | 10745 | 1969 | 9999 |  |  | N | Natural Gas, Distillate Fuel Oil | [12 empty] | 2.5 | 1.061 | 1.061 | 1.061 | 1.061 | [11 empty] | Estherville IA (City of) | 100 | Estherville IA (City of) | 100
Estherville | 1137_G_5 | 1137 | G | 5 |  | Combustion Turbine | IC Engine | MIS_IA | Iowa | 19 | Emmet | 63 | 19063 | 3.6 | 10745 | 1969 | 9999 |  |  | N | Natural Gas, Distillate Fuel Oil | [12 empty] | 2.5 | 1.061 | 1.061 | 1.061 | 1.061 | [11 empty] | Estherville IA (City of) | 100 | Estherville IA (City of) | 100
Estherville | 1137_G_7 | 1137 | G | 7 |  | Combustion Turbine | IC Engine | MIS_IA | Iowa | 19 | Emmet | 63 | 19063 | 2.7 | 10745 | 1960 | 9999 |  |  | N | Natural Gas, Distillate Fuel Oil | [12 empty] | 2.5 | 1.061 | 1.061 | 1.061 | 1.061 | [11 empty] | Estherville IA (City of) | 100 | Estherville IA (City of) | 100
Forest City Light Plant | 1138_G_1 | 1138 | G | 1 |  | Combustion Turbine | IC Engine | MIS_MNWI | Iowa | 19 | Winnebago | 189 | 19189 | 1.3 | 10745 | 1958 | 9999 |  |  | N | Distillate Fuel Oil | [12 empty] | 2.5 | 1.6498 | 1.6498 | 1.6498 | 1.6498 | [11 empty] | Forest City IA (City of) | 100 | Forest City IA (City of) | 100
Forest City Light Plant | 1138_G_2 | 1138 | G | 2 |  | Combustion Turbine | IC Engine | MIS_MNWI | Iowa | 19 | Winnebago | 189 | 19189 | 2.2 | 10745 | 1965 | 9999 |  |  | N | Distillate Fuel Oil | [12 empty] | 2.5 | 1.6498 | 1.6498 | 1.6498 | 1.6498 | [11 empty] | Forest City IA (City of) | 100 | Forest City IA (City of) | 100
Forest City Light Plant | 1138_G_3 | 1138 | G | 3 |  | Combustion Turbine | IC Engine | MIS_MNWI | Iowa | 19 | Winnebago | 189 | 19189 | 3.3 | 10745 | 1968 | 9999 |  |  | N | Distillate Fuel Oil | [12 empty] | 2.5 | 1.6498 | 1.6498 | 1.6498 | 1.6498 | [11 empty] | Forest City IA (City of) | 100 | Forest City IA (City of) | 100
Forest City Light Plant | 1138_G_4 | 1138 | G | 4 |  | Combustion Turbine | IC Engine | MIS_MNWI | Iowa | 19 | Winnebago | 189 | 19189 | 6.1 | 10745 | 1976 | 9999 |  |  | N | Distillate Fuel Oil | [12 empty] | 2.5 | 1.6498 | 1.6498 | 1.6498 | 1.6498 | [11 empty] | Forest City IA (City of) | 100 | Forest City IA (City of) | 100
Forest City Light Plant | 1138_G_5 | 1138 | G | 5 |  | Combustion Turbine | IC Engine | MIS_MNWI | Iowa | 19 | Winnebago | 189 | 19189 | 0.7 | 10745 | 1950 | 9999 |  |  | N | Distillate Fuel Oil | [12 empty] | 2.5 | 1.6498 | 1.6498 | 1.6498 | 1.6498 | [11 empty] | Forest City IA (City of) | 100 | Forest City IA (City of) | 100
Forest City Light Plant | 1138_G_6 | 1138 | G | 6 |  | Combustion Turbine | IC Engine | MIS_MNWI | Iowa | 19 | Winnebago | 189 | 19189 | 7.6 | 10745 | 2000 | 9999 |  |  | N | Distillate Fuel Oil | [12 empty] | 2.5 | 1.6498 | 1.6498 | 1.6498 | 1.6498 | [11 empty] | Forest City IA (City of) | 100 | Forest City IA (City of) | 100
Douglas | 114_G_1 | 114 | G | 1 |  | Combustion Turbine |  | WECC_AZ | Arizona | 4 | Cochise | 3 | 04003 | 15 | 25000 | 1972 | 9999 |  |  | N | Distillate Fuel Oil | [12 empty] | 1 | 1.01 | 1.01 | 1.01 | 1.01 | [11 empty] | Arizona Public Service Co | 100 | Pinnacle West Capital Corp | 100
Gowrie | 1141_G_3 | 1141 | G | 3 |  | Combustion Turbine | IC Engine | MIS_IA | Iowa | 19 | Webster | 187 | 19187 | 2.2 | 11648 | 2013 | 9999 |  |  | N | Distillate Fuel Oil | [13 empty] | 1.6498 | 1.6498 | 1.6498 | 1.6498 | [11 empty] | Gowrie Municipal Utilities | 100 | Gowrie Municipal Utilities | 100
Graettinger | 1142_G_4 | 1142 | G | 4 |  | Combustion Turbine | IC Engine | MIS_IA | Iowa | 19 | Palo Alto | 147 | 19147 | 0.5 | 11908 | 1957 | 9999 |  |  | N | Distillate Fuel Oil | [12 empty] | 2.5 | 1.6498 | 1.6498 | 1.6498 | 1.6498 | [11 empty] | Graettinger Municipal Light Plant | 100 | Graettinger Municipal Light Plant | 100
Graettinger | 1142_G_5 | 1142 | G | 5 |  | Combustion Turbine | IC Engine | MIS_IA | Iowa | 19 | Palo Alto | 147 | 19147 | 1.1 | 11586 | 1990 | 9999 |  |  | N | Distillate Fuel Oil | [12 empty] | 0.107 | 1.6498 | 1.6498 | 1.6498 | 1.6498 | [11 empty] | Graettinger Municipal Light Plant | 100 | Graettinger Municipal Light Plant | 100
Graettinger | 1142_G_6 | 1142 | G | 6 |  | Combustion Turbine | IC Engine | MIS_IA | Iowa | 19 | Palo Alto | 147 | 19147 | 2 | 11304 | 2002 | 9999 |  |  | N | Distillate Fuel Oil | [12 empty] | 2.5 | 1.6498 | 1.6498 | 1.6498 | 1.6498 | [11 empty] | Graettinger Municipal Light Plant | 100 | Graettinger Municipal Light Plant | 100
Grand Junction | 1143_G_2 | 1143 | G | 2 |  | Combustion Turbine | IC Engine | MIS_IA | Iowa | 19 | Greene | 73 | 19073 | 1.7 | 12849 | 1994 | 9999 |  |  | N | Distillate Fuel Oil | [12 empty] | 2.5 | 1.6498 | 1.6498 | 1.6498 | 1.6498 | [11 empty] | Grand Junction Municipal Light & Power | 100 | Grand Junction Municipal Light & Power | 100
Greenfield | 1144_G_1 | 1144 | G | 1 |  | Combustion Turbine | IC Engine | MIS_MIDA | Iowa | 19 | Adair | 1 | 19001 | 2.2 | 10745 | 2020 | 9999 |  |  | N | Distillate Fuel Oil | [13 empty] | 1.6498 | 1.6498 | 1.6498 | 1.6498 | [11 empty] | Greenfield Municipal Utilities | 100 | Greenfield Municipal Utilities | 100
Greenfield | 1144_G_2 | 1144 | G | 2 |  | Combustion Turbine | IC Engine | MIS_MIDA | Iowa | 19 | Adair | 1 | 19001 | 2.2 | 10745 | 2020 | 9999 |  |  | N | Distillate Fuel Oil | [13 empty] | 1.6498 | 1.6498 | 1.6498 | 1.6498 | [11 empty] | Greenfield Municipal Utilities | 100 | Greenfield Municipal Utilities | 100
Grundy Center City Light Plant | 1145_G_IC1 | 1145 | G | IC1 |  | Combustion Turbine | IC Engine | MIS_IA | Iowa | 19 | Grundy | 75 | 19075 | 2.2 | 10748 | 1963 | 9999 |  |  | N | Natural Gas, Distillate Fuel Oil | [12 empty] | 2.5 | 1.6498 | 1.6498 | 1.6498 | 1.6498 | [11 empty] | Grundy Center Municipal Light & Power Dept | 100 | Grundy Center Municipal Light & Power Dept | 100
Grundy Center City Light Plant | 1145_G_IC2 | 1145 | G | IC2 |  | Combustion Turbine | IC Engine | MIS_IA | Iowa | 19 | Grundy | 75 | 19075 | 3.5 | 10745 | 1972 | 9999 |  |  | N | Natural Gas, Distillate Fuel Oil | [12 empty] | 2.5 | 1.6498 | 1.6498 | 1.6498 | 1.6498 | [11 empty] | Grundy Center Municipal Light & Power Dept | 100 | Grundy Center Municipal Light & Power Dept | 100
Grundy Center City Light Plant | 1145_G_IC3 | 1145 | G | IC3 |  | Combustion Turbine | IC Engine | MIS_IA | Iowa | 19 | Grundy | 75 | 19075 | 3 | 10745 | 1990 | 9999 |  |  | N | Natural Gas, Distillate Fuel Oil | [12 empty] | 2.5 | 1.6498 | 1.6498 | 1.6498 | 1.6498 | [11 empty] | Grundy Center Municipal Light & Power Dept | 100 | Grundy Center Municipal Light & Power Dept | 100
Harlan | 1146_G_HMU1 | 1146 | G | HMU1 |  | Combustion Turbine | IC Engine | MIS_MIDA | Iowa | 19 | Shelby | 165 | 19165 | 1.6 | 10745 | 2001 | 9999 |  |  | N | Distillate Fuel Oil | [12 empty] | 2.5 | 1.6498 | 1.6498 | 1.6498 | 1.6498 | [11 empty] | Harlan Municipal Utilities | 100 | Harlan Municipal Utilities | 100
Harlan | 1146_G_HMU2 | 1146 | G | HMU2 |  | Combustion Turbine | IC Engine | MIS_MIDA | Iowa | 19 | Shelby | 165 | 19165 | 1.6 | 10830 | 2001 | 9999 |  |  | N | Distillate Fuel Oil | [12 empty] | 2.5 | 1.6498 | 1.6498 | 1.6498 | 1.6498 | [11 empty] | Harlan Municipal Utilities | 100 | Harlan Municipal Utilities | 100
Indianola | 1150_G_5 | 1150 | G | 5 |  | Combustion Turbine | IC Engine | MIS_MIDA | Iowa | 19 | Warren | 181 | 19181 | 4 | 12283 | 1966 | 9999 |  |  | N | Natural Gas, Distillate Fuel Oil | [12 empty] | 2.5 | 1.6498 | 1.6498 | 1.6498 | 1.6498 | [11 empty] | Indianola Municipal Utilities | 100 | Indianola Municipal Utilities | 100
Indianola | 1150_G_6 | 1150 | G | 6 |  | Combustion Turbine | IC Engine | MIS_MIDA | Iowa | 19 | Warren | 181 | 19181 | 5 | 12283 | 1970 | 9999 |  |  | N | Natural Gas, Distillate Fuel Oil | [12 empty] | 2.5 | 1.6498 | 1.6498 | 1.6498 | 1.6498 | [11 empty] | Indianola Municipal Utilities | 100 | Indianola Municipal Utilities | 100
Indianola | 1150_G_7 | 1150 | G | 7 |  | Combustion Turbine |  | MIS_MIDA | Iowa | 19 | Warren | 181 | 19181 | 19.4 | 25000 | 1977 | 9999 |  |  | N | Distillate Fuel Oil | [12 empty] | 2.5 | 1.01 | 1.01 | 1.01 | 1.01 | [11 empty] | Indianola Municipal Utilities | 100 | Indianola Municipal Utilities | 100
Indianola | 1150_G_8 | 1150 | G | 8 |  | Combustion Turbine |  | MIS_MIDA | Iowa | 19 | Warren | 181 | 19181 | 22.8 | 25000 | 2000 | 9999 |  |  | N | Distillate Fuel Oil | [12 empty] | 2.5 | 1.01 | 1.01 | 1.01 | 1.01 | [11 empty] | Indianola Municipal Utilities | 100 | Indianola Municipal Utilities | 100
Lake Park | 1153_G_3 | 1153 | G | 3 |  | Combustion Turbine | IC Engine | MIS_IA | Iowa | 19 | Dickinson | 59 | 19059 | 2 | 10745 | 2005 | 9999 |  |  | N | Distillate Fuel Oil | [12 empty] | 2.5 | 1.6498 | 1.6498 | 1.6498 | 1.6498 | [11 empty] | Lake Park Municipal Utilities | 100 | Lake Park Municipal Utilities | 100
Lake Park | 1153_G_G2 | 1153 | G | G2 |  | Combustion Turbine | IC Engine | MIS_IA | Iowa | 19 | Dickinson | 59 | 19059 | 2 | 10745 | 2005 | 9999 |  |  | N | Distillate Fuel Oil | [12 empty] | 2.5 | 1.6498 | 1.6498 | 1.6498 | 1.6498 | [11 empty] | Lake Park Municipal Utilities | 100 | Lake Park Municipal Utilities | 100
Lake Mills | 1154_G_4 | 1154 | G | 4 |  | Combustion Turbine | IC Engine | MIS_IA | Iowa | 19 | Winnebago | 189 | 19189 | 1.3 | 10745 | 1962 | 9999 |  |  | N | Natural Gas, Distillate Fuel Oil | [12 empty] | 2.5 | 1.6498 | 1.6498 | 1.6498 | 1.6498 | [11 empty] | Lake Mills IA (City of) | 100 | Lake Mills IA (City of) | 100
Lake Mills | 1154_G_6 | 1154 | G | 6 |  | Combustion Turbine | IC Engine | MIS_IA | Iowa | 19 | Winnebago | 189 | 19189 | 5.7 | 10745 | 1979 | 9999 |  |  | N | Distillate Fuel Oil | [12 empty] | 2.5 | 1.6498 | 1.6498 | 1.6498 | 1.6498 | [11 empty] | Lake Mills IA (City of) | 100 | Lake Mills IA (City of) | 100
Lake Mills | 1154_G_7 | 1154 | G | 7 |  | Combustion Turbine | IC Engine | MIS_IA | Iowa | 19 | Winnebago | 189 | 19189 | 7.6 | 10745 | 1999 | 9999 |  |  | N | Distillate Fuel Oil | [12 empty] | 2.5 | 1.6498 | 1.6498 | 1.6498 | 1.6498 | [11 empty] | Lake Mills IA (City of) | 100 | Lake Mills IA (City of) | 100
Lamoni Municipal Utilities | 1155_G_1 | 1155 | G | 1 |  | Combustion Turbine | IC Engine | MIS_IA | Iowa | 19 | Decatur | 53 | 19053 | 2.7 | 10785 | 1973 | 9999 |  |  | N | Natural Gas, Distillate Fuel Oil | [12 empty] | 2.5 | 1.6498 | 1.6498 | 1.6498 | 1.6498 | [11 empty] | Lamoni Municipal Utilities | 100 | Lamoni Municipal Utilities | 100
Lamoni Municipal Utilities | 1155_G_2 | 1155 | G | 2 |  | Combustion Turbine | IC Engine | MIS_IA | Iowa | 19 | Decatur | 53 | 19053 | 0.2 | 10745 | 1940 | 9999 |  |  | N | Distillate Fuel Oil | [12 empty] | 2.5 | 1.6498 | 1.6498 | 1.6498 | 1.6498 | [11 empty] | Lamoni Municipal Utilities | 100 | Lamoni Municipal Utilities | 100
Lamoni Municipal Utilities | 1155_G_3 | 1155 | G | 3 |  | Combustion Turbine | IC Engine | MIS_IA | Iowa | 19 | Decatur | 53 | 19053 | 0.3 | 11291 | 1941 | 9999 |  |  | N | Distillate Fuel Oil | [12 empty] | 2.5 | 1.6498 | 1.6498 | 1.6498 | 1.6498 | [11 empty] | Lamoni Municipal Utilities | 100 | Lamoni Municipal Utilities | 100
Lamoni Municipal Utilities | 1155_G_4 | 1155 | G | 4 |  | Combustion Turbine | IC Engine | MIS_IA | Iowa | 19 | Decatur | 53 | 19053 | 0.6 | 10878 | 1948 | 9999 |  |  | N | Distillate Fuel Oil | [12 empty] | 2.5 | 1.6498 | 1.6498 | 1.6498 | 1.6498 | [11 empty] | Lamoni Municipal Utilities | 100 | Lamoni Municipal Utilities | 100
Lamoni Municipal Utilities | 1155_G_5 | 1155 | G | 5 |  | Combustion Turbine | IC Engine | MIS_IA | Iowa | 19 | Decatur | 53 | 19053 | 1.1 | 10931 | 1955 | 9999 |  |  | N | Natural Gas, Distillate Fuel Oil | [12 empty] | 2.5 | 1.6498 | 1.6498 | 1.6498 | 1.6498 | [11 empty] | Lamoni Municipal Utilities | 100 | Lamoni Municipal Utilities | 100
Lamoni Municipal Utilities | 1155_G_6 | 1155 | G | 6 |  | Combustion Turbine | IC Engine | MIS_IA | Iowa | 19 | Decatur | 53 | 19053 | 0.5 | 10944 | 1993 | 9999 |  |  | N | Distillate Fuel Oil | [12 empty] | 2.5 | 1.6498 | 1.6498 | 1.6498 | 1.6498 | [11 empty] | Lamoni Municipal Utilities | 100 | Lamoni Municipal Utilities | 100
Lamoni Municipal Utilities | 1155_G_7 | 1155 | G | 7 |  | Combustion Turbine | IC Engine | MIS_IA | Iowa | 19 | Decatur | 53 | 19053 | 2.3 | 10894 | 2011 | 9999 |  |  | N | Distillate Fuel Oil | [13 empty] | 1.6498 | 1.6498 | 1.6498 | 1.6498 | [11 empty] | Lamoni Municipal Utilities | 100 | Lamoni Municipal Utilities | 100
Lamoni Municipal Utilities | 1155_G_8 | 1155 | G | 8 |  | Combustion Turbine | IC Engine | MIS_IA | Iowa | 19 | Decatur | 53 | 19053 | 2.3 | 10894 | 2011 | 9999 |  |  | N | Distillate Fuel Oil | [13 empty] | 1.6498 | 1.6498 | 1.6498 | 1.6498 | [11 empty] | Lamoni Municipal Utilities | 100 | Lamoni Municipal Utilities | 100
La Porte | 1156_G_3A | 1156 | G | 3A |  | Combustion Turbine | IC Engine | MIS_IL | Iowa | 19 | Black Hawk | 13 | 19013 | 1.8 | 11393 | 2000 | 9999 |  |  | N | Distillate Fuel Oil | [12 empty] | 0.03 | 1.6498 | 1.6498 | 1.6498 | 1.6498 | [11 empty] | La Porte City Utilities | 100 | La Porte City Utilities | 100
La Porte | 1156_G_4A | 1156 | G | 4A |  | Combustion Turbine | IC Engine | MIS_IL | Iowa | 19 | Black Hawk | 13 | 19013 | 1.8 | 11453 | 2000 | 9999 |  |  | N | Distillate Fuel Oil | [12 empty] | 0.048 | 1.6498 | 1.6498 | 1.6498 | 1.6498 | [11 empty] | La Porte City Utilities | 100 | La Porte City Utilities | 100
La Porte | 1156_G_6 | 1156 | G | 6 |  | Combustion Turbine | IC Engine | MIS_IL | Iowa | 19 | Black Hawk | 13 | 19013 | 1.8 | 11453 | 2013 | 9999 |  |  | N | Distillate Fuel Oil | [13 empty] | 1.6498 | 1.6498 | 1.6498 | 1.6498 | [11 empty] | La Porte City Utilities | 100 | La Porte City Utilities | 100
Laurens | 1157_G_3 | 1157 | G | 3 |  | Combustion Turbine | IC Engine | MIS_MIDA | Iowa | 19 | Pocahontas | 151 | 19151 | 0.7 | 10745 | 1952 | 9999 |  |  | N | Distillate Fuel Oil | [12 empty] | 2.5 | 1.6498 | 1.6498 | 1.6498 | 1.6498 | [11 empty] | Laurens IA (City of) | 100 | Laurens IA (City of) | 100
Laurens | 1157_G_4 | 1157 | G | 4 |  | Combustion Turbine | IC Engine | MIS_MIDA | Iowa | 19 | Pocahontas | 151 | 19151 | 0.7 | 10745 | 1951 | 9999 |  |  | N | Distillate Fuel Oil | [12 empty] | 2.5 | 1.6498 | 1.6498 | 1.6498 | 1.6498 | [11 empty] | Laurens IA (City of) | 100 | Laurens IA (City of) | 100
Laurens | 1157_G_5 | 1157 | G | 5 |  | Combustion Turbine | IC Engine | MIS_MIDA | Iowa | 19 | Pocahontas | 151 | 19151 | 2.3 | 10745 | 2013 | 9999 |  |  | N | Distillate Fuel Oil | [13 empty] | 1.6498 | 1.6498 | 1.6498 | 1.6498 | [11 empty] | Laurens IA (City of) | 100 | Laurens IA (City of) | 100
Laurens | 1157_G_6 | 1157 | G | 6 |  | Combustion Turbine | IC Engine | MIS_MIDA | Iowa | 19 | Pocahontas | 151 | 19151 | 2.3 | 10745 | 2013 | 9999 |  |  | N | Distillate Fuel Oil | [13 empty] | 1.6498 | 1.6498 | 1.6498 | 1.6498 | [11 empty] | Laurens IA (City of) | 100 | Laurens IA (City of) | 100
Laurens | 1157_G_7 | 1157 | G | 7 |  | Combustion Turbine | IC Engine | MIS_MIDA | Iowa | 19 | Pocahontas | 151 | 19151 | 2.3 | 10745 | 2013 | 9999 |  |  | N | Distillate Fuel Oil | [13 empty] | 1.6498 | 1.6498 | 1.6498 | 1.6498 | [11 empty] | Laurens IA (City of) | 100 | Laurens IA (City of) | 100
Lenox | 1158_G_1 | 1158 | G | 1 |  | Combustion Turbine | IC Engine | MIS_IA | Iowa | 19 | Taylor | 173 | 19173 | 0.3 | 12409 | 1948 | 9999 |  |  | N | Distillate Fuel Oil | [12 empty] | 2.5 | 1.6498 | 1.6498 | 1.6498 | 1.6498 | [11 empty] | Lenox IA (City of) | 100 | Lenox IA (City of) | 100
Lenox | 1158_G_2 | 1158 | G | 2 |  | Combustion Turbine | IC Engine | MIS_IA | Iowa | 19 | Taylor | 173 | 19173 | 1.1 | 12302 | 1965 | 9999 |  |  | N | Distillate Fuel Oil | [12 empty] | 2.5 | 1.6498 | 1.6498 | 1.6498 | 1.6498 | [11 empty] | Lenox IA (City of) | 100 | Lenox IA (City of) | 100
Lenox | 1158_G_3 | 1158 | G | 3 |  | Combustion Turbine | IC Engine | MIS_IA | Iowa | 19 | Taylor | 173 | 19173 | 0.9 | 12410 | 1966 | 9999 |  |  | N | Distillate Fuel Oil | [12 empty] | 2.5 | 1.6498 | 1.6498 | 1.6498 | 1.6498 | [11 empty] | Lenox IA (City of) | 100 | Lenox IA (City of) | 100
Lenox | 1158_G_4 | 1158 | G | 4 |  | Combustion Turbine | IC Engine | MIS_IA | Iowa | 19 | Taylor | 173 | 19173 | 1.7 | 12155 | 2001 | 9999 |  |  | N | Distillate Fuel Oil | [12 empty] | 2.5 | 1.6498 | 1.6498 | 1.6498 | 1.6498 | [11 empty] | Lenox IA (City of) | 100 | Lenox IA (City of) | 100
Lenox | 1158_G_5 | 1158 | G | 5 |  | Combustion Turbine | IC Engine | MIS_IA | Iowa | 19 | Taylor | 173 | 19173 | 1.8 | 13261 | 2016 | 9999 |  |  | N | Distillate Fuel Oil | [13 empty] | 1.6498 | 1.6498 | 1.6498 | 1.6498 | [11 empty] | Lenox IA (City of) | 100 | Lenox IA (City of) | 100
Ocotillo | 116_G_GT1 | 116 | G | GT1 | 66 | Combustion Turbine |  | WECC_AZ | Arizona | 4 | Maricopa | 13 | 04013 | 50 | 21977 | 1972 | 9999 |  |  | N | Natural Gas | [12 empty] | 0.8 | 0.02815 | 0.02815 | 0.02815 | 0.02815 | [11 empty] | Arizona Public Service Co | 100 | Pinnacle West Capital Corp | 100
Ocotillo | 116_G_GT2 | 116 | G | GT2 | 67 | Combustion Turbine |  | WECC_AZ | Arizona | 4 | Maricopa | 13 | 04013 | 50 | 21978 | 1973 | 9999 |  |  | N | Natural Gas | [12 empty] | 0.8 | 0.09899 | 0.09899 | 0.09899 | 0.09899 | [11 empty] | Arizona Public Service Co | 100 | Pinnacle West Capital Corp | 100
Ocotillo | 116_G_GT3 | 116 | G | GT3 | 91277 | Combustion Turbine |  | WECC_AZ | Arizona | 4 | Maricopa | 13 | 04013 | 104.7 | 10745 | 2019 | 9999 |  |  | N | Natural Gas |  |  |  | H2O | SCR | [8 empty] | 0.00889 | 0.00889 | 0.00889 | 0.00889 | [11 empty] | Arizona Public Service Co | 100 | Pinnacle West Capital Corp | 100
Ocotillo | 116_G_GT4 | 116 | G | GT4 | 91278 | Combustion Turbine |  | WECC_AZ | Arizona | 4 | Maricopa | 13 | 04013 | 104.7 | 10745 | 2019 | 9999 |  |  | N | Natural Gas |  |  |  | H2O | SCR | [8 empty] | 0.00834 | 0.00834 | 0.00834 | 0.00834 | [11 empty] | Arizona Public Service Co | 100 | Pinnacle West Capital Corp | 100
Ocotillo | 116_G_GT5 | 116 | G | GT5 | 91279 | Combustion Turbine |  | WECC_AZ | Arizona | 4 | Maricopa | 13 | 04013 | 104.7 | 10745 | 2019 | 9999 |  |  | N | Natural Gas |  |  |  | H2O | SCR | [8 empty] | 0.00838 | 0.00838 | 0.00838 | 0.00838 | [11 empty] | Arizona Public Service Co | 100 | Pinnacle West Capital Corp | 100
Ocotillo | 116_G_GT6 | 116 | G | GT6 | 91280 | Combustion Turbine |  | WECC_AZ | Arizona | 4 | Maricopa | 13 | 04013 | 104.7 | 10745 | 2019 | 9999 |  |  | N | Natural Gas |  |  |  | H2O | SCR | [8 empty] | 0.0085 | 0.0085 | 0.0085 | 0.0085 | [11 empty] | Arizona Public Service Co | 100 | Pinnacle West Capital Corp | 100
Ocotillo | 116_G_GT7 | 116 | G | GT7 | 91281 | Combustion Turbine |  | WECC_AZ | Arizona | 4 | Maricopa | 13 | 04013 | 104.7 | 10745 | 2019 | 9999 |  |  | N | Natural Gas |  |  |  | H2O | SCR | [8 empty] | 0.00865 | 0.00865 | 0.00865 | 0.00865 | [11 empty] | Arizona Public Service Co | 100 | Pinnacle West Capital Corp | 100
Manning | 1160_G_1 | 1160 | G | 1 |  | Combustion Turbine | IC Engine | MIS_MIDA | Iowa | 19 | Carroll | 27 | 19027 | 0.2 | 12283 | 1928 | 9999 |  |  | N | Distillate Fuel Oil | [12 empty] | 2.5 | 1.6498 | 1.6498 | 1.6498 | 1.6498 | [11 empty] | Manning IA (City of) | 100 | Manning IA (City of) | 100
Manning | 1160_G_2 | 1160 | G | 2 |  | Combustion Turbine | IC Engine | MIS_MIDA | Iowa | 19 | Carroll | 27 | 19027 | 0.2 | 12283 | 1928 | 9999 |  |  | N | Distillate Fuel Oil | [12 empty] | 2.5 | 1.6498 | 1.6498 | 1.6498 | 1.6498 | [11 empty] | Manning IA (City of) | 100 | Manning IA (City of) | 100
Manning | 1160_G_4 | 1160 | G | 4 |  | Combustion Turbine | IC Engine | MIS_MIDA | Iowa | 19 | Carroll | 27 | 19027 | 0.6 | 12283 | 1949 | 9999 |  |  | N | Distillate Fuel Oil | [12 empty] | 2.5 | 1.6498 | 1.6498 | 1.6498 | 1.6498 | [11 empty] | Manning IA (City of) | 100 | Manning IA (City of) | 100
Manning | 1160_G_M1 | 1160 | G | M1 |  | Combustion Turbine | IC Engine | MIS_MIDA | Iowa | 19 | Carroll | 27 | 19027 | 2.3 | 12283 | 2012 | 9999 |  |  | N | Distillate Fuel Oil | [13 empty] | 1.6498 | 1.6498 | 1.6498 | 1.6498 | [11 empty] | Manning IA (City of) | 100 | Manning IA (City of) | 100
Manning | 1160_G_M2 | 1160 | G | M2 |  | Combustion Turbine | IC Engine | MIS_MIDA | Iowa | 19 | Carroll | 27 | 19027 | 2.3 | 12283 | 2012 | 9999 |  |  | N | Distillate Fuel Oil | [13 empty] | 1.6498 | 1.6498 | 1.6498 | 1.6498 | [11 empty] | Manning IA (City of) | 100 | Manning IA (City of) | 100
Manning | 1160_G_M3 | 1160 | G | M3 |  | Combustion Turbine | IC Engine | MIS_MIDA | Iowa | 19 | Carroll | 27 | 19027 | 2.3 | 12283 | 2012 | 9999 |  |  | N | Distillate Fuel Oil | [13 empty] | 1.6498 | 1.6498 | 1.6498 | 1.6498 | [11 empty] | Manning IA (City of) | 100 | Manning IA (City of) | 100
Maquoketa 1 | 1162_G_1A | 1162 | G | 1A |  | Combustion Turbine | IC Engine | MIS_IA | Iowa | 19 | Jackson | 97 | 19097 | 2.8 | 12283 | 2004 | 9999 |  |  | N | Natural Gas, Distillate Fuel Oil | [12 empty] | 2.5 | 1.061 | 1.061 | 1.061 | 1.061 | [11 empty] | Maquoketa Municipal Electric Utility | 100 | Maquoketa Municipal Electric Utility | 100
Maquoketa 1 | 1162_G_2A | 1162 | G | 2A |  | Combustion Turbine | IC Engine | MIS_IA | Iowa | 19 | Jackson | 97 | 19097 | 2.8 | 12283 | 2004 | 9999 |  |  | N | Natural Gas, Distillate Fuel Oil | [12 empty] | 2.5 | 1.061 | 1.061 | 1.061 | 1.061 | [11 empty] | Maquoketa Municipal Electric Utility | 100 | Maquoketa Municipal Electric Utility | 100
Maquoketa 1 | 1162_G_3 | 1162 | G | 3 |  | Combustion Turbine | IC Engine | MIS_IA | Iowa | 19 | Jackson | 97 | 19097 | 1.8 | 12283 | 1969 | 9999 |  |  | N | Natural Gas, Distillate Fuel Oil | [12 empty] | 2.5 | 1.061 | 1.061 | 1.061 | 1.061 | [11 empty] | Maquoketa Municipal Electric Utility | 100 | Maquoketa Municipal Electric Utility | 100
Maquoketa 1 | 1162_G_4A | 1162 | G | 4A |  | Combustion Turbine | IC Engine | MIS_IA | Iowa | 19 | Jackson | 97 | 19097 | 1.7 | 12283 | 1999 | 9999 |  |  | N | Distillate Fuel Oil | [12 empty] | 2.5 | 1.6498 | 1.6498 | 1.6498 | 1.6498 | [11 empty] | Maquoketa Municipal Electric Utility | 100 | Maquoketa Municipal Electric Utility | 100
Maquoketa 1 | 1162_G_5 | 1162 | G | 5 |  | Combustion Turbine | IC Engine | MIS_IA | Iowa | 19 | Jackson | 97 | 19097 | 1.4 | 12283 | 1956 | 9999 |  |  | N | Natural Gas, Distillate Fuel Oil | [12 empty] | 2.5 | 1.061 | 1.061 | 1.061 | 1.061 | [11 empty] | Maquoketa Municipal Electric Utility | 100 | Maquoketa Municipal Electric Utility | 100
Maquoketa 1 | 1162_G_6 | 1162 | G | 6 |  | Combustion Turbine | IC Engine | MIS_IA | Iowa | 19 | Jackson | 97 | 19097 | 2.1 | 12283 | 1962 | 9999 |  |  | N | Natural Gas, Distillate Fuel Oil | [12 empty] | 2.5 | 1.061 | 1.061 | 1.061 | 1.061 | [11 empty] | Maquoketa Municipal Electric Utility | 100 | Maquoketa Municipal Electric Utility | 100
Maquoketa 1 | 1162_G_7 | 1162 | G | 7 |  | Combustion Turbine | IC Engine | MIS_IA | Iowa | 19 | Jackson | 97 | 19097 | 6 | 12283 | 1982 | 9999 |  |  | N | Natural Gas, Distillate Fuel Oil | [12 empty] | 2.5 | 1.061 | 1.061 | 1.061 | 1.061 | [11 empty] | Maquoketa Municipal Electric Utility | 100 | Maquoketa Municipal Electric Utility | 100
Maquoketa 1 | 1162_G_8 | 1162 | G | 8 |  | Combustion Turbine | IC Engine | MIS_IA | Iowa | 19 | Jackson | 97 | 19097 | 1.7 | 12283 | 1996 | 9999 |  |  | N | Distillate Fuel Oil | [12 empty] | 2.5 | 1.6498 | 1.6498 | 1.6498 | 1.6498 | [11 empty] | Maquoketa Municipal Electric Utility | 100 | Maquoketa Municipal Electric Utility | 100
Maquoketa 1 | 1162_G_9 | 1162 | G | 9 |  | Combustion Turbine | IC Engine | MIS_IA | Iowa | 19 | Jackson | 97 | 19097 | 1.7 | 12283 | 2000 | 9999 |  |  | N | Distillate Fuel Oil | [12 empty] | 2.5 | 1.6498 | 1.6498 | 1.6498 | 1.6498 | [11 empty] | Maquoketa Municipal Electric Utility | 100 | Maquoketa Municipal Electric Utility | 100
McGregor | 1163_G_1 | 1163 | G | 1 |  | Combustion Turbine | IC Engine | MIS_IA | Iowa | 19 | Clayton | 43 | 19043 | 1.2 | 12926 | 1977 | 9999 |  |  | N | Distillate Fuel Oil | [12 empty] | 2.5 | 1.6498 | 1.6498 | 1.6498 | 1.6498 | [11 empty] | McGregor Municipal Utilities | 100 | McGregor Municipal Utilities | 100
McGregor | 1163_G_2 | 1163 | G | 2 |  | Combustion Turbine | IC Engine | MIS_IA | Iowa | 19 | Clayton | 43 | 19043 | 0.3 | 15551 | 1941 | 9999 |  |  | N | Distillate Fuel Oil | [12 empty] | 2.5 | 1.6498 | 1.6498 | 1.6498 | 1.6498 | [11 empty] | McGregor Municipal Utilities | 100 | McGregor Municipal Utilities | 100
Milford | 1164_G_1 | 1164 | G | 1 |  | Combustion Turbine | IC Engine | MIS_IA | Iowa | 19 | Dickinson | 59 | 19059 | 0.6 | 10745 | 1954 | 9999 |  |  | N | Distillate Fuel Oil | [13 empty] | 1.6498 | 1.6498 | 1.6498 | 1.6498 | [11 empty] | Milford Municipal Utilities | 100 | Milford Municipal Utilities | 100
Milford | 1164_G_4 | 1164 | G | 4 |  | Combustion Turbine | IC Engine | MIS_IA | Iowa | 19 | Dickinson | 59 | 19059 | 0.5 | 10745 | 1949 | 9999 |  |  | N | Distillate Fuel Oil | [13 empty] | 1.6498 | 1.6498 | 1.6498 | 1.6498 | [11 empty] | Milford Municipal Utilities | 100 | Milford Municipal Utilities | 100
Milford | 1164_G_5 | 1164 | G | 5 |  | Combustion Turbine | IC Engine | MIS_IA | Iowa | 19 | Dickinson | 59 | 19059 | 1.8 | 10745 | 1997 | 9999 |  |  | N | Distillate Fuel Oil | [12 empty] | 1.559 | 1.6498 | 1.6498 | 1.6498 | 1.6498 | [11 empty] | Milford Municipal Utilities | 100 | Milford Municipal Utilities | 100
Milford | 1164_G_6 | 1164 | G | 6 |  | Combustion Turbine | IC Engine | MIS_IA | Iowa | 19 | Dickinson | 59 | 19059 | 1.8 | 10745 | 1997 | 9999 |  |  | N | Distillate Fuel Oil | [12 empty] | 1.559 | 1.6498 | 1.6498 | 1.6498 | 1.6498 | [11 empty] | Milford Municipal Utilities | 100 | Milford Municipal Utilities | 100
Milford | 1164_G_7 | 1164 | G | 7 |  | Combustion Turbine | IC Engine | MIS_IA | Iowa | 19 | Dickinson | 59 | 19059 | 1.8 | 10745 | 1997 | 9999 |  |  | N | Distillate Fuel Oil | [12 empty] | 1.559 | 1.6498 | 1.6498 | 1.6498 | 1.6498 | [11 empty] | Milford Municipal Utilities | 100 | Milford Municipal Utilities | 100
Montezuma | 1165_G_1 | 1165 | G | 1 |  | Combustion Turbine | IC Engine | MIS_MIDA | Iowa | 19 | Poweshiek | 157 | 19157 | 0.2 | 11468 | 1940 | 9999 |  |  | N | Distillate Fuel Oil | [12 empty] | 2.5 | 1.6498 | 1.6498 | 1.6498 | 1.6498 | [11 empty] | Montezuma Municipal Light & Power | 100 | Montezuma Municipal Light & Power | 100
Montezuma | 1165_G_10 | 1165 | G | 10 |  | Combustion Turbine | IC Engine | MIS_MIDA | Iowa | 19 | Poweshiek | 157 | 19157 | 0.2 | 11468 | 2003 | 9999 |  |  | N | Distillate Fuel Oil | [13 empty] | 1.6498 | 1.6498 | 1.6498 | 1.6498 | [11 empty] | Montezuma Municipal Light & Power | 100 | Montezuma Municipal Light & Power | 100
Montezuma | 1165_G_4 | 1165 | G | 4 |  | Combustion Turbine | IC Engine | MIS_MIDA | Iowa | 19 | Poweshiek | 157 | 19157 | 0.5 | 11566 | 1947 | 9999 |  |  | N | Distillate Fuel Oil | [12 empty] | 0.174 | 1.6498 | 1.6498 | 1.6498 | 1.6498 | [11 empty] | Montezuma Municipal Light & Power | 100 | Montezuma Municipal Light & Power | 100
Montezuma | 1165_G_5 | 1165 | G | 5 |  | Combustion Turbine | IC Engine | MIS_MIDA | Iowa | 19 | Poweshiek | 157 | 19157 | 1 | 11483 | 1959 | 9999 |  |  | N | Distillate Fuel Oil | [12 empty] | 0.173 | 1.6498 | 1.6498 | 1.6498 | 1.6498 | [11 empty] | Montezuma Municipal Light & Power | 100 | Montezuma Municipal Light & Power | 100
Montezuma | 1165_G_6 | 1165 | G | 6 |  | Combustion Turbine | IC Engine | MIS_MIDA | Iowa | 19 | Poweshiek | 157 | 19157 | 1.6 | 11487 | 1967 | 9999 |  |  | N | Natural Gas, Distillate Fuel Oil | [12 empty] | 0.171 | 1.061 | 1.061 | 1.061 | 1.061 | [11 empty] | Montezuma Municipal Light & Power | 100 | Montezuma Municipal Light & Power | 100
Montezuma | 1165_G_7 | 1165 | G | 7 |  | Combustion Turbine | IC Engine | MIS_MIDA | Iowa | 19 | Poweshiek | 157 | 19157 | 2.3 | 11476 | 1974 | 9999 |  |  | N | Natural Gas, Distillate Fuel Oil | [12 empty] | 0.171 | 1.061 | 1.061 | 1.061 | 1.061 | [11 empty] | Montezuma Municipal Light & Power | 100 | Montezuma Municipal Light & Power | 100
Montezuma | 1165_G_8 | 1165 | G | 8 |  | Combustion Turbine | IC Engine | MIS_MIDA | Iowa | 19 | Poweshiek | 157 | 19157 | 1.8 | 11506 | 1998 | 9999 |  |  | N | Distillate Fuel Oil | [12 empty] | 0.172 | 1.6498 | 1.6498 | 1.6498 | 1.6498 | [11 empty] | Montezuma Municipal Light & Power | 100 | Montezuma Municipal Light & Power | 100
Montezuma | 1165_G_9 | 1165 | G | 9 |  | Combustion Turbine | IC Engine | MIS_MIDA | Iowa | 19 | Poweshiek | 157 | 19157 | 1.8 | 11506 | 2000 | 9999 |  |  | N | Distillate Fuel Oil | [12 empty] | 0.172 | 1.6498 | 1.6498 | 1.6498 | 1.6498 | [11 empty] | Montezuma Municipal Light & Power | 100 | Montezuma Municipal Light & Power | 100
Mt Pleasant | 1166_G_1 | 1166 | G | 1 |  | Combustion Turbine | IC Engine | MIS_IA | Iowa | 19 | Henry | 87 | 19087 | 2 | 10745 | 2002 | 9999 |  |  | N | Distillate Fuel Oil | [12 empty] | 0.146 | 1.6498 | 1.6498 | 1.6498 | 1.6498 | [11 empty] | MT Pleasant Municipal Utilities | 100 | MT Pleasant Municipal Utilities | 100
Mt Pleasant | 1166_G_10 | 1166 | G | 10 |  | Combustion Turbine | IC Engine | MIS_IA | Iowa | 19 | Henry | 87 | 19087 | 2 | 10745 | 2002 | 9999 |  |  | N | Distillate Fuel Oil | [12 empty] | 0.146 | 1.6498 | 1.6498 | 1.6498 | 1.6498 | [11 empty] | MT Pleasant Municipal Utilities | 100 | MT Pleasant Municipal Utilities | 100
Mt Pleasant | 1166_G_11 | 1166 | G | 11 |  | Combustion Turbine | IC Engine | MIS_IA | Iowa | 19 | Henry | 87 | 19087 | 2 | 10745 | 2002 | 9999 |  |  | N | Distillate Fuel Oil | [12 empty] | 0.146 | 1.6498 | 1.6498 | 1.6498 | 1.6498 | [11 empty] | MT Pleasant Municipal Utilities | 100 | MT Pleasant Municipal Utilities | 100
Mt Pleasant | 1166_G_12 | 1166 | G | 12 |  | Combustion Turbine | IC Engine | MIS_IA | Iowa | 19 | Henry | 87 | 19087 | 2 | 10745 | 2002 | 9999 |  |  | N | Distillate Fuel Oil | [12 empty] | 0.146 | 1.6498 | 1.6498 | 1.6498 | 1.6498 | [11 empty] | MT Pleasant Municipal Utilities | 100 | MT Pleasant Municipal Utilities | 100
Mt Pleasant | 1166_G_2 | 1166 | G | 2 |  | Combustion Turbine | IC Engine | MIS_IA | Iowa | 19 | Henry | 87 | 19087 | 2 | 10745 | 2002 | 9999 |  |  | N | Distillate Fuel Oil | [12 empty] | 0.146 | 1.6498 | 1.6498 | 1.6498 | 1.6498 | [11 empty] | MT Pleasant Municipal Utilities | 100 | MT Pleasant Municipal Utilities | 100
Mt Pleasant | 1166_G_3 | 1166 | G | 3 |  | Combustion Turbine | IC Engine | MIS_IA | Iowa | 19 | Henry | 87 | 19087 | 2 | 10745 | 2002 | 9999 |  |  | N | Distillate Fuel Oil | [12 empty] | 0.146 | 1.6498 | 1.6498 | 1.6498 | 1.6498 | [11 empty] | MT Pleasant Municipal Utilities | 100 | MT Pleasant Municipal Utilities | 100
Mt Pleasant | 1166_G_4A | 1166 | G | 4A |  | Combustion Turbine | IC Engine | MIS_IA | Iowa | 19 | Henry | 87 | 19087 | 2 | 10745 | 2002 | 9999 |  |  | N | Distillate Fuel Oil | [12 empty] | 0.146 | 1.6498 | 1.6498 | 1.6498 | 1.6498 | [11 empty] | MT Pleasant Municipal Utilities | 100 | MT Pleasant Municipal Utilities | 100
Mt Pleasant | 1166_G_5A | 1166 | G | 5A |  | Combustion Turbine | IC Engine | MIS_IA | Iowa | 19 | Henry | 87 | 19087 | 2 | 10745 | 2002 | 9999 |  |  | N | Distillate Fuel Oil | [12 empty] | 0.146 | 1.6498 | 1.6498 | 1.6498 | 1.6498 | [11 empty] | MT Pleasant Municipal Utilities | 100 | MT Pleasant Municipal Utilities | 100
Mt Pleasant | 1166_G_6 | 1166 | G | 6 |  | Combustion Turbine | IC Engine | MIS_IA | Iowa | 19 | Henry | 87 | 19087 | 2 | 10745 | 2002 | 9999 |  |  | N | Distillate Fuel Oil | [12 empty] | 0.146 | 1.6498 | 1.6498 | 1.6498 | 1.6498 | [11 empty] | MT Pleasant Municipal Utilities | 100 | MT Pleasant Municipal Utilities | 100
Mt Pleasant | 1166_G_7 | 1166 | G | 7 |  | Combustion Turbine | IC Engine | MIS_IA | Iowa | 19 | Henry | 87 | 19087 | 2 | 10745 | 2002 | 9999 |  |  | N | Distillate Fuel Oil | [12 empty] | 0.146 | 1.6498 | 1.6498 | 1.6498 | 1.6498 | [11 empty] | MT Pleasant Municipal Utilities | 100 | MT Pleasant Municipal Utilities | 100
Mt Pleasant | 1166_G_8 | 1166 | G | 8 |  | Combustion Turbine | IC Engine | MIS_IA | Iowa | 19 | Henry | 87 | 19087 | 2 | 10745 | 2002 | 9999 |  |  | N | Distillate Fuel Oil | [12 empty] | 0.146 | 1.6498 | 1.6498 | 1.6498 | 1.6498 | [11 empty] | MT Pleasant Municipal Utilities | 100 | MT Pleasant Municipal Utilities | 100
Mt Pleasant | 1166_G_9 | 1166 | G | 9 |  | Combustion Turbine | IC Engine | MIS_IA | Iowa | 19 | Henry | 87 | 19087 | 2 | 10745 | 2002 | 9999 |  |  | N | Distillate Fuel Oil | [12 empty] | 0.146 | 1.6498 | 1.6498 | 1.6498 | 1.6498 | [11 empty] | MT Pleasant Municipal Utilities | 100 | MT Pleasant Municipal Utilities | 100
Ogden | 1169_G_4 | 1169 | G | 4 |  | Combustion Turbine | IC Engine | MIS_IA | Iowa | 19 | Boone | 15 | 19015 | 0.5 | 25000 | 1951 | 9999 |  |  | N | Natural Gas, Distillate Fuel Oil | [12 empty] | 7.637 | 1.6498 | 1.6498 | 1.6498 | 1.6498 | [11 empty] | Ogden IA (City of) | 100 | Ogden IA (City of) | 100
Ogden | 1169_G_5 | 1169 | G | 5 |  | Combustion Turbine | IC Engine | MIS_IA | Iowa | 19 | Boone | 15 | 19015 | 1 | 25000 | 1958 | 9999 |  |  | N | Natural Gas, Distillate Fuel Oil | [12 empty] | 3.812 | 1.6498 | 1.6498 | 1.6498 | 1.6498 | [11 empty] | Ogden IA (City of) | 100 | Ogden IA (City of) | 100
Ogden | 1169_G_6 | 1169 | G | 6 |  | Combustion Turbine | IC Engine | MIS_IA | Iowa | 19 | Boone | 15 | 19015 | 2.5 | 25000 | 1971 | 9999 |  |  | N | Natural Gas, Distillate Fuel Oil | [12 empty] | 7.719 | 1.6498 | 1.6498 | 1.6498 | 1.6498 | [11 empty] | Ogden IA (City of) | 100 | Ogden IA (City of) | 100
West Phoenix | 117_G_1B | 117 | G | 1B |  | Combined Cycle |  | WECC_AZ | Arizona | 4 | Maricopa | 13 | 04013 | 85 | 10763 | 1976 | 9999 | other |  | N | Natural Gas | [13 empty] | 0.04147 | 0.04147 | 0.04147 | 0.04147 | [11 empty] | Arizona Public Service Co | 100 | Pinnacle West Capital Corp | 100
West Phoenix | 117_G_2B | 117 | G | 2B |  | Combined Cycle |  | WECC_AZ | Arizona | 4 | Maricopa | 13 | 04013 | 85 | 10818 | 1976 | 9999 | other |  | N | Natural Gas | [13 empty] | 0.04147 | 0.04147 | 0.04147 | 0.04147 | [11 empty] | Arizona Public Service Co | 100 | Pinnacle West Capital Corp | 100
West Phoenix | 117_G_3B | 117 | G | 3B |  | Combined Cycle |  | WECC_AZ | Arizona | 4 | Maricopa | 13 | 04013 | 85 | 10722 | 1976 | 9999 | other |  | N | Natural Gas | [13 empty] | 0.04147 | 0.04147 | 0.04147 | 0.04147 | [11 empty] | Arizona Public Service Co | 100 | Pinnacle West Capital Corp | 100
West Phoenix | 117_G_C4-1 | 117 | G | C4-1 | 70 | Combined Cycle |  | WECC_AZ | Arizona | 4 | Maricopa | 13 | 04013 | 68 | 8230 | 2001 | 9999 |  |  | N | Natural Gas |  |  |  | DLNB | [9 empty] | 0.028361 | 0.028361 | 0.028361 | 0.028361 | [11 empty] | Arizona Public Service Co | 100 | Pinnacle West Capital Corp | 100
West Phoenix | 117_G_C4-2 | 117 | G | C4-2 | 70 | Combined Cycle |  | WECC_AZ | Arizona | 4 | Maricopa | 13 | 04013 | 39 | 8230 | 2001 | 9999 |  |  | N | Natural Gas |  |  |  | LNB | [9 empty] | 0.028361 | 0.028361 | 0.028361 | 0.028361 | [11 empty] | Arizona Public Service Co | 100 | Pinnacle West Capital Corp | 100
West Phoenix | 117_G_C5-1 | 117 | G | C5-1 | 71 | Combined Cycle |  | WECC_AZ | Arizona | 4 | Maricopa | 13 | 04013 | 155 | 8230 | 2003 | 9999 |  |  | N | Natural Gas |  |  |  | DLNB | SCR | [8 empty] | 0.014709 | 0.014709 | 0.014709 | 0.014709 | [11 empty] | Arizona Public Service Co | 100 | Pinnacle West Capital Corp | 100
West Phoenix | 117_G_C5-2 | 117 | G | C5-2 | 88097 | Combined Cycle |  | WECC_AZ | Arizona | 4 | Maricopa | 13 | 04013 | 153 | 8230 | 2003 | 9999 |  |  | N | Natural Gas |  |  |  | DLNB | SCR | [8 empty] | 0.014709 | 0.014709 | 0.014709 | 0.014709 | [11 empty] | Arizona Public Service Co | 100 | Pinnacle West Capital Corp | 100
West Phoenix | 117_G_C5-3 | 117 | G | C5-3 | 71 | Combined Cycle |  | WECC_AZ | Arizona | 4 | Maricopa | 13 | 04013 | 150 | 8230 | 2003 | 9999 |  |  | N | Natural Gas |  |  |  | NH3 | SCR | [8 empty] | 0.014709 | 0.014709 | 0.014709 | 0.014709 | [11 empty] | Arizona Public Service Co | 100 | Pinnacle West Capital Corp | 100
West Phoenix | 117_G_GT1 | 117 | G | GT1 |  | Combustion Turbine |  | WECC_AZ | Arizona | 4 | Maricopa | 13 | 04013 | 50 | 22352 | 1972 | 9999 |  |  | N | Natural Gas | [12 empty] | 0.8 | 0.11274 | 0.11274 | 0.11274 | 0.11274 | [11 empty] | Arizona Public Service Co | 100 | Pinnacle West Capital Corp | 100
West Phoenix | 117_G_GT2 | 117 | G | GT2 |  | Combustion Turbine |  | WECC_AZ | Arizona | 4 | Maricopa | 13 | 04013 | 50 | 22353 | 1973 | 9999 |  |  | N | Natural Gas | [12 empty] | 0.8 | 0.11274 | 0.11274 | 0.11274 | 0.11274 | [11 empty] | Arizona Public Service Co | 100 | Pinnacle West Capital Corp | 100
Osage (IA) | 1172_G_5 | 1172 | G | 5 |  | Combustion Turbine | IC Engine | MIS_IA | Iowa | 19 | Mitchell | 131 | 19131 | 3.1 | 12283 | 1963 | 9999 |  |  | N | Natural Gas | [12 empty] | 1.558 | 1.061 | 1.061 | 1.061 | 1.061 | [11 empty] | Osage Municipal Utilities | 100 | Osage Municipal Utilities | 100
Osage (IA) | 1172_G_6 | 1172 | G | 6 |  | Combustion Turbine | IC Engine | MIS_IA | Iowa | 19 | Mitchell | 131 | 19131 | 6 | 12283 | 1973 | 9999 |  |  | N | Natural Gas | [12 empty] | 1.563 | 1.061 | 1.061 | 1.061 | 1.061 | [11 empty] | Osage Municipal Utilities | 100 | Osage Municipal Utilities | 100
Osage (IA) | 1172_G_7 | 1172 | G | 7 |  | Combustion Turbine | IC Engine | MIS_IA | Iowa | 19 | Mitchell | 131 | 19131 | 3.6 | 12283 | 1996 | 9999 |  |  | N | Distillate Fuel Oil | [12 empty] | 1.559 | 1.6498 | 1.6498 | 1.6498 | 1.6498 | [11 empty] | Osage Municipal Utilities | 100 | Osage Municipal Utilities | 100
Osage (IA) | 1172_G_8 | 1172 | G | 8 |  | Combustion Turbine | IC Engine | MIS_IA | Iowa | 19 | Mitchell | 131 | 19131 | 3.6 | 12283 | 1998 | 9999 |  |  | N | Distillate Fuel Oil | [12 empty] | 7.713 | 1.6498 | 1.6498 | 1.6498 | 1.6498 | [11 empty] | Osage Municipal Utilities | 100 | Osage Municipal Utilities | 100
Osage (IA) | 1172_G_SO | 1172 | G | SO |  | Solar PV |  | MIS_IA | Iowa | 19 | Mitchell | 131 | 19131 | 0.8 | 0 | 2016 | 9999 |  |  | N | Solar | [13 empty] | 0 | 0 | 0 | 0 | [11 empty] | Osage Municipal Utilities | 100 | Osage Municipal Utilities | 100
Osage (IA) | 1172_G_W1 | 1172 | G | W1 |  | Onshore Wind |  | MIS_IA | Iowa | 19 | Mitchell | 131 | 19131 | 0.5 | 0 | 2009 | 9999 |  |  | N | Wind | [13 empty] | 0 | 0 | 0 | 0 | [11 empty] | Osage Municipal Utilities | 100 | Osage Municipal Utilities | 100
Ottumwa City of | 1173_G_2 | 1173 | G | 2 |  | Hydro |  | MIS_IA | Iowa | 19 | Wapello | 179 | 19179 | 1.2 | 0 | 1931 | 9999 |  |  | N | Hydro | [13 empty] | 0 | 0 | 0 | 0 | [11 empty] | Ottumwa (City of) | 100 | Ottumwa (City of) | 100
Ottumwa City of | 1173_G_3 | 1173 | G | 3 |  | Hydro |  | MIS_IA | Iowa | 19 | Wapello | 179 | 19179 | 1 | 0 | 1931 | 9999 |  |  | N | Hydro | [13 empty] | 0 | 0 | 0 | 0 | [11 empty] | Ottumwa (City of) | 100 | Ottumwa (City of) | 100
Preston (IA) | 1176_G_4 | 1176 | G | 4 |  | Combustion Turbine | IC Engine | MIS_IA | Iowa | 19 | Jackson | 97 | 19097 | 1.8 | 18000 | 1980 | 9999 |  |  | N | Natural Gas | [12 empty] | 1.558 | 1.061 | 1.061 | 1.061 | 1.061 | [11 empty] | Preston IA (City of) | 100 | Preston IA (City of) | 100
Primghar | 1177_G_4 | 1177 | G | 4 |  | Combustion Turbine | IC Engine | MIS_MIDA | Iowa | 19 | O'Brien | 141 | 19141 | 0.6 | 12283 | 1972 | 9999 |  |  | N | Distillate Fuel Oil | [12 empty] | 2.5 | 1.6498 | 1.6498 | 1.6498 | 1.6498 | [11 empty] | Primghar Municipal Electric Utility | 100 | Primghar Municipal Electric Utility | 100
Primghar | 1177_G_5 | 1177 | G | 5 |  | Combustion Turbine | IC Engine | MIS_MIDA | Iowa | 19 | O'Brien | 141 | 19141 | 0.9 | 12283 | 1992 | 9999 |  |  | N | Distillate Fuel Oil | [12 empty] | 2.5 | 1.6498 | 1.6498 | 1.6498 | 1.6498 | [11 empty] | Primghar Municipal Electric Utility | 100 | Primghar Municipal Electric Utility | 100
Saguaro | 118_G_GE1 | 118 | G | GE1 | 8250 | Combustion Turbine |  | WECC_AZ | Arizona | 4 | Pinal | 21 | 04021 | 76 | 15103 | 2002 | 9999 |  |  | N | Natural Gas |  |  |  | DLNB | [8 empty] | 0.8 | 0.03809 | 0.03809 | 0.03809 | 0.03809 | [11 empty] | Arizona Public Service Co | 100 | Pinnacle West Capital Corp | 100
Saguaro | 118_G_GT1 | 118 | G | GT1 |  | Combustion Turbine |  | WECC_AZ | Arizona | 4 | Pinal | 21 | 04021 | 50 | 15103 | 1972 | 9999 |  |  | N | Natural Gas | [12 empty] | 0.8 | 0.32 | 0.32 | 0.32 | 0.32 | [11 empty] | Arizona Public Service Co | 100 | Pinnacle West Capital Corp | 100
Saguaro | 118_G_GT2 | 118 | G | GT2 |  | Combustion Turbine |  | WECC_AZ | Arizona | 4 | Pinal | 21 | 04021 | 50 | 15103 | 1973 | 9999 |  |  | N | Natural Gas | [12 empty] | 0.8 | 0.02409 | 0.02409 | 0.02409 | 0.02409 | [11 empty] | Arizona Public Service Co | 100 | Pinnacle West Capital Corp | 100
Rockford | 1180_G_1 | 1180 | G | 1 |  | Combustion Turbine | IC Engine | MIS_MIDA | Iowa | 19 | Floyd | 67 | 19067 | 0.4 | 10975 | 1951 | 9999 |  |  | N | Distillate Fuel Oil | [12 empty] | 1.562 | 1.6498 | 1.6498 | 1.6498 | 1.6498 | [11 empty] | Rockford Municipal Light Plant | 100 | Rockford Municipal Light Plant | 100
Rockford | 1180_G_5 | 1180 | G | 5 |  | Combustion Turbine | IC Engine | MIS_MIDA | Iowa | 19 | Floyd | 67 | 19067 | 0.9 | 11288 | 1961 | 9999 |  |  | N | Distillate Fuel Oil | [12 empty] | 1.564 | 1.6498 | 1.6498 | 1.6498 | 1.6498 | [11 empty] | Rockford Municipal Light Plant | 100 | Rockford Municipal Light Plant | 100
Rockford | 1180_G_6 | 1180 | G | 6 |  | Combustion Turbine | IC Engine | MIS_MIDA | Iowa | 19 | Floyd | 67 | 19067 | 1.6 | 11200 | 1999 | 9999 |  |  | N | Distillate Fuel Oil | [12 empty] | 1.424 | 1.6498 | 1.6498 | 1.6498 | 1.6498 | [11 empty] | Rockford Municipal Light Plant | 100 | Rockford Municipal Light Plant | 100
Rock Rapids | 1181_G_1 | 1181 | G | 1 |  | Combustion Turbine | IC Engine | MIS_IA | Iowa | 19 | Lyon | 119 | 19119 | 2.5 | 14177 | 1968 | 9999 |  |  | N | Distillate Fuel Oil | [12 empty] | 2.5 | 1.6498 | 1.6498 | 1.6498 | 1.6498 | [11 empty] | Rock Rapids Utilities | 100 | Rock Rapids Utilities | 100
Sibley One | 1184_G_2 | 1184 | G | 2 |  | Combustion Turbine | IC Engine | MIS_IL | Iowa | 19 | Osceola | 143 | 19143 | 1.9 | 10745 | 1971 | 9999 |  |  | N | Natural Gas | [12 empty] | 2.5 | 1.061 | 1.061 | 1.061 | 1.061 | [11 empty] | Sibley IA (City of) | 100 | Sibley IA (City of) | 100
Sibley One | 1184_G_3 | 1184 | G | 3 |  | Combustion Turbine | IC Engine | MIS_IL | Iowa | 19 | Osceola | 143 | 19143 | 1.1 | 10745 | 1987 | 9999 |  |  | N | Natural Gas | [12 empty] | 2.5 | 1.061 | 1.061 | 1.061 | 1.061 | [11 empty] | Sibley IA (City of) | 100 | Sibley IA (City of) | 100
Sibley One | 1184_G_5 | 1184 | G | 5 |  | Combustion Turbine | IC Engine | MIS_IL | Iowa | 19 | Osceola | 143 | 19143 | 1.8 | 10745 | 2000 | 9999 |  |  | N | Natural Gas | [12 empty] | 2.5 | 1.061 | 1.061 | 1.061 | 1.061 | [11 empty] | Sibley IA (City of) | 100 | Sibley IA (City of) | 100
Spencer Gas Turbine | 1186_G_GT1 | 1186 | G | GT1 |  | Combustion Turbine |  | SPP_WAUE | Iowa | 19 | Clay | 41 | 19041 | 17 | 22308 | 1970 | 9999 |  |  | N | Distillate Fuel Oil | [12 empty] | 2.5 | 1.01 | 1.01 | 1.01 | 1.01 | [11 empty] | Spencer Municipal Utilities | 100 | Spencer Municipal Utilities | 100
State Center | 1187_G_1 | 1187 | G | 1 |  | Combustion Turbine | IC Engine | MIS_IL | Iowa | 19 | Marshall | 127 | 19127 | 0.6 | 12872 | 1995 | 9999 |  |  | N | Distillate Fuel Oil | [12 empty] | 2.5 | 1.6498 | 1.6498 | 1.6498 | 1.6498 | [11 empty] | State Center IA (City of) | 100 | State Center IA (City of) | 100
State Center | 1187_G_2 | 1187 | G | 2 |  | Combustion Turbine | IC Engine | MIS_IL | Iowa | 19 | Marshall | 127 | 19127 | 0.6 | 12872 | 1995 | 9999 |  |  | N | Distillate Fuel Oil | [12 empty] | 2.5 | 1.6498 | 1.6498 | 1.6498 | 1.6498 | [11 empty] | State Center IA (City of) | 100 | State Center IA (City of) | 100
State Center | 1187_G_3 | 1187 | G | 3 |  | Combustion Turbine | IC Engine | MIS_IL | Iowa | 19 | Marshall | 127 | 19127 | 1.3 | 12833 | 1995 | 9999 |  |  | N | Distillate Fuel Oil | [12 empty] | 2.5 | 1.6498 | 1.6498 | 1.6498 | 1.6498 | [11 empty] | State Center IA (City of) | 100 | State Center IA (City of) | 100
State Center | 1187_G_4 | 1187 | G | 4 |  | Combustion Turbine | IC Engine | MIS_IL | Iowa | 19 | Marshall | 127 | 19127 | 1.3 | 12833 | 1995 | 9999 |  |  | N | Distillate Fuel Oil | [12 empty] | 2.5 | 1.6498 | 1.6498 | 1.6498 | 1.6498 | [11 empty] | State Center IA (City of) | 100 | State Center IA (City of) | 100
State Center | 1187_G_6 | 1187 | G | 6 |  | Combustion Turbine | IC Engine | MIS_IL | Iowa | 19 | Marshall | 127 | 19127 | 2.5 | 12927 | 1972 | 9999 |  |  | N | Natural Gas, Distillate Fuel Oil | [12 empty] | 2.5 | 1.6498 | 1.6498 | 1.6498 | 1.6498 | [11 empty] | State Center IA (City of) | 100 | State Center IA (City of) | 100
Story City | 1188_G_1 | 1188 | G | 1 |  | Combustion Turbine | IC Engine | MIS_IL | Iowa | 19 | Story | 169 | 19169 | 1.3 | 10745 | 1964 | 9999 |  |  | N | Natural Gas, Distillate Fuel Oil | [12 empty] | 2.5 | 1.6498 | 1.6498 | 1.6498 | 1.6498 | [11 empty] | Story City IA (City of) | 100 | Story City IA (City of) | 100
Story City | 1188_G_2 | 1188 | G | 2 |  | Combustion Turbine | IC Engine | MIS_IL | Iowa | 19 | Story | 169 | 19169 | 2 | 10745 | 1972 | 9999 |  |  | N | Natural Gas, Distillate Fuel Oil | [12 empty] | 2.5 | 1.6498 | 1.6498 | 1.6498 | 1.6498 | [11 empty] | Story City IA (City of) | 100 | Story City IA (City of) | 100
Story City | 1188_G_4A | 1188 | G | 4A |  | Combustion Turbine | IC Engine | MIS_IL | Iowa | 19 | Story | 169 | 19169 | 3.1 | 10745 | 2003 | 9999 |  |  | N | Natural Gas, Distillate Fuel Oil | [12 empty] | 2.5 | 1.6498 | 1.6498 | 1.6498 | 1.6498 | [11 empty] | Story City IA (City of) | 100 | Story City IA (City of) | 100
Story City | 1188_G_5A | 1188 | G | 5A |  | Combustion Turbine | IC Engine | MIS_IL | Iowa | 19 | Story | 169 | 19169 | 3.1 | 10745 | 1993 | 9999 |  |  | N | Natural Gas, Distillate Fuel Oil | [12 empty] | 2.5 | 1.6498 | 1.6498 | 1.6498 | 1.6498 | [11 empty] | Story City IA (City of) | 100 | Story City IA (City of) | 100
Story City | 1188_G_6 | 1188 | G | 6 |  | Combustion Turbine | IC Engine | MIS_IL | Iowa | 19 | Story | 169 | 19169 | 2 | 10745 | 1978 | 9999 |  |  | N | Natural Gas, Distillate Fuel Oil | [12 empty] | 2.5 | 1.6498 | 1.6498 | 1.6498 | 1.6498 | [11 empty] | Story City IA (City of) | 100 | Story City IA (City of) | 100
Story City | 1188_G_7 | 1188 | G | 7 |  | Combustion Turbine | IC Engine | MIS_IL | Iowa | 19 | Story | 169 | 19169 | 2 | 10745 | 1978 | 9999 |  |  | N | Natural Gas, Distillate Fuel Oil | [12 empty] | 2.5 | 1.6498 | 1.6498 | 1.6498 | 1.6498 | [11 empty] | Story City IA (City of) | 100 | Story City IA (City of) | 100
Stuart (IA) | 1190_G_1 | 1190 | G | 1 |  | Combustion Turbine | IC Engine | MIS_IA | Iowa | 19 | Guthrie | 77 | 19077 | 0.6 | 17238 | 1956 | 9999 |  |  | N | Natural Gas, Distillate Fuel Oil | [12 empty] | 2.5 | 1.6498 | 1.6498 | 1.6498 | 1.6498 | [11 empty] | Stuart Municipal Utility | 100 | Stuart Municipal Utility | 100
Stuart (IA) | 1190_G_2 | 1190 | G | 2 |  | Combustion Turbine | IC Engine | MIS_IA | Iowa | 19 | Guthrie | 77 | 19077 | 1.1 | 18359 | 1968 | 9999 |  |  | N | Natural Gas, Distillate Fuel Oil | [12 empty] | 2.5 | 1.6498 | 1.6498 | 1.6498 | 1.6498 | [11 empty] | Stuart Municipal Utility | 100 | Stuart Municipal Utility | 100
Stuart (IA) | 1190_G_4 | 1190 | G | 4 |  | Combustion Turbine | IC Engine | MIS_IA | Iowa | 19 | Guthrie | 77 | 19077 | 1 | 16702 | 1964 | 9999 |  |  | N | Natural Gas, Distillate Fuel Oil | [12 empty] | 2.5 | 1.6498 | 1.6498 | 1.6498 | 1.6498 | [11 empty] | Stuart Municipal Utility | 100 | Stuart Municipal Utility | 100
Traer Main | 1192_G_3 | 1192 | G | 3 |  | Combustion Turbine | IC Engine | MIS_IL | Iowa | 19 | Tama | 171 | 19171 | 1 | 25000 | 1963 | 9999 |  |  | N | Natural Gas, Distillate Fuel Oil | [12 empty] | 2.5 | 1.6498 | 1.6498 | 1.6498 | 1.6498 | [11 empty] | Traer Municipal Utilities | 100 | Traer Municipal Utilities | 100
Traer Main | 1192_G_4 | 1192 | G | 4 |  | Combustion Turbine | IC Engine | MIS_IL | Iowa | 19 | Tama | 171 | 19171 | 1 | 25000 | 1963 | 9999 |  |  | N | Natural Gas, Distillate Fuel Oil | [12 empty] | 2.5 | 1.6498 | 1.6498 | 1.6498 | 1.6498 | [11 empty] | Traer Municipal Utilities | 100 | Traer Municipal Utilities | 100
Traer Main | 1192_G_6 | 1192 | G | 6 |  | Combustion Turbine | IC Engine | MIS_IL | Iowa | 19 | Tama | 171 | 19171 | 1.2 | 25000 | 1970 | 9999 |  |  | N | Natural Gas, Distillate Fuel Oil | [12 empty] | 2.5 | 1.6498 | 1.6498 | 1.6498 | 1.6498 | [11 empty] | Traer Municipal Utilities | 100 | Traer Municipal Utilities | 100
Villisca Municipal Power Plant | 1193_G_5 | 1193 | G | 5 |  | Combustion Turbine | IC Engine | MIS_IA | Iowa | 19 | Montgomery | 137 | 19137 | 2 | 10745 | 2003 | 9999 |  |  | N | Distillate Fuel Oil | [12 empty] | 0.14 | 1.6498 | 1.6498 | 1.6498 | 1.6498 | [11 empty] | Villisca Municipal Power Plant | 100 | Villisca Municipal Power Plant | 100
Villisca Municipal Power Plant | 1193_G_6 | 1193 | G | 6 |  | Combustion Turbine | IC Engine | MIS_IA | Iowa | 19 | Montgomery | 137 | 19137 | 2 | 10745 | 2003 | 9999 |  |  | N | Distillate Fuel Oil | [12 empty] | 0.14 | 1.6498 | 1.6498 | 1.6498 | 1.6498 | [11 empty] | Villisca Municipal Power Plant | 100 | Villisca Municipal Power Plant | 100
Vinton | 1194_G_1 | 1194 | G | 1 |  | Combustion Turbine | IC Engine | MIS_IL | Iowa | 19 | Benton | 11 | 19011 | 1.2 | 12283 | 1955 | 9999 |  |  | N | Natural Gas, Distillate Fuel Oil | [12 empty] | 1.557 | 1.6498 | 1.6498 | 1.6498 | 1.6498 | [11 empty] | Vinton Municipal Electric Utility | 100 | Vinton Municipal Electric Utility | 100
Vinton | 1194_G_10 | 1194 | G | 10 |  | Combustion Turbine | IC Engine | MIS_IL | Iowa | 19 | Benton | 11 | 19011 | 0.6 | 12283 | 2009 | 9999 |  |  | N | Distillate Fuel Oil | [13 empty] | 1.6498 | 1.6498 | 1.6498 | 1.6498 | [11 empty] | Vinton Municipal Electric Utility | 100 | Vinton Municipal Electric Utility | 100
Vinton | 1194_G_6 | 1194 | G | 6 |  | Combustion Turbine | IC Engine | MIS_IL | Iowa | 19 | Benton | 11 | 19011 | 2.5 | 12283 | 1961 | 9999 |  |  | N | Natural Gas, Distillate Fuel Oil | [12 empty] | 1.56 | 1.6498 | 1.6498 | 1.6498 | 1.6498 | [11 empty] | Vinton Municipal Electric Utility | 100 | Vinton Municipal Electric Utility | 100
Vinton | 1194_G_7 | 1194 | G | 7 |  | Combustion Turbine | IC Engine | MIS_IL | Iowa | 19 | Benton | 11 | 19011 | 3.7 | 12283 | 1967 | 9999 |  |  | N | Natural Gas, Distillate Fuel Oil | [12 empty] | 1.564 | 1.6498 | 1.6498 | 1.6498 | 1.6498 | [11 empty] | Vinton Municipal Electric Utility | 100 | Vinton Municipal Electric Utility | 100
Vinton | 1194_G_8 | 1194 | G | 8 |  | Combustion Turbine | IC Engine | MIS_IL | Iowa | 19 | Benton | 11 | 19011 | 5.6 | 12283 | 1973 | 9999 |  |  | N | Natural Gas, Distillate Fuel Oil | [12 empty] | 1.466 | 1.6498 | 1.6498 | 1.6498 | 1.6498 | [11 empty] | Vinton Municipal Electric Utility | 100 | Vinton Municipal Electric Utility | 100
Vinton | 1194_G_9 | 1194 | G | 9 |  | Combustion Turbine | IC Engine | MIS_IL | Iowa | 19 | Benton | 11 | 19011 | 3 | 12283 | 1992 | 9999 |  |  | N | Natural Gas, Distillate Fuel Oil | [12 empty] | 1.564 | 1.6498 | 1.6498 | 1.6498 | 1.6498 | [11 empty] | Vinton Municipal Electric Utility | 100 | Vinton Municipal Electric Utility | 100
Webster City | 1198_G_6 | 1198 | G | 6 |  | Combustion Turbine |  | MIS_MIDA | Iowa | 19 | Hamilton | 79 | 19079 | 20.7 | 14145 | 1972 | 9999 |  |  | N | Distillate Fuel Oil | [12 empty] | 2.5 | 1.01 | 1.01 | 1.01 | 1.01 | [11 empty] | Corn Belt Power Coop | 100 | Corn Belt Power Coop | 100
West Bend | 1199_G_1 | 1199 | G | 1 |  | Combustion Turbine | IC Engine | MIS_IA | Iowa | 19 | Palo Alto | 147 | 19147 | 1 | 17046 | 1959 | 9999 |  |  | N | Distillate Fuel Oil | [12 empty] | 1.575 | 1.6498 | 1.6498 | 1.6498 | 1.6498 | [11 empty] | West Bend IA (City of) | 100 | West Bend IA (City of) | 100
West Bend | 1199_G_3 | 1199 | G | 3 |  | Combustion Turbine | IC Engine | MIS_IA | Iowa | 19 | Palo Alto | 147 | 19147 | 0.9 | 16927 | 1954 | 9999 |  |  | N | Distillate Fuel Oil | [12 empty] | 1.561 | 1.6498 | 1.6498 | 1.6498 | 1.6498 | [11 empty] | West Bend IA (City of) | 100 | West Bend IA (City of) | 100
West Bend | 1199_G_4 | 1199 | G | 4 |  | Combustion Turbine | IC Engine | MIS_IA | Iowa | 19 | Palo Alto | 147 | 19147 | 2 | 16779 | 1973 | 9999 |  |  | N | Distillate Fuel Oil | [12 empty] | 1.564 | 1.6498 | 1.6498 | 1.6498 | 1.6498 | [11 empty] | West Bend IA (City of) | 100 | West Bend IA (City of) | 100
West Bend | 1199_G_5 | 1199 | G | 5 |  | Combustion Turbine | IC Engine | MIS_IA | Iowa | 19 | Palo Alto | 147 | 19147 | 2.5 | 16267 | 2013 | 9999 |  |  | N | Distillate Fuel Oil | [13 empty] | 1.6498 | 1.6498 | 1.6498 | 1.6498 | [11 empty] | West Bend IA (City of) | 100 | West Bend IA (City of) | 100
Holt Dam | 12_G_1 | 12 | G | 1 |  | Hydro |  | S_SOU | Alabama | 1 | Tuscaloosa | 125 | 01125 | 48 | 0 | 1968 | 9999 |  |  | N | Hydro | [13 empty] | 0 | 0 | 0 | 0 | [11 empty] | Alabama Power Co | 100 | Southern Co | 100
Yucca | 120_G_GT1 | 120 | G | GT1 |  | Combustion Turbine |  | WECC_AZ | Arizona | 4 | Yuma | 27 | 04027 | 18 | 11938 | 1971 | 9999 |  |  | N | Natural Gas, Distillate Fuel Oil |  |  |  |  | SCR | [7 empty] | 1 | 0.0279 | 0.0279 | 0.0279 | 0.0279 | [11 empty] | Arizona Public Service Co | 100 | Pinnacle West Capital Corp | 100
Yucca | 120_G_GT2 | 120 | G | GT2 |  | Combustion Turbine |  | WECC_AZ | Arizona | 4 | Yuma | 27 | 04027 | 18 | 11938 | 1971 | 9999 |  |  | N | Natural Gas, Distillate Fuel Oil |  |  |  |  | SCR | [7 empty] | 1 | 0.02555 | 0.02555 | 0.02555 | 0.02555 | [11 empty] | Arizona Public Service Co | 100 | Pinnacle West Capital Corp | 100
Yucca | 120_G_GT21 | 120 | G | GT21 |  | Combustion Turbine |  | WECC_AZ | Arizona | 4 | Yuma | 27 | 04027 | 20 | 11938 | 1978 | 9999 |  |  | N | Distillate Fuel Oil |  |  |  |  | SCR | [7 empty] | 0.8 | 0.88 | 0.176 | 0.88 | 0.176 | [11 empty] | Imperial Irrigation District | 100 | Imperial Irrigation District | 100
Yucca | 120_G_GT3 | 120 | G | GT3 |  | Combustion Turbine |  | WECC_AZ | Arizona | 4 | Yuma | 27 | 04027 | 52 | 11938 | 1973 | 9999 |  |  | N | Natural Gas |  |  |  |  | SCR | [7 empty] | 0.8 | 0.08118 | 0.08118 | 0.08118 | 0.08118 | [11 empty] | Arizona Public Service Co | 100 | Pinnacle West Capital Corp | 100
Yucca | 120_G_GT4 | 120 | G | GT4 |  | Combustion Turbine |  | WECC_AZ | Arizona | 4 | Yuma | 27 | 04027 | 51 | 11938 | 1974 | 9999 |  |  | N | Distillate Fuel Oil |  |  |  |  | SCR | [7 empty] | 0.8 | 0.08118 | 0.08118 | 0.08118 | 0.08118 | [11 empty] | Arizona Public Service Co | 100 | Pinnacle West Capital Corp | 100
Yucca | 120_G_GT5 | 120 | G | GT5 | 89724 | Combustion Turbine |  | WECC_AZ | Arizona | 4 | Yuma | 27 | 04027 | 47 | 11938 | 2008 | 9999 |  |  | N | Natural Gas |  |  |  |  | SCR | [8 empty] | 0.01024 | 0.01024 | 0.01024 | 0.01024 | [11 empty] | Arizona Public Service Co | 100 | Pinnacle West Capital Corp | 100
Yucca | 120_G_GT6 | 120 | G | GT6 | 89725 | Combustion Turbine |  | WECC_AZ | Arizona | 4 | Yuma | 27 | 04027 | 47 | 11938 | 2008 | 9999 |  |  | N | Natural Gas |  |  |  |  | SCR | [8 empty] | 0.01104 | 0.01104 | 0.01104 | 0.01104 | [11 empty] | Arizona Public Service Co | 100 | Pinnacle West Capital Corp | 100
West Liberty | 1200_G_2 | 1200 | G | 2 |  | Combustion Turbine | IC Engine | MIS_IL | Iowa | 19 | Muscatine | 139 | 19139 | 2.1 | 14023 | 1974 | 9999 |  |  | N | Distillate Fuel Oil | [12 empty] | 2.5 | 1.6498 | 1.6498 | 1.6498 | 1.6498 | [11 empty] | West Liberty IA (City of) | 100 | West Liberty IA (City of) | 100
West Liberty | 1200_G_3 | 1200 | G | 3 |  | Combustion Turbine | IC Engine | MIS_IL | Iowa | 19 | Muscatine | 139 | 19139 | 2.7 | 14054 | 1982 | 9999 |  |  | N | Natural Gas, Distillate Fuel Oil | [12 empty] | 2.5 | 1.6498 | 1.6498 | 1.6498 | 1.6498 | [11 empty] | West Liberty IA (City of) | 100 | West Liberty IA (City of) | 100
West Liberty | 1200_G_5 | 1200 | G | 5 |  | Combustion Turbine |  | MIS_IL | Iowa | 19 | Muscatine | 139 | 19139 | 5 | 14682 | 2004 | 9999 |  |  | N | Distillate Fuel Oil | [12 empty] | 2.5 | 1.01 | 1.01 | 1.01 | 1.01 | [11 empty] | West Liberty IA (City of) | 100 | West Liberty IA (City of) | 100
West Liberty | 1200_G_6 | 1200 | G | 6 |  | Combustion Turbine |  | MIS_IL | Iowa | 19 | Muscatine | 139 | 19139 | 5 | 14769 | 2004 | 9999 |  |  | N | Distillate Fuel Oil | [12 empty] | 2.5 | 1.01 | 1.01 | 1.01 | 1.01 | [11 empty] | West Liberty IA (City of) | 100 | West Liberty IA (City of) | 100
Wilton | 1202_G_5 | 1202 | G | 5 |  | Combustion Turbine | IC Engine | MIS_MIDA | Iowa | 19 | Muscatine | 139 | 19139 | 1.6 | 11347 | 1992 | 9999 |  |  | N | Distillate Fuel Oil | [12 empty] | 0.147 | 1.6498 | 1.6498 | 1.6498 | 1.6498 | [11 empty] | Wilton IA (City of) | 100 | Wilton IA (City of) | 100
Wilton | 1202_G_6 | 1202 | G | 6 |  | Combustion Turbine | IC Engine | MIS_MIDA | Iowa | 19 | Muscatine | 139 | 19139 | 1.6 | 11347 | 1992 | 9999 |  |  | N | Distillate Fuel Oil | [12 empty] | 0.147 | 1.6498 | 1.6498 | 1.6498 | 1.6498 | [11 empty] | Wilton IA (City of) | 100 | Wilton IA (City of) | 100
Wilton | 1202_G_7 | 1202 | G | 7 |  | Combustion Turbine | IC Engine | MIS_MIDA | Iowa | 19 | Muscatine | 139 | 19139 | 1.6 | 11347 | 1992 | 9999 |  |  | N | Distillate Fuel Oil | [12 empty] | 0.147 | 1.6498 | 1.6498 | 1.6498 | 1.6498 | [11 empty] | Wilton IA (City of) | 100 | Wilton IA (City of) | 100
Wilton | 1202_G_8 | 1202 | G | 8 |  | Combustion Turbine | IC Engine | MIS_MIDA | Iowa | 19 | Muscatine | 139 | 19139 | 2.2 | 10745 | 2002 | 9999 |  |  | N | Distillate Fuel Oil | [12 empty] | 0.133 | 1.6498 | 1.6498 | 1.6498 | 1.6498 | [11 empty] | Wilton IA (City of) | 100 | Wilton IA (City of) | 100
Wilton | 1202_G_9 | 1202 | G | 9 |  | Combustion Turbine | IC Engine | MIS_MIDA | Iowa | 19 | Muscatine | 139 | 19139 | 2.2 | 11203 | 2002 | 9999 |  |  | N | Distillate Fuel Oil | [12 empty] | 0.133 | 1.6498 | 1.6498 | 1.6498 | 1.6498 | [11 empty] | Wilton IA (City of) | 100 | Wilton IA (City of) | 100
Winterset | 1203_G_2 | 1203 | G | 2 |  | Combustion Turbine | IC Engine | MIS_IA | Iowa | 19 | Madison | 121 | 19121 | 1.5 | 25000 | 1956 | 9999 |  |  | N | Natural Gas, Distillate Fuel Oil | [12 empty] | 0.156 | 1.6498 | 1.6498 | 1.6498 | 1.6498 | [11 empty] | Winterset IA (City of) | 100 | Winterset IA (City of) | 100
Winterset | 1203_G_3 | 1203 | G | 3 |  | Combustion Turbine | IC Engine | MIS_IA | Iowa | 19 | Madison | 121 | 19121 | 1.7 | 25000 | 1966 | 9999 |  |  | N | Natural Gas, Distillate Fuel Oil | [12 empty] | 0.156 | 1.6498 | 1.6498 | 1.6498 | 1.6498 | [11 empty] | Winterset IA (City of) | 100 | Winterset IA (City of) | 100
Winterset | 1203_G_4 | 1203 | G | 4 |  | Combustion Turbine | IC Engine | MIS_IA | Iowa | 19 | Madison | 121 | 19121 | 4.4 | 25000 | 1972 | 9999 |  |  | N | Natural Gas, Distillate Fuel Oil | [12 empty] | 0.159 | 1.6498 | 1.6498 | 1.6498 | 1.6498 | [11 empty] | Winterset IA (City of) | 100 | Winterset IA (City of) | 100
Winterset | 1203_G_5 | 1203 | G | 5 |  | Combustion Turbine | IC Engine | MIS_IA | Iowa | 19 | Madison | 121 | 19121 | 2 | 25000 | 2002 | 9999 |  |  | N | Distillate Fuel Oil | [12 empty] | 0.141 | 1.6498 | 1.6498 | 1.6498 | 1.6498 | [11 empty] | Winterset IA (City of) | 100 | Winterset IA (City of) | 100
Winterset | 1203_G_6 | 1203 | G | 6 |  | Combustion Turbine | IC Engine | MIS_IA | Iowa | 19 | Madison | 121 | 19121 | 2 | 25000 | 2002 | 9999 |  |  | N | Distillate Fuel Oil | [12 empty] | 0.141 | 1.6498 | 1.6498 | 1.6498 | 1.6498 | [11 empty] | Winterset IA (City of) | 100 | Winterset IA (City of) | 100
Winterset | 1203_G_7 | 1203 | G | 7 |  | Combustion Turbine | IC Engine | MIS_IA | Iowa | 19 | Madison | 121 | 19121 | 2 | 25000 | 2002 | 9999 |  |  | N | Distillate Fuel Oil | [12 empty] | 0.141 | 1.6498 | 1.6498 | 1.6498 | 1.6498 | [11 empty] | Winterset IA (City of) | 100 | Winterset IA (City of) | 100
Summit Lake | 1206_G_GT1 | 1206 | G | GT1 | 89919 | Combustion Turbine |  | MIS_IA | Iowa | 19 | Union | 175 | 19175 | 27.5 | 12889 | 1973 | 9999 |  |  | N | Natural Gas, Distillate Fuel Oil | [12 empty] | 2.5 | 0.67334 | 0.67334 | 0.67334 | 0.67334 | [11 empty] | Central Iowa Power Coop | 100 | Central Iowa Power Coop | 100
Summit Lake | 1206_G_GT2 | 1206 | G | GT2 | 90041 | Combustion Turbine |  | MIS_IA | Iowa | 19 | Union | 175 | 19175 | 27.9 | 12889 | 1975 | 9999 |  |  | N | Natural Gas, Distillate Fuel Oil | [12 empty] | 2.5 | 0.55809 | 0.55809 | 0.55809 | 0.55809 | [11 empty] | Central Iowa Power Coop | 100 | Central Iowa Power Coop | 100
Earl F Wisdom | 1217_G_2 | 1217 | G | 2 | 89384 | Combustion Turbine |  | MIS_MIDA | Iowa | 19 | Clay | 41 | 19041 | 76 | 13763 | 2004 | 9999 |  |  | N | Natural Gas, Distillate Fuel Oil |  |  |  | DLNB + H2O | [8 empty] | 2.5 | 0.03813 | 0.03813 | 0.03813 | 0.03813 | [11 empty] | Basin Electric Power Coop | 50 | Basin Electric Power Coop | 50
Bird City | 1224_G_1 | 1224 | G | 1 |  | Combustion Turbine | IC Engine | SPP_WEST | Kansas | 20 | Cheyenne | 23 | 20023 | 2 | 12283 | 1965 | 9999 |  |  | N | Distillate Fuel Oil | [13 empty] | 1.6498 | 1.6498 | 1.6498 | 1.6498 | [11 empty] | Midwest Energy Inc | 100 | Midwest Energy Inc | 100
Colby | 1225_G_GT1 | 1225 | G | GT1 |  | Combustion Turbine |  | SPP_WEST | Kansas | 20 | Thomas | 193 | 20193 | 13 | 25000 | 1970 | 9999 |  |  | N | Natural Gas | [12 empty] | 3 | 0.55023 | 0.55023 | 0.55023 | 0.55023 | [11 empty] | Midwest Energy Inc | 100 | Midwest Energy Inc | 100
Cimarron River | 1230_G_2 | 1230 | G | 2 |  | Combustion Turbine |  | SPP_N | Kansas | 20 | Seward | 175 | 20175 | 13.7 | 25000 | 1968 | 9999 |  |  | N | Natural Gas | [13 empty] | 0.32 | 0.32 | 0.32 | 0.32 | [11 empty] | Mid Kansas Electric Co LLC | 100 | Wheatland Electric Coop Inc | 100
Riverton | 1239_G_10 | 1239 | G | 10 |  | Combustion Turbine |  | SPP_N | Kansas | 20 | Cherokee | 21 | 20021 | 13 | 11012 | 1988 | 9999 |  |  | N | Natural Gas, Distillate Fuel Oil | [13 empty] | 0.31659 | 0.31659 | 0.31659 | 0.31659 | [11 empty] | Empire District Electric Co (The) | 100 | Algonquin Power & Utilities Corp | 100
Riverton | 1239_G_11 | 1239 | G | 11 |  | Combustion Turbine |  | SPP_N | Kansas | 20 | Cherokee | 21 | 20021 | 15 | 11010 | 1988 | 9999 |  |  | N | Natural Gas, Distillate Fuel Oil | [13 empty] | 0.13115 | 0.13115 | 0.13115 | 0.13115 | [11 empty] | Empire District Electric Co (The) | 100 | Algonquin Power & Utilities Corp | 100
Riverton | 1239_G_12 | 1239 | G | 12 | 89715 | Combined Cycle |  | SPP_N | Kansas | 20 | Cherokee | 21 | 20021 | 149 | 7432 | 2007 | 9999 |  |  | N | Natural Gas |  |  |  | LNB | SCR | [7 empty] | 3 | 0.12282 | 0.027078 | 0.12282 | 0.027078 | [11 empty] | Empire District Electric Co (The) | 100 | Algonquin Power & Utilities Corp | 100
Riverton | 1239_G_12-2 | 1239 | G | 12-2 | 89715 | Combined Cycle |  | SPP_N | Kansas | 20 | Cherokee | 21 | 20021 | 117 | 7432 | 2016 | 9999 |  |  | N | Natural Gas |  |  |  | LNB | SCR | [8 empty] | 0.12282 | 0.027078 | 0.12282 | 0.027078 | [11 empty] | Empire District Electric Co (The) | 100 | Algonquin Power & Utilities Corp | 100
Demoss Petrie | 124_G_GT2 | 124 | G | GT2 | 76 | Combustion Turbine |  | WECC_AZ | Arizona | 4 | Pima | 19 | 04019 | 75 | 10745 | 2001 | 9999 |  |  | N | Natural Gas |  |  |  | DLNB | [8 empty] | 0.8 | 0.03438 | 0.03438 | 0.03438 | 0.03438 | [11 empty] | Tucson Electric Power Co | 100 | Uns Energy Corp | 100
Gordon Evans Energy Center | 1240_G_5 | 1240 | G | 5 |  | Combustion Turbine | IC Engine | SPP_N | Kansas | 20 | Sedgwick | 173 | 20173 | 3 | 11913 | 1969 | 9999 |  |  | N | Distillate Fuel Oil | [12 empty] | 3 | 1.6498 | 1.6498 | 1.6498 | 1.6498 | [11 empty] | Evergy Kansas South Inc | 100 | Evergy Inc | 100
Gordon Evans Energy Center | 1240_G_GT1 | 1240 | G | GT1 | 816 | Combustion Turbine |  | SPP_N | Kansas | 20 | Sedgwick | 173 | 20173 | 73 | 11494 | 2000 | 9999 |  |  | N | Natural Gas, Distillate Fuel Oil |  |  |  | H2O | [8 empty] | 3 | 0.03524 | 0.03524 | 0.03524 | 0.03524 | [11 empty] | Evergy Kansas Central Inc | 100 | Evergy Inc | 100
Gordon Evans Energy Center | 1240_G_GT2 | 1240 | G | GT2 | 817 | Combustion Turbine |  | SPP_N | Kansas | 20 | Sedgwick | 173 | 20173 | 72 | 11493 | 2000 | 9999 |  |  | N | Natural Gas, Distillate Fuel Oil |  |  |  | H2O | [8 empty] | 3 | 0.0327 | 0.0327 | 0.0327 | 0.0327 | [11 empty] | Evergy Kansas Central Inc | 100 | Evergy Inc | 100
Gordon Evans Energy Center | 1240_G_GT3 | 1240 | G | GT3 | 818 | Combustion Turbine |  | SPP_N | Kansas | 20 | Sedgwick | 173 | 20173 | 149 | 11500 | 2001 | 9999 |  |  | N | Natural Gas |  |  |  | H2O | [8 empty] | 3 | 0.0399 | 0.0399 | 0.0399 | 0.0399 | [11 empty] | Evergy Kansas Central Inc | 100 | Evergy Inc | 100
Hutchinson Energy Center | 1248_G_H1DG | 1248 | G | H1DG |  | Combustion Turbine | IC Engine | SPP_N | Kansas | 20 | Reno | 155 | 20155 | 3 | 11704 | 1983 | 9999 |  |  | N | Distillate Fuel Oil | [13 empty] | 1.6498 | 1.6498 | 1.6498 | 1.6498 | [11 empty] | Evergy Kansas Central Inc | 100 | Evergy Inc | 100
Anthony | 1258_G_IC1 | 1258 | G | IC1 |  | Combustion Turbine | IC Engine | SPP_N | Kansas | 20 | Harper | 77 | 20077 | 4.1 | 10745 | 1972 | 9999 |  |  | N | Natural Gas, Distillate Fuel Oil | [12 empty] | 3 | 2.7 | 2.7 | 2.7 | 2.7 | [11 empty] | Anthony KS (City of) | 100 | Anthony KS (City of) | 100
Anthony | 1258_G_IC2 | 1258 | G | IC2 |  | Combustion Turbine | IC Engine | SPP_N | Kansas | 20 | Harper | 77 | 20077 | 3 | 10745 | 1976 | 9999 |  |  | N | Natural Gas, Distillate Fuel Oil | [12 empty] | 3 | 3.9371 | 3.9371 | 3.9371 | 3.9371 | [11 empty] | Anthony KS (City of) | 100 | Anthony KS (City of) | 100
Anthony | 1258_G_IC3 | 1258 | G | IC3 |  | Combustion Turbine | IC Engine | SPP_N | Kansas | 20 | Harper | 77 | 20077 | 4 | 10745 | 1981 | 9999 |  |  | N | Natural Gas, Distillate Fuel Oil | [12 empty] | 3 | 2.7 | 2.7 | 2.7 | 2.7 | [11 empty] | Anthony KS (City of) | 100 | Anthony KS (City of) | 100
Ashland | 1259_G_4B | 1259 | G | 4B |  | Combustion Turbine | IC Engine | SPP_N | Kansas | 20 | Clark | 25 | 20025 | 1.8 | 10745 | 2014 | 9999 |  |  | N | Distillate Fuel Oil | [13 empty] | 1.6498 | 1.6498 | 1.6498 | 1.6498 | [11 empty] | Ashland KS (City of) | 100 | Ashland KS (City of) | 100
H Wilson Sundt Generating Station | 126_G_GT1 | 126 | G | GT1 |  | Combustion Turbine |  | WECC_AZ | Arizona | 4 | Pima | 19 | 04019 | 24 | 13349 | 1972 | 9999 |  |  | N | Natural Gas, Distillate Fuel Oil | [12 empty] | 0.8 | 0.06357 | 0.06357 | 0.06357 | 0.06357 | [11 empty] | Tucson Electric Power Co | 100 | Uns Energy Corp | 100
H Wilson Sundt Generating Station | 126_G_GT2 | 126 | G | GT2 |  | Combustion Turbine |  | WECC_AZ | Arizona | 4 | Pima | 19 | 04019 | 24 | 13350 | 1972 | 9999 |  |  | N | Natural Gas, Distillate Fuel Oil | [12 empty] | 0.8 | 0.06357 | 0.06357 | 0.06357 | 0.06357 | [11 empty] | Tucson Electric Power Co | 100 | Uns Energy Corp | 100
H Wilson Sundt Generating Station | 126_G_RIC1 | 126 | G | RIC1 |  | Combustion Turbine | IC Engine | WECC_AZ | Arizona | 4 | Pima | 19 | 04019 | 18.2 | 10745 | 2020 | 9999 |  |  | N | Natural Gas | [13 empty] | 1.061 | 1.061 | 1.061 | 1.061 | [11 empty] | Tucson Electric Power Co | 100 | Uns Energy Corp | 100
H Wilson Sundt Generating Station | 126_G_RIC10 | 126 | G | RIC10 |  | Combustion Turbine | IC Engine | WECC_AZ | Arizona | 4 | Pima | 19 | 04019 | 18.2 | 10745 | 2020 | 9999 |  |  | N | Natural Gas | [13 empty] | 1.061 | 1.061 | 1.061 | 1.061 | [11 empty] | Tucson Electric Power Co | 100 | Uns Energy Corp | 100
H Wilson Sundt Generating Station | 126_G_RIC2 | 126 | G | RIC2 |  | Combustion Turbine | IC Engine | WECC_AZ | Arizona | 4 | Pima | 19 | 04019 | 18.2 | 10745 | 2020 | 9999 |  |  | N | Natural Gas | [13 empty] | 1.061 | 1.061 | 1.061 | 1.061 | [11 empty] | Tucson Electric Power Co | 100 | Uns Energy Corp | 100
H Wilson Sundt Generating Station | 126_G_RIC3 | 126 | G | RIC3 |  | Combustion Turbine | IC Engine | WECC_AZ | Arizona | 4 | Pima | 19 | 04019 | 18.2 | 10745 | 2020 | 9999 |  |  | N | Natural Gas | [13 empty] | 1.061 | 1.061 | 1.061 | 1.061 | [11 empty] | Tucson Electric Power Co | 100 | Uns Energy Corp | 100
H Wilson Sundt Generating Station | 126_G_RIC4 | 126 | G | RIC4 |  | Combustion Turbine | IC Engine | WECC_AZ | Arizona | 4 | Pima | 19 | 04019 | 18.2 | 10745 | 2020 | 9999 |  |  | N | Natural Gas | [13 empty] | 1.061 | 1.061 | 1.061 | 1.061 | [11 empty] | Tucson Electric Power Co | 100 | Uns Energy Corp | 100
H Wilson Sundt Generating Station | 126_G_RIC5 | 126 | G | RIC5 |  | Combustion Turbine | IC Engine | WECC_AZ | Arizona | 4 | Pima | 19 | 04019 | 18.2 | 10745 | 2020 | 9999 |  |  | Y | Natural Gas | [13 empty] | 1.061 | 1.061 | 1.061 | 1.061 | [11 empty] | Tucson Electric Power Co | 100 | Uns Energy Corp | 100
H Wilson Sundt Generating Station | 126_G_RIC6 | 126 | G | RIC6 |  | Combustion Turbine | IC Engine | WECC_AZ | Arizona | 4 | Pima | 19 | 04019 | 18.2 | 10745 | 2020 | 9999 |  |  | Y | Natural Gas | [13 empty] | 1.061 | 1.061 | 1.061 | 1.061 | [11 empty] | Tucson Electric Power Co | 100 | Uns Energy Corp | 100
H Wilson Sundt Generating Station | 126_G_RIC7 | 126 | G | RIC7 |  | Combustion Turbine | IC Engine | WECC_AZ | Arizona | 4 | Pima | 19 | 04019 | 18.2 | 10745 | 2020 | 9999 |  |  | N | Natural Gas | [13 empty] | 1.061 | 1.061 | 1.061 | 1.061 | [11 empty] | Tucson Electric Power Co | 100 | Uns Energy Corp | 100
H Wilson Sundt Generating Station | 126_G_RIC8 | 126 | G | RIC8 |  | Combustion Turbine | IC Engine | WECC_AZ | Arizona | 4 | Pima | 19 | 04019 | 18.2 | 10745 | 2020 | 9999 |  |  | N | Natural Gas | [13 empty] | 1.061 | 1.061 | 1.061 | 1.061 | [11 empty] | Tucson Electric Power Co | 100 | Uns Energy Corp | 100
H Wilson Sundt Generating Station | 126_G_RIC9 | 126 | G | RIC9 |  | Combustion Turbine | IC Engine | WECC_AZ | Arizona | 4 | Pima | 19 | 04019 | 18.2 | 10745 | 2020 | 9999 |  |  | N | Natural Gas | [13 empty] | 1.061 | 1.061 | 1.061 | 1.061 | [11 empty] | Tucson Electric Power Co | 100 | Uns Energy Corp | 100
Augusta Electric Plant No 1 | 1261_G_1 | 1261 | G | 1 |  | Combustion Turbine | IC Engine | SPP_N | Kansas | 20 | Butler | 15 | 20015 | 1.1 | 12283 | 1954 | 9999 |  |  | N | Natural Gas, Distillate Fuel Oil | [13 empty] | 1.061 | 1.061 | 1.061 | 1.061 | [11 empty] | Augusta KS (City of) | 100 | Augusta KS (City of) | 100
Augusta Electric Plant No 1 | 1261_G_2 | 1261 | G | 2 |  | Combustion Turbine | IC Engine | SPP_N | Kansas | 20 | Butler | 15 | 20015 | 0.3 | 12283 | 1929 | 9999 |  |  | N | Distillate Fuel Oil | [13 empty] | 1.6498 | 1.6498 | 1.6498 | 1.6498 | [11 empty] | Augusta KS (City of) | 100 | Augusta KS (City of) | 100
Augusta Electric Plant No 1 | 1261_G_3 | 1261 | G | 3 |  | Combustion Turbine | IC Engine | SPP_N | Kansas | 20 | Butler | 15 | 20015 | 1 | 12283 | 1949 | 9999 |  |  | N | Natural Gas, Distillate Fuel Oil | [13 empty] | 1.061 | 1.061 | 1.061 | 1.061 | [11 empty] | Augusta KS (City of) | 100 | Augusta KS (City of) | 100
Augusta Electric Plant No 1 | 1261_G_4 | 1261 | G | 4 |  | Combustion Turbine | IC Engine | SPP_N | Kansas | 20 | Butler | 15 | 20015 | 0.7 | 12283 | 1939 | 9999 |  |  | N | Distillate Fuel Oil | [13 empty] | 1.6498 | 1.6498 | 1.6498 | 1.6498 | [11 empty] | Augusta KS (City of) | 100 | Augusta KS (City of) | 100
Augusta Electric Plant No 1 | 1261_G_5 | 1261 | G | 5 |  | Combustion Turbine | IC Engine | SPP_N | Kansas | 20 | Butler | 15 | 20015 | 2.2 | 12283 | 1956 | 9999 |  |  | N | Natural Gas, Distillate Fuel Oil | [13 empty] | 1.061 | 1.061 | 1.061 | 1.061 | [11 empty] | Augusta KS (City of) | 100 | Augusta KS (City of) | 100
Augusta Electric Plant No 1 | 1261_G_6 | 1261 | G | 6 |  | Combustion Turbine | IC Engine | SPP_N | Kansas | 20 | Butler | 15 | 20015 | 2.2 | 12283 | 1956 | 9999 |  |  | N | Natural Gas, Distillate Fuel Oil | [13 empty] | 1.061 | 1.061 | 1.061 | 1.061 | [11 empty] | Augusta KS (City of) | 100 | Augusta KS (City of) | 100
Augusta Electric Plant No 1 | 1261_G_7 | 1261 | G | 7 |  | Combustion Turbine | IC Engine | SPP_N | Kansas | 20 | Butler | 15 | 20015 | 2 | 12283 | 1964 | 9999 |  |  | N | Natural Gas, Distillate Fuel Oil | [13 empty] | 1.061 | 1.061 | 1.061 | 1.061 | [11 empty] | Augusta KS (City of) | 100 | Augusta KS (City of) | 100
Augusta Electric Plant No 1 | 1261_G_8 | 1261 | G | 8 |  | Combustion Turbine | IC Engine | SPP_N | Kansas | 20 | Butler | 15 | 20015 | 2 | 12283 | 2016 | 9999 |  |  | N | Distillate Fuel Oil | [13 empty] | 1.6498 | 1.6498 | 1.6498 | 1.6498 | [11 empty] | Augusta KS (City of) | 100 | Augusta KS (City of) | 100
Baldwin City Plant No 1 | 1262_G_4 | 1262 | G | 4 |  | Combustion Turbine | IC Engine | SPP_N | Kansas | 20 | Douglas | 45 | 20045 | 1.5 | 11751 | 1970 | 9999 |  |  | N | Distillate Fuel Oil | [13 empty] | 1.6498 | 1.6498 | 1.6498 | 1.6498 | [11 empty] | Baldwin City KS (City of) | 100 | Baldwin City KS (City of) | 100
Baldwin City Plant No 1 | 1262_G_5 | 1262 | G | 5 |  | Combustion Turbine | IC Engine | SPP_N | Kansas | 20 | Douglas | 45 | 20045 | 0.7 | 12283 | 1964 | 9999 |  |  | N | Distillate Fuel Oil | [13 empty] | 1.6498 | 1.6498 | 1.6498 | 1.6498 | [11 empty] | Baldwin City KS (City of) | 100 | Baldwin City KS (City of) | 100
Baldwin City Plant No 1 | 1262_G_6 | 1262 | G | 6 |  | Combustion Turbine | IC Engine | SPP_N | Kansas | 20 | Douglas | 45 | 20045 | 0.7 | 11684 | 1964 | 9999 |  |  | N | Natural Gas, Distillate Fuel Oil | [13 empty] | 1.6498 | 1.6498 | 1.6498 | 1.6498 | [11 empty] | Baldwin City KS (City of) | 100 | Baldwin City KS (City of) | 100
Belleville | 1263_G_4 | 1263 | G | 4 |  | Combustion Turbine | IC Engine | SPP_NEBR | Kansas | 20 | Republic | 157 | 20157 | 1 | 11740 | 1955 | 9999 |  |  | N | Natural Gas, Distillate Fuel Oil | [12 empty] | 3 | 1.6498 | 1.6498 | 1.6498 | 1.6498 | [11 empty] | Belleville KS (City of) | 100 | Belleville KS (City of) | 100
Belleville | 1263_G_5 | 1263 | G | 5 |  | Combustion Turbine | IC Engine | SPP_NEBR | Kansas | 20 | Republic | 157 | 20157 | 1.7 | 11741 | 1961 | 9999 |  |  | N | Natural Gas, Distillate Fuel Oil | [12 empty] | 3 | 1.6498 | 1.6498 | 1.6498 | 1.6498 | [11 empty] | Belleville KS (City of) | 100 | Belleville KS (City of) | 100
Belleville | 1263_G_6 | 1263 | G | 6 |  | Combustion Turbine | IC Engine | SPP_NEBR | Kansas | 20 | Republic | 157 | 20157 | 3.7 | 11739 | 1966 | 9999 |  |  | N | Natural Gas, Distillate Fuel Oil | [12 empty] | 3 | 1.6498 | 1.6498 | 1.6498 | 1.6498 | [11 empty] | Belleville KS (City of) | 100 | Belleville KS (City of) | 100
Belleville | 1263_G_7 | 1263 | G | 7 |  | Combustion Turbine | IC Engine | SPP_NEBR | Kansas | 20 | Republic | 157 | 20157 | 5.1 | 11730 | 1971 | 9999 |  |  | N | Natural Gas, Distillate Fuel Oil | [12 empty] | 3 | 1.6498 | 1.6498 | 1.6498 | 1.6498 | [11 empty] | Belleville KS (City of) | 100 | Belleville KS (City of) | 100
Belleville | 1263_G_8 | 1263 | G | 8 |  | Combustion Turbine | IC Engine | SPP_NEBR | Kansas | 20 | Republic | 157 | 20157 | 2.8 | 11731 | 2007 | 9999 |  |  | N | Distillate Fuel Oil | [13 empty] | 1.6498 | 1.6498 | 1.6498 | 1.6498 | [11 empty] | Belleville KS (City of) | 100 | Belleville KS (City of) | 100
Beloit | 1264_G_1 | 1264 | G | 1 |  | Combustion Turbine | IC Engine | SPP_N | Kansas | 20 | Mitchell | 123 | 20123 | 1.1 | 10745 | 1951 | 9999 |  |  | N | Natural Gas, Distillate Fuel Oil | [12 empty] | 3 | 0.87209 | 0.87209 | 0.87209 | 0.87209 | [11 empty] | Beloit KS (City of) | 100 | Beloit KS (City of) | 100
Beloit | 1264_G_2 | 1264 | G | 2 |  | Combustion Turbine | IC Engine | SPP_N | Kansas | 20 | Mitchell | 123 | 20123 | 1.1 | 10745 | 1951 | 9999 |  |  | N | Natural Gas, Distillate Fuel Oil | [12 empty] | 3 | 1.9632 | 1.9632 | 1.9632 | 1.9632 | [11 empty] | Beloit KS (City of) | 100 | Beloit KS (City of) | 100
Beloit | 1264_G_3 | 1264 | G | 3 |  | Combustion Turbine | IC Engine | SPP_N | Kansas | 20 | Mitchell | 123 | 20123 | 2 | 10745 | 1961 | 9999 |  |  | N | Natural Gas, Distillate Fuel Oil | [12 empty] | 3 | 2.7 | 2.7 | 2.7 | 2.7 | [11 empty] | Beloit KS (City of) | 100 | Beloit KS (City of) | 100
Beloit | 1264_G_4 | 1264 | G | 4 |  | Combustion Turbine | IC Engine | SPP_N | Kansas | 20 | Mitchell | 123 | 20123 | 3 | 10745 | 1964 | 9999 |  |  | N | Natural Gas, Distillate Fuel Oil | [12 empty] | 3 | 1.6544 | 1.6544 | 1.6544 | 1.6544 | [11 empty] | Beloit KS (City of) | 100 | Beloit KS (City of) | 100
Beloit | 1264_G_5 | 1264 | G | 5 |  | Combustion Turbine | IC Engine | SPP_N | Kansas | 20 | Mitchell | 123 | 20123 | 0.6 | 10745 | 1950 | 9999 |  |  | N | Natural Gas, Distillate Fuel Oil | [12 empty] | 3 | 1.6498 | 1.6498 | 1.6498 | 1.6498 | [11 empty] | Beloit KS (City of) | 100 | Beloit KS (City of) | 100
Beloit | 1264_G_6 | 1264 | G | 6 |  | Combustion Turbine | IC Engine | SPP_N | Kansas | 20 | Mitchell | 123 | 20123 | 3.5 | 10745 | 1971 | 9999 |  |  | N | Natural Gas, Distillate Fuel Oil | [12 empty] | 3 | 3.5822 | 3.5822 | 3.5822 | 3.5822 | [11 empty] | Beloit KS (City of) | 100 | Beloit KS (City of) | 100
Beloit | 1264_G_7 | 1264 | G | 7 |  | Combustion Turbine | IC Engine | SPP_N | Kansas | 20 | Mitchell | 123 | 20123 | 5.5 | 10745 | 1980 | 9999 |  |  | N | Natural Gas, Distillate Fuel Oil | [12 empty] | 3 | 4.1068 | 4.1068 | 4.1068 | 4.1068 | [11 empty] | Beloit KS (City of) | 100 | Beloit KS (City of) | 100
Burlingame | 1265_G_1 | 1265 | G | 1 |  | Combustion Turbine | IC Engine | SPP_N | Kansas | 20 | Osage | 139 | 20139 | 1 | 10745 | 1973 | 9999 |  |  | N | Natural Gas, Distillate Fuel Oil | [12 empty] | 3 | 1.061 | 1.061 | 1.061 | 1.061 | [11 empty] | Burlingame KS (City of) | 100 | Burlingame KS (City of) | 100
Burlingame | 1265_G_3 | 1265 | G | 3 |  | Combustion Turbine | IC Engine | SPP_N | Kansas | 20 | Osage | 139 | 20139 | 0.8 | 10745 | 1963 | 9999 |  |  | N | Natural Gas, Distillate Fuel Oil | [12 empty] | 3 | 1.061 | 1.061 | 1.061 | 1.061 | [11 empty] | Burlingame KS (City of) | 100 | Burlingame KS (City of) | 100
Burlingame | 1265_G_4 | 1265 | G | 4 |  | Combustion Turbine | IC Engine | SPP_N | Kansas | 20 | Osage | 139 | 20139 | 1 | 10745 | 1969 | 9999 |  |  | N | Natural Gas, Distillate Fuel Oil | [12 empty] | 3 | 1.061 | 1.061 | 1.061 | 1.061 | [11 empty] | Burlingame KS (City of) | 100 | Burlingame KS (City of) | 100
Burlingame | 1265_G_5 | 1265 | G | 5 |  | Combustion Turbine | IC Engine | SPP_N | Kansas | 20 | Osage | 139 | 20139 | 0.8 | 10745 | 1980 | 9999 |  |  | N | Natural Gas, Distillate Fuel Oil | [12 empty] | 3 | 1.061 | 1.061 | 1.061 | 1.061 | [11 empty] | Burlingame KS (City of) | 100 | Burlingame KS (City of) | 100
Burlington (KS) | 1266_G_1A | 1266 | G | 1A |  | Combustion Turbine | IC Engine | SPP_N | Kansas | 20 | Coffey | 31 | 20031 | 2 | 12648 | 2003 | 9999 |  |  | N | Distillate Fuel Oil | [13 empty] | 1.6498 | 1.6498 | 1.6498 | 1.6498 | [11 empty] | Burlington KS (City of) | 100 | Burlington KS (City of) | 100
Burlington (KS) | 1266_G_2 | 1266 | G | 2 |  | Combustion Turbine | IC Engine | SPP_N | Kansas | 20 | Coffey | 31 | 20031 | 1.3 | 12625 | 1962 | 9999 |  |  | N | Natural Gas, Distillate Fuel Oil | [13 empty] | 1.6498 | 1.6498 | 1.6498 | 1.6498 | [11 empty] | Burlington KS (City of) | 100 | Burlington KS (City of) | 100
Burlington (KS) | 1266_G_4A | 1266 | G | 4A |  | Combustion Turbine | IC Engine | SPP_N | Kansas | 20 | Coffey | 31 | 20031 | 2.3 | 12580 | 2005 | 9999 |  |  | N | Natural Gas, Distillate Fuel Oil | [13 empty] | 1.6498 | 1.6498 | 1.6498 | 1.6498 | [11 empty] | Burlington KS (City of) | 100 | Burlington KS (City of) | 100
Burlington (KS) | 1266_G_5 | 1266 | G | 5 |  | Combustion Turbine | IC Engine | SPP_N | Kansas | 20 | Coffey | 31 | 20031 | 1 | 12585 | 1955 | 9999 |  |  | N | Natural Gas, Distillate Fuel Oil | [13 empty] | 1.061 | 1.061 | 1.061 | 1.061 | [11 empty] | Burlington KS (City of) | 100 | Burlington KS (City of) | 100
Burlington (KS) | 1266_G_IC6 | 1266 | G | IC6 |  | Combustion Turbine | IC Engine | SPP_N | Kansas | 20 | Coffey | 31 | 20031 | 4.8 | 12598 | 1983 | 9999 |  |  | N | Natural Gas, Distillate Fuel Oil | [13 empty] | 1.061 | 1.061 | 1.061 | 1.061 | [11 empty] | Burlington KS (City of) | 100 | Burlington KS (City of) | 100
Chanute 2 | 1268_G_14 | 1268 | G | 14 | 2247 | Combustion Turbine |  | SPP_N | Kansas | 20 | Neosho | 133 | 20133 | 42 | 11519 | 2002 | 9999 |  |  | N | Natural Gas |  |  |  | DLNB | [8 empty] | 3 | 0.11114 | 0.11114 | 0.11114 | 0.11114 | [11 empty] | Chanute Municipal Electric Utility | 100 | Chanute Municipal Electric Utility | 100
Chanute 2 | 1268_G_7 | 1268 | G | 7 |  | Combustion Turbine | IC Engine | SPP_N | Kansas | 20 | Neosho | 133 | 20133 | 2 | 11881 | 1965 | 9999 |  |  | N | Natural Gas | [12 empty] | 3 | 0.01572 | 0.01572 | 0.01572 | 0.01572 | [11 empty] | Chanute Municipal Electric Utility | 100 | Chanute Municipal Electric Utility | 100
Chanute 2 | 1268_G_8 | 1268 | G | 8 |  | Combustion Turbine | IC Engine | SPP_N | Kansas | 20 | Neosho | 133 | 20133 | 2 | 12139 | 1965 | 9999 |  |  | N | Natural Gas | [12 empty] | 3 | 0.01181 | 0.01181 | 0.01181 | 0.01181 | [11 empty] | Chanute Municipal Electric Utility | 100 | Chanute Municipal Electric Utility | 100
Clay Center | 1270_G_5 | 1270 | G | 5 |  | O/G Steam |  | SPP_N | Kansas | 20 | Clay | 27 | 20027 | 3 | 14500 | 1948 | 9999 |  |  | N | Natural Gas, Distillate Fuel Oil | [13 empty] | 0.20523 | 0.20523 | 0.20523 | 0.20523 | [11 empty] | Clay Center KS (City of) | 100 | Clay Center KS (City of) | 100
Clay Center | 1270_G_6 | 1270 | G | 6 |  | O/G Steam |  | SPP_N | Kansas | 20 | Clay | 27 | 20027 | 5 | 14500 | 1961 | 9999 |  |  | N | Natural Gas, Distillate Fuel Oil | [13 empty] | 0.20523 | 0.20523 | 0.20523 | 0.20523 | [11 empty] | Clay Center KS (City of) | 100 | Clay Center KS (City of) | 100
Clay Center | 1270_G_IC1 | 1270 | G | IC1 |  | Combustion Turbine | IC Engine | SPP_N | Kansas | 20 | Clay | 27 | 20027 | 0.9 | 12283 | 1958 | 9999 |  |  | N | Natural Gas, Distillate Fuel Oil | [13 empty] | 1.061 | 1.061 | 1.061 | 1.061 | [11 empty] | Clay Center KS (City of) | 100 | Clay Center KS (City of) | 100
Clay Center | 1270_G_IC2 | 1270 | G | IC2 |  | Combustion Turbine | IC Engine | SPP_N | Kansas | 20 | Clay | 27 | 20027 | 2 | 12283 | 1966 | 9999 |  |  | N | Natural Gas, Distillate Fuel Oil | [13 empty] | 1.061 | 1.061 | 1.061 | 1.061 | [11 empty] | Clay Center KS (City of) | 100 | Clay Center KS (City of) | 100
Clay Center | 1270_G_IC3 | 1270 | G | IC3 |  | Combustion Turbine | IC Engine | SPP_N | Kansas | 20 | Clay | 27 | 20027 | 5 | 12283 | 1972 | 9999 |  |  | N | Natural Gas, Distillate Fuel Oil | [13 empty] | 1.061 | 1.061 | 1.061 | 1.061 | [11 empty] | Clay Center KS (City of) | 100 | Clay Center KS (City of) | 100
Clay Center | 1270_G_IC4 | 1270 | G | IC4 |  | Combustion Turbine | IC Engine | SPP_N | Kansas | 20 | Clay | 27 | 20027 | 3.5 | 12283 | 1996 | 9999 |  |  | N | Natural Gas, Distillate Fuel Oil | [13 empty] | 1.061 | 1.061 | 1.061 | 1.061 | [11 empty] | Clay Center KS (City of) | 100 | Clay Center KS (City of) | 100
Clay Center | 1270_G_IC5 | 1270 | G | IC5 |  | Combustion Turbine | IC Engine | SPP_N | Kansas | 20 | Clay | 27 | 20027 | 3.5 | 12283 | 1996 | 9999 |  |  | N | Natural Gas, Distillate Fuel Oil | [13 empty] | 1.061 | 1.061 | 1.061 | 1.061 | [11 empty] | Clay Center KS (City of) | 100 | Clay Center KS (City of) | 100
Clay Center | 1270_G_IC6 | 1270 | G | IC6 |  | Combustion Turbine | IC Engine | SPP_N | Kansas | 20 | Clay | 27 | 20027 | 6.8 | 12283 | 2005 | 9999 |  |  | N | Natural Gas, Distillate Fuel Oil | [13 empty] | 1.061 | 1.061 | 1.061 | 1.061 | [11 empty] | Clay Center KS (City of) | 100 | Clay Center KS (City of) | 100
Coffeyville | 1271_G_1 | 1271 | G | 1 |  | Combustion Turbine | IC Engine | SPP_N | Kansas | 20 | Montgomery | 125 | 20125 | 2 | 10745 | 2007 | 9999 |  |  | N | Distillate Fuel Oil | [13 empty] | 1.6498 | 1.6498 | 1.6498 | 1.6498 | [11 empty] | Coffeyville Municipal Light & Power | 100 | Coffeyville Municipal Light & Power | 100
Coffeyville | 1271_G_2 | 1271 | G | 2 |  | Combustion Turbine | IC Engine | SPP_N | Kansas | 20 | Montgomery | 125 | 20125 | 2 | 10745 | 2007 | 9999 |  |  | N | Distillate Fuel Oil | [13 empty] | 1.6498 | 1.6498 | 1.6498 | 1.6498 | [11 empty] | Coffeyville Municipal Light & Power | 100 | Coffeyville Municipal Light & Power | 100
Colby City of | 1272_G_4 | 1272 | G | 4 |  | Combustion Turbine | IC Engine | SPP_WEST | Kansas | 20 | Thomas | 193 | 20193 | 1.2 | 10745 | 1958 | 9999 |  |  | N | Natural Gas, Distillate Fuel Oil | [12 empty] | 3 | 1.6498 | 1.6498 | 1.6498 | 1.6498 | [11 empty] | Colby KS (City of) | 100 | Colby KS (City of) | 100
Colby City of | 1272_G_5 | 1272 | G | 5 |  | Combustion Turbine | IC Engine | SPP_WEST | Kansas | 20 | Thomas | 193 | 20193 | 1 | 10745 | 1958 | 9999 |  |  | N | Natural Gas, Distillate Fuel Oil | [12 empty] | 3 | 1.6498 | 1.6498 | 1.6498 | 1.6498 | [11 empty] | Colby KS (City of) | 100 | Colby KS (City of) | 100
Colby City of | 1272_G_6 | 1272 | G | 6 |  | Combustion Turbine | IC Engine | SPP_WEST | Kansas | 20 | Thomas | 193 | 20193 | 3.5 | 10745 | 1971 | 9999 |  |  | N | Natural Gas, Distillate Fuel Oil | [12 empty] | 3 | 1.6498 | 1.6498 | 1.6498 | 1.6498 | [11 empty] | Colby KS (City of) | 100 | Colby KS (City of) | 100
Colby City of | 1272_G_7 | 1272 | G | 7 |  | Combustion Turbine | IC Engine | SPP_WEST | Kansas | 20 | Thomas | 193 | 20193 | 3.5 | 10745 | 1971 | 9999 |  |  | N | Natural Gas, Distillate Fuel Oil | [12 empty] | 3 | 1.6498 | 1.6498 | 1.6498 | 1.6498 | [11 empty] | Colby KS (City of) | 100 | Colby KS (City of) | 100
Colby City of | 1272_G_8 | 1272 | G | 8 |  | Combustion Turbine | IC Engine | SPP_WEST | Kansas | 20 | Thomas | 193 | 20193 | 2.5 | 10745 | 1965 | 9999 |  |  | N | Natural Gas, Distillate Fuel Oil | [12 empty] | 3 | 1.6498 | 1.6498 | 1.6498 | 1.6498 | [11 empty] | Colby KS (City of) | 100 | Colby KS (City of) | 100
Colby City of | 1272_G_9 | 1272 | G | 9 |  | Combustion Turbine | IC Engine | SPP_WEST | Kansas | 20 | Thomas | 193 | 20193 | 3 | 10745 | 2019 | 9999 |  |  | N | Distillate Fuel Oil | [13 empty] | 1.6498 | 1.6498 | 1.6498 | 1.6498 | [11 empty] | Colby KS (City of) | 100 | Colby KS (City of) | 100
Ellinwood | 1274_G_1 | 1274 | G | 1 |  | Combustion Turbine | IC Engine | SPP_N | Kansas | 20 | Barton | 9 | 20009 | 1.8 | 18765 | 1965 | 9999 |  |  | N | Natural Gas, Distillate Fuel Oil | [13 empty] | 1.6498 | 1.6498 | 1.6498 | 1.6498 | [11 empty] | Ellinwood KS (City of) | 100 | Ellinwood KS (City of) | 100
Ellinwood | 1274_G_2 | 1274 | G | 2 |  | Combustion Turbine | IC Engine | SPP_N | Kansas | 20 | Barton | 9 | 20009 | 1.3 | 18907 | 1957 | 9999 |  |  | N | Natural Gas, Distillate Fuel Oil | [13 empty] | 1.6498 | 1.6498 | 1.6498 | 1.6498 | [11 empty] | Ellinwood KS (City of) | 100 | Ellinwood KS (City of) | 100
Ellinwood | 1274_G_3 | 1274 | G | 3 |  | Combustion Turbine | IC Engine | SPP_N | Kansas | 20 | Barton | 9 | 20009 | 0.3 | 19175 | 1948 | 9999 |  |  | N | Natural Gas, Distillate Fuel Oil | [13 empty] | 1.6498 | 1.6498 | 1.6498 | 1.6498 | [11 empty] | Ellinwood KS (City of) | 100 | Ellinwood KS (City of) | 100
Ellinwood | 1274_G_4 | 1274 | G | 4 |  | Combustion Turbine | IC Engine | SPP_N | Kansas | 20 | Barton | 9 | 20009 | 1 | 18613 | 1953 | 9999 |  |  | N | Natural Gas, Distillate Fuel Oil | [13 empty] | 1.6498 | 1.6498 | 1.6498 | 1.6498 | [11 empty] | Ellinwood KS (City of) | 100 | Ellinwood KS (City of) | 100
Ellinwood | 1274_G_5 | 1274 | G | 5 |  | Combustion Turbine | IC Engine | SPP_N | Kansas | 20 | Barton | 9 | 20009 | 2.5 | 18615 | 1971 | 9999 |  |  | N | Natural Gas, Distillate Fuel Oil | [13 empty] | 1.6498 | 1.6498 | 1.6498 | 1.6498 | [11 empty] | Ellinwood KS (City of) | 100 | Ellinwood KS (City of) | 100
Erie | 1276_G_3 | 1276 | G | 3 |  | Combustion Turbine | IC Engine | SPP_N | Kansas | 20 | Neosho | 133 | 20133 | 0.9 | 10745 | 1958 | 9999 |  |  | N | Distillate Fuel Oil | [12 empty] | 3 | 1.6498 | 1.6498 | 1.6498 | 1.6498 | [11 empty] | Erie Municipal Light & Power | 100 | Erie Municipal Light & Power | 100
Erie | 1276_G_6 | 1276 | G | 6 |  | Combustion Turbine | IC Engine | SPP_N | Kansas | 20 | Neosho | 133 | 20133 | 1 | 10745 | 2005 | 9999 |  |  | N | Distillate Fuel Oil | [12 empty] | 3 | 1.6498 | 1.6498 | 1.6498 | 1.6498 | [11 empty] | Erie Municipal Light & Power | 100 | Erie Municipal Light & Power | 100
Erie | 1276_G_7 | 1276 | G | 7 |  | Combustion Turbine | IC Engine | SPP_N | Kansas | 20 | Neosho | 133 | 20133 | 1 | 10745 | 2005 | 9999 |  |  | N | Distillate Fuel Oil | [12 empty] | 3 | 1.6498 | 1.6498 | 1.6498 | 1.6498 | [11 empty] | Erie Municipal Light & Power | 100 | Erie Municipal Light & Power | 100
Erie | 1276_G_8 | 1276 | G | 8 |  | Combustion Turbine | IC Engine | SPP_N | Kansas | 20 | Neosho | 133 | 20133 | 1 | 10745 | 2005 | 9999 |  |  | N | Distillate Fuel Oil | [12 empty] | 3 | 1.6498 | 1.6498 | 1.6498 | 1.6498 | [11 empty] | Erie Municipal Light & Power | 100 | Erie Municipal Light & Power | 100
Garnett Municipal | 1278_G_1 | 1278 | G | 1 |  | Combustion Turbine | IC Engine | SPP_N | Kansas | 20 | Anderson | 3 | 20003 | 1.3 | 23872 | 1961 | 9999 |  |  | N | Natural Gas, Distillate Fuel Oil | [13 empty] | 1.6498 | 1.6498 | 1.6498 | 1.6498 | [11 empty] | Garnett KS (City of) | 100 | Garnett KS (City of) | 100
Garnett Municipal | 1278_G_2 | 1278 | G | 2 |  | Combustion Turbine | IC Engine | SPP_N | Kansas | 20 | Anderson | 3 | 20003 | 0.3 | 25000 | 1930 | 9999 |  |  | N | Distillate Fuel Oil | [13 empty] | 1.6498 | 1.6498 | 1.6498 | 1.6498 | [11 empty] | Garnett KS (City of) | 100 | Garnett KS (City of) | 100
Garnett Municipal | 1278_G_3 | 1278 | G | 3 |  | Combustion Turbine | IC Engine | SPP_N | Kansas | 20 | Anderson | 3 | 20003 | 1.3 | 23872 | 1955 | 9999 |  |  | N | Natural Gas, Distillate Fuel Oil | [13 empty] | 1.6498 | 1.6498 | 1.6498 | 1.6498 | [11 empty] | Garnett KS (City of) | 100 | Garnett KS (City of) | 100
Garnett Municipal | 1278_G_4 | 1278 | G | 4 |  | Combustion Turbine | IC Engine | SPP_N | Kansas | 20 | Anderson | 3 | 20003 | 0.8 | 23289 | 1948 | 9999 |  |  | N | Natural Gas, Distillate Fuel Oil | [13 empty] | 1.6498 | 1.6498 | 1.6498 | 1.6498 | [11 empty] | Garnett KS (City of) | 100 | Garnett KS (City of) | 100
Garnett Municipal | 1278_G_7 | 1278 | G | 7 |  | Combustion Turbine | IC Engine | SPP_N | Kansas | 20 | Anderson | 3 | 20003 | 2.2 | 21099 | 2000 | 9999 |  |  | N | Distillate Fuel Oil | [13 empty] | 1.6498 | 1.6498 | 1.6498 | 1.6498 | [11 empty] | Garnett KS (City of) | 100 | Garnett KS (City of) | 100
Garnett Municipal | 1278_G_IC5 | 1278 | G | IC5 |  | Combustion Turbine | IC Engine | SPP_N | Kansas | 20 | Anderson | 3 | 20003 | 2.1 | 24318 | 1981 | 9999 |  |  | N | Natural Gas, Distillate Fuel Oil | [13 empty] | 1.6498 | 1.6498 | 1.6498 | 1.6498 | [11 empty] | Garnett KS (City of) | 100 | Garnett KS (City of) | 100
Garnett Municipal | 1278_G_IC6 | 1278 | G | IC6 |  | Combustion Turbine | IC Engine | SPP_N | Kansas | 20 | Anderson | 3 | 20003 | 2.2 | 23868 | 1978 | 9999 |  |  | N | Distillate Fuel Oil | [13 empty] | 1.6498 | 1.6498 | 1.6498 | 1.6498 | [11 empty] | Garnett KS (City of) | 100 | Garnett KS (City of) | 100
Girard | 1279_G_1 | 1279 | G | 1 |  | Combustion Turbine | IC Engine | SPP_N | Kansas | 20 | Crawford | 37 | 20037 | 1.1 | 11228 | 1955 | 9999 |  |  | N | Natural Gas | [13 empty] | 1.061 | 1.061 | 1.061 | 1.061 | [11 empty] | Girard KS (City of) | 100 | Girard KS (City of) | 100
Girard | 1279_G_4 | 1279 | G | 4 |  | Combustion Turbine | IC Engine | SPP_N | Kansas | 20 | Crawford | 37 | 20037 | 1.8 | 11202 | 1962 | 9999 |  |  | N | Natural Gas | [13 empty] | 1.061 | 1.061 | 1.061 | 1.061 | [11 empty] | Girard KS (City of) | 100 | Girard KS (City of) | 100
Girard | 1279_G_6 | 1279 | G | 6 |  | Combustion Turbine | IC Engine | SPP_N | Kansas | 20 | Crawford | 37 | 20037 | 3.2 | 11219 | 1997 | 9999 |  |  | N | Natural Gas | [13 empty] | 1.061 | 1.061 | 1.061 | 1.061 | [11 empty] | Girard KS (City of) | 100 | Girard KS (City of) | 100
Girard | 1279_G_7 | 1279 | G | 7 |  | Combustion Turbine | IC Engine | SPP_N | Kansas | 20 | Crawford | 37 | 20037 | 3.4 | 11176 | 1997 | 9999 |  |  | N | Natural Gas | [13 empty] | 1.061 | 1.061 | 1.061 | 1.061 | [11 empty] | Girard KS (City of) | 100 | Girard KS (City of) | 100
Goodland | 1280_G_10 | 1280 | G | 10 |  | Combustion Turbine | IC Engine | SPP_N | Kansas | 20 | Sherman | 181 | 20181 | 1.8 | 12283 | 1971 | 9999 |  |  | N | Natural Gas, Distillate Fuel Oil | [12 empty] | 3 | 1.061 | 1.061 | 1.061 | 1.061 | [11 empty] | Goodland Electric Dept | 100 | Goodland Electric Dept | 100
Goodland | 1280_G_11 | 1280 | G | 11 |  | Combustion Turbine | IC Engine | SPP_N | Kansas | 20 | Sherman | 181 | 20181 | 3.5 | 12283 | 1978 | 9999 |  |  | N | Natural Gas, Distillate Fuel Oil | [12 empty] | 3 | 1.061 | 1.061 | 1.061 | 1.061 | [11 empty] | Goodland Electric Dept | 100 | Goodland Electric Dept | 100
Goodland | 1280_G_12 | 1280 | G | 12 |  | Combustion Turbine | IC Engine | SPP_N | Kansas | 20 | Sherman | 181 | 20181 | 0.8 | 12283 | 1995 | 9999 |  |  | N | Natural Gas, Distillate Fuel Oil | [12 empty] | 3 | 1.061 | 1.061 | 1.061 | 1.061 | [11 empty] | Goodland Electric Dept | 100 | Goodland Electric Dept | 100
Goodland | 1280_G_13 | 1280 | G | 13 |  | Combustion Turbine | IC Engine | SPP_N | Kansas | 20 | Sherman | 181 | 20181 | 1.1 | 12283 | 1999 | 9999 |  |  | N | Natural Gas, Distillate Fuel Oil | [12 empty] | 3 | 1.061 | 1.061 | 1.061 | 1.061 | [11 empty] | Goodland Electric Dept | 100 | Goodland Electric Dept | 100
Goodland | 1280_G_3 | 1280 | G | 3 |  | Combustion Turbine | IC Engine | SPP_N | Kansas | 20 | Sherman | 181 | 20181 | 0.7 | 12283 | 1939 | 9999 |  |  | N | Distillate Fuel Oil | [12 empty] | 3 | 1.6498 | 1.6498 | 1.6498 | 1.6498 | [11 empty] | Goodland Electric Dept | 100 | Goodland Electric Dept | 100
Goodland | 1280_G_6 | 1280 | G | 6 |  | Combustion Turbine | IC Engine | SPP_N | Kansas | 20 | Sherman | 181 | 20181 | 1.8 | 12283 | 1962 | 9999 |  |  | N | Natural Gas, Distillate Fuel Oil | [12 empty] | 3 | 1.061 | 1.061 | 1.061 | 1.061 | [11 empty] | Goodland Electric Dept | 100 | Goodland Electric Dept | 100
Goodland | 1280_G_7 | 1280 | G | 7 |  | Combustion Turbine | IC Engine | SPP_N | Kansas | 20 | Sherman | 181 | 20181 | 1.8 | 12283 | 1966 | 9999 |  |  | N | Natural Gas, Distillate Fuel Oil | [12 empty] | 3 | 1.061 | 1.061 | 1.061 | 1.061 | [11 empty] | Goodland Electric Dept | 100 | Goodland Electric Dept | 100
Goodland | 1280_G_8 | 1280 | G | 8 |  | Combustion Turbine | IC Engine | SPP_N | Kansas | 20 | Sherman | 181 | 20181 | 4.6 | 12283 | 1975 | 9999 |  |  | N | Natural Gas, Distillate Fuel Oil | [12 empty] | 3 | 1.061 | 1.061 | 1.061 | 1.061 | [11 empty] | Goodland Electric Dept | 100 | Goodland Electric Dept | 100
Herington | 1283_G_4B | 1283 | G | 4B |  | Combustion Turbine | IC Engine | SPP_N | Kansas | 20 | Dickinson | 41 | 20041 | 1.5 | 10745 | 2001 | 9999 |  |  | N | Distillate Fuel Oil | [13 empty] | 1.6498 | 1.6498 | 1.6498 | 1.6498 | [11 empty] | Herington KS (City of) | 100 | Herington KS (City of) | 100
Hoisington | 1286_G_2A | 1286 | G | 2A |  | Combustion Turbine | IC Engine | SPP_N | Kansas | 20 | Barton | 9 | 20009 | 1.1 | 12697 | 1996 | 9999 |  |  | N | Distillate Fuel Oil | [13 empty] | 1.6498 | 1.6498 | 1.6498 | 1.6498 | [11 empty] | Hoisington KS (City of) | 100 | Hoisington KS (City of) | 100
Hoisington | 1286_G_6 | 1286 | G | 6 |  | Combustion Turbine | IC Engine | SPP_N | Kansas | 20 | Barton | 9 | 20009 | 2 | 12627 | 1961 | 9999 |  |  | N | Natural Gas, Distillate Fuel Oil | [13 empty] | 1.061 | 1.061 | 1.061 | 1.061 | [11 empty] | Hoisington KS (City of) | 100 | Hoisington KS (City of) | 100
Hoisington | 1286_G_7 | 1286 | G | 7 |  | Combustion Turbine | IC Engine | SPP_N | Kansas | 20 | Barton | 9 | 20009 | 4 | 12792 | 1966 | 9999 |  |  | N | Natural Gas, Distillate Fuel Oil | [13 empty] | 1.061 | 1.061 | 1.061 | 1.061 | [11 empty] | Hoisington KS (City of) | 100 | Hoisington KS (City of) | 100
Hoisington | 1286_G_8 | 1286 | G | 8 |  | Combustion Turbine | IC Engine | SPP_N | Kansas | 20 | Barton | 9 | 20009 | 7 | 12767 | 1981 | 9999 |  |  | N | Natural Gas, Distillate Fuel Oil | [13 empty] | 1.061 | 1.061 | 1.061 | 1.061 | [11 empty] | Hoisington KS (City of) | 100 | Hoisington KS (City of) | 100
Holton | 1287_G_10 | 1287 | G | 10 |  | Combustion Turbine | IC Engine | SPP_N | Kansas | 20 | Jackson | 85 | 20085 | 1.8 | 22565 | 1970 | 9999 |  |  | N | Distillate Fuel Oil | [12 empty] | 3 | 1.6498 | 1.6498 | 1.6498 | 1.6498 | [11 empty] | Holton Light Dept KS (City of) | 100 | Holton Light Dept KS (City of) | 100
Holton | 1287_G_11 | 1287 | G | 11 |  | Combustion Turbine | IC Engine | SPP_N | Kansas | 20 | Jackson | 85 | 20085 | 2.2 | 22565 | 1994 | 9999 |  |  | N | Distillate Fuel Oil | [12 empty] | 3 | 1.6498 | 1.6498 | 1.6498 | 1.6498 | [11 empty] | Holton Light Dept KS (City of) | 100 | Holton Light Dept KS (City of) | 100
Holton | 1287_G_12 | 1287 | G | 12 |  | Combustion Turbine | IC Engine | SPP_N | Kansas | 20 | Jackson | 85 | 20085 | 3 | 18000 | 2001 | 9999 |  |  | N | Natural Gas | [12 empty] | 3 | 1.061 | 1.061 | 1.061 | 1.061 | [11 empty] | Holton Light Dept KS (City of) | 100 | Holton Light Dept KS (City of) | 100
Holton | 1287_G_13 | 1287 | G | 13 |  | Combustion Turbine | IC Engine | SPP_N | Kansas | 20 | Jackson | 85 | 20085 | 3 | 18000 | 2001 | 9999 |  |  | N | Natural Gas | [12 empty] | 3 | 1.061 | 1.061 | 1.061 | 1.061 | [11 empty] | Holton Light Dept KS (City of) | 100 | Holton Light Dept KS (City of) | 100
Holton | 1287_G_6 | 1287 | G | 6 |  | Combustion Turbine | IC Engine | SPP_N | Kansas | 20 | Jackson | 85 | 20085 | 1.4 | 22574 | 1958 | 9999 |  |  | N | Distillate Fuel Oil | [12 empty] | 3 | 1.6498 | 1.6498 | 1.6498 | 1.6498 | [11 empty] | Holton Light Dept KS (City of) | 100 | Holton Light Dept KS (City of) | 100
Holton | 1287_G_7 | 1287 | G | 7 |  | Combustion Turbine | IC Engine | SPP_N | Kansas | 20 | Jackson | 85 | 20085 | 2.4 | 22567 | 1963 | 9999 |  |  | N | Distillate Fuel Oil | [12 empty] | 3 | 1.6498 | 1.6498 | 1.6498 | 1.6498 | [11 empty] | Holton Light Dept KS (City of) | 100 | Holton Light Dept KS (City of) | 100
Holton | 1287_G_8 | 1287 | G | 8 |  | Combustion Turbine | IC Engine | SPP_N | Kansas | 20 | Jackson | 85 | 20085 | 3.8 | 22573 | 1969 | 9999 |  |  | N | Distillate Fuel Oil | [12 empty] | 3 | 1.6498 | 1.6498 | 1.6498 | 1.6498 | [11 empty] | Holton Light Dept KS (City of) | 100 | Holton Light Dept KS (City of) | 100
Holton | 1287_G_9 | 1287 | G | 9 |  | Combustion Turbine | IC Engine | SPP_N | Kansas | 20 | Jackson | 85 | 20085 | 1.8 | 22565 | 1970 | 9999 |  |  | N | Distillate Fuel Oil | [12 empty] | 3 | 1.6498 | 1.6498 | 1.6498 | 1.6498 | [11 empty] | Holton Light Dept KS (City of) | 100 | Holton Light Dept KS (City of) | 100
Iola | 1291_G_1 | 1291 | G | 1 |  | Combustion Turbine | IC Engine | SPP_N | Kansas | 20 | Allen | 1 | 20001 | 5 | 11265 | 1998 | 9999 |  |  | N | Natural Gas | [13 empty] | 1.061 | 1.061 | 1.061 | 1.061 | [11 empty] | Iola Electric Dept | 100 | Iola Electric Dept | 100
Iola | 1291_G_10 | 1291 | G | 10 |  | Combustion Turbine | IC Engine | SPP_N | Kansas | 20 | Allen | 1 | 20001 | 2.9 | 11242 | 1981 | 9999 |  |  | N | Distillate Fuel Oil | [13 empty] | 1.6498 | 1.6498 | 1.6498 | 1.6498 | [11 empty] | Iola Electric Dept | 100 | Iola Electric Dept | 100
Iola | 1291_G_2 | 1291 | G | 2 |  | Combustion Turbine | IC Engine | SPP_N | Kansas | 20 | Allen | 1 | 20001 | 5 | 11245 | 2000 | 9999 |  |  | N | Natural Gas | [13 empty] | 1.061 | 1.061 | 1.061 | 1.061 | [11 empty] | Iola Electric Dept | 100 | Iola Electric Dept | 100
Iola | 1291_G_6 | 1291 | G | 6 |  | Combustion Turbine | IC Engine | SPP_N | Kansas | 20 | Allen | 1 | 20001 | 2.9 | 11242 | 1969 | 9999 |  |  | N | Distillate Fuel Oil | [13 empty] | 1.6498 | 1.6498 | 1.6498 | 1.6498 | [11 empty] | Iola Electric Dept | 100 | Iola Electric Dept | 100
Iola | 1291_G_7 | 1291 | G | 7 |  | Combustion Turbine | IC Engine | SPP_N | Kansas | 20 | Allen | 1 | 20001 | 2.9 | 11242 | 1971 | 9999 |  |  | N | Distillate Fuel Oil | [13 empty] | 1.6498 | 1.6498 | 1.6498 | 1.6498 | [11 empty] | Iola Electric Dept | 100 | Iola Electric Dept | 100
Iola | 1291_G_8 | 1291 | G | 8 |  | Combustion Turbine | IC Engine | SPP_N | Kansas | 20 | Allen | 1 | 20001 | 2.9 | 11242 | 1976 | 9999 |  |  | N | Distillate Fuel Oil | [13 empty] | 1.6498 | 1.6498 | 1.6498 | 1.6498 | [11 empty] | Iola Electric Dept | 100 | Iola Electric Dept | 100
Iola | 1291_G_9 | 1291 | G | 9 |  | Combustion Turbine | IC Engine | SPP_N | Kansas | 20 | Allen | 1 | 20001 | 2.9 | 11242 | 1977 | 9999 |  |  | N | Distillate Fuel Oil | [13 empty] | 1.6498 | 1.6498 | 1.6498 | 1.6498 | [11 empty] | Iola Electric Dept | 100 | Iola Electric Dept | 100
Jetmore | 1292_G_8 | 1292 | G | 8 |  | Combustion Turbine | IC Engine | SPP_N | Kansas | 20 | Hodgeman | 83 | 20083 | 2.5 | 25000 | 2015 | 9999 |  |  | N | Distillate Fuel Oil | [13 empty] | 1.6498 | 1.6498 | 1.6498 | 1.6498 | [11 empty] | Jetmore KS (City of) | 100 | Jetmore KS (City of) | 100
Quindaro | 1295_G_GT2 | 1295 | G | GT2 | 90731 | Combustion Turbine |  | SPP_N | Kansas | 20 | Wyandotte | 209 | 20209 | 56 | 25000 | 1974 | 9999 |  |  | N | Distillate Fuel Oil | [13 empty] | 1.2 | 1.2 | 1.2 | 1.2 | [11 empty] | Kansas City Board Public Utilities | 100 | Kansas City Board Public Utilities | 100
Quindaro | 1295_G_GT3 | 1295 | G | GT3 | 90732 | Combustion Turbine |  | SPP_N | Kansas | 20 | Wyandotte | 209 | 20209 | 46 | 25000 | 1977 | 9999 |  |  | N | Distillate Fuel Oil | [13 empty] | 1.2 | 1.2 | 1.2 | 1.2 | [11 empty] | Kansas City Board Public Utilities | 100 | Kansas City Board Public Utilities | 100
Kingman Municipal Power and Light Plant | 1296_G_2 | 1296 | G | 2 |  | Combustion Turbine | IC Engine | SPP_N | Kansas | 20 | Kingman | 95 | 20095 | 1.9 | 18000 | 1962 | 9999 |  |  | N | Natural Gas, Distillate Fuel Oil | [12 empty] | 3 | 0.36981 | 0.36981 | 0.36981 | 0.36981 | [11 empty] | Kingman Municipal Electric Dept | 100 | Kingman Municipal Electric Dept | 100
Kingman Municipal Power and Light Plant | 1296_G_4 | 1296 | G | 4 |  | Combustion Turbine | IC Engine | SPP_N | Kansas | 20 | Kingman | 95 | 20095 | 1.9 | 12673 | 1977 | 9999 |  |  | N | Natural Gas, Distillate Fuel Oil | [12 empty] | 3 | 2.7 | 2.7 | 2.7 | 2.7 | [11 empty] | Kingman Municipal Electric Dept | 100 | Kingman Municipal Electric Dept | 100
Kingman Municipal Power and Light Plant | 1296_G_6 | 1296 | G | 6 |  | Combustion Turbine | IC Engine | SPP_N | Kansas | 20 | Kingman | 95 | 20095 | 3.4 | 12674 | 1969 | 9999 |  |  | N | Natural Gas, Distillate Fuel Oil | [12 empty] | 3 | 2.7 | 2.7 | 2.7 | 2.7 | [11 empty] | Kingman Municipal Electric Dept | 100 | Kingman Municipal Electric Dept | 100
Kingman Municipal Power and Light Plant | 1296_G_7 | 1296 | G | 7 |  | Combustion Turbine | IC Engine | SPP_N | Kansas | 20 | Kingman | 95 | 20095 | 2.1 | 12675 | 1979 | 9999 |  |  | N | Natural Gas, Distillate Fuel Oil | [12 empty] | 3 | 2.7 | 2.7 | 2.7 | 2.7 | [11 empty] | Kingman Municipal Electric Dept | 100 | Kingman Municipal Electric Dept | 100
Kingman Municipal Power and Light Plant | 1296_G_8 | 1296 | G | 8 |  | Combustion Turbine | IC Engine | SPP_N | Kansas | 20 | Kingman | 95 | 20095 | 2.4 | 12673 | 1984 | 9999 |  |  | N | Natural Gas, Distillate Fuel Oil | [12 empty] | 3 | 2.7 | 2.7 | 2.7 | 2.7 | [11 empty] | Kingman Municipal Electric Dept | 100 | Kingman Municipal Electric Dept | 100
Kingman Municipal Power and Light Plant | 1296_G_9 | 1296 | G | 9 |  | Combustion Turbine | IC Engine | SPP_N | Kansas | 20 | Kingman | 95 | 20095 | 6.3 | 12672 | 1993 | 9999 |  |  | N | Natural Gas, Distillate Fuel Oil | [12 empty] | 3 | 1.061 | 1.061 | 1.061 | 1.061 | [11 empty] | Kingman Municipal Electric Dept | 100 | Kingman Municipal Electric Dept | 100
La Crosse | 1297_G_6 | 1297 | G | 6 |  | Combustion Turbine | IC Engine | SPP_WEST | Kansas | 20 | Rush | 165 | 20165 | 1.5 | 13289 | 1975 | 9999 |  |  | N | Natural Gas, Distillate Fuel Oil | [12 empty] | 3 | 1.6498 | 1.6498 | 1.6498 | 1.6498 | [11 empty] | La Crosse KS (City of) | 100 | La Crosse KS (City of) | 100
Larned | 1299_G_CAT | 1299 | G | CAT |  | Combustion Turbine | IC Engine | SPP_N | Kansas | 20 | Pawnee | 145 | 20145 | 2 | 12283 | 2004 | 9999 |  |  | N | Distillate Fuel Oil | [12 empty] | 3 | 1.6498 | 1.6498 | 1.6498 | 1.6498 | [11 empty] | Larned KS (City of) | 100 | Larned KS (City of) | 100
Larned | 1299_G_CAT1 | 1299 | G | CAT1 |  | Combustion Turbine | IC Engine | SPP_N | Kansas | 20 | Pawnee | 145 | 20145 | 2 | 12283 | 2004 | 9999 |  |  | N | Distillate Fuel Oil | [12 empty] | 3 | 1.6498 | 1.6498 | 1.6498 | 1.6498 | [11 empty] | Larned KS (City of) | 100 | Larned KS (City of) | 100
Larned | 1299_G_CAT2 | 1299 | G | CAT2 |  | Combustion Turbine | IC Engine | SPP_N | Kansas | 20 | Pawnee | 145 | 20145 | 2 | 12283 | 2004 | 9999 |  |  | N | Distillate Fuel Oil | [12 empty] | 3 | 1.6498 | 1.6498 | 1.6498 | 1.6498 | [11 empty] | Larned KS (City of) | 100 | Larned KS (City of) | 100
Larned | 1299_G_CAT3 | 1299 | G | CAT3 |  | Combustion Turbine | IC Engine | SPP_N | Kansas | 20 | Pawnee | 145 | 20145 | 2 | 12283 | 2004 | 9999 |  |  | N | Distillate Fuel Oil | [12 empty] | 3 | 1.6498 | 1.6498 | 1.6498 | 1.6498 | [11 empty] | Larned KS (City of) | 100 | Larned KS (City of) | 100
Larned | 1299_G_CAT4 | 1299 | G | CAT4 |  | Combustion Turbine | IC Engine | SPP_N | Kansas | 20 | Pawnee | 145 | 20145 | 2 | 12283 | 2004 | 9999 |  |  | N | Distillate Fuel Oil | [12 empty] | 3 | 1.6498 | 1.6498 | 1.6498 | 1.6498 | [11 empty] | Larned KS (City of) | 100 | Larned KS (City of) | 100
Larned | 1299_G_IC5 | 1299 | G | IC5 |  | Combustion Turbine | IC Engine | SPP_N | Kansas | 20 | Pawnee | 145 | 20145 | 6 | 12283 | 1976 | 9999 |  |  | N | Natural Gas, Distillate Fuel Oil | [12 empty] | 3 | 1.6498 | 1.6498 | 1.6498 | 1.6498 | [11 empty] | Larned KS (City of) | 100 | Larned KS (City of) | 100
Jordan Dam | 13_G_1 | 13 | G | 1 |  | Hydro |  | S_SOU | Alabama | 1 | Elmore | 51 | 01051 | 32.3 | 0 | 1929 | 9999 |  |  | N | Hydro | [13 empty] | 0 | 0 | 0 | 0 | [11 empty] | Alabama Power Co | 100 | Southern Co | 100
Jordan Dam | 13_G_2 | 13 | G | 2 |  | Hydro |  | S_SOU | Alabama | 1 | Elmore | 51 | 01051 | 32.3 | 0 | 1929 | 9999 |  |  | N | Hydro | [13 empty] | 0 | 0 | 0 | 0 | [11 empty] | Alabama Power Co | 100 | Southern Co | 100
Jordan Dam | 13_G_3 | 13 | G | 3 |  | Hydro |  | S_SOU | Alabama | 1 | Elmore | 51 | 01051 | 32.3 | 0 | 1929 | 9999 |  |  | N | Hydro | [13 empty] | 0 | 0 | 0 | 0 | [11 empty] | Alabama Power Co | 100 | Southern Co | 100
Jordan Dam | 13_G_4 | 13 | G | 4 |  | Hydro |  | S_SOU | Alabama | 1 | Elmore | 51 | 01051 | 32.3 | 0 | 1929 | 9999 |  |  | N | Hydro | [13 empty] | 0 | 0 | 0 | 0 | [11 empty] | Alabama Power Co | 100 | Southern Co | 100
Lincoln | 1300_G_1 | 1300 | G | 1 |  | Combustion Turbine | IC Engine | SPP_N | Kansas | 20 | Lincoln | 105 | 20105 | 1.1 | 10745 | 1964 | 9999 |  |  | N | Natural Gas, Distillate Fuel Oil | [12 empty] | 3 | 1.6498 | 1.6498 | 1.6498 | 1.6498 | [11 empty] | Lincoln KS (City of) | 100 | Lincoln KS (City of) | 100
Lincoln | 1300_G_2 | 1300 | G | 2 |  | Combustion Turbine | IC Engine | SPP_N | Kansas | 20 | Lincoln | 105 | 20105 | 1.1 | 10745 | 1964 | 9999 |  |  | N | Natural Gas, Distillate Fuel Oil | [12 empty] | 3 | 1.6498 | 1.6498 | 1.6498 | 1.6498 | [11 empty] | Lincoln KS (City of) | 100 | Lincoln KS (City of) | 100
Lincoln | 1300_G_4 | 1300 | G | 4 |  | Combustion Turbine | IC Engine | SPP_N | Kansas | 20 | Lincoln | 105 | 20105 | 0.6 | 10745 | 1958 | 9999 |  |  | N | Distillate Fuel Oil | [12 empty] | 3 | 1.6498 | 1.6498 | 1.6498 | 1.6498 | [11 empty] | Lincoln KS (City of) | 100 | Lincoln KS (City of) | 100
Lincoln | 1300_G_7 | 1300 | G | 7 |  | Combustion Turbine | IC Engine | SPP_N | Kansas | 20 | Lincoln | 105 | 20105 | 3 | 10745 | 1974 | 9999 |  |  | N | Natural Gas, Distillate Fuel Oil | [12 empty] | 3 | 1.6498 | 1.6498 | 1.6498 | 1.6498 | [11 empty] | Lincoln KS (City of) | 100 | Lincoln KS (City of) | 100
Lincoln | 1300_G_8 | 1300 | G | 8 |  | Combustion Turbine | IC Engine | SPP_N | Kansas | 20 | Lincoln | 105 | 20105 | 1.8 | 10745 | 2017 | 9999 |  |  | N | Distillate Fuel Oil | [13 empty] | 1.6498 | 1.6498 | 1.6498 | 1.6498 | [11 empty] | Lincoln KS (City of) | 100 | Lincoln KS (City of) | 100
McPherson 2 | 1305_G_GT3 | 1305 | G | GT3 | 90706 | Combustion Turbine |  | SPP_N | Kansas | 20 | McPherson | 113 | 20113 | 51.9 | 15982 | 1979 | 9999 |  |  | N | Natural Gas, Distillate Fuel Oil | [12 empty] | 3 | 0.704 | 0.704 | 0.704 | 0.704 | [11 empty] | McPherson Board of Public Utilities | 100 | McPherson Board of Public Utilities | 100
Meade | 1306_G_2 | 1306 | G | 2 |  | Combustion Turbine | IC Engine | SPP_N | Kansas | 20 | Meade | 119 | 20119 | 0.8 | 10745 | 1951 | 9999 |  |  | N | Natural Gas, Distillate Fuel Oil | [12 empty] | 3 | 1.061 | 1.061 | 1.061 | 1.061 | [11 empty] | Meade KS (City of) | 100 | Meade KS (City of) | 100
Meade | 1306_G_3 | 1306 | G | 3 |  | Combustion Turbine | IC Engine | SPP_N | Kansas | 20 | Meade | 119 | 20119 | 1.1 | 10745 | 1957 | 9999 |  |  | N | Natural Gas, Distillate Fuel Oil | [12 empty] | 3 | 1.061 | 1.061 | 1.061 | 1.061 | [11 empty] | Meade KS (City of) | 100 | Meade KS (City of) | 100
Meade | 1306_G_4 | 1306 | G | 4 |  | Combustion Turbine | IC Engine | SPP_N | Kansas | 20 | Meade | 119 | 20119 | 1.3 | 10745 | 1961 | 9999 |  |  | N | Natural Gas, Distillate Fuel Oil | [12 empty] | 3 | 1.061 | 1.061 | 1.061 | 1.061 | [11 empty] | Meade KS (City of) | 100 | Meade KS (City of) | 100
Meade | 1306_G_5 | 1306 | G | 5 |  | Combustion Turbine | IC Engine | SPP_N | Kansas | 20 | Meade | 119 | 20119 | 1.7 | 10745 | 1965 | 9999 |  |  | N | Natural Gas, Distillate Fuel Oil | [12 empty] | 3 | 1.6498 | 1.6498 | 1.6498 | 1.6498 | [11 empty] | Meade KS (City of) | 100 | Meade KS (City of) | 100
Meade | 1306_G_6 | 1306 | G | 6 |  | Combustion Turbine | IC Engine | SPP_N | Kansas | 20 | Meade | 119 | 20119 | 1.9 | 10745 | 1972 | 9999 |  |  | N | Natural Gas, Distillate Fuel Oil | [12 empty] | 3 | 1.061 | 1.061 | 1.061 | 1.061 | [11 empty] | Meade KS (City of) | 100 | Meade KS (City of) | 100
Minneapolis City of | 1307_G_3 | 1307 | G | 3 |  | Combustion Turbine | IC Engine | SPP_N | Kansas | 20 | Ottawa | 143 | 20143 | 1.2 | 11177 | 1961 | 9999 |  |  | N | Natural Gas, Distillate Fuel Oil | [12 empty] | 3 | 1.061 | 1.061 | 1.061 | 1.061 | [11 empty] | Minneapolis KS (City of) | 100 | Minneapolis KS (City of) | 100
Minneapolis City of | 1307_G_4 | 1307 | G | 4 |  | Combustion Turbine | IC Engine | SPP_N | Kansas | 20 | Ottawa | 143 | 20143 | 0.5 | 11165 | 1955 | 9999 |  |  | N | Natural Gas, Distillate Fuel Oil | [12 empty] | 3 | 1.061 | 1.061 | 1.061 | 1.061 | [11 empty] | Minneapolis KS (City of) | 100 | Minneapolis KS (City of) | 100
Minneapolis City of | 1307_G_5 | 1307 | G | 5 |  | Combustion Turbine | IC Engine | SPP_N | Kansas | 20 | Ottawa | 143 | 20143 | 1.8 | 11147 | 1966 | 9999 |  |  | N | Natural Gas, Distillate Fuel Oil | [12 empty] | 3 | 1.061 | 1.061 | 1.061 | 1.061 | [11 empty] | Minneapolis KS (City of) | 100 | Minneapolis KS (City of) | 100
Minneapolis City of | 1307_G_6 | 1307 | G | 6 |  | Combustion Turbine | IC Engine | SPP_N | Kansas | 20 | Ottawa | 143 | 20143 | 2.7 | 11150 | 1972 | 9999 |  |  | N | Natural Gas, Distillate Fuel Oil | [12 empty] | 3 | 1.061 | 1.061 | 1.061 | 1.061 | [11 empty] | Minneapolis KS (City of) | 100 | Minneapolis KS (City of) | 100
Minneapolis City of | 1307_G_7 | 1307 | G | 7 |  | Combustion Turbine | IC Engine | SPP_N | Kansas | 20 | Ottawa | 143 | 20143 | 1.8 | 11147 | 1989 | 9999 |  |  | N | Distillate Fuel Oil | [12 empty] | 3 | 1.6498 | 1.6498 | 1.6498 | 1.6498 | [11 empty] | Minneapolis KS (City of) | 100 | Minneapolis KS (City of) | 100
Oberlin (KS) | 1312_G_1 | 1312 | G | 1 |  | Combustion Turbine | IC Engine | SPP_N | Kansas | 20 | Decatur | 39 | 20039 | 0.9 | 10745 | 1956 | 9999 |  |  | N | Natural Gas, Distillate Fuel Oil | [13 empty] | 1.6498 | 1.6498 | 1.6498 | 1.6498 | [11 empty] | Oberlin KS (City of) | 100 | Oberlin KS (City of) | 100
Osage City | 1313_G_1 | 1313 | G | 1 |  | Combustion Turbine | IC Engine | SPP_N | Kansas | 20 | Osage | 139 | 20139 | 0.9 | 12283 | 1955 | 9999 |  |  | N | Natural Gas, Distillate Fuel Oil | [12 empty] | 3 | 1.061 | 1.061 | 1.061 | 1.061 | [11 empty] | Osage City KS (City of) | 100 | Osage City KS (City of) | 100
Osage City | 1313_G_2 | 1313 | G | 2 |  | Combustion Turbine | IC Engine | SPP_N | Kansas | 20 | Osage | 139 | 20139 | 1.1 | 12283 | 1960 | 9999 |  |  | N | Natural Gas, Distillate Fuel Oil | [12 empty] | 3 | 1.061 | 1.061 | 1.061 | 1.061 | [11 empty] | Osage City KS (City of) | 100 | Osage City KS (City of) | 100
Osage City | 1313_G_4 | 1313 | G | 4 |  | Combustion Turbine | IC Engine | SPP_N | Kansas | 20 | Osage | 139 | 20139 | 1.9 | 12283 | 1967 | 9999 |  |  | N | Natural Gas, Distillate Fuel Oil | [12 empty] | 3 | 1.061 | 1.061 | 1.061 | 1.061 | [11 empty] | Osage City KS (City of) | 100 | Osage City KS (City of) | 100
Osage City | 1313_G_5 | 1313 | G | 5 |  | Combustion Turbine | IC Engine | SPP_N | Kansas | 20 | Osage | 139 | 20139 | 1.9 | 12283 | 1970 | 9999 |  |  | N | Natural Gas, Distillate Fuel Oil | [12 empty] | 3 | 1.061 | 1.061 | 1.061 | 1.061 | [11 empty] | Osage City KS (City of) | 100 | Osage City KS (City of) | 100
Osage City | 1313_G_7 | 1313 | G | 7 |  | Combustion Turbine | IC Engine | SPP_N | Kansas | 20 | Osage | 139 | 20139 | 1.5 | 12283 | 1984 | 9999 |  |  | N | Natural Gas, Distillate Fuel Oil | [12 empty] | 3 | 1.061 | 1.061 | 1.061 | 1.061 | [11 empty] | Osage City KS (City of) | 100 | Osage City KS (City of) | 100
Osage City | 1313_G_IC3 | 1313 | G | IC3 |  | Combustion Turbine | IC Engine | SPP_N | Kansas | 20 | Osage | 139 | 20139 | 1.9 | 12283 | 2011 | 9999 |  |  | N | Natural Gas, Distillate Fuel Oil | [13 empty] | 1.061 | 1.061 | 1.061 | 1.061 | [11 empty] | Osage City KS (City of) | 100 | Osage City KS (City of) | 100
Osage City | 1313_G_IC6 | 1313 | G | IC6 |  | Combustion Turbine | IC Engine | SPP_N | Kansas | 20 | Osage | 139 | 20139 | 0.9 | 12283 | 1983 | 9999 |  |  | N | Natural Gas, Distillate Fuel Oil | [12 empty] | 3 | 1.061 | 1.061 | 1.061 | 1.061 | [11 empty] | Osage City KS (City of) | 100 | Osage City KS (City of) | 100
Osawatomie City of | 1314_G_2 | 1314 | G | 2 |  | Combustion Turbine | IC Engine | SPP_N | Kansas | 20 | Miami | 121 | 20121 | 1.8 | 25000 | 1957 | 9999 |  |  | N | Natural Gas, Distillate Fuel Oil | [12 empty] | 3 | 1.6498 | 1.6498 | 1.6498 | 1.6498 | [11 empty] | Osawatomie KS (City of) | 100 | Osawatomie KS (City of) | 100
Osawatomie City of | 1314_G_4 | 1314 | G | 4 |  | Combustion Turbine | IC Engine | SPP_N | Kansas | 20 | Miami | 121 | 20121 | 1 | 25000 | 1950 | 9999 |  |  | N | Natural Gas, Distillate Fuel Oil | [12 empty] | 3 | 1.6498 | 1.6498 | 1.6498 | 1.6498 | [11 empty] | Osawatomie KS (City of) | 100 | Osawatomie KS (City of) | 100
Osawatomie City of | 1314_G_5 | 1314 | G | 5 |  | Combustion Turbine | IC Engine | SPP_N | Kansas | 20 | Miami | 121 | 20121 | 2.8 | 24374 | 1966 | 9999 |  |  | N | Natural Gas, Distillate Fuel Oil | [12 empty] | 3 | 1.6498 | 1.6498 | 1.6498 | 1.6498 | [11 empty] | Osawatomie KS (City of) | 100 | Osawatomie KS (City of) | 100
Osborne | 1315_G_1 | 1315 | G | 1 |  | Combustion Turbine | IC Engine | SPP_N | Kansas | 20 | Osborne | 141 | 20141 | 1.4 | 13050 | 1967 | 9999 |  |  | N | Natural Gas, Distillate Fuel Oil | [12 empty] | 3 | 1.6498 | 1.6498 | 1.6498 | 1.6498 | [11 empty] | Osborne KS (City of) | 100 | Osborne KS (City of) | 100
Osborne | 1315_G_2 | 1315 | G | 2 |  | Combustion Turbine | IC Engine | SPP_N | Kansas | 20 | Osborne | 141 | 20141 | 1.2 | 13734 | 1963 | 9999 |  |  | N | Natural Gas, Distillate Fuel Oil | [12 empty] | 3 | 1.6498 | 1.6498 | 1.6498 | 1.6498 | [11 empty] | Osborne KS (City of) | 100 | Osborne KS (City of) | 100
Osborne | 1315_G_3 | 1315 | G | 3 |  | Combustion Turbine | IC Engine | SPP_N | Kansas | 20 | Osborne | 141 | 20141 | 0.6 | 13707 | 1957 | 9999 |  |  | N | Natural Gas, Distillate Fuel Oil | [12 empty] | 3 | 1.6498 | 1.6498 | 1.6498 | 1.6498 | [11 empty] | Osborne KS (City of) | 100 | Osborne KS (City of) | 100
Osborne | 1315_G_6 | 1315 | G | 6 |  | Combustion Turbine | IC Engine | SPP_N | Kansas | 20 | Osborne | 141 | 20141 | 0.4 | 13377 | 1992 | 9999 |  |  | N | Natural Gas | [12 empty] | 3 | 1.061 | 1.061 | 1.061 | 1.061 | [11 empty] | Osborne KS (City of) | 100 | Osborne KS (City of) | 100
Osborne | 1315_G_7 | 1315 | G | 7 |  | Combustion Turbine | IC Engine | SPP_N | Kansas | 20 | Osborne | 141 | 20141 | 0.4 | 13377 | 1992 | 9999 |  |  | N | Natural Gas | [12 empty] | 3 | 1.061 | 1.061 | 1.061 | 1.061 | [11 empty] | Osborne KS (City of) | 100 | Osborne KS (City of) | 100
Osborne | 1315_G_8 | 1315 | G | 8 |  | Combustion Turbine | IC Engine | SPP_N | Kansas | 20 | Osborne | 141 | 20141 | 0.6 | 13707 | 1994 | 9999 |  |  | N | Natural Gas | [12 empty] | 3 | 1.061 | 1.061 | 1.061 | 1.061 | [11 empty] | Osborne KS (City of) | 100 | Osborne KS (City of) | 100
Ottawa | 1316_G_IC3 | 1316 | G | IC3 |  | Combustion Turbine | IC Engine | SPP_N | Kansas | 20 | Franklin | 59 | 20059 | 3.2 | 18000 | 1962 | 9999 |  |  | N | Natural Gas, Distillate Fuel Oil | [13 empty] | 2.7 | 2.7 | 2.7 | 2.7 | [11 empty] | Ottawa KS (City of) | 100 | Ottawa KS (City of) | 100
Ottawa | 1316_G_IC4 | 1316 | G | IC4 |  | Combustion Turbine | IC Engine | SPP_N | Kansas | 20 | Franklin | 59 | 20059 | 3 | 18000 | 1958 | 9999 |  |  | N | Natural Gas, Distillate Fuel Oil | [13 empty] | 4.5245 | 4.5245 | 4.5245 | 4.5245 | [11 empty] | Ottawa KS (City of) | 100 | Ottawa KS (City of) | 100
Ottawa | 1316_G_IC6 | 1316 | G | IC6 |  | Combustion Turbine | IC Engine | SPP_N | Kansas | 20 | Franklin | 59 | 20059 | 5.9 | 18000 | 1981 | 9999 |  |  | N | Natural Gas, Distillate Fuel Oil | [13 empty] | 2.7 | 2.7 | 2.7 | 2.7 | [11 empty] | Ottawa KS (City of) | 100 | Ottawa KS (City of) | 100
Ottawa | 1316_G_IC7 | 1316 | G | IC7 |  | Combustion Turbine | IC Engine | SPP_N | Kansas | 20 | Franklin | 59 | 20059 | 5.9 | 18000 | 1981 | 9999 |  |  | N | Natural Gas, Distillate Fuel Oil | [13 empty] | 2.7 | 2.7 | 2.7 | 2.7 | [11 empty] | Ottawa KS (City of) | 100 | Ottawa KS (City of) | 100
Pratt | 1317_G_IC1 | 1317 | G | IC1 |  | Combustion Turbine | IC Engine | SPP_N | Kansas | 20 | Pratt | 151 | 20151 | 1.5 | 14378 | 1958 | 9999 |  |  | N | Distillate Fuel Oil | [12 empty] | 3 | 0.11529 | 0.11529 | 0.11529 | 0.11529 | [11 empty] | Pratt KS (City of) | 100 | Pratt KS (City of) | 100
Russell Downtown | 1319_G_11 | 1319 | G | 11 |  | Combustion Turbine | IC Engine | SPP_N | Kansas | 20 | Russell | 167 | 20167 | 3.2 | 11380 | 1994 | 9999 |  |  | N | Natural Gas, Distillate Fuel Oil | [12 empty] | 3 | 2.2753 | 2.2753 | 2.2753 | 2.2753 | [11 empty] | Russell KS (City of) | 100 | Russell KS (City of) | 100
Russell Downtown | 1319_G_12 | 1319 | G | 12 |  | Combustion Turbine | IC Engine | SPP_N | Kansas | 20 | Russell | 167 | 20167 | 3.2 | 11342 | 1994 | 9999 |  |  | N | Natural Gas, Distillate Fuel Oil | [12 empty] | 3 | 1.061 | 1.061 | 1.061 | 1.061 | [11 empty] | Russell KS (City of) | 100 | Russell KS (City of) | 100
Russell Downtown | 1319_G_7 | 1319 | G | 7 |  | Combustion Turbine | IC Engine | SPP_N | Kansas | 20 | Russell | 167 | 20167 | 3 | 11357 | 1971 | 9999 |  |  | N | Natural Gas, Distillate Fuel Oil | [12 empty] | 3 | 1.061 | 1.061 | 1.061 | 1.061 | [11 empty] | Russell KS (City of) | 100 | Russell KS (City of) | 100
Russell Downtown | 1319_G_8 | 1319 | G | 8 |  | Combustion Turbine | IC Engine | SPP_N | Kansas | 20 | Russell | 167 | 20167 | 2.5 | 11346 | 1978 | 9999 |  |  | N | Distillate Fuel Oil | [12 empty] | 3 | 1.6498 | 1.6498 | 1.6498 | 1.6498 | [11 empty] | Russell KS (City of) | 100 | Russell KS (City of) | 100
Russell Downtown | 1319_G_9 | 1319 | G | 9 |  | Combustion Turbine | IC Engine | SPP_N | Kansas | 20 | Russell | 167 | 20167 | 2.5 | 11346 | 1981 | 9999 |  |  | N | Distillate Fuel Oil | [12 empty] | 3 | 1.6498 | 1.6498 | 1.6498 | 1.6498 | [11 empty] | Russell KS (City of) | 100 | Russell KS (City of) | 100
Sabetha Power Plant | 1320_G_11 | 1320 | G | 11 |  | Combustion Turbine | IC Engine | SPP_N | Kansas | 20 | Nemaha | 131 | 20131 | 2.7 | 12283 | 1992 | 9999 |  |  | N | Natural Gas, Distillate Fuel Oil | [12 empty] | 3 | 1.6498 | 1.6498 | 1.6498 | 1.6498 | [11 empty] | Sabetha KS (City of) | 100 | Sabetha KS (City of) | 100
Sabetha Power Plant | 1320_G_12 | 1320 | G | 12 |  | Combustion Turbine | IC Engine | SPP_N | Kansas | 20 | Nemaha | 131 | 20131 | 4.1 | 12283 | 2001 | 9999 |  |  | N | Natural Gas, Distillate Fuel Oil | [12 empty] | 3 | 1.061 | 1.061 | 1.061 | 1.061 | [11 empty] | Sabetha KS (City of) | 100 | Sabetha KS (City of) | 100
Sabetha Power Plant | 1320_G_2 | 1320 | G | 2 |  | Combustion Turbine | IC Engine | SPP_N | Kansas | 20 | Nemaha | 131 | 20131 | 1.2 | 12283 | 1957 | 9999 |  |  | N | Natural Gas, Distillate Fuel Oil | [12 empty] | 3 | 1.6498 | 1.6498 | 1.6498 | 1.6498 | [11 empty] | Sabetha KS (City of) | 100 | Sabetha KS (City of) | 100
Sabetha Power Plant | 1320_G_3 | 1320 | G | 3 |  | Combustion Turbine | IC Engine | SPP_N | Kansas | 20 | Nemaha | 131 | 20131 | 0.6 | 12283 | 1947 | 9999 |  |  | N | Natural Gas, Distillate Fuel Oil | [12 empty] | 3 | 1.6498 | 1.6498 | 1.6498 | 1.6498 | [11 empty] | Sabetha KS (City of) | 100 | Sabetha KS (City of) | 100
Sabetha Power Plant | 1320_G_4 | 1320 | G | 4 |  | Combustion Turbine | IC Engine | SPP_N | Kansas | 20 | Nemaha | 131 | 20131 | 0.7 | 12283 | 1950 | 9999 |  |  | N | Natural Gas, Distillate Fuel Oil | [12 empty] | 3 | 1.6498 | 1.6498 | 1.6498 | 1.6498 | [11 empty] | Sabetha KS (City of) | 100 | Sabetha KS (City of) | 100
Sabetha Power Plant | 1320_G_5 | 1320 | G | 5 |  | Combustion Turbine | IC Engine | SPP_N | Kansas | 20 | Nemaha | 131 | 20131 | 1.2 | 12283 | 1961 | 9999 |  |  | N | Natural Gas, Distillate Fuel Oil | [12 empty] | 3 | 1.6498 | 1.6498 | 1.6498 | 1.6498 | [11 empty] | Sabetha KS (City of) | 100 | Sabetha KS (City of) | 100
Sabetha Power Plant | 1320_G_6 | 1320 | G | 6 |  | Combustion Turbine | IC Engine | SPP_N | Kansas | 20 | Nemaha | 131 | 20131 | 1.2 | 12283 | 1967 | 9999 |  |  | N | Natural Gas, Distillate Fuel Oil | [12 empty] | 3 | 1.6498 | 1.6498 | 1.6498 | 1.6498 | [11 empty] | Sabetha KS (City of) | 100 | Sabetha KS (City of) | 100
Sabetha Power Plant | 1320_G_7 | 1320 | G | 7 |  | Combustion Turbine | IC Engine | SPP_N | Kansas | 20 | Nemaha | 131 | 20131 | 1.8 | 12283 | 1970 | 9999 |  |  | N | Natural Gas, Distillate Fuel Oil | [12 empty] | 3 | 1.6498 | 1.6498 | 1.6498 | 1.6498 | [11 empty] | Sabetha KS (City of) | 100 | Sabetha KS (City of) | 100
Sabetha Power Plant | 1320_G_8 | 1320 | G | 8 |  | Combustion Turbine | IC Engine | SPP_N | Kansas | 20 | Nemaha | 131 | 20131 | 2.1 | 12283 | 1978 | 9999 |  |  | N | Natural Gas, Distillate Fuel Oil | [12 empty] | 3 | 1.6498 | 1.6498 | 1.6498 | 1.6498 | [11 empty] | Sabetha KS (City of) | 100 | Sabetha KS (City of) | 100
Sabetha Power Plant | 1320_G_IC10 | 1320 | G | IC10 |  | Combustion Turbine | IC Engine | SPP_N | Kansas | 20 | Nemaha | 131 | 20131 | 2.1 | 12283 | 1990 | 9999 |  |  | N | Natural Gas, Distillate Fuel Oil | [12 empty] | 3 | 1.6498 | 1.6498 | 1.6498 | 1.6498 | [11 empty] | Sabetha KS (City of) | 100 | Sabetha KS (City of) | 100
Sabetha Power Plant | 1320_G_IC9 | 1320 | G | IC9 |  | Combustion Turbine | IC Engine | SPP_N | Kansas | 20 | Nemaha | 131 | 20131 | 1 | 12283 | 1985 | 9999 |  |  | N | Natural Gas, Distillate Fuel Oil | [12 empty] | 3 | 1.6498 | 1.6498 | 1.6498 | 1.6498 | [11 empty] | Sabetha KS (City of) | 100 | Sabetha KS (City of) | 100
St Francis | 1321_G_2 | 1321 | G | 2 |  | Combustion Turbine | IC Engine | SPP_N | Kansas | 20 | Cheyenne | 23 | 20023 | 1.5 | 12283 | 1964 | 9999 |  |  | N | Natural Gas, Distillate Fuel Oil | [13 empty] | 1.6498 | 1.6498 | 1.6498 | 1.6498 | [11 empty] | St Francis KS (City of) | 100 | St Francis KS (City of) | 100
St Francis | 1321_G_4 | 1321 | G | 4 |  | Combustion Turbine | IC Engine | SPP_N | Kansas | 20 | Cheyenne | 23 | 20023 | 2.7 | 12283 | 1972 | 9999 |  |  | N | Natural Gas, Distillate Fuel Oil | [13 empty] | 1.6498 | 1.6498 | 1.6498 | 1.6498 | [11 empty] | St Francis KS (City of) | 100 | St Francis KS (City of) | 100
St Francis | 1321_G_5 | 1321 | G | 5 |  | Combustion Turbine | IC Engine | SPP_N | Kansas | 20 | Cheyenne | 23 | 20023 | 0.9 | 12283 | 1953 | 9999 |  |  | N | Natural Gas, Distillate Fuel Oil | [13 empty] | 1.6498 | 1.6498 | 1.6498 | 1.6498 | [11 empty] | St Francis KS (City of) | 100 | St Francis KS (City of) | 100
St John | 1322_G_2 | 1322 | G | 2 |  | Combustion Turbine | IC Engine | SPP_WEST | Kansas | 20 | Stafford | 185 | 20185 | 1.3 | 10745 | 2002 | 9999 |  |  | N | Distillate Fuel Oil | [12 empty] | 3 | 1.6498 | 1.6498 | 1.6498 | 1.6498 | [11 empty] | St John KS (City of) | 100 | St John KS (City of) | 100
St John | 1322_G_4 | 1322 | G | 4 |  | Combustion Turbine | IC Engine | SPP_WEST | Kansas | 20 | Stafford | 185 | 20185 | 1.7 | 10745 | 1965 | 9999 |  |  | N | Distillate Fuel Oil | [12 empty] | 3 | 1.6498 | 1.6498 | 1.6498 | 1.6498 | [11 empty] | St John KS (City of) | 100 | St John KS (City of) | 100
St John | 1322_G_5 | 1322 | G | 5 |  | Combustion Turbine | IC Engine | SPP_WEST | Kansas | 20 | Stafford | 185 | 20185 | 2 | 10745 | 1982 | 9999 |  |  | N | Distillate Fuel Oil | [12 empty] | 3 | 1.6498 | 1.6498 | 1.6498 | 1.6498 | [11 empty] | St John KS (City of) | 100 | St John KS (City of) | 100
Sharon Spring | 1324_G_1 | 1324 | G | 1 |  | Combustion Turbine | IC Engine | SPP_N | Kansas | 20 | Wallace | 199 | 20199 | 0.9 | 12283 | 1970 | 9999 |  |  | N | Natural Gas, Distillate Fuel Oil | [12 empty] | 3 | 1.061 | 1.061 | 1.061 | 1.061 | [11 empty] | Sharon Springs KS (City of) | 100 | Sharon Springs KS (City of) | 100
Sharon Spring | 1324_G_2 | 1324 | G | 2 |  | Combustion Turbine | IC Engine | SPP_N | Kansas | 20 | Wallace | 199 | 20199 | 1 | 12283 | 1964 | 9999 |  |  | N | Natural Gas, Distillate Fuel Oil | [12 empty] | 3 | 1.061 | 1.061 | 1.061 | 1.061 | [11 empty] | Sharon Springs KS (City of) | 100 | Sharon Springs KS (City of) | 100
Sharon Spring | 1324_G_3 | 1324 | G | 3 |  | Combustion Turbine | IC Engine | SPP_N | Kansas | 20 | Wallace | 199 | 20199 | 0.4 | 12283 | 1958 | 9999 |  |  | N | Natural Gas, Distillate Fuel Oil | [12 empty] | 3 | 1.061 | 1.061 | 1.061 | 1.061 | [11 empty] | Sharon Springs KS (City of) | 100 | Sharon Springs KS (City of) | 100
Sharon Spring | 1324_G_4 | 1324 | G | 4 |  | Combustion Turbine | IC Engine | SPP_N | Kansas | 20 | Wallace | 199 | 20199 | 0.6 | 12283 | 1951 | 9999 |  |  | N | Natural Gas, Distillate Fuel Oil | [12 empty] | 3 | 1.061 | 1.061 | 1.061 | 1.061 | [11 empty] | Sharon Springs KS (City of) | 100 | Sharon Springs KS (City of) | 100
Stafford | 1325_G_4 | 1325 | G | 4 |  | Combustion Turbine | IC Engine | SPP_WEST | Kansas | 20 | Stafford | 185 | 20185 | 1.4 | 10745 | 1973 | 9999 |  |  | N | Natural Gas, Distillate Fuel Oil | [12 empty] | 3 | 1.6498 | 1.6498 | 1.6498 | 1.6498 | [11 empty] | Stafford KS (City of) | 100 | Stafford KS (City of) | 100
Stafford | 1325_G_5 | 1325 | G | 5 |  | Combustion Turbine | IC Engine | SPP_WEST | Kansas | 20 | Stafford | 185 | 20185 | 1.1 | 10745 | 1983 | 9999 |  |  | N | Natural Gas, Distillate Fuel Oil | [12 empty] | 3 | 1.6498 | 1.6498 | 1.6498 | 1.6498 | [11 empty] | Stafford KS (City of) | 100 | Stafford KS (City of) | 100
Sterling | 1326_G_1 | 1326 | G | 1 |  | Combustion Turbine | IC Engine | SPP_N | Kansas | 20 | Rice | 159 | 20159 | 1.3 | 10745 | 1962 | 9999 |  |  | N | Natural Gas, Distillate Fuel Oil | [12 empty] | 3 | 1.6498 | 1.6498 | 1.6498 | 1.6498 | [11 empty] | Sterling KS (City of) | 100 | Sterling KS (City of) | 100
Sterling | 1326_G_2 | 1326 | G | 2 |  | Combustion Turbine | IC Engine | SPP_N | Kansas | 20 | Rice | 159 | 20159 | 0.4 | 10745 | 1950 | 9999 |  |  | N | Natural Gas, Distillate Fuel Oil | [12 empty] | 3 | 1.6498 | 1.6498 | 1.6498 | 1.6498 | [11 empty] | Sterling KS (City of) | 100 | Sterling KS (City of) | 100
Sterling | 1326_G_3 | 1326 | G | 3 |  | Combustion Turbine | IC Engine | SPP_N | Kansas | 20 | Rice | 159 | 20159 | 2.2 | 10745 | 1972 | 9999 |  |  | N | Natural Gas, Distillate Fuel Oil | [12 empty] | 3 | 1.6498 | 1.6498 | 1.6498 | 1.6498 | [11 empty] | Sterling KS (City of) | 100 | Sterling KS (City of) | 100
Sterling | 1326_G_4 | 1326 | G | 4 |  | Combustion Turbine | IC Engine | SPP_N | Kansas | 20 | Rice | 159 | 20159 | 0.8 | 10745 | 1955 | 9999 |  |  | N | Natural Gas, Distillate Fuel Oil | [12 empty] | 3 | 1.6498 | 1.6498 | 1.6498 | 1.6498 | [11 empty] | Sterling KS (City of) | 100 | Sterling KS (City of) | 100
Sterling | 1326_G_5 | 1326 | G | 5 |  | Combustion Turbine | IC Engine | SPP_N | Kansas | 20 | Rice | 159 | 20159 | 1.2 | 10745 | 2002 | 9999 |  |  | N | Natural Gas, Distillate Fuel Oil | [12 empty] | 3 | 1.6498 | 1.6498 | 1.6498 | 1.6498 | [11 empty] | Sterling KS (City of) | 100 | Sterling KS (City of) | 100
Sterling | 1326_G_6 | 1326 | G | 6 |  | Combustion Turbine | IC Engine | SPP_N | Kansas | 20 | Rice | 159 | 20159 | 1.2 | 10745 | 2002 | 9999 |  |  | N | Natural Gas, Distillate Fuel Oil | [12 empty] | 3 | 1.6498 | 1.6498 | 1.6498 | 1.6498 | [11 empty] | Sterling KS (City of) | 100 | Sterling KS (City of) | 100
Sterling | 1326_G_7 | 1326 | G | 7 |  | Combustion Turbine | IC Engine | SPP_N | Kansas | 20 | Rice | 159 | 20159 | 1.2 | 10745 | 2002 | 9999 |  |  | N | Natural Gas, Distillate Fuel Oil | [12 empty] | 3 | 1.6498 | 1.6498 | 1.6498 | 1.6498 | [11 empty] | Sterling KS (City of) | 100 | Sterling KS (City of) | 100
Stockton | 1327_G_1 | 1327 | G | 1 |  | Combustion Turbine | IC Engine | SPP_N | Kansas | 20 | Rooks | 163 | 20163 | 0.9 | 12283 | 1967 | 9999 |  |  | N | Natural Gas, Distillate Fuel Oil | [12 empty] | 3 | 1.061 | 1.061 | 1.061 | 1.061 | [11 empty] | Stockton KS (City of) | 100 | Stockton KS (City of) | 100
Stockton | 1327_G_2 | 1327 | G | 2 |  | Combustion Turbine | IC Engine | SPP_N | Kansas | 20 | Rooks | 163 | 20163 | 0.9 | 12283 | 1962 | 9999 |  |  | N | Natural Gas, Distillate Fuel Oil | [12 empty] | 3 | 1.061 | 1.061 | 1.061 | 1.061 | [11 empty] | Stockton KS (City of) | 100 | Stockton KS (City of) | 100
Stockton | 1327_G_3 | 1327 | G | 3 |  | Combustion Turbine | IC Engine | SPP_N | Kansas | 20 | Rooks | 163 | 20163 | 1.7 | 12283 | 1971 | 9999 |  |  | N | Natural Gas, Distillate Fuel Oil | [12 empty] | 3 | 1.061 | 1.061 | 1.061 | 1.061 | [11 empty] | Stockton KS (City of) | 100 | Stockton KS (City of) | 100
Stockton | 1327_G_5 | 1327 | G | 5 |  | Combustion Turbine | IC Engine | SPP_N | Kansas | 20 | Rooks | 163 | 20163 | 1 | 12283 | 1955 | 9999 |  |  | N | Natural Gas, Distillate Fuel Oil | [12 empty] | 3 | 1.061 | 1.061 | 1.061 | 1.061 | [11 empty] | Stockton KS (City of) | 100 | Stockton KS (City of) | 100
Wamego | 1328_G_1 | 1328 | G | 1 |  | Combustion Turbine | IC Engine | SPP_N | Kansas | 20 | Pottawatomie | 149 | 20149 | 1.3 | 12283 | 1963 | 9999 |  |  | N | Natural Gas, Distillate Fuel Oil | [12 empty] | 3 | 1.061 | 1.061 | 1.061 | 1.061 | [11 empty] | Wamego KS (City of) | 100 | Wamego KS (City of) | 100
Wamego | 1328_G_10 | 1328 | G | 10 |  | Combustion Turbine | IC Engine | SPP_N | Kansas | 20 | Pottawatomie | 149 | 20149 | 2.9 | 12283 | 2016 | 9999 |  |  | N | Natural Gas, Distillate Fuel Oil | [13 empty] | 1.061 | 1.061 | 1.061 | 1.061 | [11 empty] | Wamego KS (City of) | 100 | Wamego KS (City of) | 100
Wamego | 1328_G_3 | 1328 | G | 3 |  | Combustion Turbine | IC Engine | SPP_N | Kansas | 20 | Pottawatomie | 149 | 20149 | 1.3 | 12283 | 1972 | 9999 |  |  | N | Natural Gas, Distillate Fuel Oil | [12 empty] | 3 | 1.061 | 1.061 | 1.061 | 1.061 | [11 empty] | Wamego KS (City of) | 100 | Wamego KS (City of) | 100
Wamego | 1328_G_4 | 1328 | G | 4 |  | Combustion Turbine | IC Engine | SPP_N | Kansas | 20 | Pottawatomie | 149 | 20149 | 1.1 | 12283 | 1956 | 9999 |  |  | N | Natural Gas, Distillate Fuel Oil | [12 empty] | 3 | 1.061 | 1.061 | 1.061 | 1.061 | [11 empty] | Wamego KS (City of) | 100 | Wamego KS (City of) | 100
Wamego | 1328_G_5 | 1328 | G | 5 |  | Combustion Turbine | IC Engine | SPP_N | Kansas | 20 | Pottawatomie | 149 | 20149 | 1.8 | 12283 | 1967 | 9999 |  |  | N | Natural Gas, Distillate Fuel Oil | [12 empty] | 3 | 1.061 | 1.061 | 1.061 | 1.061 | [11 empty] | Wamego KS (City of) | 100 | Wamego KS (City of) | 100
Wamego | 1328_G_6 | 1328 | G | 6 |  | Combustion Turbine | IC Engine | SPP_N | Kansas | 20 | Pottawatomie | 149 | 20149 | 2.2 | 12283 | 1979 | 9999 |  |  | N | Natural Gas, Distillate Fuel Oil | [12 empty] | 3 | 1.061 | 1.061 | 1.061 | 1.061 | [11 empty] | Wamego KS (City of) | 100 | Wamego KS (City of) | 100
Wamego | 1328_G_7 | 1328 | G | 7 |  | Combustion Turbine | IC Engine | SPP_N | Kansas | 20 | Pottawatomie | 149 | 20149 | 1.3 | 12283 | 1996 | 9999 |  |  | N | Natural Gas, Distillate Fuel Oil | [12 empty] | 3 | 1.061 | 1.061 | 1.061 | 1.061 | [11 empty] | Wamego KS (City of) | 100 | Wamego KS (City of) | 100
Wamego | 1328_G_8 | 1328 | G | 8 |  | Combustion Turbine | IC Engine | SPP_N | Kansas | 20 | Pottawatomie | 149 | 20149 | 1.3 | 12283 | 1996 | 9999 |  |  | N | Natural Gas, Distillate Fuel Oil | [12 empty] | 3 | 1.061 | 1.061 | 1.061 | 1.061 | [11 empty] | Wamego KS (City of) | 100 | Wamego KS (City of) | 100
Wamego | 1328_G_9 | 1328 | G | 9 |  | Combustion Turbine | IC Engine | SPP_N | Kansas | 20 | Pottawatomie | 149 | 20149 | 1.3 | 12283 | 1996 | 9999 |  |  | N | Natural Gas, Distillate Fuel Oil | [12 empty] | 3 | 1.061 | 1.061 | 1.061 | 1.061 | [11 empty] | Wamego KS (City of) | 100 | Wamego KS (City of) | 100
Washington | 1329_G_1 | 1329 | G | 1 |  | Combustion Turbine | IC Engine | SPP_N | Kansas | 20 | Washington | 201 | 20201 | 1 | 16366 | 1963 | 9999 |  |  | N | Distillate Fuel Oil | [12 empty] | 3 | 1.6498 | 1.6498 | 1.6498 | 1.6498 | [11 empty] | Washington KS (City of) | 100 | Washington KS (City of) | 100
Washington | 1329_G_2 | 1329 | G | 2 |  | Combustion Turbine | IC Engine | SPP_N | Kansas | 20 | Washington | 201 | 20201 | 0.8 | 16372 | 1958 | 9999 |  |  | N | Distillate Fuel Oil | [12 empty] | 3 | 1.6498 | 1.6498 | 1.6498 | 1.6498 | [11 empty] | Washington KS (City of) | 100 | Washington KS (City of) | 100
Washington | 1329_G_3 | 1329 | G | 3 |  | Combustion Turbine | IC Engine | SPP_N | Kansas | 20 | Washington | 201 | 20201 | 0.7 | 16257 | 1978 | 9999 |  |  | N | Distillate Fuel Oil | [12 empty] | 3 | 1.6498 | 1.6498 | 1.6498 | 1.6498 | [11 empty] | Washington KS (City of) | 100 | Washington KS (City of) | 100
Washington | 1329_G_5 | 1329 | G | 5 |  | Combustion Turbine | IC Engine | SPP_N | Kansas | 20 | Washington | 201 | 20201 | 0.4 | 16160 | 1953 | 9999 |  |  | N | Distillate Fuel Oil | [12 empty] | 3 | 1.6498 | 1.6498 | 1.6498 | 1.6498 | [11 empty] | Washington KS (City of) | 100 | Washington KS (City of) | 100
Washington | 1329_G_6 | 1329 | G | 6 |  | Combustion Turbine | IC Engine | SPP_N | Kansas | 20 | Washington | 201 | 20201 | 1.3 | 16344 | 1967 | 9999 |  |  | N | Distillate Fuel Oil | [12 empty] | 3 | 1.6498 | 1.6498 | 1.6498 | 1.6498 | [11 empty] | Washington KS (City of) | 100 | Washington KS (City of) | 100
Washington | 1329_G_7 | 1329 | G | 7 |  | Combustion Turbine | IC Engine | SPP_N | Kansas | 20 | Washington | 201 | 20201 | 0.9 | 16310 | 1976 | 9999 |  |  | N | Distillate Fuel Oil | [12 empty] | 3 | 1.6498 | 1.6498 | 1.6498 | 1.6498 | [11 empty] | Washington KS (City of) | 100 | Washington KS (City of) | 100
Washington | 1329_G_IC4 | 1329 | G | IC4 |  | Combustion Turbine | IC Engine | SPP_N | Kansas | 20 | Washington | 201 | 20201 | 2.3 | 16217 | 1986 | 9999 |  |  | N | Distillate Fuel Oil | [12 empty] | 3 | 1.6498 | 1.6498 | 1.6498 | 1.6498 | [11 empty] | Washington KS (City of) | 100 | Washington KS (City of) | 100
Wellington 1 | 1330_G_7 | 1330 | G | 7 |  | Combustion Turbine | IC Engine | SPP_N | Kansas | 20 | Sumner | 191 | 20191 | 2 | 10745 | 2004 | 9999 |  |  | N | Distillate Fuel Oil | [12 empty] | 3 | 1.6498 | 1.6498 | 1.6498 | 1.6498 | [11 empty] | Wellington Municipal Electric Utility | 100 | Wellington Municipal Electric Utility | 100
Wellington 1 | 1330_G_8 | 1330 | G | 8 |  | Combustion Turbine | IC Engine | SPP_N | Kansas | 20 | Sumner | 191 | 20191 | 2 | 10745 | 2004 | 9999 |  |  | N | Distillate Fuel Oil | [12 empty] | 3 | 1.6498 | 1.6498 | 1.6498 | 1.6498 | [11 empty] | Wellington Municipal Electric Utility | 100 | Wellington Municipal Electric Utility | 100
West 14th Street | 1332_G_GT1 | 1332 | G | GT1 |  | Combustion Turbine |  | SPP_N | Kansas | 20 | Cowley | 35 | 20035 | 11.1 | 23501 | 1962 | 9999 |  |  | N | Natural Gas | [13 empty] | 0.55023 | 0.55023 | 0.55023 | 0.55023 | [11 empty] | Winfield KS (City of) | 100 | Winfield KS (City of) | 100
Garden City | 1336_G_S3 | 1336 | G | S3 |  | Combustion Turbine |  | SPP_N | Kansas | 20 | Finney | 55 | 20055 | 12.8 | 19499 | 1968 | 9999 |  |  | N | Natural Gas | [13 empty] | 0.32 | 0.32 | 0.32 | 0.32 | [11 empty] | Sunflower Electric Power Corp | 100 | Victory Electric Coop Association Inc | 100
Garden City | 1336_G_S5 | 1336 | G | S5 | 90746 | Combustion Turbine |  | SPP_N | Kansas | 20 | Finney | 55 | 20055 | 48.4 | 17166 | 1979 | 9999 |  |  | N | Natural Gas |  |  |  | H2O | [9 empty] | 0.18466 | 0.18466 | 0.18466 | 0.18466 | [11 empty] | Sunflower Electric Power Corp | 100 | Victory Electric Coop Association Inc | 100
Dix Dam | 1354_G_1 | 1354 | G | 1 |  | Hydro |  | S_C_KY | Kentucky | 21 | Mercer | 167 | 21167 | 10.5 | 0 | 1925 | 9999 |  |  | N | Hydro | [13 empty] | 0 | 0 | 0 | 0 | [11 empty] | Kentucky Utilities Co | 100 | PPL Corp | 100
Dix Dam | 1354_G_2 | 1354 | G | 2 |  | Hydro |  | S_C_KY | Kentucky | 21 | Mercer | 167 | 21167 | 10.5 | 0 | 1925 | 9999 |  |  | N | Hydro | [13 empty] | 0 | 0 | 0 | 0 | [11 empty] | Kentucky Utilities Co | 100 | PPL Corp | 100
Dix Dam | 1354_G_3 | 1354 | G | 3 |  | Hydro |  | S_C_KY | Kentucky | 21 | Mercer | 167 | 21167 | 10.5 | 0 | 1925 | 9999 |  |  | N | Hydro | [13 empty] | 0 | 0 | 0 | 0 | [11 empty] | Kentucky Utilities Co | 100 | PPL Corp | 100
E W Brown | 1355_G_10 | 1355 | G | 10 | 875 | Combustion Turbine |  | S_C_KY | Kentucky | 21 | Mercer | 167 | 21167 | 121 | 12424 | 1995 | 9999 |  |  | N | Natural Gas, Distillate Fuel Oil |  |  |  | H2O | [8 empty] | 4 | 0.12602 | 0.12602 | 0.12602 | 0.12602 | [11 empty] | Kentucky Utilities Co | 100 | PPL Corp | 100
E W Brown | 1355_G_11 | 1355 | G | 11 | 876 | Combustion Turbine |  | S_C_KY | Kentucky | 21 | Mercer | 167 | 21167 | 121 | 12424 | 1996 | 9999 |  |  | N | Natural Gas, Distillate Fuel Oil |  |  |  | H2O | [8 empty] | 4 | 0.12692 | 0.12692 | 0.12692 | 0.12692 | [11 empty] | Kentucky Utilities Co | 100 | PPL Corp | 100
E W Brown | 1355_G_5 | 1355 | G | 5 | 879 | Combustion Turbine |  | S_C_KY | Kentucky | 21 | Mercer | 167 | 21167 | 130 | 12424 | 2001 | 9999 |  |  | N | Natural Gas |  |  |  | H2O | [8 empty] | 4 | 0.07045 | 0.07045 | 0.07045 | 0.07045 | [11 empty] | Louisville Gas & Electric Co | 53 | PPL Corp | 100
E W Brown | 1355_G_6 | 1355 | G | 6 | 880 | Combustion Turbine |  | S_C_KY | Kentucky | 21 | Mercer | 167 | 21167 | 146 | 12430 | 1999 | 9999 |  |  | N | Natural Gas |  |  |  | DLNB + H2O | [8 empty] | 4 | 0.04245 | 0.04245 | 0.04245 | 0.04245 | [11 empty] | Kentucky Utilities Co | 62 | PPL Corp | 100
E W Brown | 1355_G_7 | 1355 | G | 7 | 881 | Combustion Turbine |  | S_C_KY | Kentucky | 21 | Mercer | 167 | 21167 | 146 | 12430 | 1999 | 9999 |  |  | N | Natural Gas |  |  |  | DLNB + H2O | [8 empty] | 4 | 0.0726 | 0.0726 | 0.0726 | 0.0726 | [11 empty] | Kentucky Utilities Co | 62 | PPL Corp | 100
E W Brown | 1355_G_8 | 1355 | G | 8 | 882 | Combustion Turbine |  | S_C_KY | Kentucky | 21 | Mercer | 167 | 21167 | 121 | 12424 | 1995 | 9999 |  |  | N | Natural Gas, Distillate Fuel Oil |  |  |  | H2O | [8 empty] | 4 | 0.11424 | 0.11424 | 0.11424 | 0.11424 | [11 empty] | Kentucky Utilities Co | 100 | PPL Corp | 100
E W Brown | 1355_G_9 | 1355 | G | 9 | 883 | Combustion Turbine |  | S_C_KY | Kentucky | 21 | Mercer | 167 | 21167 | 121 | 12424 | 1994 | 9999 |  |  | N | Natural Gas, Distillate Fuel Oil |  |  |  | H2O | [8 empty] | 4 | 0.11844 | 0.11844 | 0.11844 | 0.11844 | [11 empty] | Kentucky Utilities Co | 100 | PPL Corp | 100
E W Brown | 1355_G_SOLAR | 1355 | G | SOLAR |  | Solar PV |  | S_C_KY | Kentucky | 21 | Mercer | 167 | 21167 | 10 | 0 | 2016 | 9999 |  |  | N | Solar | [13 empty] | 0 | 0 | 0 | 0 | [11 empty] | Kentucky Utilities Co | 64 | PPL Corp | 100
Haefling | 1358_G_1 | 1358 | G | 1 |  | Combustion Turbine |  | S_C_KY | Kentucky | 21 | Fayette | 67 | 21067 | 12 | 23799 | 1970 | 9999 |  |  | N | Natural Gas | [12 empty] | 4.807 | 0.69986 | 0.69986 | 0.69986 | 0.69986 | [11 empty] | Kentucky Utilities Co | 100 | PPL Corp | 100
Haefling | 1358_G_2 | 1358 | G | 2 |  | Combustion Turbine |  | S_C_KY | Kentucky | 21 | Fayette | 67 | 21067 | 12 | 23821 | 1970 | 9999 |  |  | N | Natural Gas | [12 empty] | 4.844 | 0.69986 | 0.69986 | 0.69986 | 0.69986 | [11 empty] | Kentucky Utilities Co | 100 | PPL Corp | 100
Mother Ann Lee | 1359_G_1 | 1359 | G | 1 |  | Hydro |  | PJM_West | Kentucky | 21 | Mercer | 167 | 21167 | 0.7 | 0 | 2008 | 9999 |  |  | N | Hydro | [13 empty] | 0 | 0 | 0 | 0 | [11 empty] | Lock 7 Hydro Partners | 100 | Lock 7 Hydro Partners | 100
Mother Ann Lee | 1359_G_2 | 1359 | G | 2 |  | Hydro |  | PJM_West | Kentucky | 21 | Mercer | 167 | 21167 | 0.9 | 0 | 2007 | 9999 |  |  | N | Hydro | [13 empty] | 0 | 0 | 0 | 0 | [11 empty] | Lock 7 Hydro Partners | 100 | Lock 7 Hydro Partners | 100
Mother Ann Lee | 1359_G_3 | 1359 | G | 3 |  | Hydro |  | PJM_West | Kentucky | 21 | Mercer | 167 | 21167 | 0.7 | 0 | 2007 | 9999 |  |  | N | Hydro | [13 empty] | 0 | 0 | 0 | 0 | [11 empty] | Lock 7 Hydro Partners | 100 | Lock 7 Hydro Partners | 100
Cane Run | 1363_G_7A | 1363 | G | 7A | 90928 | Combined Cycle |  | S_C_KY | Kentucky | 21 | Jefferson | 111 | 21111 | 213 | 7050 | 2015 | 9999 |  |  | N | Natural Gas |  |  |  | DLNB | [9 empty] | 0.024825 | 0.024825 | 0.024825 | 0.024825 | [11 empty] | Kentucky Utilities Co | 78 | PPL Corp | 100
Cane Run | 1363_G_7B | 1363 | G | 7B | 90929 | Combined Cycle |  | S_C_KY | Kentucky | 21 | Jefferson | 111 | 21111 | 213 | 7050 | 2015 | 9999 |  |  | N | Natural Gas |  |  |  | DLNB | [9 empty] | 0.024825 | 0.024825 | 0.024825 | 0.024825 | [11 empty] | Kentucky Utilities Co | 78 | PPL Corp | 100
Cane Run | 1363_G_7S | 1363 | G | 7S | 90928 | Combined Cycle |  | S_C_KY | Kentucky | 21 | Jefferson | 111 | 21111 | 237 | 7050 | 2015 | 9999 | other |  | N | Natural Gas |  |  |  | DLNB | [9 empty] | 0.024825 | 0.024825 | 0.024825 | 0.024825 | [11 empty] | Kentucky Utilities Co | 78 | PPL Corp | 100
Ohio Falls | 1365_G_1 | 1365 | G | 1 |  | Hydro |  | S_C_KY | Kentucky | 21 | Jefferson | 111 | 21111 | 12.6 | 0 | 1928 | 9999 |  |  | N | Hydro | [13 empty] | 0 | 0 | 0 | 0 | [11 empty] | Louisville Gas & Electric Co | 100 | PPL Corp | 100
Ohio Falls | 1365_G_2 | 1365 | G | 2 |  | Hydro |  | S_C_KY | Kentucky | 21 | Jefferson | 111 | 21111 | 12.6 | 0 | 1928 | 9999 |  |  | N | Hydro | [13 empty] | 0 | 0 | 0 | 0 | [11 empty] | Louisville Gas & Electric Co | 100 | PPL Corp | 100
Ohio Falls | 1365_G_3 | 1365 | G | 3 |  | Hydro |  | S_C_KY | Kentucky | 21 | Jefferson | 111 | 21111 | 12.6 | 0 | 1928 | 9999 |  |  | N | Hydro | [13 empty] | 0 | 0 | 0 | 0 | [11 empty] | Louisville Gas & Electric Co | 100 | PPL Corp | 100
Ohio Falls | 1365_G_4 | 1365 | G | 4 |  | Hydro |  | S_C_KY | Kentucky | 21 | Jefferson | 111 | 21111 | 12.6 | 0 | 1928 | 9999 |  |  | N | Hydro | [13 empty] | 0 | 0 | 0 | 0 | [11 empty] | Louisville Gas & Electric Co | 100 | PPL Corp | 100
Ohio Falls | 1365_G_5 | 1365 | G | 5 |  | Hydro |  | S_C_KY | Kentucky | 21 | Jefferson | 111 | 21111 | 12.6 | 0 | 1928 | 9999 |  |  | N | Hydro | [13 empty] | 0 | 0 | 0 | 0 | [11 empty] | Louisville Gas & Electric Co | 100 | PPL Corp | 100
Ohio Falls | 1365_G_6 | 1365 | G | 6 |  | Hydro |  | S_C_KY | Kentucky | 21 | Jefferson | 111 | 21111 | 12.6 | 0 | 1928 | 9999 |  |  | N | Hydro | [13 empty] | 0 | 0 | 0 | 0 | [11 empty] | Louisville Gas & Electric Co | 100 | PPL Corp | 100
Ohio Falls | 1365_G_7 | 1365 | G | 7 |  | Hydro |  | S_C_KY | Kentucky | 21 | Jefferson | 111 | 21111 | 12.6 | 0 | 1928 | 9999 |  |  | N | Hydro | [13 empty] | 0 | 0 | 0 | 0 | [11 empty] | Louisville Gas & Electric Co | 100 | PPL Corp | 100
Ohio Falls | 1365_G_8 | 1365 | G | 8 |  | Hydro |  | S_C_KY | Kentucky | 21 | Jefferson | 111 | 21111 | 12.6 | 0 | 1928 | 9999 |  |  | N | Hydro | [13 empty] | 0 | 0 | 0 | 0 | [11 empty] | Louisville Gas & Electric Co | 100 | PPL Corp | 100
Paddys Run | 1366_G_12 | 1366 | G | 12 | 10010 | Combustion Turbine |  | S_C_KY | Kentucky | 21 | Jefferson | 111 | 21111 | 23 | 11117 | 1968 | 9999 |  |  | N | Natural Gas | [12 empty] | 3 | 0.69986 | 0.69986 | 0.69986 | 0.69986 | [11 empty] | Louisville Gas & Electric Co | 100 | PPL Corp | 100
Paddys Run | 1366_G_13 | 1366 | G | 13 | 909 | Combustion Turbine |  | S_C_KY | Kentucky | 21 | Jefferson | 111 | 21111 | 147 | 11117 | 2001 | 9999 |  |  | N | Natural Gas |  |  |  | DLNB | [8 empty] | 0.8 | 0.09488 | 0.09488 | 0.09488 | 0.09488 | [11 empty] | Louisville Gas & Electric Co | 53 | PPL Corp | 100
Barkley | 1371_G_1 | 1371 | G | 1 |  | Hydro |  | S_C_TVA | Kentucky | 21 | Lyon | 143 | 21143 | 37 | 0 | 1966 | 9999 |  |  | N | Hydro | [13 empty] | 0 | 0 | 0 | 0 | [11 empty] | USACE Nashville District | 100 | U S Army Corps of Engineers | 100
Barkley | 1371_G_2 | 1371 | G | 2 |  | Hydro |  | S_C_TVA | Kentucky | 21 | Lyon | 143 | 21143 | 37 | 0 | 1966 | 9999 |  |  | N | Hydro | [13 empty] | 0 | 0 | 0 | 0 | [11 empty] | USACE Nashville District | 100 | U S Army Corps of Engineers | 100
Barkley | 1371_G_3 | 1371 | G | 3 |  | Hydro |  | S_C_TVA | Kentucky | 21 | Lyon | 143 | 21143 | 37 | 0 | 1966 | 9999 |  |  | N | Hydro | [13 empty] | 0 | 0 | 0 | 0 | [11 empty] | USACE Nashville District | 100 | U S Army Corps of Engineers | 100
Barkley | 1371_G_4 | 1371 | G | 4 |  | Hydro |  | S_C_TVA | Kentucky | 21 | Lyon | 143 | 21143 | 37 | 0 | 1966 | 9999 |  |  | N | Hydro | [13 empty] | 0 | 0 | 0 | 0 | [11 empty] | USACE Nashville District | 100 | U S Army Corps of Engineers | 100
Paris (KY) | 1376_G_1 | 1376 | G | 1 |  | Combustion Turbine | IC Engine | S_C_KY | Kentucky | 21 | Bourbon | 17 | 21017 | 1.4 | 11207 | 1952 | 9999 |  |  | N | Distillate Fuel Oil | [12 empty] | 4 | 1.6498 | 1.6498 | 1.6498 | 1.6498 | [11 empty] | Paris KY (City of) | 100 | Paris KY (City of) | 100
Paris (KY) | 1376_G_2 | 1376 | G | 2 |  | Combustion Turbine | IC Engine | S_C_KY | Kentucky | 21 | Bourbon | 17 | 21017 | 1.4 | 11207 | 1954 | 9999 |  |  | N | Distillate Fuel Oil | [12 empty] | 4 | 1.6498 | 1.6498 | 1.6498 | 1.6498 | [11 empty] | Paris KY (City of) | 100 | Paris KY (City of) | 100
Paris (KY) | 1376_G_3 | 1376 | G | 3 |  | Combustion Turbine | IC Engine | S_C_KY | Kentucky | 21 | Bourbon | 17 | 21017 | 0.8 | 11195 | 1934 | 9999 |  |  | N | Distillate Fuel Oil | [12 empty] | 4 | 1.6498 | 1.6498 | 1.6498 | 1.6498 | [11 empty] | Paris KY (City of) | 100 | Paris KY (City of) | 100
Paris (KY) | 1376_G_4 | 1376 | G | 4 |  | Combustion Turbine | IC Engine | S_C_KY | Kentucky | 21 | Bourbon | 17 | 21017 | 1.1 | 11187 | 1947 | 9999 |  |  | N | Distillate Fuel Oil | [12 empty] | 4 | 1.6498 | 1.6498 | 1.6498 | 1.6498 | [11 empty] | Paris KY (City of) | 100 | Paris KY (City of) | 100
Paris (KY) | 1376_G_5 | 1376 | G | 5 |  | Combustion Turbine | IC Engine | S_C_KY | Kentucky | 21 | Bourbon | 17 | 21017 | 1.2 | 11204 | 1949 | 9999 |  |  | N | Distillate Fuel Oil | [12 empty] | 4 | 1.6498 | 1.6498 | 1.6498 | 1.6498 | [11 empty] | Paris KY (City of) | 100 | Paris KY (City of) | 100
Paris (KY) | 1376_G_6 | 1376 | G | 6 |  | Combustion Turbine | IC Engine | S_C_KY | Kentucky | 21 | Bourbon | 17 | 21017 | 3 | 11236 | 1974 | 9999 |  |  | N | Distillate Fuel Oil | [12 empty] | 4 | 1.6498 | 1.6498 | 1.6498 | 1.6498 | [11 empty] | Paris KY (City of) | 100 | Paris KY (City of) | 100
Paris (KY) | 1376_G_7 | 1376 | G | 7 |  | Combustion Turbine | IC Engine | S_C_KY | Kentucky | 21 | Bourbon | 17 | 21017 | 3 | 11197 | 1974 | 9999 |  |  | N | Distillate Fuel Oil | [12 empty] | 4 | 1.6498 | 1.6498 | 1.6498 | 1.6498 | [11 empty] | Paris KY (City of) | 100 | Paris KY (City of) | 100
Kentucky Dam | 1377_G_1 | 1377 | G | 1 |  | Hydro |  | S_C_TVA | Kentucky | 21 | Marshall | 157 | 21157 | 44 | 0 | 1945 | 9999 |  |  | N | Hydro | [13 empty] | 0 | 0 | 0 | 0 | [11 empty] | Tennessee Valley Authority | 100 | Tennessee Valley Authority | 100
Kentucky Dam | 1377_G_2 | 1377 | G | 2 |  | Hydro |  | S_C_TVA | Kentucky | 21 | Marshall | 157 | 21157 | 45.4 | 0 | 1944 | 9999 |  |  | N | Hydro | [13 empty] | 0 | 0 | 0 | 0 | [11 empty] | Tennessee Valley Authority | 100 | Tennessee Valley Authority | 100
Kentucky Dam | 1377_G_3 | 1377 | G | 3 |  | Hydro |  | S_C_TVA | Kentucky | 21 | Marshall | 157 | 21157 | 44.9 | 0 | 1944 | 9999 |  |  | N | Hydro | [13 empty] | 0 | 0 | 0 | 0 | [11 empty] | Tennessee Valley Authority | 100 | Tennessee Valley Authority | 100
Kentucky Dam | 1377_G_4 | 1377 | G | 4 |  | Hydro |  | S_C_TVA | Kentucky | 21 | Marshall | 157 | 21157 | 43.1 | 0 | 1945 | 9999 |  |  | N | Hydro | [13 empty] | 0 | 0 | 0 | 0 | [11 empty] | Tennessee Valley Authority | 100 | Tennessee Valley Authority | 100
Kentucky Dam | 1377_G_5 | 1377 | G | 5 |  | Hydro |  | S_C_TVA | Kentucky | 21 | Marshall | 157 | 21157 | 45.1 | 0 | 1948 | 9999 |  |  | N | Hydro | [13 empty] | 0 | 0 | 0 | 0 | [11 empty] | Tennessee Valley Authority | 100 | Tennessee Valley Authority | 100
Paradise | 1378_G_CTG1 | 1378 | G | CTG1 | 91045 | Combined Cycle |  | S_C_TVA | Kentucky | 21 | Muhlenberg | 177 | 21177 | 211 | 7178 | 2017 | 9999 |  |  | N | Natural Gas |  |  |  |  | SCR | [8 empty] | 0.055134 | 0.055134 | 0.055134 | 0.055134 | [11 empty] | Tennessee Valley Authority | 100 | Tennessee Valley Authority | 100
Paradise | 1378_G_CTG2 | 1378 | G | CTG2 | 91046 | Combined Cycle |  | S_C_TVA | Kentucky | 21 | Muhlenberg | 177 | 21177 | 211 | 7178 | 2017 | 9999 |  |  | N | Natural Gas |  |  |  |  | SCR | [8 empty] | 0.055134 | 0.055134 | 0.055134 | 0.055134 | [11 empty] | Tennessee Valley Authority | 100 | Tennessee Valley Authority | 100
Paradise | 1378_G_CTG3 | 1378 | G | CTG3 | 91047 | Combined Cycle |  | S_C_TVA | Kentucky | 21 | Muhlenberg | 177 | 21177 | 211 | 7178 | 2017 | 9999 |  |  | N | Natural Gas |  |  |  |  | SCR | [8 empty] | 0.055134 | 0.055134 | 0.055134 | 0.055134 | [11 empty] | Tennessee Valley Authority | 100 | Tennessee Valley Authority | 100
Paradise | 1378_G_STG1 | 1378 | G | STG1 | 91048 | Combined Cycle |  | S_C_TVA | Kentucky | 21 | Muhlenberg | 177 | 21177 | 467 | 7178 | 2017 | 9999 |  |  | N | Natural Gas |  |  |  | LNB | SCR | [8 empty] | 0.055134 | 0.055134 | 0.055134 | 0.055134 | [11 empty] | Tennessee Valley Authority | 100 | Tennessee Valley Authority | 100
Wolf Creek | 1380_G_1 | 1380 | G | 1 |  | Hydro |  | S_C_TVA | Kentucky | 21 | Russell | 207 | 21207 | 52 | 0 | 1952 | 9999 |  |  | N | Hydro | [13 empty] | 0 | 0 | 0 | 0 | [11 empty] | USACE Nashville District | 100 | U S Army Corps of Engineers | 100
Wolf Creek | 1380_G_2 | 1380 | G | 2 |  | Hydro |  | S_C_TVA | Kentucky | 21 | Russell | 207 | 21207 | 52 | 0 | 1952 | 9999 |  |  | N | Hydro | [13 empty] | 0 | 0 | 0 | 0 | [11 empty] | USACE Nashville District | 100 | U S Army Corps of Engineers | 100
Wolf Creek | 1380_G_3 | 1380 | G | 3 |  | Hydro |  | S_C_TVA | Kentucky | 21 | Russell | 207 | 21207 | 52 | 0 | 1952 | 9999 |  |  | N | Hydro | [13 empty] | 0 | 0 | 0 | 0 | [11 empty] | USACE Nashville District | 100 | U S Army Corps of Engineers | 100
Wolf Creek | 1380_G_4 | 1380 | G | 4 |  | Hydro |  | S_C_TVA | Kentucky | 21 | Russell | 207 | 21207 | 52 | 0 | 1951 | 9999 |  |  | N | Hydro | [13 empty] | 0 | 0 | 0 | 0 | [11 empty] | USACE Nashville District | 100 | U S Army Corps of Engineers | 100
Wolf Creek | 1380_G_5 | 1380 | G | 5 |  | Hydro |  | S_C_TVA | Kentucky | 21 | Russell | 207 | 21207 | 52 | 0 | 1951 | 9999 |  |  | N | Hydro | [13 empty] | 0 | 0 | 0 | 0 | [11 empty] | USACE Nashville District | 100 | U S Army Corps of Engineers | 100
Wolf Creek | 1380_G_6 | 1380 | G | 6 |  | Hydro |  | S_C_TVA | Kentucky | 21 | Russell | 207 | 21207 | 52 | 0 | 1951 | 9999 |  |  | N | Hydro | [13 empty] | 0 | 0 | 0 | 0 | [11 empty] | USACE Nashville District | 100 | U S Army Corps of Engineers | 100
Robert A Reid | 1383_G_GEN2 | 1383 | G | GEN2 | 88132 | Combustion Turbine |  | MIS_INKY | Kentucky | 21 | Webster | 233 | 21233 | 58 | 25000 | 1976 | 9999 |  |  | N | Natural Gas, Distillate Fuel Oil | [12 empty] | 0.884 | 0.69998 | 0.69998 | 0.69998 | 0.69998 | [11 empty] | Big Rivers Electric Corp | 100 | Big Rivers Electric Corp | 100
Louisiana 1 | 1391_G_4A | 1391 | G | 4A | 939 | Fossil Waste |  | MIS_LA | Louisiana | 22 | East Baton Rouge | 33 | 22033 | 100 | 4549 | 1987 | 9999 |  |  | Y | Fossil Waste |  |  |  | H2O | [9 empty] | 0.14281 | 0.14281 | 0.14281 | 0.14281 | [11 empty] | Entergy Louisiana LLC | 100 | Entergy Corp | 100
Louisiana 1 | 1391_G_5A | 1391 | G | 5A | 940 | Fossil Waste |  | MIS_LA | Louisiana | 22 | East Baton Rouge | 33 | 22033 | 154.4 | 4549 | 1999 | 9999 |  |  | Y | Fossil Waste |  |  |  | H2O | [9 empty] | 0.04188 | 0.04188 | 0.04188 | 0.04188 | [11 empty] | ExxonMobil Corp | 100 | ExxonMobil Corp | 100
Coughlin Power Station | 1396_G_6 | 1396 | G | 6 | 957 | Combined Cycle |  | MIS_LA | Louisiana | 22 | Evangeline | 39 | 22039 | 98.5 | 7629 | 1961 | 9999 |  |  | N | Natural Gas |  |  |  | DLNB | SCR | [8 empty] | 0.061066 | 0.061066 | 0.061066 | 0.061066 | [11 empty] | CLECO Evangeline LLC | 100 | Cleco Corp | 100
Coughlin Power Station | 1396_G_7 | 1396 | G | 7 | 959 | Combined Cycle |  | MIS_LA | Louisiana | 22 | Evangeline | 39 | 22039 | 180.5 | 7629 | 1966 | 9999 |  |  | N | Natural Gas |  |  |  | LNB | SCR | [8 empty] | 0.033202 | 0.033202 | 0.033202 | 0.033202 | [11 empty] | CLECO Evangeline LLC | 100 | Cleco Corp | 100
Coughlin Power Station | 1396_G_U6CT | 1396 | G | U6CT | 957 | Combined Cycle |  | MIS_LA | Louisiana | 22 | Evangeline | 39 | 22039 | 147.3 | 7629 | 2000 | 9999 |  |  | N | Natural Gas |  |  |  | DLNB | SCR | [8 empty] | 0.061066 | 0.061066 | 0.061066 | 0.061066 | [11 empty] | CLECO Evangeline LLC | 100 | Cleco Corp | 100
Coughlin Power Station | 1396_G_U72 | 1396 | G | U72 | 960 | Combined Cycle |  | MIS_LA | Louisiana | 22 | Evangeline | 39 | 22039 | 153 | 7629 | 2000 | 9999 |  |  | N | Natural Gas |  |  |  | DLNB | SCR | [8 empty] | 0.033202 | 0.033202 | 0.033202 | 0.033202 | [11 empty] | CLECO Evangeline LLC | 100 | Cleco Corp | 100
Coughlin Power Station | 1396_G_U7CT | 1396 | G | U7CT | 959 | Combined Cycle |  | MIS_LA | Louisiana | 22 | Evangeline | 39 | 22039 | 150.2 | 7629 | 2000 | 9999 |  |  | N | Natural Gas |  |  |  | DLNB | SCR | [8 empty] | 0.033202 | 0.033202 | 0.033202 | 0.033202 | [11 empty] | CLECO Evangeline LLC | 100 | Cleco Corp | 100
Logan Martin Dam | 14_G_1 | 14 | G | 1 |  | Hydro |  | S_SOU | Alabama | 1 | Talladega | 121 | 01121 | 43 | 0 | 1964 | 9999 |  |  | N | Hydro | [13 empty] | 0 | 0 | 0 | 0 | [11 empty] | Alabama Power Co | 100 | Southern Co | 100
Logan Martin Dam | 14_G_2 | 14 | G | 2 |  | Hydro |  | S_SOU | Alabama | 1 | Talladega | 121 | 01121 | 43 | 0 | 1964 | 9999 |  |  | N | Hydro | [13 empty] | 0 | 0 | 0 | 0 | [11 empty] | Alabama Power Co | 100 | Southern Co | 100
Logan Martin Dam | 14_G_3 | 14 | G | 3 |  | Hydro |  | S_SOU | Alabama | 1 | Talladega | 121 | 01121 | 43 | 0 | 1964 | 9999 |  |  | N | Hydro | [13 empty] | 0 | 0 | 0 | 0 | [11 empty] | Alabama Power Co | 100 | Southern Co | 100
Teche | 1400_G_4 | 1400 | G | 4 | 90666 | Combustion Turbine |  | MIS_LA | Louisiana | 22 | St Mary | 101 | 22101 | 34.3 | 15171 | 2011 | 9999 |  |  | N | Natural Gas |  |  |  | DLNB | [9 empty] | 0.01705 | 0.01705 | 0.01705 | 0.01705 | [11 empty] | CLECO Power LLC | 100 | Cleco Corp | 100
Nine Mile Point | 1403_G_6A | 1403 | G | 6A | 90866 | Combined Cycle |  | MIS_AMSO | Louisiana | 22 | Jefferson | 51 | 22051 | 167.9 | 7050 | 2014 | 9999 |  |  | N | Natural Gas, Distillate Fuel Oil |  |  |  | H2O | SCR | [8 empty] | 0.011657 | 0.011657 | 0.011657 | 0.011657 | [11 empty] | Entergy Louisiana LLC | 100 | Entergy Corp | 100
Nine Mile Point | 1403_G_6B | 1403 | G | 6B | 90867 | Combined Cycle |  | MIS_AMSO | Louisiana | 22 | Jefferson | 51 | 22051 | 167.9 | 7050 | 2014 | 9999 |  |  | N | Natural Gas, Distillate Fuel Oil |  |  |  | H2O | SCR | [8 empty] | 0.011657 | 0.011657 | 0.011657 | 0.011657 | [11 empty] | Entergy Louisiana LLC | 100 | Entergy Corp | 100
Nine Mile Point | 1403_G_6C | 1403 | G | 6C | 90866 | Combined Cycle |  | MIS_AMSO | Louisiana | 22 | Jefferson | 51 | 22051 | 224.3 | 7050 | 2014 | 9999 |  |  | N | Natural Gas, Distillate Fuel Oil |  |  |  | NH3 | SCR | [8 empty] | 0.011657 | 0.011657 | 0.011657 | 0.011657 | [11 empty] | Entergy Louisiana LLC | 100 | Entergy Corp | 100
Agua Fria | 141_G_AF4 | 141 | G | AF4 |  | Combustion Turbine |  | WECC_AZ | Arizona | 4 | Maricopa | 13 | 04013 | 73 | 25000 | 1975 | 9999 |  |  | N | Natural Gas, Distillate Fuel Oil | [12 empty] | 0.8 | 0.1391 | 0.1391 | 0.1391 | 0.1391 | [11 empty] | Salt River Project | 100 | Salt River Project | 100
Agua Fria | 141_G_AF5 | 141 | G | AF5 |  | Combustion Turbine |  | WECC_AZ | Arizona | 4 | Maricopa | 13 | 04013 | 73 | 25000 | 1974 | 9999 |  |  | N | Natural Gas, Distillate Fuel Oil | [12 empty] | 0.8 | 0.23721 | 0.23721 | 0.23721 | 0.23721 | [11 empty] | Salt River Project | 100 | Salt River Project | 100
Agua Fria | 141_G_AF6 | 141 | G | AF6 |  | Combustion Turbine |  | WECC_AZ | Arizona | 4 | Maricopa | 13 | 04013 | 73 | 25000 | 1974 | 9999 |  |  | N | Natural Gas, Distillate Fuel Oil | [12 empty] | 0.8 | 0.26998 | 0.26998 | 0.26998 | 0.26998 | [11 empty] | Salt River Project | 100 | Salt River Project | 100
Agua Fria | 141_G_PV-3 | 141 | G | PV-3 |  | Solar PV |  | WECC_AZ | Arizona | 4 | Maricopa | 13 | 04013 | 0.2 | 0 | 2001 | 9999 |  |  | N | Solar | [13 empty] | 0 | 0 | 0 | 0 | [11 empty] | Salt River Project | 100 | Salt River Project | 100
Horse Mesa | 145_G_HM1 | 145 | G | HM1 |  | Hydro |  | WECC_AZ | Arizona | 4 | Maricopa | 13 | 04013 | 10 | 0 | 1927 | 9999 |  |  | N | Hydro | [13 empty] | 0 | 0 | 0 | 0 | [11 empty] | Salt River Project | 100 | Salt River Project | 100
Horse Mesa | 145_G_HM2 | 145 | G | HM2 |  | Hydro |  | WECC_AZ | Arizona | 4 | Maricopa | 13 | 04013 | 10 | 0 | 1927 | 9999 |  |  | N | Hydro | [13 empty] | 0 | 0 | 0 | 0 | [11 empty] | Salt River Project | 100 | Salt River Project | 100
Horse Mesa | 145_G_HM3 | 145 | G | HM3 |  | Hydro |  | WECC_AZ | Arizona | 4 | Maricopa | 13 | 04013 | 10 | 0 | 1927 | 9999 |  |  | N | Hydro | [13 empty] | 0 | 0 | 0 | 0 | [11 empty] | Salt River Project | 100 | Salt River Project | 100
Horse Mesa | 145_G_HM4 | 145 | G | HM4 |  | Pumped Storage |  | WECC_AZ | Arizona | 4 | Maricopa | 13 | 04013 | 119 | 0 | 1972 | 9999 |  |  | N | Pumped Storage | [13 empty] | 0 | 0 | 0 | 0 | [11 empty] | Salt River Project | 100 | Salt River Project | 100
New Roads | 1453_G_1 | 1453 | G | 1 |  | Combustion Turbine | IC Engine | MIS_LA | Louisiana | 22 | Pointe Coupee | 77 | 22077 | 1.8 | 13147 | 1965 | 9999 |  |  | N | Natural Gas, Distillate Fuel Oil | [12 empty] | 5.261 | 0.19999 | 0.19999 | 0.19999 | 0.19999 | [11 empty] | New Roads LA (Town of) | 100 | New Roads LA (Town of) | 100
New Roads | 1453_G_2 | 1453 | G | 2 |  | Combustion Turbine | IC Engine | MIS_LA | Louisiana | 22 | Pointe Coupee | 77 | 22077 | 0.6 | 13128 | 1953 | 9999 |  |  | N | Natural Gas, Distillate Fuel Oil | [12 empty] | 5.261 | 0.19999 | 0.19999 | 0.19999 | 0.19999 | [11 empty] | New Roads LA (Town of) | 100 | New Roads LA (Town of) | 100
New Roads | 1453_G_3 | 1453 | G | 3 |  | Combustion Turbine | IC Engine | MIS_LA | Louisiana | 22 | Pointe Coupee | 77 | 22077 | 0.7 | 13290 | 1957 | 9999 |  |  | N | Natural Gas, Distillate Fuel Oil | [12 empty] | 5.261 | 0.19999 | 0.19999 | 0.19999 | 0.19999 | [11 empty] | New Roads LA (Town of) | 100 | New Roads LA (Town of) | 100
New Roads | 1453_G_4 | 1453 | G | 4 |  | Combustion Turbine | IC Engine | MIS_LA | Louisiana | 22 | Pointe Coupee | 77 | 22077 | 1.2 | 13265 | 1957 | 9999 |  |  | N | Natural Gas, Distillate Fuel Oil | [12 empty] | 5.261 | 0.19999 | 0.19999 | 0.19999 | 0.19999 | [11 empty] | New Roads LA (Town of) | 100 | New Roads LA (Town of) | 100
New Roads | 1453_G_5 | 1453 | G | 5 |  | Combustion Turbine | IC Engine | MIS_LA | Louisiana | 22 | Pointe Coupee | 77 | 22077 | 1.2 | 13265 | 1951 | 9999 |  |  | N | Natural Gas, Distillate Fuel Oil | [12 empty] | 5.261 | 0.19999 | 0.19999 | 0.19999 | 0.19999 | [11 empty] | New Roads LA (Town of) | 100 | New Roads LA (Town of) | 100
New Roads | 1453_G_6 | 1453 | G | 6 |  | Combustion Turbine | IC Engine | MIS_LA | Louisiana | 22 | Pointe Coupee | 77 | 22077 | 1.5 | 13215 | 1971 | 9999 |  |  | N | Natural Gas, Distillate Fuel Oil | [12 empty] | 5.261 | 0.19999 | 0.19999 | 0.19999 | 0.19999 | [11 empty] | New Roads LA (Town of) | 100 | New Roads LA (Town of) | 100
Rayne | 1456_G_9 | 1456 | G | 9 |  | Combustion Turbine | IC Engine | MIS_WOTA | Louisiana | 22 | Acadia | 1 | 22001 | 3.6 | 14667 | 1969 | 9999 |  |  | N | Distillate Fuel Oil | [12 empty] | 5.261 | 1.6498 | 1.6498 | 1.6498 | 1.6498 | [11 empty] | Rayne LA (City of) | 100 | Rayne LA (City of) | 100
Big Cajun 1 | 1464_G_3 | 1464 | G | 3 | 8306 | Combustion Turbine |  | MIS_LA | Louisiana | 22 | Pointe Coupee | 77 | 22077 | 105 | 12648 | 2001 | 9999 |  |  | N | Natural Gas |  |  |  | DLNB | [8 empty] | 0.01 | 0.07624 | 0.07624 | 0.07624 | 0.07624 | [11 empty] | Big Cajun I Peaking Power LLC | 100 | Cleco Corp | 100
Big Cajun 1 | 1464_G_4 | 1464 | G | 4 | 8308 | Combustion Turbine |  | MIS_LA | Louisiana | 22 | Pointe Coupee | 77 | 22077 | 105 | 12649 | 2001 | 9999 |  |  | N | Natural Gas |  |  |  | DLNB | [8 empty] | 0.01 | 0.06903 | 0.06903 | 0.06903 | 0.06903 | [11 empty] | Big Cajun I Peaking Power LLC | 100 | Cleco Corp | 100
Ellsworth Hydro Station | 1469_G_EL01 | 1469 | G | EL01 |  | Hydro |  | NENG_ME | Maine | 23 | Hancock | 9 | 23009 | 2.6 | 0 | 1924 | 9999 |  |  | N | Hydro | [13 empty] | 0 | 0 | 0 | 0 | [11 empty] | Black Bear Hydro Partners LLC | 100 | Brookfield Asset Management Inc | 100
Ellsworth Hydro Station | 1469_G_EL02 | 1469 | G | EL02 |  | Hydro |  | NENG_ME | Maine | 23 | Hancock | 9 | 23009 | 2.1 | 0 | 1938 | 9999 |  |  | N | Hydro | [13 empty] | 0 | 0 | 0 | 0 | [11 empty] | Black Bear Hydro Partners LLC | 100 | Brookfield Asset Management Inc | 100
Ellsworth Hydro Station | 1469_G_EL03 | 1469 | G | EL03 |  | Hydro |  | NENG_ME | Maine | 23 | Hancock | 9 | 23009 | 2.1 | 0 | 1938 | 9999 |  |  | N | Hydro | [13 empty] | 0 | 0 | 0 | 0 | [11 empty] | Black Bear Hydro Partners LLC | 100 | Brookfield Asset Management Inc | 100
Ellsworth Hydro Station | 1469_G_EL04 | 1469 | G | EL04 |  | Hydro |  | NENG_ME | Maine | 23 | Hancock | 9 | 23009 | 2.5 | 0 | 1924 | 9999 |  |  | N | Hydro | [13 empty] | 0 | 0 | 0 | 0 | [11 empty] | Black Bear Hydro Partners LLC | 100 | Brookfield Asset Management Inc | 100
Kyrene | 147_G_KY4 | 147 | G | KY4 |  | Combustion Turbine |  | WECC_AZ | Arizona | 4 | Maricopa | 13 | 04013 | 59 | 24801 | 1971 | 9999 |  |  | N | Natural Gas, Distillate Fuel Oil | [12 empty] | 1 | 0.42278 | 0.42278 | 0.42278 | 0.42278 | [11 empty] | Salt River Project | 100 | Salt River Project | 100
Kyrene | 147_G_KY5 | 147 | G | KY5 |  | Combustion Turbine |  | WECC_AZ | Arizona | 4 | Maricopa | 13 | 04013 | 53 | 24796 | 1973 | 9999 |  |  | N | Natural Gas, Distillate Fuel Oil | [12 empty] | 0.8 | 0.42278 | 0.42278 | 0.42278 | 0.42278 | [11 empty] | Salt River Project | 100 | Salt River Project | 100
Kyrene | 147_G_KY6 | 147 | G | KY6 |  | Combustion Turbine |  | WECC_AZ | Arizona | 4 | Maricopa | 13 | 04013 | 53 | 24796 | 1973 | 9999 |  |  | N | Natural Gas, Distillate Fuel Oil | [12 empty] | 0.8 | 0.42278 | 0.42278 | 0.42278 | 0.42278 | [11 empty] | Salt River Project | 100 | Salt River Project | 100
Kyrene | 147_G_KY7 | 147 | G | KY7 | 91 | Combined Cycle |  | WECC_AZ | Arizona | 4 | Maricopa | 13 | 04013 | 148 | 7437 | 2002 | 9999 |  |  | N | Natural Gas |  |  |  | DLNB | SCR | [8 empty] | 0.009024 | 0.009024 | 0.009024 | 0.009024 | [11 empty] | Salt River Project | 100 | Salt River Project | 100
Kyrene | 147_G_KY7A | 147 | G | KY7A | 91 | Combined Cycle |  | WECC_AZ | Arizona | 4 | Maricopa | 13 | 04013 | 106 | 7437 | 2002 | 9999 |  |  | N | Natural Gas |  |  |  | LNB | SCR | [8 empty] | 0.009024 | 0.009024 | 0.009024 | 0.009024 | [11 empty] | Salt River Project | 100 | Salt River Project | 100
Milford Hydro Station | 1475_G_MF01 | 1475 | G | MF01 |  | Hydro |  | NENG_ME | Maine | 23 | Penobscot | 19 | 23019 | 0.7 | 0 | 2011 | 9999 |  |  | N | Hydro | [13 empty] | 0 | 0 | 0 | 0 | [11 empty] | Black Bear Hydro Partners LLC | 100 | Brookfield Asset Management Inc | 100
Milford Hydro Station | 1475_G_MF02 | 1475 | G | MF02 |  | Hydro |  | NENG_ME | Maine | 23 | Penobscot | 19 | 23019 | 0.7 | 0 | 2011 | 9999 |  |  | N | Hydro | [13 empty] | 0 | 0 | 0 | 0 | [11 empty] | Black Bear Hydro Partners LLC | 100 | Brookfield Asset Management Inc | 100
Milford Hydro Station | 1475_G_MF03 | 1475 | G | MF03 |  | Hydro |  | NENG_ME | Maine | 23 | Penobscot | 19 | 23019 | 1.6 | 0 | 1956 | 9999 |  |  | N | Hydro | [13 empty] | 0 | 0 | 0 | 0 | [11 empty] | Black Bear Hydro Partners LLC | 100 | Brookfield Asset Management Inc | 100
Milford Hydro Station | 1475_G_MF04 | 1475 | G | MF04 |  | Hydro |  | NENG_ME | Maine | 23 | Penobscot | 19 | 23019 | 1.6 | 0 | 1946 | 9999 |  |  | N | Hydro | [13 empty] | 0 | 0 | 0 | 0 | [11 empty] | Black Bear Hydro Partners LLC | 100 | Brookfield Asset Management Inc | 100
Milford Hydro Station | 1475_G_MF05 | 1475 | G | MF05 |  | Hydro |  | NENG_ME | Maine | 23 | Penobscot | 19 | 23019 | 1.6 | 0 | 1941 | 9999 |  |  | N | Hydro | [13 empty] | 0 | 0 | 0 | 0 | [11 empty] | Black Bear Hydro Partners LLC | 100 | Brookfield Asset Management Inc | 100
Milford Hydro Station | 1475_G_MF06 | 1475 | G | MF06 |  | Hydro |  | NENG_ME | Maine | 23 | Penobscot | 19 | 23019 | 1.6 | 0 | 1942 | 9999 |  |  | N | Hydro | [13 empty] | 0 | 0 | 0 | 0 | [11 empty] | Black Bear Hydro Partners LLC | 100 | Brookfield Asset Management Inc | 100
Stillwater Hydro Station | 1478_G_SW01 | 1478 | G | SW01 |  | Hydro |  | NENG_ME | Maine | 23 | Penobscot | 19 | 23019 | 0.5 | 0 | 1913 | 9999 |  |  | N | Hydro | [13 empty] | 0 | 0 | 0 | 0 | [11 empty] | Black Bear Hydro Partners LLC | 100 | Brookfield Asset Management Inc | 100
Stillwater Hydro Station | 1478_G_SW02 | 1478 | G | SW02 |  | Hydro |  | NENG_ME | Maine | 23 | Penobscot | 19 | 23019 | 0.5 | 0 | 1913 | 9999 |  |  | N | Hydro | [13 empty] | 0 | 0 | 0 | 0 | [11 empty] | Black Bear Hydro Partners LLC | 100 | Brookfield Asset Management Inc | 100
Stillwater Hydro Station | 1478_G_SW03 | 1478 | G | SW03 |  | Hydro |  | NENG_ME | Maine | 23 | Penobscot | 19 | 23019 | 0.5 | 0 | 1916 | 9999 |  |  | N | Hydro | [13 empty] | 0 | 0 | 0 | 0 | [11 empty] | Black Bear Hydro Partners LLC | 100 | Brookfield Asset Management Inc | 100
Stillwater Hydro Station | 1478_G_SW04 | 1478 | G | SW04 |  | Hydro |  | NENG_ME | Maine | 23 | Penobscot | 19 | 23019 | 0.6 | 0 | 1929 | 9999 |  |  | N | Hydro | [13 empty] | 0 | 0 | 0 | 0 | [11 empty] | Black Bear Hydro Partners LLC | 100 | Brookfield Asset Management Inc | 100
Mormon Flat | 148_G_MF1 | 148 | G | MF1 |  | Hydro |  | WECC_AZ | Arizona | 4 | Maricopa | 13 | 04013 | 11.5 | 0 | 1926 | 9999 |  |  | N | Hydro | [13 empty] | 0 | 0 | 0 | 0 | [11 empty] | Salt River Project | 100 | Salt River Project | 100
Mormon Flat | 148_G_MF2 | 148 | G | MF2 |  | Pumped Storage |  | WECC_AZ | Arizona | 4 | Maricopa | 13 | 04013 | 57.3 | 0 | 1971 | 9999 |  |  | N | Pumped Storage | [13 empty] | 0 | 0 | 0 | 0 | [11 empty] | Salt River Project | 100 | Salt River Project | 100
Bonny Eagle | 1482_G_1 | 1482 | G | 1 |  | Hydro |  | NENG_ME | Maine | 23 | York | 31 | 23031 | 1.5 | 0 | 1910 | 9999 |  |  | N | Hydro | [13 empty] | 0 | 0 | 0 | 0 | [11 empty] | Brookfield White Pine Hydro LLC | 100 | Brookfield Asset Management Inc | 100
Bonny Eagle | 1482_G_2 | 1482 | G | 2 |  | Hydro |  | NENG_ME | Maine | 23 | York | 31 | 23031 | 1.5 | 0 | 1910 | 9999 |  |  | N | Hydro | [13 empty] | 0 | 0 | 0 | 0 | [11 empty] | Brookfield White Pine Hydro LLC | 100 | Brookfield Asset Management Inc | 100
Bonny Eagle | 1482_G_3 | 1482 | G | 3 |  | Hydro |  | NENG_ME | Maine | 23 | York | 31 | 23031 | 1.5 | 0 | 1910 | 9999 |  |  | N | Hydro | [13 empty] | 0 | 0 | 0 | 0 | [11 empty] | Brookfield White Pine Hydro LLC | 100 | Brookfield Asset Management Inc | 100
Bonny Eagle | 1482_G_4 | 1482 | G | 4 |  | Hydro |  | NENG_ME | Maine | 23 | York | 31 | 23031 | 1.5 | 0 | 1910 | 9999 |  |  | N | Hydro | [13 empty] | 0 | 0 | 0 | 0 | [11 empty] | Brookfield White Pine Hydro LLC | 100 | Brookfield Asset Management Inc | 100
Bonny Eagle | 1482_G_5 | 1482 | G | 5 |  | Hydro |  | NENG_ME | Maine | 23 | York | 31 | 23031 | 1.5 | 0 | 1910 | 9999 |  |  | N | Hydro | [13 empty] | 0 | 0 | 0 | 0 | [11 empty] | Brookfield White Pine Hydro LLC | 100 | Brookfield Asset Management Inc | 100
Bonny Eagle | 1482_G_6 | 1482 | G | 6 |  | Hydro |  | NENG_ME | Maine | 23 | York | 31 | 23031 | 1.5 | 0 | 1910 | 9999 |  |  | N | Hydro | [13 empty] | 0 | 0 | 0 | 0 | [11 empty] | Brookfield White Pine Hydro LLC | 100 | Brookfield Asset Management Inc | 100
Brunswick Hydro | 1483_G_B1 | 1483 | G | B1 |  | Hydro |  | NENG_ME | Maine | 23 | Cumberland | 5 | 23005 | 13 | 0 | 1982 | 9999 |  |  | N | Hydro | [13 empty] | 0 | 0 | 0 | 0 | [11 empty] | Brookfield White Pine Hydro LLC | 100 | Brookfield Asset Management Inc | 100
Brunswick Hydro | 1483_G_B2 | 1483 | G | B2 |  | Hydro |  | NENG_ME | Maine | 23 | Cumberland | 5 | 23005 | 3.5 | 0 | 1983 | 9999 |  |  | N | Hydro | [13 empty] | 0 | 0 | 0 | 0 | [11 empty] | Brookfield White Pine Hydro LLC | 100 | Brookfield Asset Management Inc | 100
Brunswick Hydro | 1483_G_B3 | 1483 | G | B3 |  | Hydro |  | NENG_ME | Maine | 23 | Cumberland | 5 | 23005 | 3.5 | 0 | 1983 | 9999 |  |  | N | Hydro | [13 empty] | 0 | 0 | 0 | 0 | [11 empty] | Brookfield White Pine Hydro LLC | 100 | Brookfield Asset Management Inc | 100
Cape Gas Turbine | 1484_G_GT4 | 1484 | G | GT4 |  | Combustion Turbine |  | NENG_ME | Maine | 23 | Cumberland | 5 | 23005 | 16 | 17263 | 1970 | 9999 |  |  | N | Distillate Fuel Oil | [12 empty] | 0.39 | 0.2 | 0.2 | 0.2 | 0.2 | [11 empty] | FPL Energy Cape LLC | 100 | NextEra Energy Inc | 100
Cape Gas Turbine | 1484_G_GT5 | 1484 | G | GT5 |  | Combustion Turbine |  | NENG_ME | Maine | 23 | Cumberland | 5 | 23005 | 16 | 17270 | 1970 | 9999 |  |  | N | Distillate Fuel Oil | [12 empty] | 0.39 | 0.2 | 0.2 | 0.2 | 0.2 | [11 empty] | FPL Energy Cape LLC | 100 | NextEra Energy Inc | 100
Cataract Hydro | 1486_G_1 | 1486 | G | 1 |  | Hydro |  | NENG_ME | Maine | 23 | York | 31 | 23031 | 8 | 0 | 1937 | 9999 |  |  | N | Hydro | [13 empty] | 0 | 0 | 0 | 0 | [11 empty] | Brookfield White Pine Hydro LLC | 100 | Brookfield Asset Management Inc | 100
Deer Rips | 1488_G_DR1 | 1488 | G | DR1 |  | Hydro |  | NENG_ME | Maine | 23 | Androscoggin | 1 | 23001 | 0.7 | 0 | 1903 | 9999 |  |  | N | Hydro | [13 empty] | 0 | 0 | 0 | 0 | [11 empty] | Brookfield White Pine Hydro LLC | 100 | Brookfield Asset Management Inc | 100
Deer Rips | 1488_G_DR2 | 1488 | G | DR2 |  | Hydro |  | NENG_ME | Maine | 23 | Androscoggin | 1 | 23001 | 0.7 | 0 | 1903 | 9999 |  |  | N | Hydro | [13 empty] | 0 | 0 | 0 | 0 | [11 empty] | Brookfield White Pine Hydro LLC | 100 | Brookfield Asset Management Inc | 100
Deer Rips | 1488_G_DR3 | 1488 | G | DR3 |  | Hydro |  | NENG_ME | Maine | 23 | Androscoggin | 1 | 23001 | 0.8 | 0 | 1906 | 9999 |  |  | N | Hydro | [13 empty] | 0 | 0 | 0 | 0 | [11 empty] | Brookfield White Pine Hydro LLC | 100 | Brookfield Asset Management Inc | 100
Deer Rips | 1488_G_DR4 | 1488 | G | DR4 |  | Hydro |  | NENG_ME | Maine | 23 | Androscoggin | 1 | 23001 | 0.7 | 0 | 1911 | 9999 |  |  | N | Hydro | [13 empty] | 0 | 0 | 0 | 0 | [11 empty] | Brookfield White Pine Hydro LLC | 100 | Brookfield Asset Management Inc | 100
Deer Rips | 1488_G_DR5 | 1488 | G | DR5 |  | Hydro |  | NENG_ME | Maine | 23 | Androscoggin | 1 | 23001 | 0.7 | 0 | 1913 | 9999 |  |  | N | Hydro | [13 empty] | 0 | 0 | 0 | 0 | [11 empty] | Brookfield White Pine Hydro LLC | 100 | Brookfield Asset Management Inc | 100
Deer Rips | 1488_G_DR6 | 1488 | G | DR6 |  | Hydro |  | NENG_ME | Maine | 23 | Androscoggin | 1 | 23001 | 1.7 | 0 | 1919 | 9999 |  |  | N | Hydro | [13 empty] | 0 | 0 | 0 | 0 | [11 empty] | Brookfield White Pine Hydro LLC | 100 | Brookfield Asset Management Inc | 100
Deer Rips | 1488_G_DR7 | 1488 | G | DR7 |  | Hydro |  | NENG_ME | Maine | 23 | Androscoggin | 1 | 23001 | 0.9 | 0 | 1924 | 9999 |  |  | N | Hydro | [13 empty] | 0 | 0 | 0 | 0 | [11 empty] | Brookfield White Pine Hydro LLC | 100 | Brookfield Asset Management Inc | 100
Roosevelt | 149_G_ROOS | 149 | G | ROOS |  | Hydro |  | WECC_AZ | Arizona | 4 | Maricopa | 13 | 04013 | 36 | 0 | 1973 | 9999 |  |  | N | Hydro | [13 empty] | 0 | 0 | 0 | 0 | [11 empty] | Salt River Project | 100 | Salt River Project | 100
Gulf Island | 1491_G_GI1 | 1491 | G | GI1 |  | Hydro |  | NENG_ME | Maine | 23 | Androscoggin | 1 | 23001 | 7.2 | 0 | 1926 | 9999 |  |  | N | Hydro | [13 empty] | 0 | 0 | 0 | 0 | [11 empty] | Brookfield White Pine Hydro LLC | 100 | Brookfield Asset Management Inc | 100
Gulf Island | 1491_G_GI2 | 1491 | G | GI2 |  | Hydro |  | NENG_ME | Maine | 23 | Androscoggin | 1 | 23001 | 8.1 | 0 | 1926 | 9999 |  |  | N | Hydro | [13 empty] | 0 | 0 | 0 | 0 | [11 empty] | Brookfield White Pine Hydro LLC | 100 | Brookfield Asset Management Inc | 100
Gulf Island | 1491_G_GI3 | 1491 | G | GI3 |  | Hydro |  | NENG_ME | Maine | 23 | Androscoggin | 1 | 23001 | 7.9 | 0 | 1926 | 9999 |  |  | N | Hydro | [13 empty] | 0 | 0 | 0 | 0 | [11 empty] | Brookfield White Pine Hydro LLC | 100 | Brookfield Asset Management Inc | 100
Harris Hydro | 1492_G_HA1 | 1492 | G | HA1 |  | Hydro |  | NENG_ME | Maine | 23 | Somerset | 25 | 23025 | 16.8 | 0 | 1954 | 9999 |  |  | N | Hydro | [13 empty] | 0 | 0 | 0 | 0 | [11 empty] | Brookfield White Pine Hydro LLC | 100 | Brookfield Asset Management Inc | 100
Harris Hydro | 1492_G_HA2 | 1492 | G | HA2 |  | Hydro |  | NENG_ME | Maine | 23 | Somerset | 25 | 23025 | 35 | 0 | 1954 | 9999 |  |  | N | Hydro | [13 empty] | 0 | 0 | 0 | 0 | [11 empty] | Brookfield White Pine Hydro LLC | 100 | Brookfield Asset Management Inc | 100
Harris Hydro | 1492_G_HA3 | 1492 | G | HA3 |  | Hydro |  | NENG_ME | Maine | 23 | Somerset | 25 | 23025 | 34.2 | 0 | 1955 | 9999 |  |  | N | Hydro | [13 empty] | 0 | 0 | 0 | 0 | [11 empty] | Brookfield White Pine Hydro LLC | 100 | Brookfield Asset Management Inc | 100
Harris Hydro | 1492_G_HA4 | 1492 | G | HA4 |  | Hydro |  | NENG_ME | Maine | 23 | Somerset | 25 | 23025 | 1.4 | 0 | 1955 | 9999 |  |  | N | Hydro | [13 empty] | 0 | 0 | 0 | 0 | [11 empty] | Brookfield White Pine Hydro LLC | 100 | Brookfield Asset Management Inc | 100
Hiram | 1493_G_1 | 1493 | G | 1 |  | Hydro |  | NENG_ME | Maine | 23 | Cumberland | 5 | 23005 | 3.1 | 0 | 1917 | 9999 |  |  | N | Hydro | [13 empty] | 0 | 0 | 0 | 0 | [11 empty] | Brookfield White Pine Hydro LLC | 100 | Brookfield Asset Management Inc | 100
Hiram | 1493_G_2 | 1493 | G | 2 |  | Hydro |  | NENG_ME | Maine | 23 | Cumberland | 5 | 23005 | 8.5 | 0 | 1985 | 9999 |  |  | N | Hydro | [13 empty] | 0 | 0 | 0 | 0 | [11 empty] | Brookfield White Pine Hydro LLC | 100 | Brookfield Asset Management Inc | 100
Messalonskee 2 (Oakland) | 1497_G_1 | 1497 | G | 1 |  | Hydro |  | NENG_ME | Maine | 23 | Kennebec | 11 | 23011 | 2.8 | 0 | 1924 | 9999 |  |  | N | Hydro | [13 empty] | 0 | 0 | 0 | 0 | [11 empty] | Maine Renewables LLC | 100 | Synergics Inc | 100
Messalonskee 3 | 1498_G_1 | 1498 | G | 1 |  | Hydro |  | NENG_ME | Maine | 23 | Kennebec | 11 | 23011 | 1.6 | 0 | 1918 | 9999 |  |  | N | Hydro | [13 empty] | 0 | 0 | 0 | 0 | [11 empty] | Maine Renewables LLC | 100 | Synergics Inc | 100
Lay Dam | 15_G_1 | 15 | G | 1 |  | Hydro |  | S_SOU | Alabama | 1 | Chilton | 21 | 01021 | 30 | 0 | 1968 | 9999 |  |  | N | Hydro | [13 empty] | 0 | 0 | 0 | 0 | [11 empty] | Alabama Power Co | 100 | Southern Co | 100
Lay Dam | 15_G_2 | 15 | G | 2 |  | Hydro |  | S_SOU | Alabama | 1 | Chilton | 21 | 01021 | 30 | 0 | 1968 | 9999 |  |  | N | Hydro | [13 empty] | 0 | 0 | 0 | 0 | [11 empty] | Alabama Power Co | 100 | Southern Co | 100
Lay Dam | 15_G_3 | 15 | G | 3 |  | Hydro |  | S_SOU | Alabama | 1 | Chilton | 21 | 01021 | 30 | 0 | 1967 | 9999 |  |  | N | Hydro | [13 empty] | 0 | 0 | 0 | 0 | [11 empty] | Alabama Power Co | 100 | Southern Co | 100
Lay Dam | 15_G_4 | 15 | G | 4 |  | Hydro |  | S_SOU | Alabama | 1 | Chilton | 21 | 01021 | 30 | 0 | 1967 | 9999 |  |  | N | Hydro | [13 empty] | 0 | 0 | 0 | 0 | [11 empty] | Alabama Power Co | 100 | Southern Co | 100
Lay Dam | 15_G_5 | 15 | G | 5 |  | Hydro |  | S_SOU | Alabama | 1 | Chilton | 21 | 01021 | 30 | 0 | 1967 | 9999 |  |  | N | Hydro | [13 empty] | 0 | 0 | 0 | 0 | [11 empty] | Alabama Power Co | 100 | Southern Co | 100
Lay Dam | 15_G_6 | 15 | G | 6 |  | Hydro |  | S_SOU | Alabama | 1 | Chilton | 21 | 01021 | 30 | 0 | 1967 | 9999 |  |  | N | Hydro | [13 empty] | 0 | 0 | 0 | 0 | [11 empty] | Alabama Power Co | 100 | Southern Co | 100
Stewart Mountain | 150_G_SM | 150 | G | SM |  | Hydro |  | WECC_AZ | Arizona | 4 | Maricopa | 13 | 04013 | 13 | 0 | 1930 | 9999 |  |  | N | Hydro | [13 empty] | 0 | 0 | 0 | 0 | [11 empty] | Salt River Project | 100 | Salt River Project | 100
Messalonskee 5 | 1500_G_1 | 1500 | G | 1 |  | Hydro |  | NENG_ME | Maine | 23 | Kennebec | 11 | 23011 | 1.8 | 0 | 1935 | 9999 |  |  | N | Hydro | [13 empty] | 0 | 0 | 0 | 0 | [11 empty] | Maine Renewables LLC | 100 | Synergics Inc | 100
North Gorham | 1501_G_1 | 1501 | G | 1 |  | Hydro |  | NENG_ME | Maine | 23 | Cumberland | 5 | 23005 | 1 | 0 | 1925 | 9999 |  |  | N | Hydro | [13 empty] | 0 | 0 | 0 | 0 | [11 empty] | Brookfield White Pine Hydro LLC | 100 | Brookfield Asset Management Inc | 100
North Gorham | 1501_G_2 | 1501 | G | 2 |  | Hydro |  | NENG_ME | Maine | 23 | Cumberland | 5 | 23005 | 1 | 0 | 1925 | 9999 |  |  | N | Hydro | [13 empty] | 0 | 0 | 0 | 0 | [11 empty] | Brookfield White Pine Hydro LLC | 100 | Brookfield Asset Management Inc | 100
Shawmut | 1504_G_SH1 | 1504 | G | SH1 |  | Hydro |  | NENG_ME | Maine | 23 | Somerset | 25 | 23025 | 0.9 | 0 | 1913 | 9999 |  |  | N | Hydro | [13 empty] | 0 | 0 | 0 | 0 | [11 empty] | Brookfield White Pine Hydro LLC | 100 | Brookfield Asset Management Inc | 100
Shawmut | 1504_G_SH2 | 1504 | G | SH2 |  | Hydro |  | NENG_ME | Maine | 23 | Somerset | 25 | 23025 | 0.9 | 0 | 1913 | 9999 |  |  | N | Hydro | [13 empty] | 0 | 0 | 0 | 0 | [11 empty] | Brookfield White Pine Hydro LLC | 100 | Brookfield Asset Management Inc | 100
Shawmut | 1504_G_SH3 | 1504 | G | SH3 |  | Hydro |  | NENG_ME | Maine | 23 | Somerset | 25 | 23025 | 0.9 | 0 | 1913 | 9999 |  |  | N | Hydro | [13 empty] | 0 | 0 | 0 | 0 | [11 empty] | Brookfield White Pine Hydro LLC | 100 | Brookfield Asset Management Inc | 100
Shawmut | 1504_G_SH4 | 1504 | G | SH4 |  | Hydro |  | NENG_ME | Maine | 23 | Somerset | 25 | 23025 | 0.9 | 0 | 1913 | 9999 |  |  | N | Hydro | [13 empty] | 0 | 0 | 0 | 0 | [11 empty] | Brookfield White Pine Hydro LLC | 100 | Brookfield Asset Management Inc | 100
Shawmut | 1504_G_SH5 | 1504 | G | SH5 |  | Hydro |  | NENG_ME | Maine | 23 | Somerset | 25 | 23025 | 0.9 | 0 | 1913 | 9999 |  |  | N | Hydro | [13 empty] | 0 | 0 | 0 | 0 | [11 empty] | Brookfield White Pine Hydro LLC | 100 | Brookfield Asset Management Inc | 100
Shawmut | 1504_G_SH6 | 1504 | G | SH6 |  | Hydro |  | NENG_ME | Maine | 23 | Somerset | 25 | 23025 | 0.9 | 0 | 1921 | 9999 |  |  | N | Hydro | [13 empty] | 0 | 0 | 0 | 0 | [11 empty] | Brookfield White Pine Hydro LLC | 100 | Brookfield Asset Management Inc | 100
Shawmut | 1504_G_SH7 | 1504 | G | SH7 |  | Hydro |  | NENG_ME | Maine | 23 | Somerset | 25 | 23025 | 1.9 | 0 | 1982 | 9999 |  |  | N | Hydro | [13 empty] | 0 | 0 | 0 | 0 | [11 empty] | Brookfield White Pine Hydro LLC | 100 | Brookfield Asset Management Inc | 100
Shawmut | 1504_G_SH8 | 1504 | G | SH8 |  | Hydro |  | NENG_ME | Maine | 23 | Somerset | 25 | 23025 | 1.9 | 0 | 1982 | 9999 |  |  | N | Hydro | [13 empty] | 0 | 0 | 0 | 0 | [11 empty] | Brookfield White Pine Hydro LLC | 100 | Brookfield Asset Management Inc | 100
Skelton | 1505_G_1 | 1505 | G | 1 |  | Hydro |  | NENG_ME | Maine | 23 | York | 31 | 23031 | 10.8 | 0 | 1948 | 9999 |  |  | N | Hydro | [13 empty] | 0 | 0 | 0 | 0 | [11 empty] | Brookfield White Pine Hydro LLC | 100 | Brookfield Asset Management Inc | 100
Skelton | 1505_G_2 | 1505 | G | 2 |  | Hydro |  | NENG_ME | Maine | 23 | York | 31 | 23031 | 10.8 | 0 | 1948 | 9999 |  |  | N | Hydro | [13 empty] | 0 | 0 | 0 | 0 | [11 empty] | Brookfield White Pine Hydro LLC | 100 | Brookfield Asset Management Inc | 100
William F Wyman | 1507_G_BESS | 1507 | G | BESS |  | Energy Storage |  | NENG_ME | Maine | 23 | Cumberland | 5 | 23005 | 16.2 | 0 | 2016 | 9999 |  |  | N | Energy Storage | [13 empty] | 0 | 0 | 0 | 0 | [11 empty] | FPL Energy Wyman LLC | 100 | NextEra Energy Inc | 100
West Buxton | 1508_G_WB1 | 1508 | G | WB1 |  | Hydro |  | NENG_ME | Maine | 23 | York | 31 | 23031 | 0.6 | 0 | 1982 | 9999 |  |  | N | Hydro | [13 empty] | 0 | 0 | 0 | 0 | [11 empty] | Brookfield White Pine Hydro LLC | 100 | Brookfield Asset Management Inc | 100
West Buxton | 1508_G_WB2 | 1508 | G | WB2 |  | Hydro |  | NENG_ME | Maine | 23 | York | 31 | 23031 | 0.6 | 0 | 1982 | 9999 |  |  | N | Hydro | [13 empty] | 0 | 0 | 0 | 0 | [11 empty] | Brookfield White Pine Hydro LLC | 100 | Brookfield Asset Management Inc | 100
West Buxton | 1508_G_WB3 | 1508 | G | WB3 |  | Hydro |  | NENG_ME | Maine | 23 | York | 31 | 23031 | 1.1 | 0 | 1920 | 9999 |  |  | N | Hydro | [13 empty] | 0 | 0 | 0 | 0 | [11 empty] | Brookfield White Pine Hydro LLC | 100 | Brookfield Asset Management Inc | 100
West Buxton | 1508_G_WB4 | 1508 | G | WB4 |  | Hydro |  | NENG_ME | Maine | 23 | York | 31 | 23031 | 0.7 | 0 | 1907 | 9999 |  |  | N | Hydro | [13 empty] | 0 | 0 | 0 | 0 | [11 empty] | Brookfield White Pine Hydro LLC | 100 | Brookfield Asset Management Inc | 100
West Buxton | 1508_G_WB5 | 1508 | G | WB5 |  | Hydro |  | NENG_ME | Maine | 23 | York | 31 | 23031 | 0.7 | 0 | 1904 | 9999 |  |  | N | Hydro | [13 empty] | 0 | 0 | 0 | 0 | [11 empty] | Brookfield White Pine Hydro LLC | 100 | Brookfield Asset Management Inc | 100
West Buxton | 1508_G_WB6 | 1508 | G | WB6 |  | Hydro |  | NENG_ME | Maine | 23 | York | 31 | 23031 | 4 | 0 | 1927 | 9999 |  |  | N | Hydro | [13 empty] | 0 | 0 | 0 | 0 | [11 empty] | Brookfield White Pine Hydro LLC | 100 | Brookfield Asset Management Inc | 100
Weston Hydro | 1509_G_WE1 | 1509 | G | WE1 |  | Hydro |  | NENG_ME | Maine | 23 | Somerset | 25 | 23025 | 3.3 | 0 | 1921 | 9999 |  |  | N | Hydro | [13 empty] | 0 | 0 | 0 | 0 | [11 empty] | Brookfield White Pine Hydro LLC | 100 | Brookfield Asset Management Inc | 100
Weston Hydro | 1509_G_WE2 | 1509 | G | WE2 |  | Hydro |  | NENG_ME | Maine | 23 | Somerset | 25 | 23025 | 3.3 | 0 | 1920 | 9999 |  |  | N | Hydro | [13 empty] | 0 | 0 | 0 | 0 | [11 empty] | Brookfield White Pine Hydro LLC | 100 | Brookfield Asset Management Inc | 100
Weston Hydro | 1509_G_WE3 | 1509 | G | WE3 |  | Hydro |  | NENG_ME | Maine | 23 | Somerset | 25 | 23025 | 3.3 | 0 | 1921 | 9999 |  |  | N | Hydro | [13 empty] | 0 | 0 | 0 | 0 | [11 empty] | Brookfield White Pine Hydro LLC | 100 | Brookfield Asset Management Inc | 100
Weston Hydro | 1509_G_WE4 | 1509 | G | WE4 |  | Hydro |  | NENG_ME | Maine | 23 | Somerset | 25 | 23025 | 3.3 | 0 | 1923 | 9999 |  |  | N | Hydro | [13 empty] | 0 | 0 | 0 | 0 | [11 empty] | Brookfield White Pine Hydro LLC | 100 | Brookfield Asset Management Inc | 100
McClure | 151_G_1 | 151 | G | 1 |  | Combustion Turbine |  | WEC_BANC | California | 6 | Stanislaus | 99 | 06099 | 53.5 | 17486 | 1980 | 9999 |  |  | N | Natural Gas, Distillate Fuel Oil | [12 empty] | 4.9 | 0.05104 | 0.05104 | 0.05104 | 0.05104 | [11 empty] | Modesto Irrigation District | 100 | Modesto Irrigation District | 100
McClure | 151_G_2 | 151 | G | 2 |  | Combustion Turbine |  | WEC_BANC | California | 6 | Stanislaus | 99 | 06099 | 53.5 | 17490 | 1981 | 9999 |  |  | N | Natural Gas, Distillate Fuel Oil | [12 empty] | 4.9 | 0.05231 | 0.05231 | 0.05231 | 0.05231 | [11 empty] | Modesto Irrigation District | 100 | Modesto Irrigation District | 100
Williams Hydro | 1510_G_WI1 | 1510 | G | WI1 |  | Hydro |  | NENG_ME | Maine | 23 | Somerset | 25 | 23025 | 8.2 | 0 | 1939 | 9999 |  |  | N | Hydro | [13 empty] | 0 | 0 | 0 | 0 | [11 empty] | Brookfield White Pine Hydro LLC | 100 | Brookfield Asset Management Inc | 100
Williams Hydro | 1510_G_WI2 | 1510 | G | WI2 |  | Hydro |  | NENG_ME | Maine | 23 | Somerset | 25 | 23025 | 6.7 | 0 | 1950 | 9999 |  |  | N | Hydro | [13 empty] | 0 | 0 | 0 | 0 | [11 empty] | Brookfield White Pine Hydro LLC | 100 | Brookfield Asset Management Inc | 100
Wyman Hydro | 1511_G_WY1 | 1511 | G | WY1 |  | Hydro |  | NENG_ME | Maine | 23 | Somerset | 25 | 23025 | 29.4 | 0 | 1930 | 9999 |  |  | N | Hydro | [13 empty] | 0 | 0 | 0 | 0 | [11 empty] | Brookfield White Pine Hydro LLC | 100 | Brookfield Asset Management Inc | 100
Wyman Hydro | 1511_G_WY2 | 1511 | G | WY2 |  | Hydro |  | NENG_ME | Maine | 23 | Somerset | 25 | 23025 | 29.9 | 0 | 1931 | 9999 |  |  | N | Hydro | [13 empty] | 0 | 0 | 0 | 0 | [11 empty] | Brookfield White Pine Hydro LLC | 100 | Brookfield Asset Management Inc | 100
Wyman Hydro | 1511_G_WY3 | 1511 | G | WY3 |  | Hydro |  | NENG_ME | Maine | 23 | Somerset | 25 | 23025 | 29.2 | 0 | 1940 | 9999 |  |  | N | Hydro | [13 empty] | 0 | 0 | 0 | 0 | [11 empty] | Brookfield White Pine Hydro LLC | 100 | Brookfield Asset Management Inc | 100
Squa Pan Hydro Station | 1516_G_SP1 | 1516 | G | SP1 |  | Hydro |  | NENG_ME | Maine | 23 | Aroostook | 3 | 23003 | 1.4 | 0 | 1941 | 9999 |  |  | N | Hydro | [13 empty] | 0 | 0 | 0 | 0 | [11 empty] | Algonquin Northern Maine Gen Co | 100 | Algonquin Power Income Fund | 100
Davis Dam | 152_G_1 | 152 | G | 1 |  | Hydro |  | WECC_AZ | Arizona | 4 | Mohave | 15 | 04015 | 51.7 | 0 | 1951 | 9999 |  |  | N | Hydro | [13 empty] | 0 | 0 | 0 | 0 | [11 empty] | U S Bureau of Reclamation | 100 | U S Bureau of Reclamation | 100
Davis Dam | 152_G_2 | 152 | G | 2 |  | Hydro |  | WECC_AZ | Arizona | 4 | Mohave | 15 | 04015 | 51.7 | 0 | 1951 | 9999 |  |  | N | Hydro | [13 empty] | 0 | 0 | 0 | 0 | [11 empty] | U S Bureau of Reclamation | 100 | U S Bureau of Reclamation | 100
Davis Dam | 152_G_3 | 152 | G | 3 |  | Hydro |  | WECC_AZ | Arizona | 4 | Mohave | 15 | 04015 | 48 | 0 | 1951 | 9999 |  |  | N | Hydro | [13 empty] | 0 | 0 | 0 | 0 | [11 empty] | U S Bureau of Reclamation | 100 | U S Bureau of Reclamation | 100
Davis Dam | 152_G_4 | 152 | G | 4 |  | Hydro |  | WECC_AZ | Arizona | 4 | Mohave | 15 | 04015 | 51.7 | 0 | 1951 | 9999 |  |  | N | Hydro | [13 empty] | 0 | 0 | 0 | 0 | [11 empty] | U S Bureau of Reclamation | 100 | U S Bureau of Reclamation | 100
Davis Dam | 152_G_5 | 152 | G | 5 |  | Hydro |  | WECC_AZ | Arizona | 4 | Mohave | 15 | 04015 | 51.7 | 0 | 1951 | 9999 |  |  | N | Hydro | [13 empty] | 0 | 0 | 0 | 0 | [11 empty] | U S Bureau of Reclamation | 100 | U S Bureau of Reclamation | 100
Glen Canyon Dam | 153_G_1 | 153 | G | 1 |  | Hydro |  | WECC_AZ | Arizona | 4 | Coconino | 5 | 04005 | 165 | 0 | 1964 | 9999 |  |  | N | Hydro | [13 empty] | 0 | 0 | 0 | 0 | [11 empty] | U S Bureau of Reclamation | 100 | U S Bureau of Reclamation | 100
Glen Canyon Dam | 153_G_2 | 153 | G | 2 |  | Hydro |  | WECC_AZ | Arizona | 4 | Coconino | 5 | 04005 | 165 | 0 | 1964 | 9999 |  |  | N | Hydro | [13 empty] | 0 | 0 | 0 | 0 | [11 empty] | U S Bureau of Reclamation | 100 | U S Bureau of Reclamation | 100
Glen Canyon Dam | 153_G_3 | 153 | G | 3 |  | Hydro |  | WECC_AZ | Arizona | 4 | Coconino | 5 | 04005 | 165 | 0 | 1964 | 9999 |  |  | N | Hydro | [13 empty] | 0 | 0 | 0 | 0 | [11 empty] | U S Bureau of Reclamation | 100 | U S Bureau of Reclamation | 100
Glen Canyon Dam | 153_G_4 | 153 | G | 4 |  | Hydro |  | WECC_AZ | Arizona | 4 | Coconino | 5 | 04005 | 165 | 0 | 1965 | 9999 |  |  | N | Hydro | [13 empty] | 0 | 0 | 0 | 0 | [11 empty] | U S Bureau of Reclamation | 100 | U S Bureau of Reclamation | 100
Glen Canyon Dam | 153_G_5 | 153 | G | 5 |  | Hydro |  | WECC_AZ | Arizona | 4 | Coconino | 5 | 04005 | 165 | 0 | 1965 | 9999 |  |  | N | Hydro | [13 empty] | 0 | 0 | 0 | 0 | [11 empty] | U S Bureau of Reclamation | 100 | U S Bureau of Reclamation | 100
Glen Canyon Dam | 153_G_6 | 153 | G | 6 |  | Hydro |  | WECC_AZ | Arizona | 4 | Coconino | 5 | 04005 | 165 | 0 | 1965 | 9999 |  |  | N | Hydro | [13 empty] | 0 | 0 | 0 | 0 | [11 empty] | U S Bureau of Reclamation | 100 | U S Bureau of Reclamation | 100
Glen Canyon Dam | 153_G_7 | 153 | G | 7 |  | Hydro |  | WECC_AZ | Arizona | 4 | Coconino | 5 | 04005 | 157 | 0 | 1966 | 9999 |  |  | N | Hydro | [13 empty] | 0 | 0 | 0 | 0 | [11 empty] | U S Bureau of Reclamation | 100 | U S Bureau of Reclamation | 100
Glen Canyon Dam | 153_G_8 | 153 | G | 8 |  | Hydro |  | WECC_AZ | Arizona | 4 | Coconino | 5 | 04005 | 165 | 0 | 1966 | 9999 |  |  | N | Hydro | [13 empty] | 0 | 0 | 0 | 0 | [11 empty] | U S Bureau of Reclamation | 100 | U S Bureau of Reclamation | 100
Hoover Dam (NV) | 154_G_N0 | 154 | G | N0 |  | Hydro |  | WECC_SNV | Nevada | 32 | Clark | 3 | 32003 | 2.4 | 0 | 1936 | 9999 |  |  | N | Hydro | [13 empty] | 0 | 0 | 0 | 0 | [11 empty] | U S Bureau of Reclamation | 100 | U S Bureau of Reclamation | 100
Hoover Dam (NV) | 154_G_N1 | 154 | G | N1 |  | Hydro |  | WECC_SNV | Nevada | 32 | Clark | 3 | 32003 | 130 | 0 | 1936 | 9999 |  |  | N | Hydro | [13 empty] | 0 | 0 | 0 | 0 | [11 empty] | U S Bureau of Reclamation | 100 | U S Bureau of Reclamation | 100
Hoover Dam (NV) | 154_G_N2 | 154 | G | N2 |  | Hydro |  | WECC_SNV | Nevada | 32 | Clark | 3 | 32003 | 130 | 0 | 1936 | 9999 |  |  | N | Hydro | [13 empty] | 0 | 0 | 0 | 0 | [11 empty] | U S Bureau of Reclamation | 100 | U S Bureau of Reclamation | 100
Hoover Dam (NV) | 154_G_N3 | 154 | G | N3 |  | Hydro |  | WECC_SNV | Nevada | 32 | Clark | 3 | 32003 | 130 | 0 | 1937 | 9999 |  |  | N | Hydro | [13 empty] | 0 | 0 | 0 | 0 | [11 empty] | U S Bureau of Reclamation | 100 | U S Bureau of Reclamation | 100
Hoover Dam (NV) | 154_G_N4 | 154 | G | N4 |  | Hydro |  | WECC_SNV | Nevada | 32 | Clark | 3 | 32003 | 130 | 0 | 1936 | 9999 |  |  | N | Hydro | [13 empty] | 0 | 0 | 0 | 0 | [11 empty] | U S Bureau of Reclamation | 100 | U S Bureau of Reclamation | 100
Hoover Dam (NV) | 154_G_N5 | 154 | G | N5 |  | Hydro |  | WECC_SNV | Nevada | 32 | Clark | 3 | 32003 | 130 | 0 | 1938 | 9999 |  |  | N | Hydro | [13 empty] | 0 | 0 | 0 | 0 | [11 empty] | U S Bureau of Reclamation | 100 | U S Bureau of Reclamation | 100
Hoover Dam (NV) | 154_G_N6 | 154 | G | N6 |  | Hydro |  | WECC_SNV | Nevada | 32 | Clark | 3 | 32003 | 130 | 0 | 1938 | 9999 |  |  | N | Hydro | [13 empty] | 0 | 0 | 0 | 0 | [11 empty] | U S Bureau of Reclamation | 100 | U S Bureau of Reclamation | 100
Hoover Dam (NV) | 154_G_N7 | 154 | G | N7 |  | Hydro |  | WECC_SNV | Nevada | 32 | Clark | 3 | 32003 | 127 | 0 | 1944 | 9999 |  |  | N | Hydro | [13 empty] | 0 | 0 | 0 | 0 | [11 empty] | U S Bureau of Reclamation | 100 | U S Bureau of Reclamation | 100
Hoover Dam (NV) | 154_G_N8 | 154 | G | N8 |  | Hydro |  | WECC_SNV | Nevada | 32 | Clark | 3 | 32003 | 130 | 0 | 1961 | 9999 |  |  | N | Hydro | [13 empty] | 0 | 0 | 0 | 0 | [11 empty] | U S Bureau of Reclamation | 100 | U S Bureau of Reclamation | 100
Herbert A Wagner | 1554_G_GT1 | 1554 | G | GT1 |  | Combustion Turbine |  | PJM_SMAC | Maryland | 24 | Anne Arundel | 3 | 24003 | 12.9 | 13097 | 1967 | 9999 |  |  | N | Distillate Fuel Oil | [12 empty] | 1.053 | 0.70576 | 0.70576 | 0.70576 | 0.70576 | [11 empty] | Raven Power Holdings | 100 | Riverstone Holdings LLC | 100
Perryman | 1556_G_GT1 | 1556 | G | GT1 | 1023 | Combustion Turbine |  | PJM_SMAC | Maryland | 24 | Harford | 25 | 24025 | 52 | 10911 | 1972 | 9999 |  |  | N | Distillate Fuel Oil | [12 empty] | 1.053 | 0.6501 | 0.6501 | 0.6501 | 0.6501 | [11 empty] | Constellation Energy Commodities Group Inc | 100 | Exelon Corp | 100
Perryman | 1556_G_GT3 | 1556 | G | GT3 | 1025 | Combustion Turbine |  | PJM_SMAC | Maryland | 24 | Harford | 25 | 24025 | 51 | 10911 | 1972 | 9999 |  |  | N | Distillate Fuel Oil | [12 empty] | 1.053 | 0.83631 | 0.83631 | 0.83631 | 0.83631 | [11 empty] | Constellation Energy Commodities Group Inc | 100 | Exelon Corp | 100
Perryman | 1556_G_GT4 | 1556 | G | GT4 | 1026 | Combustion Turbine |  | PJM_SMAC | Maryland | 24 | Harford | 25 | 24025 | 52 | 10911 | 1972 | 9999 |  |  | N | Distillate Fuel Oil | [12 empty] | 1.053 | 0.83639 | 0.83639 | 0.83639 | 0.83639 | [11 empty] | Constellation Energy Commodities Group Inc | 100 | Exelon Corp | 100
Perryman | 1556_G_GT5 | 1556 | G | GT5 | 1019 | Combustion Turbine |  | PJM_SMAC | Maryland | 24 | Harford | 25 | 24025 | 139 | 10915 | 1995 | 9999 |  |  | N | Natural Gas, Distillate Fuel Oil |  |  |  | H2O | [8 empty] | 0.001 | 0.05619 | 0.05619 | 0.05619 | 0.05619 | [11 empty] | Constellation Energy Commodities Group Inc | 100 | Exelon Corp | 100
Perryman | 1556_G_GT6 | 1556 | G | GT6 | 90366 | Combustion Turbine |  | PJM_SMAC | Maryland | 24 | Harford | 25 | 24025 | 109.8 | 10745 | 2015 | 9999 |  |  | N | Natural Gas, Distillate Fuel Oil |  |  |  | H2O | SCR | [8 empty] | 0.01135 | 0.01055 | 0.01135 | 0.01055 | [11 empty] | Constellation Energy Commodities Group Inc | 100 | Exelon Corp | 100
Philadelphia | 1557_G_GT1 | 1557 | G | GT1 |  | Combustion Turbine |  | PJM_SMAC | Maryland | 24 | Baltimore City | 510 | 24510 | 15.3 | 18086 | 1970 | 9999 |  |  | N | Distillate Fuel Oil | [12 empty] | 1.053 | 0.01968 | 0.01968 | 0.01968 | 0.01968 | [11 empty] | Constellation Energy Commodities Group Inc | 100 | Exelon Corp | 100
Philadelphia | 1557_G_GT2 | 1557 | G | GT2 |  | Combustion Turbine |  | PJM_SMAC | Maryland | 24 | Baltimore City | 510 | 24510 | 16 | 18087 | 1970 | 9999 |  |  | N | Distillate Fuel Oil | [12 empty] | 1.053 | 0.60913 | 0.60913 | 0.60913 | 0.60913 | [11 empty] | Constellation Energy Commodities Group Inc | 100 | Exelon Corp | 100
Philadelphia | 1557_G_GT3 | 1557 | G | GT3 |  | Combustion Turbine |  | PJM_SMAC | Maryland | 24 | Baltimore City | 510 | 24510 | 14.8 | 18086 | 1970 | 9999 |  |  | N | Distillate Fuel Oil | [12 empty] | 1.053 | 0.60913 | 0.60913 | 0.60913 | 0.60913 | [11 empty] | Constellation Energy Commodities Group Inc | 100 | Exelon Corp | 100
Philadelphia | 1557_G_GT4 | 1557 | G | GT4 |  | Combustion Turbine |  | PJM_SMAC | Maryland | 24 | Baltimore City | 510 | 24510 | 14.8 | 18086 | 1970 | 9999 |  |  | N | Distillate Fuel Oil | [12 empty] | 1.053 | 0.60913 | 0.60913 | 0.60913 | 0.60913 | [11 empty] | Constellation Energy Commodities Group Inc | 100 | Exelon Corp | 100
Crisfield | 1563_G_CRIS | 1563 | G | CRIS |  | Combustion Turbine | IC Engine | PJM_EMAC | Maryland | 24 | Somerset | 39 | 24039 | 2.6 | 10745 | 1968 | 9999 |  |  | N | Distillate Fuel Oil | [12 empty] | 0.3 | 0.33082 | 0.33082 | 0.33082 | 0.33082 | [11 empty] | Calpine Mid Atlantic Generation LLC | 100 | Energy Capital Partners | 100
Crisfield | 1563_G_CRS2 | 1563 | G | CRS2 |  | Combustion Turbine | IC Engine | PJM_EMAC | Maryland | 24 | Somerset | 39 | 24039 | 2.6 | 10745 | 1968 | 9999 |  |  | N | Distillate Fuel Oil | [12 empty] | 0.3 | 0.31498 | 0.31498 | 0.31498 | 0.31498 | [11 empty] | Calpine Mid Atlantic Generation LLC | 100 | Energy Capital Partners | 100
Crisfield | 1563_G_CRS3 | 1563 | G | CRS3 |  | Combustion Turbine | IC Engine | PJM_EMAC | Maryland | 24 | Somerset | 39 | 24039 | 2.6 | 10745 | 1968 | 9999 |  |  | N | Distillate Fuel Oil | [12 empty] | 0.3 | 0.36383 | 0.36383 | 0.36383 | 0.36383 | [11 empty] | Calpine Mid Atlantic Generation LLC | 100 | Energy Capital Partners | 100
Crisfield | 1563_G_CRS4 | 1563 | G | CRS4 |  | Combustion Turbine | IC Engine | PJM_EMAC | Maryland | 24 | Somerset | 39 | 24039 | 2.6 | 10745 | 1968 | 9999 |  |  | N | Distillate Fuel Oil | [12 empty] | 0.3 | 0.29854 | 0.29854 | 0.29854 | 0.29854 | [11 empty] | Calpine Mid Atlantic Generation LLC | 100 | Energy Capital Partners | 100
Vienna Operations | 1564_G_10 | 1564 | G | 10 |  | Combustion Turbine |  | PJM_EMAC | Maryland | 24 | Dorchester | 19 | 24019 | 14.3 | 17189 | 1968 | 9999 |  |  | N | Distillate Fuel Oil | [12 empty] | 2.106 | 0.23161 | 0.23161 | 0.23161 | 0.23161 | [11 empty] | Vienna Power LLC | 100 | NRG Energy Inc | 100
Deep Creek | 1567_G_1 | 1567 | G | 1 |  | Hydro |  | PJM_PENE | Maryland | 24 | Garrett | 23 | 24023 | 9 | 0 | 1925 | 9999 |  |  | N | Hydro | [13 empty] | 0 | 0 | 0 | 0 | [11 empty] | Brookfield Renewable Energy Partners LP | 100 | Brookfield Asset Management Inc | 100
Deep Creek | 1567_G_2 | 1567 | G | 2 |  | Hydro |  | PJM_PENE | Maryland | 24 | Garrett | 23 | 24023 | 9 | 0 | 1925 | 9999 |  |  | N | Hydro | [13 empty] | 0 | 0 | 0 | 0 | [11 empty] | Brookfield Renewable Energy Partners LP | 100 | Brookfield Asset Management Inc | 100
Chalk Point LLC | 1571_G_GT1 | 1571 | G | GT1 |  | Combustion Turbine |  | PJM_SMAC | Maryland | 24 | Prince Georges | 33 | 24033 | 16 | 14549 | 1967 | 9999 |  |  | N | Distillate Fuel Oil | [12 empty] | 0.3 | 0.0703 | 0.0703 | 0.0703 | 0.0703 | [11 empty] | GenOn Chalk Point LLC | 100 | GenOn Energy Inc | 100
Chalk Point LLC | 1571_G_GT2 | 1571 | G | GT2 | 1055 | Combustion Turbine |  | PJM_SMAC | Maryland | 24 | Prince Georges | 33 | 24033 | 22 | 14549 | 1974 | 9999 |  |  | N | Distillate Fuel Oil | [12 empty] | 0.3 | 1.1947 | 1.1947 | 1.1947 | 1.1947 | [11 empty] | GenOn Chalk Point LLC | 100 | GenOn Energy Inc | 100
Chalk Point LLC | 1571_G_GT3 | 1571 | G | GT3 | 1046 | Combustion Turbine |  | PJM_SMAC | Maryland | 24 | Prince Georges | 33 | 24033 | 73 | 14549 | 1991 | 9999 |  |  | N | Natural Gas, Distillate Fuel Oil |  |  |  | H2O | [8 empty] | 0.2 | 0.11306 | 0.11306 | 0.11306 | 0.11306 | [11 empty] | GenOn Chalk Point LLC | 100 | GenOn Energy Inc | 100
Chalk Point LLC | 1571_G_GT4 | 1571 | G | GT4 | 1047 | Combustion Turbine |  | PJM_SMAC | Maryland | 24 | Prince Georges | 33 | 24033 | 73 | 14549 | 1991 | 9999 |  |  | N | Natural Gas, Distillate Fuel Oil |  |  |  | H2O | [8 empty] | 0.2 | 0.11403 | 0.11403 | 0.11403 | 0.11403 | [11 empty] | GenOn Chalk Point LLC | 100 | GenOn Energy Inc | 100
Chalk Point LLC | 1571_G_GT5 | 1571 | G | GT5 | 1048 | Combustion Turbine |  | PJM_SMAC | Maryland | 24 | Prince Georges | 33 | 24033 | 81 | 14549 | 1991 | 9999 |  |  | N | Natural Gas, Distillate Fuel Oil |  |  |  | H2O | [8 empty] | 0.2 | 0.08668 | 0.08668 | 0.08668 | 0.08668 | [11 empty] | GenOn Chalk Point LLC | 100 | GenOn Energy Inc | 100
Chalk Point LLC | 1571_G_GT6 | 1571 | G | GT6 | 1049 | Combustion Turbine |  | PJM_SMAC | Maryland | 24 | Prince Georges | 33 | 24033 | 81 | 14549 | 1991 | 9999 |  |  | N | Natural Gas, Distillate Fuel Oil |  |  |  | H2O | [8 empty] | 0.2 | 0.08664 | 0.08664 | 0.08664 | 0.08664 | [11 empty] | GenOn Chalk Point LLC | 100 | GenOn Energy Inc | 100
Dickerson | 1572_G_GT2 | 1572 | G | GT2 | 1061 | Combustion Turbine |  | PJM_SMAC | Maryland | 24 | Montgomery | 31 | 24031 | 147 | 12819 | 1992 | 9999 |  |  | N | Natural Gas, Distillate Fuel Oil |  |  |  | H2O | [8 empty] | 0.3 | 0.10394 | 0.10394 | 0.10394 | 0.10394 | [11 empty] | Lanyard Power Holdings LLC | 100 | GenOn Energy Inc | 100
Dickerson | 1572_G_GT3 | 1572 | G | GT3 | 1062 | Combustion Turbine |  | PJM_SMAC | Maryland | 24 | Montgomery | 31 | 24031 | 147 | 12819 | 1992 | 9999 |  |  | N | Natural Gas, Distillate Fuel Oil |  |  |  | H2O | [8 empty] | 0.3 | 0.07974 | 0.07974 | 0.07974 | 0.07974 | [11 empty] | Lanyard Power Holdings LLC | 100 | GenOn Energy Inc | 100
Morgantown Generating Plant | 1573_G_3 | 1573 | G | 3 | 1069 | Combustion Turbine |  | PJM_SMAC | Maryland | 24 | Charles | 17 | 24017 | 48 | 14269 | 1973 | 9999 |  |  | N | Distillate Fuel Oil | [12 empty] | 0.3 | 0.54196 | 0.54196 | 0.54196 | 0.54196 | [11 empty] | Lanyard Power Holdings LLC | 100 | GenOn Energy Inc | 100
Morgantown Generating Plant | 1573_G_4 | 1573 | G | 4 | 1070 | Combustion Turbine |  | PJM_SMAC | Maryland | 24 | Charles | 17 | 24017 | 48 | 14270 | 1973 | 9999 |  |  | N | Distillate Fuel Oil | [12 empty] | 0.3 | 0.54212 | 0.54212 | 0.54212 | 0.54212 | [11 empty] | Lanyard Power Holdings LLC | 100 | GenOn Energy Inc | 100
Morgantown Generating Plant | 1573_G_5 | 1573 | G | 5 | 1071 | Combustion Turbine |  | PJM_SMAC | Maryland | 24 | Charles | 17 | 24017 | 48 | 14270 | 1973 | 9999 |  |  | N | Distillate Fuel Oil | [12 empty] | 0.3 | 0.54205 | 0.54205 | 0.54205 | 0.54205 | [11 empty] | Lanyard Power Holdings LLC | 100 | GenOn Energy Inc | 100
Morgantown Generating Plant | 1573_G_6 | 1573 | G | 6 | 1072 | Combustion Turbine |  | PJM_SMAC | Maryland | 24 | Charles | 17 | 24017 | 48 | 14270 | 1973 | 9999 |  |  | N | Distillate Fuel Oil | [12 empty] | 0.3 | 0.54197 | 0.54197 | 0.54197 | 0.54197 | [11 empty] | Lanyard Power Holdings LLC | 100 | GenOn Energy Inc | 100
Conowingo | 1574_G_1 | 1574 | G | 1 |  | Hydro |  | PJM_EMAC | Maryland | 24 | Harford | 25 | 24025 | 48 | 0 | 1928 | 9999 |  |  | N | Hydro | [13 empty] | 0 | 0 | 0 | 0 | [11 empty] | Susquehanna Electric Co | 100 | Exelon Corp | 100
Conowingo | 1574_G_10 | 1574 | G | 10 |  | Hydro |  | PJM_EMAC | Maryland | 24 | Harford | 25 | 24025 | 65 | 0 | 1964 | 9999 |  |  | N | Hydro | [13 empty] | 0 | 0 | 0 | 0 | [11 empty] | Susquehanna Electric Co | 100 | Exelon Corp | 100
Conowingo | 1574_G_11 | 1574 | G | 11 |  | Hydro |  | PJM_EMAC | Maryland | 24 | Harford | 25 | 24025 | 65 | 0 | 1964 | 9999 |  |  | N | Hydro | [13 empty] | 0 | 0 | 0 | 0 | [11 empty] | Susquehanna Electric Co | 100 | Exelon Corp | 100
Conowingo | 1574_G_2 | 1574 | G | 2 |  | Hydro |  | PJM_EMAC | Maryland | 24 | Harford | 25 | 24025 | 36 | 0 | 1928 | 9999 |  |  | N | Hydro | [13 empty] | 0 | 0 | 0 | 0 | [11 empty] | Susquehanna Electric Co | 100 | Exelon Corp | 100
Conowingo | 1574_G_3 | 1574 | G | 3 |  | Hydro |  | PJM_EMAC | Maryland | 24 | Harford | 25 | 24025 | 48 | 0 | 1928 | 9999 |  |  | N | Hydro | [13 empty] | 0 | 0 | 0 | 0 | [11 empty] | Susquehanna Electric Co | 100 | Exelon Corp | 100
Conowingo | 1574_G_4 | 1574 | G | 4 |  | Hydro |  | PJM_EMAC | Maryland | 24 | Harford | 25 | 24025 | 48 | 0 | 1928 | 9999 |  |  | N | Hydro | [13 empty] | 0 | 0 | 0 | 0 | [11 empty] | Susquehanna Electric Co | 100 | Exelon Corp | 100
Conowingo | 1574_G_5 | 1574 | G | 5 |  | Hydro |  | PJM_EMAC | Maryland | 24 | Harford | 25 | 24025 | 36 | 0 | 1928 | 9999 |  |  | N | Hydro | [13 empty] | 0 | 0 | 0 | 0 | [11 empty] | Susquehanna Electric Co | 100 | Exelon Corp | 100
Conowingo | 1574_G_6 | 1574 | G | 6 |  | Hydro |  | PJM_EMAC | Maryland | 24 | Harford | 25 | 24025 | 48 | 0 | 1928 | 9999 |  |  | N | Hydro | [13 empty] | 0 | 0 | 0 | 0 | [11 empty] | Susquehanna Electric Co | 100 | Exelon Corp | 100
Conowingo | 1574_G_7 | 1574 | G | 7 |  | Hydro |  | PJM_EMAC | Maryland | 24 | Harford | 25 | 24025 | 48 | 0 | 1928 | 9999 |  |  | N | Hydro | [13 empty] | 0 | 0 | 0 | 0 | [11 empty] | Susquehanna Electric Co | 100 | Exelon Corp | 100
Conowingo | 1574_G_8 | 1574 | G | 8 |  | Hydro |  | PJM_EMAC | Maryland | 24 | Harford | 25 | 24025 | 65 | 0 | 1964 | 9999 |  |  | N | Hydro | [13 empty] | 0 | 0 | 0 | 0 | [11 empty] | Susquehanna Electric Co | 100 | Exelon Corp | 100
Conowingo | 1574_G_9 | 1574 | G | 9 |  | Hydro |  | PJM_EMAC | Maryland | 24 | Harford | 25 | 24025 | 65 | 0 | 1964 | 9999 |  |  | N | Hydro | [13 empty] | 0 | 0 | 0 | 0 | [11 empty] | Susquehanna Electric Co | 100 | Exelon Corp | 100
Easton | 1580_G_10 | 1580 | G | 10 |  | Combustion Turbine | IC Engine | PJM_EMAC | Maryland | 24 | Talbot | 41 | 24041 | 3.5 | 13503 | 1966 | 9999 |  |  | N | Distillate Fuel Oil | [12 empty] | 0.3 | 2.8156 | 2.8156 | 2.8156 | 2.8156 | [11 empty] | Easton Utilities Commission | 100 | Easton Utilities | 100
Easton | 1580_G_101 | 1580 | G | 101 |  | Combustion Turbine | IC Engine | PJM_EMAC | Maryland | 24 | Talbot | 41 | 24041 | 1.5 | 13502 | 1995 | 9999 |  |  | N | Distillate Fuel Oil | [12 empty] | 0.3 | 2.8892 | 2.8892 | 2.8892 | 2.8892 | [11 empty] | Easton Utilities Commission | 100 | Easton Utilities | 100
Easton | 1580_G_102 | 1580 | G | 102 |  | Combustion Turbine | IC Engine | PJM_EMAC | Maryland | 24 | Talbot | 41 | 24041 | 1.5 | 13502 | 1995 | 9999 |  |  | N | Distillate Fuel Oil | [12 empty] | 0.3 | 2.7447 | 2.7447 | 2.7447 | 2.7447 | [11 empty] | Easton Utilities Commission | 100 | Easton Utilities | 100
Easton | 1580_G_11 | 1580 | G | 11 |  | Combustion Turbine | IC Engine | PJM_EMAC | Maryland | 24 | Talbot | 41 | 24041 | 3.6 | 13504 | 1968 | 9999 |  |  | N | Distillate Fuel Oil | [12 empty] | 0.3 | 2.8792 | 2.8792 | 2.8792 | 2.8792 | [11 empty] | Easton Utilities Commission | 100 | Easton Utilities | 100
Easton | 1580_G_12 | 1580 | G | 12 |  | Combustion Turbine | IC Engine | PJM_EMAC | Maryland | 24 | Talbot | 41 | 24041 | 4.1 | 13504 | 1970 | 9999 |  |  | N | Distillate Fuel Oil | [12 empty] | 0.3 | 2.651 | 2.651 | 2.651 | 2.651 | [11 empty] | Easton Utilities Commission | 100 | Easton Utilities | 100
Easton | 1580_G_13 | 1580 | G | 13 |  | Combustion Turbine | IC Engine | PJM_EMAC | Maryland | 24 | Talbot | 41 | 24041 | 5.6 | 13502 | 1973 | 9999 |  |  | N | Distillate Fuel Oil | [12 empty] | 0.3 | 2.4566 | 2.4566 | 2.4566 | 2.4566 | [11 empty] | Easton Utilities Commission | 100 | Easton Utilities | 100
Easton | 1580_G_14 | 1580 | G | 14 |  | Combustion Turbine | IC Engine | PJM_EMAC | Maryland | 24 | Talbot | 41 | 24041 | 5.6 | 13504 | 1973 | 9999 |  |  | N | Distillate Fuel Oil | [12 empty] | 0.3 | 3.3381 | 3.3381 | 3.3381 | 3.3381 | [11 empty] | Easton Utilities Commission | 100 | Easton Utilities | 100
Easton | 1580_G_7 | 1580 | G | 7 |  | Combustion Turbine | IC Engine | PJM_EMAC | Maryland | 24 | Talbot | 41 | 24041 | 2 | 13504 | 1954 | 9999 |  |  | N | Distillate Fuel Oil | [12 empty] | 0.3 | 3.1236 | 3.1236 | 3.1236 | 3.1236 | [11 empty] | Easton Utilities Commission | 100 | Easton Utilities | 100
Easton | 1580_G_8 | 1580 | G | 8 |  | Combustion Turbine | IC Engine | PJM_EMAC | Maryland | 24 | Talbot | 41 | 24041 | 2 | 13504 | 1957 | 9999 |  |  | N | Distillate Fuel Oil | [12 empty] | 0.3 | 2.9127 | 2.9127 | 2.9127 | 2.9127 | [11 empty] | Easton Utilities Commission | 100 | Easton Utilities | 100
Easton | 1580_G_9 | 1580 | G | 9 |  | Combustion Turbine | IC Engine | PJM_EMAC | Maryland | 24 | Talbot | 41 | 24041 | 2.5 | 13505 | 1961 | 9999 |  |  | N | Distillate Fuel Oil | [12 empty] | 0.3 | 3.9058 | 3.9058 | 3.9058 | 3.9058 | [11 empty] | Easton Utilities Commission | 100 | Easton Utilities | 100
Exelon Framingham LLC | 1586_G_GT1 | 1586 | G | GT1 | 1077 | Combustion Turbine |  | NENGREST | Massachusetts | 25 | Norfolk | 21 | 25021 | 10.1 | 17414 | 1970 | 9999 |  |  | N | Distillate Fuel Oil | [12 empty] | 1.2 | 0.55292 | 0.55292 | 0.55292 | 0.55292 | [11 empty] | Exelon Framingham LLC | 100 | Exelon Corp | 100
Exelon Framingham LLC | 1586_G_GT2 | 1586 | G | GT2 | 1078 | Combustion Turbine |  | NENGREST | Massachusetts | 25 | Norfolk | 21 | 25021 | 10.3 | 17442 | 1969 | 9999 |  |  | N | Distillate Fuel Oil | [12 empty] | 1.2 | 0.47583 | 0.47583 | 0.47583 | 0.47583 | [11 empty] | Exelon Framingham LLC | 100 | Exelon Corp | 100
Exelon Framingham LLC | 1586_G_GT3 | 1586 | G | GT3 | 1079 | Combustion Turbine |  | NENGREST | Massachusetts | 25 | Norfolk | 21 | 25021 | 11 | 17399 | 1969 | 9999 |  |  | N | Distillate Fuel Oil | [12 empty] | 1.2 | 0.59599 | 0.59599 | 0.59599 | 0.59599 | [11 empty] | Exelon Framingham LLC | 100 | Exelon Corp | 100
Lake Creek Dam | 159_G_1 | 159 | G | 1 |  | Hydro |  | WECC_UT | Utah | 49 | Wasatch | 51 | 49051 | 1 | 0 | 1981 | 9999 |  |  | N | Hydro | [13 empty] | 0 | 0 | 0 | 0 | [11 empty] | Heber Light & Power Co | 100 | Heber Light & Power Co | 100
Exelon Medway LLC | 1592_G_GT1 | 1592 | G | GT1 | 1088 | Combustion Turbine |  | NENGREST | Massachusetts | 25 | Norfolk | 21 | 25021 | 42 | 16972 | 1970 | 9999 |  |  | N | Distillate Fuel Oil | [12 empty] | 1.2 | 0.52282 | 0.52282 | 0.52282 | 0.52282 | [11 empty] | Exelon West Medway LLC | 100 | Exelon Corp | 100
Exelon Medway LLC | 1592_G_GT2 | 1592 | G | GT2 | 1090 | Combustion Turbine |  | NENGREST | Massachusetts | 25 | Norfolk | 21 | 25021 | 39.8 | 16975 | 1971 | 9999 |  |  | N | Distillate Fuel Oil | [12 empty] | 1.2 | 0.4941 | 0.4941 | 0.4941 | 0.4941 | [11 empty] | Exelon West Medway LLC | 100 | Exelon Corp | 100
Exelon Medway LLC | 1592_G_GT3 | 1592 | G | GT3 | 1092 | Combustion Turbine |  | NENGREST | Massachusetts | 25 | Norfolk | 21 | 25021 | 42 | 16976 | 1970 | 9999 |  |  | N | Distillate Fuel Oil | [12 empty] | 1.2 | 0.5098 | 0.5098 | 0.5098 | 0.5098 | [11 empty] | Exelon West Medway LLC | 100 | Exelon Corp | 100
Kendall Square Station | 1595_G_3 | 1595 | G | 3 | 1098 | Combined Cycle |  | NENGREST | Massachusetts | 25 | Middlesex | 17 | 25017 | 20.4 | 5852 | 1958 | 9999 | wall | dry | Y | Natural Gas, Distillate Fuel Oil |  |  |  | LNB | SCR | [7 empty] | 0.74 | 0.013393 | 0.013393 | 0.013393 | 0.013393 | [11 empty] | Kendall Green Energy LLC | 100 | Antin Infrastructure Partners | 100
Kendall Square Station | 1595_G_GEN4 | 1595 | G | GEN4 | 1099 | Combined Cycle |  | NENGREST | Massachusetts | 25 | Middlesex | 17 | 25017 | 171 | 5852 | 2002 | 9999 |  |  | Y | Natural Gas, Distillate Fuel Oil |  |  |  | DLNB | SCR | [7 empty] | 0.74 | 0.013393 | 0.013393 | 0.013393 | 0.013393 | [11 empty] | Kendall Green Energy LLC | 100 | Antin Infrastructure Partners | 100
Kendall Square Station | 1595_G_JET1 | 1595 | G | JET1 | 1100 | Combustion Turbine |  | NENGREST | Massachusetts | 25 | Middlesex | 17 | 25017 | 18 | 14606 | 1970 | 9999 |  |  | N | Distillate Fuel Oil |  |  |  | H2O | [8 empty] | 0.74 | 1.1774 | 1.1774 | 1.1774 | 1.1774 | [11 empty] | Kendall Green Energy LLC | 100 | Antin Infrastructure Partners | 100
Oak Bluffs Diesel Generating Facility | 1597_G_UN1 | 1597 | G | UN1 |  | Combustion Turbine | IC Engine | NENGREST | Massachusetts | 25 | Dukes | 7 | 25007 | 2.8 | 10759 | 1969 | 9999 |  |  | N | Distillate Fuel Oil | [12 empty] | 0.789 | 2.6823 | 2.6823 | 2.6823 | 2.6823 | [11 empty] | Stonepeak Kestrel Holdings LLC | 100 | Stonepeak Infrastructure Partners | 100
Oak Bluffs Diesel Generating Facility | 1597_G_UN2 | 1597 | G | UN2 |  | Combustion Turbine | IC Engine | NENGREST | Massachusetts | 25 | Dukes | 7 | 25007 | 2.8 | 10755 | 1969 | 9999 |  |  | N | Distillate Fuel Oil | [12 empty] | 0.789 | 4.796 | 4.796 | 4.796 | 4.796 | [11 empty] | Stonepeak Kestrel Holdings LLC | 100 | Stonepeak Infrastructure Partners | 100
Oak Bluffs Diesel Generating Facility | 1597_G_UN3 | 1597 | G | UN3 |  | Combustion Turbine | IC Engine | NENGREST | Massachusetts | 25 | Dukes | 7 | 25007 | 2.8 | 10755 | 1972 | 9999 |  |  | N | Distillate Fuel Oil | [12 empty] | 0.789 | 1.9241 | 1.9241 | 1.9241 | 1.9241 | [11 empty] | Stonepeak Kestrel Holdings LLC | 100 | Stonepeak Infrastructure Partners | 100
Canal | 1599_G_3 | 1599 | G | 3 | 88425 | Combustion Turbine |  | NENGREST | Massachusetts | 25 | Barnstable | 1 | 25001 | 330 | 10745 | 2019 | 9999 |  |  | N | Natural Gas, Distillate Fuel Oil | [13 empty] | 0.03022 | 0.03022 | 0.03022 | 0.03022 | [11 empty] | Canal 3 Generating LLC | 100 | Stonepeak Infrastructure Partners | 100
Martin Dam | 16_G_1 | 16 | G | 1 |  | Hydro |  | S_SOU | Alabama | 1 | Elmore | 51 | 01051 | 41.5 | 0 | 1927 | 9999 |  |  | N | Hydro | [13 empty] | 0 | 0 | 0 | 0 | [11 empty] | Alabama Power Co | 100 | Southern Co | 100
Martin Dam | 16_G_2 | 16 | G | 2 |  | Hydro |  | S_SOU | Alabama | 1 | Elmore | 51 | 01051 | 41.5 | 0 | 1927 | 9999 |  |  | N | Hydro | [13 empty] | 0 | 0 | 0 | 0 | [11 empty] | Alabama Power Co | 100 | Southern Co | 100
Martin Dam | 16_G_3 | 16 | G | 3 |  | Hydro |  | S_SOU | Alabama | 1 | Elmore | 51 | 01051 | 41.5 | 0 | 1927 | 9999 |  |  | N | Hydro | [13 empty] | 0 | 0 | 0 | 0 | [11 empty] | Alabama Power Co | 100 | Southern Co | 100
Martin Dam | 16_G_4 | 16 | G | 4 |  | Hydro |  | S_SOU | Alabama | 1 | Elmore | 51 | 01051 | 57.6 | 0 | 1952 | 9999 |  |  | N | Hydro | [13 empty] | 0 | 0 | 0 | 0 | [11 empty] | Alabama Power Co | 100 | Southern Co | 100
Apache Station | 160_G_GT1 | 160 | G | GT1 |  | Combustion Turbine |  | WECC_AZ | Arizona | 4 | Cochise | 3 | 04003 | 10 | 13017 | 1963 | 9999 |  |  | N | Natural Gas | [13 empty] | 0.05083 | 0.05083 | 0.05083 | 0.05083 | [11 empty] | Arizona Electric Power Coop Inc | 100 | Arizona Electric Power Coop Inc | 100
Apache Station | 160_G_GT2 | 160 | G | GT2 |  | Combustion Turbine |  | WECC_AZ | Arizona | 4 | Cochise | 3 | 04003 | 18.5 | 13017 | 1972 | 9999 |  |  | N | Natural Gas, Distillate Fuel Oil | [12 empty] | 1 | 0.05083 | 0.05083 | 0.05083 | 0.05083 | [11 empty] | Arizona Electric Power Coop Inc | 100 | Arizona Electric Power Coop Inc | 100
Apache Station | 160_G_GT3 | 160 | G | GT3 |  | Combustion Turbine |  | WECC_AZ | Arizona | 4 | Cochise | 3 | 04003 | 60 | 13017 | 1975 | 9999 |  |  | N | Natural Gas | [13 empty] | 0.05083 | 0.05083 | 0.05083 | 0.05083 | [11 empty] | Arizona Electric Power Coop Inc | 100 | Arizona Electric Power Coop Inc | 100
Apache Station | 160_G_GT4 | 160 | G | GT4 | 88320 | Combustion Turbine |  | WECC_AZ | Arizona | 4 | Cochise | 3 | 04003 | 38 | 13017 | 2002 | 9999 |  |  | N | Natural Gas, Distillate Fuel Oil |  |  |  | H2O | SCR | 2002 | [6 empty] | 1 | 0.02383 | 0.02383 | 0.02383 | 0.02383 | [11 empty] | Arizona Electric Power Coop Inc | 100 | Arizona Electric Power Coop Inc | 100
Boatlock | 1603_G_1 | 1603 | G | 1 |  | Hydro |  | NENGREST | Massachusetts | 25 | Hampden | 13 | 25013 | 0.7 | 0 | 1921 | 9999 |  |  | N | Hydro | [13 empty] | 0 | 0 | 0 | 0 | [11 empty] | Holyoke Gas & Electric Dept | 100 | Holyoke Gas & Electric Dept | 100
Boatlock | 1603_G_2 | 1603 | G | 2 |  | Hydro |  | NENGREST | Massachusetts | 25 | Hampden | 13 | 25013 | 1.5 | 0 | 1924 | 9999 |  |  | N | Hydro | [13 empty] | 0 | 0 | 0 | 0 | [11 empty] | Holyoke Gas & Electric Dept | 100 | Holyoke Gas & Electric Dept | 100
Boatlock | 1603_G_3 | 1603 | G | 3 |  | Hydro |  | NENGREST | Massachusetts | 25 | Hampden | 13 | 25013 | 1.2 | 0 | 1924 | 9999 |  |  | N | Hydro | [13 empty] | 0 | 0 | 0 | 0 | [11 empty] | Holyoke Gas & Electric Dept | 100 | Holyoke Gas & Electric Dept | 100
Chemical | 1604_G_1 | 1604 | G | 1 |  | Hydro |  | NENGREST | Massachusetts | 25 | Hampden | 13 | 25013 | 0.8 | 0 | 1935 | 9999 |  |  | N | Hydro | [13 empty] | 0 | 0 | 0 | 0 | [11 empty] | Holyoke Gas & Electric Dept | 100 | Holyoke Gas & Electric Dept | 100
Chemical | 1604_G_2 | 1604 | G | 2 |  | Hydro |  | NENGREST | Massachusetts | 25 | Hampden | 13 | 25013 | 0.8 | 0 | 1935 | 9999 |  |  | N | Hydro | [13 empty] | 0 | 0 | 0 | 0 | [11 empty] | Holyoke Gas & Electric Dept | 100 | Holyoke Gas & Electric Dept | 100
Hadley Falls | 1605_G_1 | 1605 | G | 1 |  | Hydro |  | NENGREST | Massachusetts | 25 | Hampden | 13 | 25013 | 18.1 | 0 | 1952 | 9999 |  |  | N | Hydro | [13 empty] | 0 | 0 | 0 | 0 | [11 empty] | Holyoke Gas & Electric Dept | 100 | Holyoke Gas & Electric Dept | 100
Hadley Falls | 1605_G_2 | 1605 | G | 2 |  | Hydro |  | NENGREST | Massachusetts | 25 | Hampden | 13 | 25013 | 15 | 0 | 1983 | 9999 |  |  | N | Hydro | [13 empty] | 0 | 0 | 0 | 0 | [11 empty] | Holyoke Gas & Electric Dept | 100 | Holyoke Gas & Electric Dept | 100
Riverside Holyoke | 1607_G_4 | 1607 | G | 4 |  | Hydro |  | NENGREST | Massachusetts | 25 | Hampden | 13 | 25013 | 0.8 | 0 | 1906 | 9999 |  |  | N | Hydro | [13 empty] | 0 | 0 | 0 | 0 | [11 empty] | Holyoke Gas & Electric Dept | 100 | Holyoke Gas & Electric Dept | 100
Riverside Holyoke | 1607_G_5 | 1607 | G | 5 |  | Hydro |  | NENGREST | Massachusetts | 25 | Hampden | 13 | 25013 | 0.6 | 0 | 1906 | 9999 |  |  | N | Hydro | [13 empty] | 0 | 0 | 0 | 0 | [11 empty] | Holyoke Gas & Electric Dept | 100 | Holyoke Gas & Electric Dept | 100
Riverside Holyoke | 1607_G_7 | 1607 | G | 7 |  | Hydro |  | NENGREST | Massachusetts | 25 | Hampden | 13 | 25013 | 1.5 | 0 | 1922 | 9999 |  |  | N | Hydro | [13 empty] | 0 | 0 | 0 | 0 | [11 empty] | Holyoke Gas & Electric Dept | 100 | Holyoke Gas & Electric Dept | 100
Riverside Holyoke | 1607_G_8 | 1607 | G | 8 |  | Hydro |  | NENGREST | Massachusetts | 25 | Hampden | 13 | 25013 | 4 | 0 | 1931 | 9999 |  |  | N | Hydro | [13 empty] | 0 | 0 | 0 | 0 | [11 empty] | Holyoke Gas & Electric Dept | 100 | Holyoke Gas & Electric Dept | 100
Turlock Lake | 161_G_1 | 161 | G | 1 |  | Hydro |  | WEC_CALN | California | 6 | Stanislaus | 99 | 06099 | 1.1 | 0 | 1980 | 9999 |  |  | N | Hydro | [13 empty] | 0 | 0 | 0 | 0 | [11 empty] | Turlock Irrigation District | 100 | Turlock Irrigation District | 100
Turlock Lake | 161_G_2 | 161 | G | 2 |  | Hydro |  | WEC_CALN | California | 6 | Stanislaus | 99 | 06099 | 1.1 | 0 | 1980 | 9999 |  |  | N | Hydro | [13 empty] | 0 | 0 | 0 | 0 | [11 empty] | Turlock Irrigation District | 100 | Turlock Irrigation District | 100
Turlock Lake | 161_G_3 | 161 | G | 3 |  | Hydro |  | WEC_CALN | California | 6 | Stanislaus | 99 | 06099 | 1.1 | 0 | 1980 | 9999 |  |  | N | Hydro | [13 empty] | 0 | 0 | 0 | 0 | [11 empty] | Turlock Irrigation District | 100 | Turlock Irrigation District | 100
Nantucket | 1615_G_18 | 1615 | G | 18 |  | Combustion Turbine |  | NENGREST | Massachusetts | 25 | Nantucket | 19 | 25019 | 13.5 | 10745 | 2019 | 9999 |  |  | N | Distillate Fuel Oil | [13 empty] | 0.011 | 0.011 | 0.011 | 0.011 | [11 empty] | Nantucket Electric Co | 100 | National Grid Plc | 100
Nantucket | 1615_G_19 | 1615 | G | 19 |  | Combustion Turbine | IC Engine | NENGREST | Massachusetts | 25 | Nantucket | 19 | 25019 | 1 | 10745 | 2019 | 9999 |  |  | N | Distillate Fuel Oil | [13 empty] | 1.6498 | 1.6498 | 1.6498 | 1.6498 | [11 empty] | Nantucket Electric Co | 100 | National Grid Plc | 100
Nantucket | 1615_G_20 | 1615 | G | 20 |  | Energy Storage |  | NENGREST | Massachusetts | 25 | Nantucket | 19 | 25019 | 6 | 0 | 2019 | 9999 |  |  | N | Energy Storage | [13 empty] | 0 | 0 | 0 | 0 | [11 empty] | Nantucket Electric Co | 100 | National Grid Plc | 100
Hickman | 162_G_1 | 162 | G | 1 |  | Hydro |  | WEC_CALN | California | 6 | Stanislaus | 99 | 06099 | 0.5 | 0 | 1979 | 9999 |  |  | N | Hydro | [13 empty] | 0 | 0 | 0 | 0 | [11 empty] | Turlock Irrigation District | 100 | Turlock Irrigation District | 100
Hickman | 162_G_2 | 162 | G | 2 |  | Hydro |  | WEC_CALN | California | 6 | Stanislaus | 99 | 06099 | 0.5 | 0 | 1979 | 9999 |  |  | N | Hydro | [13 empty] | 0 | 0 | 0 | 0 | [11 empty] | Turlock Irrigation District | 100 | Turlock Irrigation District | 100
Deerfield 5 | 1620_G_GEN1 | 1620 | G | GEN1 |  | Hydro |  | NENGREST | Massachusetts | 25 | Berkshire | 3 | 25003 | 13.9 | 0 | 1974 | 9999 |  |  | N | Hydro | [13 empty] | 0 | 0 | 0 | 0 | [11 empty] | Great River Hydro LLC | 100 | ArcLight Capital Partners LLC | 100
Cabot | 1629_G_1 | 1629 | G | 1 |  | Hydro |  | NENGREST | Massachusetts | 25 | Franklin | 11 | 25011 | 10.3 | 0 | 1915 | 9999 |  |  | N | Hydro | [13 empty] | 0 | 0 | 0 | 0 | [11 empty] | FirstLight MA Hydro LLC | 100 | Public Sector Pension Investment Board | 100
Cabot | 1629_G_2 | 1629 | G | 2 |  | Hydro |  | NENGREST | Massachusetts | 25 | Franklin | 11 | 25011 | 10.3 | 0 | 1915 | 9999 |  |  | N | Hydro | [13 empty] | 0 | 0 | 0 | 0 | [11 empty] | FirstLight MA Hydro LLC | 100 | Public Sector Pension Investment Board | 100
Cabot | 1629_G_3 | 1629 | G | 3 |  | Hydro |  | NENGREST | Massachusetts | 25 | Franklin | 11 | 25011 | 10.3 | 0 | 1916 | 9999 |  |  | N | Hydro | [13 empty] | 0 | 0 | 0 | 0 | [11 empty] | FirstLight MA Hydro LLC | 100 | Public Sector Pension Investment Board | 100
Cabot | 1629_G_4 | 1629 | G | 4 |  | Hydro |  | NENGREST | Massachusetts | 25 | Franklin | 11 | 25011 | 10.3 | 0 | 1916 | 9999 |  |  | N | Hydro | [13 empty] | 0 | 0 | 0 | 0 | [11 empty] | FirstLight MA Hydro LLC | 100 | Public Sector Pension Investment Board | 100
Cabot | 1629_G_5 | 1629 | G | 5 |  | Hydro |  | NENGREST | Massachusetts | 25 | Franklin | 11 | 25011 | 10.3 | 0 | 1917 | 9999 |  |  | N | Hydro | [13 empty] | 0 | 0 | 0 | 0 | [11 empty] | FirstLight MA Hydro LLC | 100 | Public Sector Pension Investment Board | 100
Cabot | 1629_G_6 | 1629 | G | 6 |  | Hydro |  | NENGREST | Massachusetts | 25 | Franklin | 11 | 25011 | 10.3 | 0 | 1917 | 9999 |  |  | N | Hydro | [13 empty] | 0 | 0 | 0 | 0 | [11 empty] | FirstLight MA Hydro LLC | 100 | Public Sector Pension Investment Board | 100
Cobble Mountain | 1630_G_1 | 1630 | G | 1 |  | Hydro |  | NENGREST | Massachusetts | 25 | Hampden | 13 | 25013 | 12.9 | 0 | 1930 | 9999 |  |  | N | Hydro | [13 empty] | 0 | 0 | 0 | 0 | [11 empty] | Holyoke Gas & Electric Dept | 100 | Holyoke Gas & Electric Dept | 100
Cobble Mountain | 1630_G_2 | 1630 | G | 2 |  | Hydro |  | NENGREST | Massachusetts | 25 | Hampden | 13 | 25013 | 6.8 | 0 | 1930 | 9999 |  |  | N | Hydro | [13 empty] | 0 | 0 | 0 | 0 | [11 empty] | Holyoke Gas & Electric Dept | 100 | Holyoke Gas & Electric Dept | 100
Cobble Mountain | 1630_G_3 | 1630 | G | 3 |  | Hydro |  | NENGREST | Massachusetts | 25 | Hampden | 13 | 25013 | 12.9 | 0 | 1930 | 9999 |  |  | N | Hydro | [13 empty] | 0 | 0 | 0 | 0 | [11 empty] | Holyoke Gas & Electric Dept | 100 | Holyoke Gas & Electric Dept | 100
Doreen | 1631_G_DORE | 1631 | G | DORE | 1130 | Combustion Turbine |  | NENGREST | Massachusetts | 25 | Berkshire | 3 | 25003 | 15.8 | 14700 | 1969 | 9999 |  |  | N | Distillate Fuel Oil | [12 empty] | 0.74 | 1.2008 | 1.2008 | 1.2008 | 1.2008 | [11 empty] | EP Energy Massachusetts LLC | 100 | Essential Power LLC | 100
Gardners Falls | 1634_G_GF2 | 1634 | G | GF2 |  | Hydro |  | NENGREST | Massachusetts | 25 | Franklin | 11 | 25011 | 0.4 | 0 | 1964 | 9999 |  |  | N | Hydro | [13 empty] | 0 | 0 | 0 | 0 | [11 empty] | EP Energy Massachusetts LLC | 100 | Essential Power LLC | 100
Gardners Falls | 1634_G_GF3 | 1634 | G | GF3 |  | Hydro |  | NENGREST | Massachusetts | 25 | Franklin | 11 | 25011 | 0.9 | 0 | 1914 | 9999 |  |  | N | Hydro | [13 empty] | 0 | 0 | 0 | 0 | [11 empty] | EP Energy Massachusetts LLC | 100 | Essential Power LLC | 100
Gardners Falls | 1634_G_GF4 | 1634 | G | GF4 |  | Hydro |  | NENGREST | Massachusetts | 25 | Franklin | 11 | 25011 | 0.9 | 0 | 1914 | 9999 |  |  | N | Hydro | [13 empty] | 0 | 0 | 0 | 0 | [11 empty] | EP Energy Massachusetts LLC | 100 | Essential Power LLC | 100
Gardners Falls | 1634_G_GF5 | 1634 | G | GF5 |  | Hydro |  | NENGREST | Massachusetts | 25 | Franklin | 11 | 25011 | 1.3 | 0 | 1925 | 9999 |  |  | N | Hydro | [13 empty] | 0 | 0 | 0 | 0 | [11 empty] | EP Energy Massachusetts LLC | 100 | Essential Power LLC | 100
Putts Bridge | 1637_G_PB2 | 1637 | G | PB2 |  | Hydro |  | NENGREST | Massachusetts | 25 | Hampden | 13 | 25013 | 1.6 | 0 | 1918 | 9999 |  |  | N | Hydro | [13 empty] | 0 | 0 | 0 | 0 | [11 empty] | EP Energy Massachusetts LLC | 100 | Essential Power LLC | 100
Putts Bridge | 1637_G_PB3 | 1637 | G | PB3 |  | Hydro |  | NENGREST | Massachusetts | 25 | Hampden | 13 | 25013 | 1.6 | 0 | 1918 | 9999 |  |  | N | Hydro | [13 empty] | 0 | 0 | 0 | 0 | [11 empty] | EP Energy Massachusetts LLC | 100 | Essential Power LLC | 100
Redbridge | 1638_G_RB3 | 1638 | G | RB3 |  | Hydro |  | NENGREST | Massachusetts | 25 | Hampden | 13 | 25013 | 1.8 | 0 | 1934 | 9999 |  |  | N | Hydro | [13 empty] | 0 | 0 | 0 | 0 | [11 empty] | EP Energy Massachusetts LLC | 100 | Essential Power LLC | 100
Redbridge | 1638_G_RB4 | 1638 | G | RB4 |  | Hydro |  | NENGREST | Massachusetts | 25 | Hampden | 13 | 25013 | 1.8 | 0 | 1926 | 9999 |  |  | N | Hydro | [13 empty] | 0 | 0 | 0 | 0 | [11 empty] | EP Energy Massachusetts LLC | 100 | Essential Power LLC | 100
Essential Power Massachusetts LLC | 1642_G_WS10 | 1642 | G | WS10 | 1136 | Combustion Turbine |  | NENGREST | Massachusetts | 25 | Hampden | 13 | 25013 | 16.6 | 10745 | 1968 | 9999 |  |  | N | Distillate Fuel Oil | [12 empty] | 0.74 | 1.201 | 1.201 | 1.201 | 1.201 | [11 empty] | EP Energy Massachusetts LLC | 100 | Essential Power LLC | 100
Woodland Road | 1643_G_WOOD | 1643 | G | WOOD | 1139 | Combustion Turbine |  | NENGREST | Massachusetts | 25 | Berkshire | 3 | 25003 | 15.8 | 14208 | 1969 | 9999 |  |  | N | Distillate Fuel Oil | [12 empty] | 0.74 | 1.2002 | 1.2002 | 1.2002 | 1.2002 | [11 empty] | EP Energy Massachusetts LLC | 100 | Essential Power LLC | 100
GREC | 165_G_3CT | 165 | G | 3CT | 91186 | Combined Cycle |  | SPP_WEST | Oklahoma | 40 | Mayes | 97 | 40097 | 307 | 7050 | 2017 | 9999 |  |  | N | Natural Gas |  |  |  |  | SCR | [8 empty] | 0.02306 | 0.02306 | 0.02306 | 0.02306 | [11 empty] | Grand River Dam Authority | 100 | Grand River Dam Authority | 100
GREC | 165_G_3ST | 165 | G | 3ST | 91186 | Combined Cycle |  | SPP_WEST | Oklahoma | 40 | Mayes | 97 | 40097 | 160.5 | 7050 | 2017 | 9999 |  |  | N | Natural Gas |  |  |  |  | SCR | [8 empty] | 0.02306 | 0.02306 | 0.02306 | 0.02306 | [11 empty] | Grand River Dam Authority | 100 | Grand River Dam Authority | 100
Carpenter | 166_G_1 | 166 | G | 1 |  | Hydro |  | MIS_AR | Arkansas | 5 | Garland | 51 | 05051 | 30.9 | 0 | 1932 | 9999 |  |  | N | Hydro | [13 empty] | 0 | 0 | 0 | 0 | [11 empty] | Entergy Arkansas LLC | 100 | Entergy Corp | 100
Carpenter | 166_G_2 | 166 | G | 2 |  | Hydro |  | MIS_AR | Arkansas | 5 | Garland | 51 | 05051 | 30.8 | 0 | 1932 | 9999 |  |  | N | Hydro | [13 empty] | 0 | 0 | 0 | 0 | [11 empty] | Entergy Arkansas LLC | 100 | Entergy Corp | 100
Potter Station 2 | 1660_G_WAT1 | 1660 | G | WAT1 | 90442 | Combustion Turbine |  | NENGREST | Massachusetts | 25 | Norfolk | 21 | 25021 | 52.6 | 10745 | 2009 | 9999 |  |  | N | Natural Gas, Distillate Fuel Oil |  |  |  | H2O + NH3 + AA | SCR | [8 empty] | 0.01322 | 0.01322 | 0.01322 | 0.01322 | [11 empty] | Braintree Electric Light Dept | 30 | Braintree Electric Light Dept | 30
Potter Station 2 | 1660_G_WAT2 | 1660 | G | WAT2 | 90443 | Combustion Turbine |  | NENGREST | Massachusetts | 25 | Norfolk | 21 | 25021 | 52.6 | 10745 | 2009 | 9999 |  |  | N | Natural Gas, Distillate Fuel Oil |  |  |  | H2O + NH3 + AA | SCR | [8 empty] | 0.01323 | 0.01323 | 0.01323 | 0.01323 | [11 empty] | Braintree Electric Light Dept | 30 | Braintree Electric Light Dept | 30
High Street Station | 1670_G_1 | 1670 | G | 1 |  | Combustion Turbine | IC Engine | NENGREST | Massachusetts | 25 | Essex | 9 | 25009 | 1.2 | 12209 | 1986 | 9999 |  |  | N | Natural Gas, Distillate Fuel Oil | [12 empty] | 0.789 | 1.8032 | 1.8032 | 1.8032 | 1.8032 | [11 empty] | Ipswich MA (City of) | 100 | Ipswich MA (City of) | 100
High Street Station | 1670_G_10 | 1670 | G | 10 |  | Combustion Turbine | IC Engine | NENGREST | Massachusetts | 25 | Essex | 9 | 25009 | 1.2 | 11119 | 1984 | 9999 |  |  | N | Natural Gas, Distillate Fuel Oil | [12 empty] | 0.789 | 1.6452 | 1.6452 | 1.6452 | 1.6452 | [11 empty] | Ipswich MA (City of) | 100 | Ipswich MA (City of) | 100
High Street Station | 1670_G_11 | 1670 | G | 11 |  | Combustion Turbine | IC Engine | NENGREST | Massachusetts | 25 | Essex | 9 | 25009 | 1.2 | 11119 | 1982 | 9999 |  |  | N | Natural Gas, Distillate Fuel Oil | [12 empty] | 0.789 | 1.546 | 1.546 | 1.546 | 1.546 | [11 empty] | Ipswich MA (City of) | 100 | Ipswich MA (City of) | 100
High Street Station | 1670_G_12 | 1670 | G | 12 |  | Combustion Turbine | IC Engine | NENGREST | Massachusetts | 25 | Essex | 9 | 25009 | 1.2 | 11119 | 1983 | 9999 |  |  | N | Natural Gas, Distillate Fuel Oil | [12 empty] | 0.789 | 1.053 | 1.053 | 1.053 | 1.053 | [11 empty] | Ipswich MA (City of) | 100 | Ipswich MA (City of) | 100
High Street Station | 1670_G_2 | 1670 | G | 2 |  | Combustion Turbine | IC Engine | NENGREST | Massachusetts | 25 | Essex | 9 | 25009 | 1.3 | 11144 | 1954 | 9999 |  |  | N | Natural Gas, Distillate Fuel Oil | [13 empty] | 2.9421 | 2.9421 | 2.9421 | 2.9421 | [11 empty] | Ipswich MA (City of) | 100 | Ipswich MA (City of) | 100
High Street Station | 1670_G_6 | 1670 | G | 6 |  | Combustion Turbine | IC Engine | NENGREST | Massachusetts | 25 | Essex | 9 | 25009 | 1.2 | 11119 | 1951 | 9999 |  |  | N | Natural Gas, Distillate Fuel Oil | [12 empty] | 0.789 | 2.051 | 2.051 | 2.051 | 2.051 | [11 empty] | Ipswich MA (City of) | 100 | Ipswich MA (City of) | 100
High Street Station | 1670_G_7 | 1670 | G | 7 |  | Combustion Turbine | IC Engine | NENGREST | Massachusetts | 25 | Essex | 9 | 25009 | 1.3 | 11132 | 1956 | 9999 |  |  | N | Distillate Fuel Oil | [12 empty] | 0.789 | 2.1439 | 2.1439 | 2.1439 | 2.1439 | [11 empty] | Ipswich MA (City of) | 100 | Ipswich MA (City of) | 100
High Street Station | 1670_G_8 | 1670 | G | 8 |  | Combustion Turbine | IC Engine | NENGREST | Massachusetts | 25 | Essex | 9 | 25009 | 1.1 | 12921 | 1960 | 9999 |  |  | N | Distillate Fuel Oil | [12 empty] | 0.789 | 0.04893 | 0.04893 | 0.04893 | 0.04893 | [11 empty] | Ipswich MA (City of) | 100 | Ipswich MA (City of) | 100
High Street Station | 1670_G_9 | 1670 | G | 9 |  | Combustion Turbine | IC Engine | NENGREST | Massachusetts | 25 | Essex | 9 | 25009 | 1.3 | 11132 | 1961 | 9999 |  |  | N | Natural Gas, Distillate Fuel Oil | [12 empty] | 0.789 | 2.6627 | 2.6627 | 2.6627 | 2.6627 | [11 empty] | Ipswich MA (City of) | 100 | Ipswich MA (City of) | 100
Waters River | 1678_G_1 | 1678 | G | 1 | 89524 | Combustion Turbine |  | NENGREST | Massachusetts | 25 | Essex | 9 | 25009 | 16.1 | 12572 | 1971 | 9999 |  |  | N | Natural Gas, Distillate Fuel Oil | [12 empty] | 0.789 | 0.50153 | 0.50153 | 0.50153 | 0.50153 | [11 empty] | Peabody Municipal Light Plant | 100 | Peabody Municipal Light Plant | 100
Waters River | 1678_G_2 | 1678 | G | 2 | 1141 | Combustion Turbine |  | NENGREST | Massachusetts | 25 | Essex | 9 | 25009 | 30.5 | 12572 | 1990 | 9999 |  |  | N | Natural Gas, Distillate Fuel Oil |  |  |  | H2O | [8 empty] | 0.789 | 0.41465 | 0.41465 | 0.41465 | 0.41465 | [11 empty] | Peabody Municipal Light Plant | 100 | Peabody Municipal Light Plant | 100
Cleary Flood Hybrid | 1682_G_9A | 1682 | G | 9A | 1143 | Combined Cycle |  | NENGREST | Massachusetts | 25 | Bristol | 5 | 25005 | 18 | 10941 | 1976 | 9999 | other |  | N | Natural Gas, Distillate Fuel Oil |  |  |  | LNBO | [8 empty] | 0.74 | 0.15804 | 0.15804 | 0.15804 | 0.15804 | [11 empty] | Taunton Municipal Lighting Plant | 74.55 | Taunton Municipal Lighting Plant | 74.55
Cleary Flood Hybrid | 1682_G_CA9 | 1682 | G | CA9 | 1143 | Combined Cycle |  | NENGREST | Massachusetts | 25 | Bristol | 5 | 25005 | 87 | 10941 | 1975 | 9999 | wall |  | N | Natural Gas, Distillate Fuel Oil |  |  |  | LNB | [8 empty] | 0.74 | 0.15804 | 0.15804 | 0.15804 | 0.15804 | [11 empty] | Taunton Municipal Lighting Plant | 74.55 | Taunton Municipal Lighting Plant | 74.55
Alcona | 1693_G_1 | 1693 | G | 1 |  | Hydro |  | MIS_LMI | Michigan | 26 | Alcona | 1 | 26001 | 1.4 | 0 | 1924 | 9999 |  |  | N | Hydro | [13 empty] | 0 | 0 | 0 | 0 | [11 empty] | Consumers Energy Co | 100 | CMS Energy Corp | 100
Alcona | 1693_G_2 | 1693 | G | 2 |  | Hydro |  | MIS_LMI | Michigan | 26 | Alcona | 1 | 26001 | 1.4 | 0 | 1924 | 9999 |  |  | N | Hydro | [13 empty] | 0 | 0 | 0 | 0 | [11 empty] | Consumers Energy Co | 100 | CMS Energy Corp | 100
Allegan Dam | 1694_G_1 | 1694 | G | 1 |  | Hydro |  | MIS_LMI | Michigan | 26 | Allegan | 5 | 26005 | 0.2 | 0 | 1935 | 9999 |  |  | N | Hydro | [13 empty] | 0 | 0 | 0 | 0 | [11 empty] | Consumers Energy Co | 100 | CMS Energy Corp | 100
Allegan Dam | 1694_G_2 | 1694 | G | 2 |  | Hydro |  | MIS_LMI | Michigan | 26 | Allegan | 5 | 26005 | 0.5 | 0 | 1935 | 9999 |  |  | N | Hydro | [13 empty] | 0 | 0 | 0 | 0 | [11 empty] | Consumers Energy Co | 100 | CMS Energy Corp | 100
Allegan Dam | 1694_G_3 | 1694 | G | 3 |  | Hydro |  | MIS_LMI | Michigan | 26 | Allegan | 5 | 26005 | 0.6 | 0 | 1945 | 9999 |  |  | N | Hydro | [13 empty] | 0 | 0 | 0 | 0 | [11 empty] | Consumers Energy Co | 100 | CMS Energy Corp | 100
C W Tippy | 1698_G_1 | 1698 | G | 1 |  | Hydro |  | MIS_LMI | Michigan | 26 | Manistee | 101 | 26101 | 2.1 | 0 | 1918 | 9999 |  |  | N | Hydro | [13 empty] | 0 | 0 | 0 | 0 | [11 empty] | Consumers Energy Co | 100 | CMS Energy Corp | 100
C W Tippy | 1698_G_2 | 1698 | G | 2 |  | Hydro |  | MIS_LMI | Michigan | 26 | Manistee | 101 | 26101 | 2.1 | 0 | 1918 | 9999 |  |  | N | Hydro | [13 empty] | 0 | 0 | 0 | 0 | [11 empty] | Consumers Energy Co | 100 | CMS Energy Corp | 100
C W Tippy | 1698_G_3 | 1698 | G | 3 |  | Hydro |  | MIS_LMI | Michigan | 26 | Manistee | 101 | 26101 | 2.1 | 0 | 1918 | 9999 |  |  | N | Hydro | [13 empty] | 0 | 0 | 0 | 0 | [11 empty] | Consumers Energy Co | 100 | CMS Energy Corp | 100
Mitchell Dam | 17_G_4 | 17 | G | 4 |  | Hydro |  | S_SOU | Alabama | 1 | Coosa | 37 | 01037 | 22.4 | 0 | 1949 | 9999 |  |  | N | Hydro | [13 empty] | 0 | 0 | 0 | 0 | [11 empty] | Alabama Power Co | 100 | Southern Co | 100
Mitchell Dam | 17_G_5 | 17 | G | 5 |  | Hydro |  | S_SOU | Alabama | 1 | Coosa | 37 | 01037 | 46.9 | 0 | 1985 | 9999 |  |  | N | Hydro | [13 empty] | 0 | 0 | 0 | 0 | [11 empty] | Alabama Power Co | 100 | Southern Co | 100
Mitchell Dam | 17_G_6 | 17 | G | 6 |  | Hydro |  | S_SOU | Alabama | 1 | Coosa | 37 | 01037 | 46.9 | 0 | 1985 | 9999 |  |  | N | Hydro | [13 empty] | 0 | 0 | 0 | 0 | [11 empty] | Alabama Power Co | 100 | Southern Co | 100
Mitchell Dam | 17_G_7 | 17 | G | 7 |  | Hydro |  | S_SOU | Alabama | 1 | Coosa | 37 | 01037 | 46.9 | 0 | 1985 | 9999 |  |  | N | Hydro | [13 empty] | 0 | 0 | 0 | 0 | [11 empty] | Alabama Power Co | 100 | Southern Co | 100
Cooke | 1700_G_1 | 1700 | G | 1 |  | Hydro |  | MIS_LMI | Michigan | 26 | Iosco | 69 | 26069 | 1.5 | 0 | 1911 | 9999 |  |  | N | Hydro | [13 empty] | 0 | 0 | 0 | 0 | [11 empty] | Consumers Energy Co | 100 | CMS Energy Corp | 100
Cooke | 1700_G_2 | 1700 | G | 2 |  | Hydro |  | MIS_LMI | Michigan | 26 | Iosco | 69 | 26069 | 2.7 | 0 | 1911 | 9999 |  |  | N | Hydro | [13 empty] | 0 | 0 | 0 | 0 | [11 empty] | Consumers Energy Co | 100 | CMS Energy Corp | 100
Cooke | 1700_G_3 | 1700 | G | 3 |  | Hydro |  | MIS_LMI | Michigan | 26 | Iosco | 69 | 26069 | 3 | 0 | 1911 | 9999 |  |  | N | Hydro | [13 empty] | 0 | 0 | 0 | 0 | [11 empty] | Consumers Energy Co | 100 | CMS Energy Corp | 100
Croton | 1701_G_1 | 1701 | G | 1 |  | Hydro |  | MIS_LMI | Michigan | 26 | Newaygo | 123 | 26123 | 1.2 | 0 | 1907 | 9999 |  |  | N | Hydro | [13 empty] | 0 | 0 | 0 | 0 | [11 empty] | Consumers Energy Co | 100 | CMS Energy Corp | 100
Croton | 1701_G_2 | 1701 | G | 2 |  | Hydro |  | MIS_LMI | Michigan | 26 | Newaygo | 123 | 26123 | 1.2 | 0 | 1907 | 9999 |  |  | N | Hydro | [13 empty] | 0 | 0 | 0 | 0 | [11 empty] | Consumers Energy Co | 100 | CMS Energy Corp | 100
Croton | 1701_G_3 | 1701 | G | 3 |  | Hydro |  | MIS_LMI | Michigan | 26 | Newaygo | 123 | 26123 | 0.6 | 0 | 1915 | 9999 |  |  | N | Hydro | [13 empty] | 0 | 0 | 0 | 0 | [11 empty] | Consumers Energy Co | 100 | CMS Energy Corp | 100
Croton | 1701_G_4 | 1701 | G | 4 |  | Hydro |  | MIS_LMI | Michigan | 26 | Newaygo | 123 | 26123 | 0.6 | 0 | 1912 | 9999 |  |  | N | Hydro | [13 empty] | 0 | 0 | 0 | 0 | [11 empty] | Consumers Energy Co | 100 | CMS Energy Corp | 100
Five Channels | 1704_G_1 | 1704 | G | 1 |  | Hydro |  | MIS_LMI | Michigan | 26 | Iosco | 69 | 26069 | 3.1 | 0 | 1912 | 9999 |  |  | N | Hydro | [13 empty] | 0 | 0 | 0 | 0 | [11 empty] | Consumers Energy Co | 100 | CMS Energy Corp | 100
Five Channels | 1704_G_2 | 1704 | G | 2 |  | Hydro |  | MIS_LMI | Michigan | 26 | Iosco | 69 | 26069 | 3.1 | 0 | 1912 | 9999 |  |  | N | Hydro | [13 empty] | 0 | 0 | 0 | 0 | [11 empty] | Consumers Energy Co | 100 | CMS Energy Corp | 100
Foote | 1705_G_1 | 1705 | G | 1 |  | Hydro |  | MIS_LMI | Michigan | 26 | Iosco | 69 | 26069 | 1 | 0 | 1918 | 9999 |  |  | N | Hydro | [13 empty] | 0 | 0 | 0 | 0 | [11 empty] | Consumers Energy Co | 100 | CMS Energy Corp | 100
Foote | 1705_G_2 | 1705 | G | 2 |  | Hydro |  | MIS_LMI | Michigan | 26 | Iosco | 69 | 26069 | 1 | 0 | 1918 | 9999 |  |  | N | Hydro | [13 empty] | 0 | 0 | 0 | 0 | [11 empty] | Consumers Energy Co | 100 | CMS Energy Corp | 100
Foote | 1705_G_3 | 1705 | G | 3 |  | Hydro |  | MIS_LMI | Michigan | 26 | Iosco | 69 | 26069 | 1 | 0 | 1918 | 9999 |  |  | N | Hydro | [13 empty] | 0 | 0 | 0 | 0 | [11 empty] | Consumers Energy Co | 100 | CMS Energy Corp | 100
Hardy | 1707_G_1 | 1707 | G | 1 |  | Hydro |  | MIS_LMI | Michigan | 26 | Newaygo | 123 | 26123 | 10.7 | 0 | 1931 | 9999 |  |  | N | Hydro | [13 empty] | 0 | 0 | 0 | 0 | [11 empty] | Consumers Energy Co | 100 | CMS Energy Corp | 100
Hardy | 1707_G_2 | 1707 | G | 2 |  | Hydro |  | MIS_LMI | Michigan | 26 | Newaygo | 123 | 26123 | 10.7 | 0 | 1931 | 9999 |  |  | N | Hydro | [13 empty] | 0 | 0 | 0 | 0 | [11 empty] | Consumers Energy Co | 100 | CMS Energy Corp | 100
Hardy | 1707_G_3 | 1707 | G | 3 |  | Hydro |  | MIS_LMI | Michigan | 26 | Newaygo | 123 | 26123 | 10.7 | 0 | 1931 | 9999 |  |  | N | Hydro | [13 empty] | 0 | 0 | 0 | 0 | [11 empty] | Consumers Energy Co | 100 | CMS Energy Corp | 100
Hodenpyl | 1708_G_1 | 1708 | G | 1 |  | Hydro |  | MIS_LMI | Michigan | 26 | Wexford | 165 | 26165 | 2 | 0 | 1925 | 9999 |  |  | N | Hydro | [13 empty] | 0 | 0 | 0 | 0 | [11 empty] | Consumers Energy Co | 100 | CMS Energy Corp | 100
Hodenpyl | 1708_G_2 | 1708 | G | 2 |  | Hydro |  | MIS_LMI | Michigan | 26 | Wexford | 165 | 26165 | 2 | 0 | 1925 | 9999 |  |  | N | Hydro | [13 empty] | 0 | 0 | 0 | 0 | [11 empty] | Consumers Energy Co | 100 | CMS Energy Corp | 100
Loud | 1712_G_1 | 1712 | G | 1 |  | Hydro |  | MIS_LMI | Michigan | 26 | Iosco | 69 | 26069 | 2.7 | 0 | 1913 | 9999 |  |  | N | Hydro | [13 empty] | 0 | 0 | 0 | 0 | [11 empty] | Consumers Energy Co | 100 | CMS Energy Corp | 100
Loud | 1712_G_2 | 1712 | G | 2 |  | Hydro |  | MIS_LMI | Michigan | 26 | Iosco | 69 | 26069 | 2.5 | 0 | 1913 | 9999 |  |  | N | Hydro | [13 empty] | 0 | 0 | 0 | 0 | [11 empty] | Consumers Energy Co | 100 | CMS Energy Corp | 100
Ludington | 1713_G_1 | 1713 | G | 1 |  | Pumped Storage |  | MIS_LMI | Michigan | 26 | Mason | 105 | 26105 | 369 | 0 | 1973 | 9999 |  |  | N | Pumped Storage | [13 empty] | 0 | 0 | 0 | 0 | [11 empty] | Consumers Energy Co | 51 | CMS Energy Corp | 51
Ludington | 1713_G_2 | 1713 | G | 2 |  | Pumped Storage |  | MIS_LMI | Michigan | 26 | Mason | 105 | 26105 | 382 | 0 | 1973 | 9999 |  |  | N | Pumped Storage | [13 empty] | 0 | 0 | 0 | 0 | [11 empty] | Consumers Energy Co | 51 | CMS Energy Corp | 51
Ludington | 1713_G_3 | 1713 | G | 3 |  | Pumped Storage |  | MIS_LMI | Michigan | 26 | Mason | 105 | 26105 | 391 | 0 | 1973 | 9999 |  |  | N | Pumped Storage | [13 empty] | 0 | 0 | 0 | 0 | [11 empty] | Consumers Energy Co | 51 | CMS Energy Corp | 51
Ludington | 1713_G_4 | 1713 | G | 4 |  | Pumped Storage |  | MIS_LMI | Michigan | 26 | Mason | 105 | 26105 | 382 | 0 | 1973 | 9999 |  |  | N | Pumped Storage | [13 empty] | 0 | 0 | 0 | 0 | [11 empty] | Consumers Energy Co | 51 | CMS Energy Corp | 51
Ludington | 1713_G_5 | 1713 | G | 5 |  | Pumped Storage |  | MIS_LMI | Michigan | 26 | Mason | 105 | 26105 | 382 | 0 | 1973 | 9999 |  |  | N | Pumped Storage | [13 empty] | 0 | 0 | 0 | 0 | [11 empty] | Consumers Energy Co | 51 | CMS Energy Corp | 51
Ludington | 1713_G_6 | 1713 | G | 6 |  | Pumped Storage |  | MIS_LMI | Michigan | 26 | Mason | 105 | 26105 | 382 | 0 | 1973 | 9999 |  |  | N | Pumped Storage | [13 empty] | 0 | 0 | 0 | 0 | [11 empty] | Consumers Energy Co | 51 | CMS Energy Corp | 51
Mio | 1714_G_1 | 1714 | G | 1 |  | Hydro |  | MIS_LMI | Michigan | 26 | Oscoda | 135 | 26135 | 0.8 | 0 | 1916 | 9999 |  |  | N | Hydro | [13 empty] | 0 | 0 | 0 | 0 | [11 empty] | Consumers Energy Co | 100 | CMS Energy Corp | 100
Mio | 1714_G_2 | 1714 | G | 2 |  | Hydro |  | MIS_LMI | Michigan | 26 | Oscoda | 135 | 26135 | 0.8 | 0 | 1916 | 9999 |  |  | N | Hydro | [13 empty] | 0 | 0 | 0 | 0 | [11 empty] | Consumers Energy Co | 100 | CMS Energy Corp | 100
Rogers | 1716_G_1 | 1716 | G | 1 |  | Hydro |  | MIS_LMI | Michigan | 26 | Mecosta | 107 | 26107 | 0.6 | 0 | 1922 | 9999 |  |  | N | Hydro | [13 empty] | 0 | 0 | 0 | 0 | [11 empty] | Consumers Energy Co | 100 | CMS Energy Corp | 100
Rogers | 1716_G_2 | 1716 | G | 2 |  | Hydro |  | MIS_LMI | Michigan | 26 | Mecosta | 107 | 26107 | 0.6 | 0 | 1922 | 9999 |  |  | N | Hydro | [13 empty] | 0 | 0 | 0 | 0 | [11 empty] | Consumers Energy Co | 100 | CMS Energy Corp | 100
Rogers | 1716_G_3 | 1716 | G | 3 |  | Hydro |  | MIS_LMI | Michigan | 26 | Mecosta | 107 | 26107 | 0.7 | 0 | 1922 | 9999 |  |  | N | Hydro | [13 empty] | 0 | 0 | 0 | 0 | [11 empty] | Consumers Energy Co | 100 | CMS Energy Corp | 100
Rogers | 1716_G_4 | 1716 | G | 4 |  | Hydro |  | MIS_LMI | Michigan | 26 | Mecosta | 107 | 26107 | 0.7 | 0 | 1922 | 9999 |  |  | N | Hydro | [13 empty] | 0 | 0 | 0 | 0 | [11 empty] | Consumers Energy Co | 100 | CMS Energy Corp | 100
Osceola (AR) | 172_G_9 | 172 | G | 9 |  | Combustion Turbine | IC Engine | MIS_AR | Arkansas | 5 | Mississippi | 93 | 05093 | 1.6 | 12283 | 1992 | 9999 |  |  | N | Distillate Fuel Oil | [13 empty] | 1.6498 | 1.6498 | 1.6498 | 1.6498 | [11 empty] | Osceola AR (City of) | 100 | Osceola AR (City of) | 100
Webber | 1722_G_1 | 1722 | G | 1 |  | Hydro |  | MIS_LMI | Michigan | 26 | Ionia | 67 | 26067 | 0.8 | 0 | 1907 | 9999 |  |  | N | Hydro | [13 empty] | 0 | 0 | 0 | 0 | [11 empty] | Consumers Energy Co | 100 | CMS Energy Corp | 100
Webber | 1722_G_2 | 1722 | G | 2 |  | Hydro |  | MIS_LMI | Michigan | 26 | Ionia | 67 | 26067 | 0.3 | 0 | 1949 | 9999 |  |  | N | Hydro | [13 empty] | 0 | 0 | 0 | 0 | [11 empty] | Consumers Energy Co | 100 | CMS Energy Corp | 100
Colfax | 1725_G_1 | 1725 | G | 1 |  | Combustion Turbine | IC Engine | MIS_LMI | Michigan | 26 | Livingston | 93 | 26093 | 2 | 25000 | 1969 | 9999 |  |  | N | Distillate Fuel Oil | [12 empty] | 1.67 | 1.6498 | 1.6498 | 1.6498 | 1.6498 | [11 empty] | DTE Electric Co | 100 | DTE Energy Co | 100
Colfax | 1725_G_2 | 1725 | G | 2 |  | Combustion Turbine | IC Engine | MIS_LMI | Michigan | 26 | Livingston | 93 | 26093 | 3 | 25000 | 1969 | 9999 |  |  | N | Distillate Fuel Oil | [12 empty] | 1.67 | 1.6498 | 1.6498 | 1.6498 | 1.6498 | [11 empty] | DTE Electric Co | 100 | DTE Energy Co | 100
Colfax | 1725_G_3 | 1725 | G | 3 |  | Combustion Turbine | IC Engine | MIS_LMI | Michigan | 26 | Livingston | 93 | 26093 | 3 | 25000 | 1969 | 9999 |  |  | N | Distillate Fuel Oil | [12 empty] | 1.67 | 1.6498 | 1.6498 | 1.6498 | 1.6498 | [11 empty] | DTE Electric Co | 100 | DTE Energy Co | 100
Colfax | 1725_G_4 | 1725 | G | 4 |  | Combustion Turbine | IC Engine | MIS_LMI | Michigan | 26 | Livingston | 93 | 26093 | 3 | 25000 | 1969 | 9999 |  |  | N | Distillate Fuel Oil | [12 empty] | 1.67 | 1.6498 | 1.6498 | 1.6498 | 1.6498 | [11 empty] | DTE Electric Co | 100 | DTE Energy Co | 100
Colfax | 1725_G_5 | 1725 | G | 5 |  | Combustion Turbine | IC Engine | MIS_LMI | Michigan | 26 | Livingston | 93 | 26093 | 3 | 25000 | 1969 | 9999 |  |  | N | Distillate Fuel Oil | [12 empty] | 1.67 | 1.6498 | 1.6498 | 1.6498 | 1.6498 | [11 empty] | DTE Electric Co | 100 | DTE Energy Co | 100
Delray | 1728_G_11-1 | 1728 | G | 11-1 | 1175 | Combustion Turbine |  | MIS_LMI | Michigan | 26 | Wayne | 163 | 26163 | 64 | 13624 | 2000 | 9999 |  |  | N | Natural Gas | [12 empty] | 1.67 | 0.04005 | 0.04005 | 0.04005 | 0.04005 | [11 empty] | DTE Electric Co | 100 | DTE Energy Co | 100
Delray | 1728_G_12-1 | 1728 | G | 12-1 | 1176 | Combustion Turbine |  | MIS_LMI | Michigan | 26 | Wayne | 163 | 26163 | 63 | 13620 | 2000 | 9999 |  |  | N | Natural Gas | [12 empty] | 1.67 | 0.05338 | 0.05338 | 0.05338 | 0.05338 | [11 empty] | DTE Electric Co | 100 | DTE Energy Co | 100
Fermi | 1729_G_2 | 1729 | G | 2 |  | Nuclear |  | MIS_LMI | Michigan | 26 | Monroe | 115 | 26115 | 1141 | 10456 | 1988 | 9999 |  |  | N | Nuclear Fuel | [13 empty] | 0 | 0 | 0 | 0 | [11 empty] | DTE Electric Co | 100 | DTE Energy Co | 100
Fermi | 1729_G_3 | 1729 | G | 3 |  | Combustion Turbine |  | MIS_LMI | Michigan | 26 | Monroe | 115 | 26115 | 13 | 25000 | 1966 | 9999 |  |  | N | Distillate Fuel Oil | [12 empty] | 1.67 | 1.01 | 1.01 | 1.01 | 1.01 | [11 empty] | DTE Electric Co | 100 | DTE Energy Co | 100
Fermi | 1729_G_4 | 1729 | G | 4 |  | Combustion Turbine |  | MIS_LMI | Michigan | 26 | Monroe | 115 | 26115 | 12 | 25000 | 1966 | 9999 |  |  | N | Distillate Fuel Oil | [12 empty] | 1.67 | 1.01 | 1.01 | 1.01 | 1.01 | [11 empty] | DTE Electric Co | 100 | DTE Energy Co | 100
Fermi | 1729_G_GT1 | 1729 | G | GT1 |  | Combustion Turbine |  | MIS_LMI | Michigan | 26 | Monroe | 115 | 26115 | 13 | 25000 | 1966 | 9999 |  |  | N | Distillate Fuel Oil | [12 empty] | 1.67 | 1.01 | 1.01 | 1.01 | 1.01 | [11 empty] | DTE Electric Co | 100 | DTE Energy Co | 100
Fermi | 1729_G_GT2 | 1729 | G | GT2 |  | Combustion Turbine |  | MIS_LMI | Michigan | 26 | Monroe | 115 | 26115 | 13 | 25000 | 1966 | 9999 |  |  | N | Distillate Fuel Oil | [12 empty] | 1.67 | 1.01 | 1.01 | 1.01 | 1.01 | [11 empty] | DTE Electric Co | 100 | DTE Energy Co | 100
Hancock | 1730_G_1 | 1730 | G | 1 |  | Combustion Turbine |  | MIS_LMI | Michigan | 26 | Oakland | 125 | 26125 | 11 | 16042 | 1967 | 9999 |  |  | N | Natural Gas | [12 empty] | 1.67 | 0.70006 | 0.70006 | 0.70006 | 0.70006 | [11 empty] | DTE Electric Co | 100 | DTE Energy Co | 100
Hancock | 1730_G_3 | 1730 | G | 3 |  | Combustion Turbine |  | MIS_LMI | Michigan | 26 | Oakland | 125 | 26125 | 17 | 16032 | 1967 | 9999 |  |  | N | Natural Gas | [12 empty] | 1.67 | 0.69999 | 0.69999 | 0.69999 | 0.69999 | [11 empty] | DTE Electric Co | 100 | DTE Energy Co | 100
Hancock | 1730_G_5 | 1730 | G | 5 | 88435 | Combustion Turbine |  | MIS_LMI | Michigan | 26 | Oakland | 125 | 26125 | 32 | 16075 | 1970 | 9999 |  |  | N | Natural Gas | [12 empty] | 1.67 | 0.69999 | 0.69999 | 0.69999 | 0.69999 | [11 empty] | DTE Electric Co | 100 | DTE Energy Co | 100
Hancock | 1730_G_6 | 1730 | G | 6 | 88436 | Combustion Turbine |  | MIS_LMI | Michigan | 26 | Oakland | 125 | 26125 | 33 | 16079 | 1966 | 9999 |  |  | N | Natural Gas | [12 empty] | 1.67 | 0.70006 | 0.70006 | 0.70006 | 0.70006 | [11 empty] | DTE Electric Co | 100 | DTE Energy Co | 100
Monroe (MI) | 1733_G_IC1 | 1733 | G | IC1 |  | Combustion Turbine | IC Engine | MIS_LMI | Michigan | 26 | Monroe | 115 | 26115 | 2 | 17441 | 1969 | 9999 |  |  | N | Distillate Fuel Oil | [12 empty] | 1.67 | 1.6498 | 1.6498 | 1.6498 | 1.6498 | [11 empty] | DTE Electric Co | 100 | DTE Energy Co | 100
Monroe (MI) | 1733_G_IC2 | 1733 | G | IC2 |  | Combustion Turbine | IC Engine | MIS_LMI | Michigan | 26 | Monroe | 115 | 26115 | 3 | 17528 | 1969 | 9999 |  |  | N | Distillate Fuel Oil | [12 empty] | 1.67 | 1.6498 | 1.6498 | 1.6498 | 1.6498 | [11 empty] | DTE Electric Co | 100 | DTE Energy Co | 100
Monroe (MI) | 1733_G_IC3 | 1733 | G | IC3 |  | Combustion Turbine | IC Engine | MIS_LMI | Michigan | 26 | Monroe | 115 | 26115 | 3 | 17587 | 1969 | 9999 |  |  | N | Distillate Fuel Oil | [12 empty] | 1.67 | 1.6498 | 1.6498 | 1.6498 | 1.6498 | [11 empty] | DTE Electric Co | 100 | DTE Energy Co | 100
Monroe (MI) | 1733_G_IC4 | 1733 | G | IC4 |  | Combustion Turbine | IC Engine | MIS_LMI | Michigan | 26 | Monroe | 115 | 26115 | 3 | 17428 | 1969 | 9999 |  |  | N | Distillate Fuel Oil | [12 empty] | 1.67 | 1.6498 | 1.6498 | 1.6498 | 1.6498 | [11 empty] | DTE Electric Co | 100 | DTE Energy Co | 100
Monroe (MI) | 1733_G_IC5 | 1733 | G | IC5 |  | Combustion Turbine | IC Engine | MIS_LMI | Michigan | 26 | Monroe | 115 | 26115 | 3 | 17449 | 1969 | 9999 |  |  | N | Distillate Fuel Oil | [12 empty] | 1.67 | 1.6498 | 1.6498 | 1.6498 | 1.6498 | [11 empty] | DTE Electric Co | 100 | DTE Energy Co | 100
Northeast (MI) | 1734_G_1 | 1734 | G | 1 |  | Combustion Turbine |  | MIS_LMI | Michigan | 26 | Macomb | 99 | 26099 | 15 | 17615 | 1967 | 9999 |  |  | N | Natural Gas | [12 empty] | 1.67 | 0.70002 | 0.70002 | 0.70002 | 0.70002 | [11 empty] | DTE Electric Co | 100 | DTE Energy Co | 100
Northeast (MI) | 1734_G_2 | 1734 | G | 2 |  | Combustion Turbine |  | MIS_LMI | Michigan | 26 | Macomb | 99 | 26099 | 15 | 17615 | 1966 | 9999 |  |  | N | Natural Gas | [12 empty] | 1.67 | 0.70002 | 0.70002 | 0.70002 | 0.70002 | [11 empty] | DTE Electric Co | 100 | DTE Energy Co | 100
Northeast (MI) | 1734_G_3 | 1734 | G | 3 |  | Combustion Turbine |  | MIS_LMI | Michigan | 26 | Macomb | 99 | 26099 | 14 | 17615 | 1966 | 9999 |  |  | N | Natural Gas | [12 empty] | 1.67 | 0.70002 | 0.70002 | 0.70002 | 0.70002 | [11 empty] | DTE Electric Co | 100 | DTE Energy Co | 100
Northeast (MI) | 1734_G_4 | 1734 | G | 4 |  | Combustion Turbine |  | MIS_LMI | Michigan | 26 | Macomb | 99 | 26099 | 15 | 17615 | 1966 | 9999 |  |  | N | Natural Gas | [12 empty] | 1.67 | 0.70002 | 0.70002 | 0.70002 | 0.70002 | [11 empty] | DTE Electric Co | 100 | DTE Energy Co | 100
Northeast (MI) | 1734_G_5 | 1734 | G | 5 |  | Combustion Turbine |  | MIS_LMI | Michigan | 26 | Macomb | 99 | 26099 | 18 | 17624 | 1971 | 9999 |  |  | N | Natural Gas, Distillate Fuel Oil | [12 empty] | 1.67 | 0.15487 | 0.15487 | 0.15487 | 0.15487 | [11 empty] | DTE Electric Co | 100 | DTE Energy Co | 100
Northeast (MI) | 1734_G_6 | 1734 | G | 6 |  | Combustion Turbine |  | MIS_LMI | Michigan | 26 | Macomb | 99 | 26099 | 19 | 17615 | 1971 | 9999 |  |  | N | Distillate Fuel Oil | [12 empty] | 1.67 | 1.01 | 1.01 | 1.01 | 1.01 | [11 empty] | DTE Electric Co | 100 | DTE Energy Co | 100
Northeast (MI) | 1734_G_7 | 1734 | G | 7 |  | Combustion Turbine |  | MIS_LMI | Michigan | 26 | Macomb | 99 | 26099 | 20 | 17614 | 1971 | 9999 |  |  | N | Distillate Fuel Oil | [12 empty] | 1.67 | 1.01 | 1.01 | 1.01 | 1.01 | [11 empty] | DTE Electric Co | 100 | DTE Energy Co | 100
Oliver | 1735_G_1 | 1735 | G | 1 |  | Combustion Turbine | IC Engine | MIS_LMI | Michigan | 26 | Huron | 63 | 26063 | 2 | 12283 | 1970 | 9999 |  |  | N | Distillate Fuel Oil | [12 empty] | 1.67 | 1.6498 | 1.6498 | 1.6498 | 1.6498 | [11 empty] | DTE Electric Co | 100 | DTE Energy Co | 100
Oliver | 1735_G_2 | 1735 | G | 2 |  | Combustion Turbine | IC Engine | MIS_LMI | Michigan | 26 | Huron | 63 | 26063 | 3 | 12283 | 1970 | 9999 |  |  | N | Distillate Fuel Oil | [12 empty] | 1.67 | 1.6498 | 1.6498 | 1.6498 | 1.6498 | [11 empty] | DTE Electric Co | 100 | DTE Energy Co | 100
Oliver | 1735_G_3 | 1735 | G | 3 |  | Combustion Turbine | IC Engine | MIS_LMI | Michigan | 26 | Huron | 63 | 26063 | 3 | 12283 | 1970 | 9999 |  |  | N | Distillate Fuel Oil | [12 empty] | 1.67 | 1.6498 | 1.6498 | 1.6498 | 1.6498 | [11 empty] | DTE Electric Co | 100 | DTE Energy Co | 100
Oliver | 1735_G_4 | 1735 | G | 4 |  | Combustion Turbine | IC Engine | MIS_LMI | Michigan | 26 | Huron | 63 | 26063 | 3 | 12283 | 1970 | 9999 |  |  | N | Distillate Fuel Oil | [12 empty] | 1.67 | 1.6498 | 1.6498 | 1.6498 | 1.6498 | [11 empty] | DTE Electric Co | 100 | DTE Energy Co | 100
Oliver | 1735_G_5 | 1735 | G | 5 |  | Combustion Turbine | IC Engine | MIS_LMI | Michigan | 26 | Huron | 63 | 26063 | 3 | 12283 | 1970 | 9999 |  |  | N | Distillate Fuel Oil | [12 empty] | 1.67 | 1.6498 | 1.6498 | 1.6498 | 1.6498 | [11 empty] | DTE Electric Co | 100 | DTE Energy Co | 100
Placid 12 | 1737_G_1 | 1737 | G | 1 |  | Combustion Turbine | IC Engine | MIS_LMI | Michigan | 26 | Oakland | 125 | 26125 | 2 | 25000 | 1970 | 9999 |  |  | N | Distillate Fuel Oil | [12 empty] | 1.67 | 1.6498 | 1.6498 | 1.6498 | 1.6498 | [11 empty] | DTE Electric Co | 100 | DTE Energy Co | 100
Placid 12 | 1737_G_2 | 1737 | G | 2 |  | Combustion Turbine | IC Engine | MIS_LMI | Michigan | 26 | Oakland | 125 | 26125 | 3 | 25000 | 1970 | 9999 |  |  | N | Distillate Fuel Oil | [12 empty] | 1.67 | 1.6498 | 1.6498 | 1.6498 | 1.6498 | [11 empty] | DTE Electric Co | 100 | DTE Energy Co | 100
Placid 12 | 1737_G_3 | 1737 | G | 3 |  | Combustion Turbine | IC Engine | MIS_LMI | Michigan | 26 | Oakland | 125 | 26125 | 3 | 25000 | 1970 | 9999 |  |  | N | Distillate Fuel Oil | [12 empty] | 1.67 | 1.6498 | 1.6498 | 1.6498 | 1.6498 | [11 empty] | DTE Electric Co | 100 | DTE Energy Co | 100
Placid 12 | 1737_G_4 | 1737 | G | 4 |  | Combustion Turbine | IC Engine | MIS_LMI | Michigan | 26 | Oakland | 125 | 26125 | 3 | 25000 | 1970 | 9999 |  |  | N | Distillate Fuel Oil | [12 empty] | 1.67 | 1.6498 | 1.6498 | 1.6498 | 1.6498 | [11 empty] | DTE Electric Co | 100 | DTE Energy Co | 100
Placid 12 | 1737_G_5 | 1737 | G | 5 |  | Combustion Turbine | IC Engine | MIS_LMI | Michigan | 26 | Oakland | 125 | 26125 | 3 | 25000 | 1970 | 9999 |  |  | N | Distillate Fuel Oil | [12 empty] | 1.67 | 1.6498 | 1.6498 | 1.6498 | 1.6498 | [11 empty] | DTE Electric Co | 100 | DTE Energy Co | 100
Putnam (MI) | 1739_G_1 | 1739 | G | 1 |  | Combustion Turbine | IC Engine | MIS_LMI | Michigan | 26 | Oakland | 125 | 26125 | 2 | 25000 | 1971 | 9999 |  |  | N | Distillate Fuel Oil | [12 empty] | 1.67 | 4.3255 | 4.3255 | 4.3255 | 4.3255 | [11 empty] | DTE Electric Co | 100 | DTE Energy Co | 100
Putnam (MI) | 1739_G_2 | 1739 | G | 2 |  | Combustion Turbine | IC Engine | MIS_LMI | Michigan | 26 | Oakland | 125 | 26125 | 3 | 25000 | 1971 | 9999 |  |  | N | Distillate Fuel Oil | [12 empty] | 1.67 | 4.3255 | 4.3255 | 4.3255 | 4.3255 | [11 empty] | DTE Electric Co | 100 | DTE Energy Co | 100
Putnam (MI) | 1739_G_3 | 1739 | G | 3 |  | Combustion Turbine | IC Engine | MIS_LMI | Michigan | 26 | Oakland | 125 | 26125 | 3 | 25000 | 1971 | 9999 |  |  | N | Distillate Fuel Oil | [12 empty] | 1.67 | 4.3255 | 4.3255 | 4.3255 | 4.3255 | [11 empty] | DTE Electric Co | 100 | DTE Energy Co | 100
Putnam (MI) | 1739_G_4 | 1739 | G | 4 |  | Combustion Turbine | IC Engine | MIS_LMI | Michigan | 26 | Oakland | 125 | 26125 | 3 | 25000 | 1971 | 9999 |  |  | N | Distillate Fuel Oil | [12 empty] | 1.67 | 4.3255 | 4.3255 | 4.3255 | 4.3255 | [11 empty] | DTE Electric Co | 100 | DTE Energy Co | 100
Putnam (MI) | 1739_G_5 | 1739 | G | 5 |  | Combustion Turbine | IC Engine | MIS_LMI | Michigan | 26 | Oakland | 125 | 26125 | 3 | 25000 | 1971 | 9999 |  |  | N | Distillate Fuel Oil | [12 empty] | 1.67 | 4.3255 | 4.3255 | 4.3255 | 4.3255 | [11 empty] | DTE Electric Co | 100 | DTE Energy Co | 100
Remmel | 174_G_1 | 174 | G | 1 |  | Hydro |  | MIS_AR | Arkansas | 5 | Hot Spring | 59 | 05059 | 3.9 | 0 | 1925 | 9999 |  |  | N | Hydro | [13 empty] | 0 | 0 | 0 | 0 | [11 empty] | Entergy Arkansas LLC | 100 | Entergy Corp | 100
Remmel | 174_G_2 | 174 | G | 2 |  | Hydro |  | MIS_AR | Arkansas | 5 | Hot Spring | 59 | 05059 | 3.7 | 0 | 1925 | 9999 |  |  | N | Hydro | [13 empty] | 0 | 0 | 0 | 0 | [11 empty] | Entergy Arkansas LLC | 100 | Entergy Corp | 100
Remmel | 174_G_3 | 174 | G | 3 |  | Hydro |  | MIS_AR | Arkansas | 5 | Hot Spring | 59 | 05059 | 3.8 | 0 | 1925 | 9999 |  |  | N | Hydro | [13 empty] | 0 | 0 | 0 | 0 | [11 empty] | Entergy Arkansas LLC | 100 | Entergy Corp | 100
Slocum | 1741_G_1 | 1741 | G | 1 |  | Combustion Turbine | IC Engine | MIS_LMI | Michigan | 26 | Wayne | 163 | 26163 | 2 | 12283 | 1968 | 9999 |  |  | N | Distillate Fuel Oil | [12 empty] | 1.67 | 1.6498 | 1.6498 | 1.6498 | 1.6498 | [11 empty] | DTE Electric Co | 100 | DTE Energy Co | 100
Slocum | 1741_G_2 | 1741 | G | 2 |  | Combustion Turbine | IC Engine | MIS_LMI | Michigan | 26 | Wayne | 163 | 26163 | 3 | 12283 | 1968 | 9999 |  |  | N | Distillate Fuel Oil | [12 empty] | 1.67 | 1.6498 | 1.6498 | 1.6498 | 1.6498 | [11 empty] | DTE Electric Co | 100 | DTE Energy Co | 100
Slocum | 1741_G_3 | 1741 | G | 3 |  | Combustion Turbine | IC Engine | MIS_LMI | Michigan | 26 | Wayne | 163 | 26163 | 3 | 12283 | 1968 | 9999 |  |  | N | Distillate Fuel Oil | [12 empty] | 1.67 | 1.6498 | 1.6498 | 1.6498 | 1.6498 | [11 empty] | DTE Electric Co | 100 | DTE Energy Co | 100
Slocum | 1741_G_4 | 1741 | G | 4 |  | Combustion Turbine | IC Engine | MIS_LMI | Michigan | 26 | Wayne | 163 | 26163 | 3 | 12283 | 1968 | 9999 |  |  | N | Distillate Fuel Oil | [12 empty] | 1.67 | 1.6498 | 1.6498 | 1.6498 | 1.6498 | [11 empty] | DTE Electric Co | 100 | DTE Energy Co | 100
Slocum | 1741_G_5 | 1741 | G | 5 |  | Combustion Turbine | IC Engine | MIS_LMI | Michigan | 26 | Wayne | 163 | 26163 | 3 | 12283 | 1968 | 9999 |  |  | N | Distillate Fuel Oil | [12 empty] | 1.67 | 1.6498 | 1.6498 | 1.6498 | 1.6498 | [11 empty] | DTE Electric Co | 100 | DTE Energy Co | 100
St Clair | 1743_G_11 | 1743 | G | 11 |  | Combustion Turbine |  | MIS_LMI | Michigan | 26 | St Clair | 147 | 26147 | 19 | 15477 | 1968 | 9999 |  |  | N | Natural Gas, Distillate Fuel Oil | [12 empty] | 1.11 | 0.37772 | 0.37772 | 0.37772 | 0.37772 | [11 empty] | DTE Electric Co | 100 | DTE Energy Co | 100
St Clair | 1743_G_12A | 1743 | G | 12A |  | Combustion Turbine | IC Engine | MIS_LMI | Michigan | 26 | St Clair | 147 | 26147 | 2 | 24824 | 1970 | 9999 |  |  | N | Distillate Fuel Oil | [12 empty] | 1.67 | 1.6498 | 1.6498 | 1.6498 | 1.6498 | [11 empty] | DTE Electric Co | 100 | DTE Energy Co | 100
St Clair | 1743_G_12B | 1743 | G | 12B |  | Combustion Turbine | IC Engine | MIS_LMI | Michigan | 26 | St Clair | 147 | 26147 | 3 | 24862 | 1970 | 9999 |  |  | N | Distillate Fuel Oil | [12 empty] | 1.67 | 1.6498 | 1.6498 | 1.6498 | 1.6498 | [11 empty] | DTE Electric Co | 100 | DTE Energy Co | 100
Superior | 1744_G_1 | 1744 | G | 1 |  | Combustion Turbine |  | MIS_LMI | Michigan | 26 | Washtenaw | 161 | 26161 | 13 | 25000 | 1966 | 9999 |  |  | N | Distillate Fuel Oil | [12 empty] | 1.67 | 1.01 | 1.01 | 1.01 | 1.01 | [11 empty] | DTE Electric Co | 100 | DTE Energy Co | 100
Superior | 1744_G_2 | 1744 | G | 2 |  | Combustion Turbine |  | MIS_LMI | Michigan | 26 | Washtenaw | 161 | 26161 | 13 | 25000 | 1966 | 9999 |  |  | N | Distillate Fuel Oil | [12 empty] | 1.67 | 1.01 | 1.01 | 1.01 | 1.01 | [11 empty] | DTE Electric Co | 100 | DTE Energy Co | 100
Superior | 1744_G_3 | 1744 | G | 3 |  | Combustion Turbine |  | MIS_LMI | Michigan | 26 | Washtenaw | 161 | 26161 | 12 | 25000 | 1966 | 9999 |  |  | N | Distillate Fuel Oil | [12 empty] | 1.67 | 1.01 | 1.01 | 1.01 | 1.01 | [11 empty] | DTE Electric Co | 100 | DTE Energy Co | 100
Superior | 1744_G_4 | 1744 | G | 4 |  | Combustion Turbine |  | MIS_LMI | Michigan | 26 | Washtenaw | 161 | 26161 | 14 | 25000 | 1966 | 9999 |  |  | N | Distillate Fuel Oil | [12 empty] | 1.67 | 1.01 | 1.01 | 1.01 | 1.01 | [11 empty] | DTE Electric Co | 100 | DTE Energy Co | 100
Wilmot | 1746_G_1 | 1746 | G | 1 |  | Combustion Turbine | IC Engine | MIS_LMI | Michigan | 26 | Tuscola | 157 | 26157 | 2 | 25000 | 1968 | 9999 |  |  | N | Distillate Fuel Oil | [12 empty] | 1.67 | 1.6498 | 1.6498 | 1.6498 | 1.6498 | [11 empty] | DTE Electric Co | 100 | DTE Energy Co | 100
Wilmot | 1746_G_2 | 1746 | G | 2 |  | Combustion Turbine | IC Engine | MIS_LMI | Michigan | 26 | Tuscola | 157 | 26157 | 3 | 25000 | 1968 | 9999 |  |  | N | Distillate Fuel Oil | [12 empty] | 1.67 | 1.6498 | 1.6498 | 1.6498 | 1.6498 | [11 empty] | DTE Electric Co | 100 | DTE Energy Co | 100
Wilmot | 1746_G_3 | 1746 | G | 3 |  | Combustion Turbine | IC Engine | MIS_LMI | Michigan | 26 | Tuscola | 157 | 26157 | 3 | 25000 | 1968 | 9999 |  |  | N | Distillate Fuel Oil | [12 empty] | 1.67 | 1.6498 | 1.6498 | 1.6498 | 1.6498 | [11 empty] | DTE Electric Co | 100 | DTE Energy Co | 100
Wilmot | 1746_G_4 | 1746 | G | 4 |  | Combustion Turbine | IC Engine | MIS_LMI | Michigan | 26 | Tuscola | 157 | 26157 | 3 | 25000 | 1968 | 9999 |  |  | N | Distillate Fuel Oil | [12 empty] | 1.67 | 1.6498 | 1.6498 | 1.6498 | 1.6498 | [11 empty] | DTE Electric Co | 100 | DTE Energy Co | 100
Wilmot | 1746_G_5 | 1746 | G | 5 |  | Combustion Turbine | IC Engine | MIS_LMI | Michigan | 26 | Tuscola | 157 | 26157 | 3 | 25000 | 1968 | 9999 |  |  | N | Distillate Fuel Oil | [12 empty] | 1.67 | 1.6498 | 1.6498 | 1.6498 | 1.6498 | [11 empty] | DTE Electric Co | 100 | DTE Energy Co | 100
Manistique | 1750_G_1 | 1750 | G | 1 |  | Combustion Turbine | IC Engine | MIS_WUMS | Michigan | 26 | Schoolcraft | 153 | 26153 | 2 | 21854 | 1960 | 9999 |  |  | N | Distillate Fuel Oil | [12 empty] | 1.67 | 1.6498 | 1.6498 | 1.6498 | 1.6498 | [11 empty] | Cloverland Electric Coop | 100 | Cloverland Electric Coop | 100
Manistique | 1750_G_2 | 1750 | G | 2 |  | Combustion Turbine | IC Engine | MIS_WUMS | Michigan | 26 | Schoolcraft | 153 | 26153 | 2.8 | 21830 | 1972 | 9999 |  |  | N | Distillate Fuel Oil | [12 empty] | 1.67 | 1.6498 | 1.6498 | 1.6498 | 1.6498 | [11 empty] | Cloverland Electric Coop | 100 | Cloverland Electric Coop | 100
Edison Sault | 1751_G_10 | 1751 | G | 10 |  | Hydro |  | MIS_WUMS | Michigan | 26 | Chippewa | 33 | 26033 | 0.4 | 0 | 1963 | 9999 |  |  | N | Hydro | [13 empty] | 0 | 0 | 0 | 0 | [11 empty] | Cloverland Electric Coop | 100 | Cloverland Electric Coop | 100
Edison Sault | 1751_G_11 | 1751 | G | 11 |  | Hydro |  | MIS_WUMS | Michigan | 26 | Chippewa | 33 | 26033 | 0.4 | 0 | 1963 | 9999 |  |  | N | Hydro | [13 empty] | 0 | 0 | 0 | 0 | [11 empty] | Cloverland Electric Coop | 100 | Cloverland Electric Coop | 100
Edison Sault | 1751_G_12 | 1751 | G | 12 |  | Hydro |  | MIS_WUMS | Michigan | 26 | Chippewa | 33 | 26033 | 0.4 | 0 | 1963 | 9999 |  |  | N | Hydro | [13 empty] | 0 | 0 | 0 | 0 | [11 empty] | Cloverland Electric Coop | 100 | Cloverland Electric Coop | 100
Edison Sault | 1751_G_13 | 1751 | G | 13 |  | Hydro |  | MIS_WUMS | Michigan | 26 | Chippewa | 33 | 26033 | 0.4 | 0 | 1963 | 9999 |  |  | N | Hydro | [13 empty] | 0 | 0 | 0 | 0 | [11 empty] | Cloverland Electric Coop | 100 | Cloverland Electric Coop | 100
Edison Sault | 1751_G_14 | 1751 | G | 14 |  | Hydro |  | MIS_WUMS | Michigan | 26 | Chippewa | 33 | 26033 | 0.4 | 0 | 1963 | 9999 |  |  | N | Hydro | [13 empty] | 0 | 0 | 0 | 0 | [11 empty] | Cloverland Electric Coop | 100 | Cloverland Electric Coop | 100
Edison Sault | 1751_G_15 | 1751 | G | 15 |  | Hydro |  | MIS_WUMS | Michigan | 26 | Chippewa | 33 | 26033 | 0.4 | 0 | 1963 | 9999 |  |  | N | Hydro | [13 empty] | 0 | 0 | 0 | 0 | [11 empty] | Cloverland Electric Coop | 100 | Cloverland Electric Coop | 100
Edison Sault | 1751_G_16 | 1751 | G | 16 |  | Hydro |  | MIS_WUMS | Michigan | 26 | Chippewa | 33 | 26033 | 0.4 | 0 | 1963 | 9999 |  |  | N | Hydro | [13 empty] | 0 | 0 | 0 | 0 | [11 empty] | Cloverland Electric Coop | 100 | Cloverland Electric Coop | 100
Edison Sault | 1751_G_17 | 1751 | G | 17 |  | Hydro |  | MIS_WUMS | Michigan | 26 | Chippewa | 33 | 26033 | 0.4 | 0 | 1963 | 9999 |  |  | N | Hydro | [13 empty] | 0 | 0 | 0 | 0 | [11 empty] | Cloverland Electric Coop | 100 | Cloverland Electric Coop | 100
Edison Sault | 1751_G_18 | 1751 | G | 18 |  | Hydro |  | MIS_WUMS | Michigan | 26 | Chippewa | 33 | 26033 | 0.4 | 0 | 1963 | 9999 |  |  | N | Hydro | [13 empty] | 0 | 0 | 0 | 0 | [11 empty] | Cloverland Electric Coop | 100 | Cloverland Electric Coop | 100
Edison Sault | 1751_G_19 | 1751 | G | 19 |  | Hydro |  | MIS_WUMS | Michigan | 26 | Chippewa | 33 | 26033 | 0.4 | 0 | 1963 | 9999 |  |  | N | Hydro | [13 empty] | 0 | 0 | 0 | 0 | [11 empty] | Cloverland Electric Coop | 100 | Cloverland Electric Coop | 100
Edison Sault | 1751_G_20 | 1751 | G | 20 |  | Hydro |  | MIS_WUMS | Michigan | 26 | Chippewa | 33 | 26033 | 0.4 | 0 | 1963 | 9999 |  |  | N | Hydro | [13 empty] | 0 | 0 | 0 | 0 | [11 empty] | Cloverland Electric Coop | 100 | Cloverland Electric Coop | 100
Edison Sault | 1751_G_21 | 1751 | G | 21 |  | Hydro |  | MIS_WUMS | Michigan | 26 | Chippewa | 33 | 26033 | 0.4 | 0 | 1963 | 9999 |  |  | N | Hydro | [13 empty] | 0 | 0 | 0 | 0 | [11 empty] | Cloverland Electric Coop | 100 | Cloverland Electric Coop | 100
Edison Sault | 1751_G_22 | 1751 | G | 22 |  | Hydro |  | MIS_WUMS | Michigan | 26 | Chippewa | 33 | 26033 | 0.4 | 0 | 1963 | 9999 |  |  | N | Hydro | [13 empty] | 0 | 0 | 0 | 0 | [11 empty] | Cloverland Electric Coop | 100 | Cloverland Electric Coop | 100
Edison Sault | 1751_G_23 | 1751 | G | 23 |  | Hydro |  | MIS_WUMS | Michigan | 26 | Chippewa | 33 | 26033 | 0.4 | 0 | 1963 | 9999 |  |  | N | Hydro | [13 empty] | 0 | 0 | 0 | 0 | [11 empty] | Cloverland Electric Coop | 100 | Cloverland Electric Coop | 100
Edison Sault | 1751_G_24 | 1751 | G | 24 |  | Hydro |  | MIS_WUMS | Michigan | 26 | Chippewa | 33 | 26033 | 0.4 | 0 | 1963 | 9999 |  |  | N | Hydro | [13 empty] | 0 | 0 | 0 | 0 | [11 empty] | Cloverland Electric Coop | 100 | Cloverland Electric Coop | 100
Edison Sault | 1751_G_25 | 1751 | G | 25 |  | Hydro |  | MIS_WUMS | Michigan | 26 | Chippewa | 33 | 26033 | 0.4 | 0 | 1963 | 9999 |  |  | N | Hydro | [13 empty] | 0 | 0 | 0 | 0 | [11 empty] | Cloverland Electric Coop | 100 | Cloverland Electric Coop | 100
Edison Sault | 1751_G_26 | 1751 | G | 26 |  | Hydro |  | MIS_WUMS | Michigan | 26 | Chippewa | 33 | 26033 | 0.4 | 0 | 1963 | 9999 |  |  | N | Hydro | [13 empty] | 0 | 0 | 0 | 0 | [11 empty] | Cloverland Electric Coop | 100 | Cloverland Electric Coop | 100
Edison Sault | 1751_G_27 | 1751 | G | 27 |  | Hydro |  | MIS_WUMS | Michigan | 26 | Chippewa | 33 | 26033 | 0.4 | 0 | 1963 | 9999 |  |  | N | Hydro | [13 empty] | 0 | 0 | 0 | 0 | [11 empty] | Cloverland Electric Coop | 100 | Cloverland Electric Coop | 100
Edison Sault | 1751_G_28 | 1751 | G | 28 |  | Hydro |  | MIS_WUMS | Michigan | 26 | Chippewa | 33 | 26033 | 0.4 | 0 | 1963 | 9999 |  |  | N | Hydro | [13 empty] | 0 | 0 | 0 | 0 | [11 empty] | Cloverland Electric Coop | 100 | Cloverland Electric Coop | 100
Edison Sault | 1751_G_29 | 1751 | G | 29 |  | Hydro |  | MIS_WUMS | Michigan | 26 | Chippewa | 33 | 26033 | 0.4 | 0 | 1963 | 9999 |  |  | N | Hydro | [13 empty] | 0 | 0 | 0 | 0 | [11 empty] | Cloverland Electric Coop | 100 | Cloverland Electric Coop | 100
Edison Sault | 1751_G_30 | 1751 | G | 30 |  | Hydro |  | MIS_WUMS | Michigan | 26 | Chippewa | 33 | 26033 | 0.4 | 0 | 1963 | 9999 |  |  | N | Hydro | [13 empty] | 0 | 0 | 0 | 0 | [11 empty] | Cloverland Electric Coop | 100 | Cloverland Electric Coop | 100
Edison Sault | 1751_G_31 | 1751 | G | 31 |  | Hydro |  | MIS_WUMS | Michigan | 26 | Chippewa | 33 | 26033 | 0.4 | 0 | 1963 | 9999 |  |  | N | Hydro | [13 empty] | 0 | 0 | 0 | 0 | [11 empty] | Cloverland Electric Coop | 100 | Cloverland Electric Coop | 100
Edison Sault | 1751_G_32 | 1751 | G | 32 |  | Hydro |  | MIS_WUMS | Michigan | 26 | Chippewa | 33 | 26033 | 0.4 | 0 | 1963 | 9999 |  |  | N | Hydro | [13 empty] | 0 | 0 | 0 | 0 | [11 empty] | Cloverland Electric Coop | 100 | Cloverland Electric Coop | 100
Edison Sault | 1751_G_33 | 1751 | G | 33 |  | Hydro |  | MIS_WUMS | Michigan | 26 | Chippewa | 33 | 26033 | 0.4 | 0 | 1963 | 9999 |  |  | N | Hydro | [13 empty] | 0 | 0 | 0 | 0 | [11 empty] | Cloverland Electric Coop | 100 | Cloverland Electric Coop | 100
Edison Sault | 1751_G_34 | 1751 | G | 34 |  | Hydro |  | MIS_WUMS | Michigan | 26 | Chippewa | 33 | 26033 | 0.4 | 0 | 1963 | 9999 |  |  | N | Hydro | [13 empty] | 0 | 0 | 0 | 0 | [11 empty] | Cloverland Electric Coop | 100 | Cloverland Electric Coop | 100
Edison Sault | 1751_G_35 | 1751 | G | 35 |  | Hydro |  | MIS_WUMS | Michigan | 26 | Chippewa | 33 | 26033 | 0.4 | 0 | 1963 | 9999 |  |  | N | Hydro | [13 empty] | 0 | 0 | 0 | 0 | [11 empty] | Cloverland Electric Coop | 100 | Cloverland Electric Coop | 100
Edison Sault | 1751_G_36 | 1751 | G | 36 |  | Hydro |  | MIS_WUMS | Michigan | 26 | Chippewa | 33 | 26033 | 0.4 | 0 | 1963 | 9999 |  |  | N | Hydro | [13 empty] | 0 | 0 | 0 | 0 | [11 empty] | Cloverland Electric Coop | 100 | Cloverland Electric Coop | 100
Edison Sault | 1751_G_37 | 1751 | G | 37 |  | Hydro |  | MIS_WUMS | Michigan | 26 | Chippewa | 33 | 26033 | 0.4 | 0 | 1963 | 9999 |  |  | N | Hydro | [13 empty] | 0 | 0 | 0 | 0 | [11 empty] | Cloverland Electric Coop | 100 | Cloverland Electric Coop | 100
Edison Sault | 1751_G_38 | 1751 | G | 38 |  | Hydro |  | MIS_WUMS | Michigan | 26 | Chippewa | 33 | 26033 | 0.4 | 0 | 1963 | 9999 |  |  | N | Hydro | [13 empty] | 0 | 0 | 0 | 0 | [11 empty] | Cloverland Electric Coop | 100 | Cloverland Electric Coop | 100
Edison Sault | 1751_G_39 | 1751 | G | 39 |  | Hydro |  | MIS_WUMS | Michigan | 26 | Chippewa | 33 | 26033 | 0.4 | 0 | 1963 | 9999 |  |  | N | Hydro | [13 empty] | 0 | 0 | 0 | 0 | [11 empty] | Cloverland Electric Coop | 100 | Cloverland Electric Coop | 100
Edison Sault | 1751_G_40 | 1751 | G | 40 |  | Hydro |  | MIS_WUMS | Michigan | 26 | Chippewa | 33 | 26033 | 0.4 | 0 | 1963 | 9999 |  |  | N | Hydro | [13 empty] | 0 | 0 | 0 | 0 | [11 empty] | Cloverland Electric Coop | 100 | Cloverland Electric Coop | 100
Edison Sault | 1751_G_41 | 1751 | G | 41 |  | Hydro |  | MIS_WUMS | Michigan | 26 | Chippewa | 33 | 26033 | 0.4 | 0 | 1901 | 9999 |  |  | N | Hydro | [13 empty] | 0 | 0 | 0 | 0 | [11 empty] | Cloverland Electric Coop | 100 | Cloverland Electric Coop | 100
Edison Sault | 1751_G_42 | 1751 | G | 42 |  | Hydro |  | MIS_WUMS | Michigan | 26 | Chippewa | 33 | 26033 | 0.4 | 0 | 1901 | 9999 |  |  | N | Hydro | [13 empty] | 0 | 0 | 0 | 0 | [11 empty] | Cloverland Electric Coop | 100 | Cloverland Electric Coop | 100
Edison Sault | 1751_G_45 | 1751 | G | 45 |  | Hydro |  | MIS_WUMS | Michigan | 26 | Chippewa | 33 | 26033 | 0.4 | 0 | 1916 | 9999 |  |  | N | Hydro | [13 empty] | 0 | 0 | 0 | 0 | [11 empty] | Cloverland Electric Coop | 100 | Cloverland Electric Coop | 100
Edison Sault | 1751_G_46 | 1751 | G | 46 |  | Hydro |  | MIS_WUMS | Michigan | 26 | Chippewa | 33 | 26033 | 0.4 | 0 | 1963 | 9999 |  |  | N | Hydro | [13 empty] | 0 | 0 | 0 | 0 | [11 empty] | Cloverland Electric Coop | 100 | Cloverland Electric Coop | 100
Edison Sault | 1751_G_47 | 1751 | G | 47 |  | Hydro |  | MIS_WUMS | Michigan | 26 | Chippewa | 33 | 26033 | 0.4 | 0 | 1963 | 9999 |  |  | N | Hydro | [13 empty] | 0 | 0 | 0 | 0 | [11 empty] | Cloverland Electric Coop | 100 | Cloverland Electric Coop | 100
Edison Sault | 1751_G_48 | 1751 | G | 48 |  | Hydro |  | MIS_WUMS | Michigan | 26 | Chippewa | 33 | 26033 | 0.4 | 0 | 1963 | 9999 |  |  | N | Hydro | [13 empty] | 0 | 0 | 0 | 0 | [11 empty] | Cloverland Electric Coop | 100 | Cloverland Electric Coop | 100
Edison Sault | 1751_G_49 | 1751 | G | 49 |  | Hydro |  | MIS_WUMS | Michigan | 26 | Chippewa | 33 | 26033 | 0.4 | 0 | 1963 | 9999 |  |  | N | Hydro | [13 empty] | 0 | 0 | 0 | 0 | [11 empty] | Cloverland Electric Coop | 100 | Cloverland Electric Coop | 100
Edison Sault | 1751_G_50 | 1751 | G | 50 |  | Hydro |  | MIS_WUMS | Michigan | 26 | Chippewa | 33 | 26033 | 0.4 | 0 | 1963 | 9999 |  |  | N | Hydro | [13 empty] | 0 | 0 | 0 | 0 | [11 empty] | Cloverland Electric Coop | 100 | Cloverland Electric Coop | 100
Edison Sault | 1751_G_51 | 1751 | G | 51 |  | Hydro |  | MIS_WUMS | Michigan | 26 | Chippewa | 33 | 26033 | 0.4 | 0 | 1963 | 9999 |  |  | N | Hydro | [13 empty] | 0 | 0 | 0 | 0 | [11 empty] | Cloverland Electric Coop | 100 | Cloverland Electric Coop | 100
Edison Sault | 1751_G_52 | 1751 | G | 52 |  | Hydro |  | MIS_WUMS | Michigan | 26 | Chippewa | 33 | 26033 | 0.4 | 0 | 1963 | 9999 |  |  | N | Hydro | [13 empty] | 0 | 0 | 0 | 0 | [11 empty] | Cloverland Electric Coop | 100 | Cloverland Electric Coop | 100
Edison Sault | 1751_G_53 | 1751 | G | 53 |  | Hydro |  | MIS_WUMS | Michigan | 26 | Chippewa | 33 | 26033 | 0.4 | 0 | 1963 | 9999 |  |  | N | Hydro | [13 empty] | 0 | 0 | 0 | 0 | [11 empty] | Cloverland Electric Coop | 100 | Cloverland Electric Coop | 100
Edison Sault | 1751_G_54 | 1751 | G | 54 |  | Hydro |  | MIS_WUMS | Michigan | 26 | Chippewa | 33 | 26033 | 0.4 | 0 | 1963 | 9999 |  |  | N | Hydro | [13 empty] | 0 | 0 | 0 | 0 | [11 empty] | Cloverland Electric Coop | 100 | Cloverland Electric Coop | 100
Edison Sault | 1751_G_55 | 1751 | G | 55 |  | Hydro |  | MIS_WUMS | Michigan | 26 | Chippewa | 33 | 26033 | 0.4 | 0 | 1963 | 9999 |  |  | N | Hydro | [13 empty] | 0 | 0 | 0 | 0 | [11 empty] | Cloverland Electric Coop | 100 | Cloverland Electric Coop | 100
Edison Sault | 1751_G_56 | 1751 | G | 56 |  | Hydro |  | MIS_WUMS | Michigan | 26 | Chippewa | 33 | 26033 | 0.4 | 0 | 1963 | 9999 |  |  | N | Hydro | [13 empty] | 0 | 0 | 0 | 0 | [11 empty] | Cloverland Electric Coop | 100 | Cloverland Electric Coop | 100
Edison Sault | 1751_G_57 | 1751 | G | 57 |  | Hydro |  | MIS_WUMS | Michigan | 26 | Chippewa | 33 | 26033 | 0.4 | 0 | 1963 | 9999 |  |  | N | Hydro | [13 empty] | 0 | 0 | 0 | 0 | [11 empty] | Cloverland Electric Coop | 100 | Cloverland Electric Coop | 100
Edison Sault | 1751_G_58 | 1751 | G | 58 |  | Hydro |  | MIS_WUMS | Michigan | 26 | Chippewa | 33 | 26033 | 0.4 | 0 | 1963 | 9999 |  |  | N | Hydro | [13 empty] | 0 | 0 | 0 | 0 | [11 empty] | Cloverland Electric Coop | 100 | Cloverland Electric Coop | 100
Edison Sault | 1751_G_59 | 1751 | G | 59 |  | Hydro |  | MIS_WUMS | Michigan | 26 | Chippewa | 33 | 26033 | 0.4 | 0 | 1963 | 9999 |  |  | N | Hydro | [13 empty] | 0 | 0 | 0 | 0 | [11 empty] | Cloverland Electric Coop | 100 | Cloverland Electric Coop | 100
Edison Sault | 1751_G_6 | 1751 | G | 6 |  | Hydro |  | MIS_WUMS | Michigan | 26 | Chippewa | 33 | 26033 | 0.4 | 0 | 1963 | 9999 |  |  | N | Hydro | [13 empty] | 0 | 0 | 0 | 0 | [11 empty] | Cloverland Electric Coop | 100 | Cloverland Electric Coop | 100
Edison Sault | 1751_G_60 | 1751 | G | 60 |  | Hydro |  | MIS_WUMS | Michigan | 26 | Chippewa | 33 | 26033 | 0.4 | 0 | 1963 | 9999 |  |  | N | Hydro | [13 empty] | 0 | 0 | 0 | 0 | [11 empty] | Cloverland Electric Coop | 100 | Cloverland Electric Coop | 100
Edison Sault | 1751_G_61 | 1751 | G | 61 |  | Hydro |  | MIS_WUMS | Michigan | 26 | Chippewa | 33 | 26033 | 0.4 | 0 | 1963 | 9999 |  |  | N | Hydro | [13 empty] | 0 | 0 | 0 | 0 | [11 empty] | Cloverland Electric Coop | 100 | Cloverland Electric Coop | 100
Edison Sault | 1751_G_62 | 1751 | G | 62 |  | Hydro |  | MIS_WUMS | Michigan | 26 | Chippewa | 33 | 26033 | 0.4 | 0 | 1916 | 9999 |  |  | N | Hydro | [13 empty] | 0 | 0 | 0 | 0 | [11 empty] | Cloverland Electric Coop | 100 | Cloverland Electric Coop | 100
Edison Sault | 1751_G_63 | 1751 | G | 63 |  | Hydro |  | MIS_WUMS | Michigan | 26 | Chippewa | 33 | 26033 | 0.4 | 0 | 1916 | 9999 |  |  | N | Hydro | [13 empty] | 0 | 0 | 0 | 0 | [11 empty] | Cloverland Electric Coop | 100 | Cloverland Electric Coop | 100
Edison Sault | 1751_G_64 | 1751 | G | 64 |  | Hydro |  | MIS_WUMS | Michigan | 26 | Chippewa | 33 | 26033 | 0.4 | 0 | 1916 | 9999 |  |  | N | Hydro | [13 empty] | 0 | 0 | 0 | 0 | [11 empty] | Cloverland Electric Coop | 100 | Cloverland Electric Coop | 100
Edison Sault | 1751_G_65 | 1751 | G | 65 |  | Hydro |  | MIS_WUMS | Michigan | 26 | Chippewa | 33 | 26033 | 0.4 | 0 | 1916 | 9999 |  |  | N | Hydro | [13 empty] | 0 | 0 | 0 | 0 | [11 empty] | Cloverland Electric Coop | 100 | Cloverland Electric Coop | 100
Edison Sault | 1751_G_66 | 1751 | G | 66 |  | Hydro |  | MIS_WUMS | Michigan | 26 | Chippewa | 33 | 26033 | 0.4 | 0 | 1916 | 9999 |  |  | N | Hydro | [13 empty] | 0 | 0 | 0 | 0 | [11 empty] | Cloverland Electric Coop | 100 | Cloverland Electric Coop | 100
Edison Sault | 1751_G_67 | 1751 | G | 67 |  | Hydro |  | MIS_WUMS | Michigan | 26 | Chippewa | 33 | 26033 | 0.4 | 0 | 1916 | 9999 |  |  | N | Hydro | [13 empty] | 0 | 0 | 0 | 0 | [11 empty] | Cloverland Electric Coop | 100 | Cloverland Electric Coop | 100
Edison Sault | 1751_G_68 | 1751 | G | 68 |  | Hydro |  | MIS_WUMS | Michigan | 26 | Chippewa | 33 | 26033 | 0.4 | 0 | 1916 | 9999 |  |  | N | Hydro | [13 empty] | 0 | 0 | 0 | 0 | [11 empty] | Cloverland Electric Coop | 100 | Cloverland Electric Coop | 100
Edison Sault | 1751_G_69 | 1751 | G | 69 |  | Hydro |  | MIS_WUMS | Michigan | 26 | Chippewa | 33 | 26033 | 0.4 | 0 | 1916 | 9999 |  |  | N | Hydro | [13 empty] | 0 | 0 | 0 | 0 | [11 empty] | Cloverland Electric Coop | 100 | Cloverland Electric Coop | 100
Edison Sault | 1751_G_7 | 1751 | G | 7 |  | Hydro |  | MIS_WUMS | Michigan | 26 | Chippewa | 33 | 26033 | 0.4 | 0 | 1963 | 9999 |  |  | N | Hydro | [13 empty] | 0 | 0 | 0 | 0 | [11 empty] | Cloverland Electric Coop | 100 | Cloverland Electric Coop | 100
Edison Sault | 1751_G_70 | 1751 | G | 70 |  | Hydro |  | MIS_WUMS | Michigan | 26 | Chippewa | 33 | 26033 | 0.4 | 0 | 1916 | 9999 |  |  | N | Hydro | [13 empty] | 0 | 0 | 0 | 0 | [11 empty] | Cloverland Electric Coop | 100 | Cloverland Electric Coop | 100
Edison Sault | 1751_G_71 | 1751 | G | 71 |  | Hydro |  | MIS_WUMS | Michigan | 26 | Chippewa | 33 | 26033 | 0.4 | 0 | 1916 | 9999 |  |  | N | Hydro | [13 empty] | 0 | 0 | 0 | 0 | [11 empty] | Cloverland Electric Coop | 100 | Cloverland Electric Coop | 100
Edison Sault | 1751_G_72 | 1751 | G | 72 |  | Hydro |  | MIS_WUMS | Michigan | 26 | Chippewa | 33 | 26033 | 0.4 | 0 | 1916 | 9999 |  |  | N | Hydro | [13 empty] | 0 | 0 | 0 | 0 | [11 empty] | Cloverland Electric Coop | 100 | Cloverland Electric Coop | 100
Edison Sault | 1751_G_73 | 1751 | G | 73 |  | Hydro |  | MIS_WUMS | Michigan | 26 | Chippewa | 33 | 26033 | 0.4 | 0 | 1916 | 9999 |  |  | N | Hydro | [13 empty] | 0 | 0 | 0 | 0 | [11 empty] | Cloverland Electric Coop | 100 | Cloverland Electric Coop | 100
Edison Sault | 1751_G_74 | 1751 | G | 74 |  | Hydro |  | MIS_WUMS | Michigan | 26 | Chippewa | 33 | 26033 | 0.4 | 0 | 1916 | 9999 |  |  | N | Hydro | [13 empty] | 0 | 0 | 0 | 0 | [11 empty] | Cloverland Electric Coop | 100 | Cloverland Electric Coop | 100
Edison Sault | 1751_G_75 | 1751 | G | 75 |  | Hydro |  | MIS_WUMS | Michigan | 26 | Chippewa | 33 | 26033 | 0.4 | 0 | 1916 | 9999 |  |  | N | Hydro | [13 empty] | 0 | 0 | 0 | 0 | [11 empty] | Cloverland Electric Coop | 100 | Cloverland Electric Coop | 100
Edison Sault | 1751_G_76 | 1751 | G | 76 |  | Hydro |  | MIS_WUMS | Michigan | 26 | Chippewa | 33 | 26033 | 0.4 | 0 | 1916 | 9999 |  |  | N | Hydro | [13 empty] | 0 | 0 | 0 | 0 | [11 empty] | Cloverland Electric Coop | 100 | Cloverland Electric Coop | 100
Edison Sault | 1751_G_77 | 1751 | G | 77 |  | Hydro |  | MIS_WUMS | Michigan | 26 | Chippewa | 33 | 26033 | 0.4 | 0 | 1916 | 9999 |  |  | N | Hydro | [13 empty] | 0 | 0 | 0 | 0 | [11 empty] | Cloverland Electric Coop | 100 | Cloverland Electric Coop | 100
Edison Sault | 1751_G_78 | 1751 | G | 78 |  | Hydro |  | MIS_WUMS | Michigan | 26 | Chippewa | 33 | 26033 | 0.4 | 0 | 1916 | 9999 |  |  | N | Hydro | [13 empty] | 0 | 0 | 0 | 0 | [11 empty] | Cloverland Electric Coop | 100 | Cloverland Electric Coop | 100
Edison Sault | 1751_G_79 | 1751 | G | 79 |  | Hydro |  | MIS_WUMS | Michigan | 26 | Chippewa | 33 | 26033 | 0.4 | 0 | 1916 | 9999 |  |  | N | Hydro | [13 empty] | 0 | 0 | 0 | 0 | [11 empty] | Cloverland Electric Coop | 100 | Cloverland Electric Coop | 100
Edison Sault | 1751_G_8 | 1751 | G | 8 |  | Hydro |  | MIS_WUMS | Michigan | 26 | Chippewa | 33 | 26033 | 0.4 | 0 | 1963 | 9999 |  |  | N | Hydro | [13 empty] | 0 | 0 | 0 | 0 | [11 empty] | Cloverland Electric Coop | 100 | Cloverland Electric Coop | 100
Edison Sault | 1751_G_80 | 1751 | G | 80 |  | Hydro |  | MIS_WUMS | Michigan | 26 | Chippewa | 33 | 26033 | 0.4 | 0 | 1916 | 9999 |  |  | N | Hydro | [13 empty] | 0 | 0 | 0 | 0 | [11 empty] | Cloverland Electric Coop | 100 | Cloverland Electric Coop | 100
Edison Sault | 1751_G_9 | 1751 | G | 9 |  | Hydro |  | MIS_WUMS | Michigan | 26 | Chippewa | 33 | 26033 | 0.4 | 0 | 1963 | 9999 |  |  | N | Hydro | [13 empty] | 0 | 0 | 0 | 0 | [11 empty] | Cloverland Electric Coop | 100 | Cloverland Electric Coop | 100
Berrien Springs | 1753_G_10 | 1753 | G | 10 |  | Hydro |  | PJM_West | Michigan | 26 | Berrien | 21 | 26021 | 0.4 | 0 | 1996 | 9999 |  |  | N | Hydro | [13 empty] | 0 | 0 | 0 | 0 | [11 empty] | Indiana Michigan Power Co | 100 | American Electric Power Co Inc | 100
Berrien Springs | 1753_G_11 | 1753 | G | 11 |  | Hydro |  | PJM_West | Michigan | 26 | Berrien | 21 | 26021 | 0.4 | 0 | 1996 | 9999 |  |  | N | Hydro | [13 empty] | 0 | 0 | 0 | 0 | [11 empty] | Indiana Michigan Power Co | 100 | American Electric Power Co Inc | 100
Berrien Springs | 1753_G_12 | 1753 | G | 12 |  | Hydro |  | PJM_West | Michigan | 26 | Berrien | 21 | 26021 | 0.4 | 0 | 1996 | 9999 |  |  | N | Hydro | [13 empty] | 0 | 0 | 0 | 0 | [11 empty] | Indiana Michigan Power Co | 100 | American Electric Power Co Inc | 100
Berrien Springs | 1753_G_1A | 1753 | G | 1A |  | Hydro |  | PJM_West | Michigan | 26 | Berrien | 21 | 26021 | 0.4 | 0 | 1996 | 9999 |  |  | N | Hydro | [13 empty] | 0 | 0 | 0 | 0 | [11 empty] | Indiana Michigan Power Co | 100 | American Electric Power Co Inc | 100
Berrien Springs | 1753_G_2A | 1753 | G | 2A |  | Hydro |  | PJM_West | Michigan | 26 | Berrien | 21 | 26021 | 0.4 | 0 | 1996 | 9999 |  |  | N | Hydro | [13 empty] | 0 | 0 | 0 | 0 | [11 empty] | Indiana Michigan Power Co | 100 | American Electric Power Co Inc | 100
Berrien Springs | 1753_G_3A | 1753 | G | 3A |  | Hydro |  | PJM_West | Michigan | 26 | Berrien | 21 | 26021 | 0.4 | 0 | 1996 | 9999 |  |  | N | Hydro | [13 empty] | 0 | 0 | 0 | 0 | [11 empty] | Indiana Michigan Power Co | 100 | American Electric Power Co Inc | 100
Berrien Springs | 1753_G_4A | 1753 | G | 4A |  | Hydro |  | PJM_West | Michigan | 26 | Berrien | 21 | 26021 | 0.4 | 0 | 1996 | 9999 |  |  | N | Hydro | [13 empty] | 0 | 0 | 0 | 0 | [11 empty] | Indiana Michigan Power Co | 100 | American Electric Power Co Inc | 100
Berrien Springs | 1753_G_5 | 1753 | G | 5 |  | Hydro |  | PJM_West | Michigan | 26 | Berrien | 21 | 26021 | 0.4 | 0 | 1996 | 9999 |  |  | N | Hydro | [13 empty] | 0 | 0 | 0 | 0 | [11 empty] | Indiana Michigan Power Co | 100 | American Electric Power Co Inc | 100
Berrien Springs | 1753_G_6 | 1753 | G | 6 |  | Hydro |  | PJM_West | Michigan | 26 | Berrien | 21 | 26021 | 0.4 | 0 | 1996 | 9999 |  |  | N | Hydro | [13 empty] | 0 | 0 | 0 | 0 | [11 empty] | Indiana Michigan Power Co | 100 | American Electric Power Co Inc | 100
Berrien Springs | 1753_G_7 | 1753 | G | 7 |  | Hydro |  | PJM_West | Michigan | 26 | Berrien | 21 | 26021 | 0.4 | 0 | 1996 | 9999 |  |  | N | Hydro | [13 empty] | 0 | 0 | 0 | 0 | [11 empty] | Indiana Michigan Power Co | 100 | American Electric Power Co Inc | 100
Berrien Springs | 1753_G_8 | 1753 | G | 8 |  | Hydro |  | PJM_West | Michigan | 26 | Berrien | 21 | 26021 | 0.4 | 0 | 1996 | 9999 |  |  | N | Hydro | [13 empty] | 0 | 0 | 0 | 0 | [11 empty] | Indiana Michigan Power Co | 100 | American Electric Power Co Inc | 100
Berrien Springs | 1753_G_9 | 1753 | G | 9 |  | Hydro |  | PJM_West | Michigan | 26 | Berrien | 21 | 26021 | 0.4 | 0 | 1996 | 9999 |  |  | N | Hydro | [13 empty] | 0 | 0 | 0 | 0 | [11 empty] | Indiana Michigan Power Co | 100 | American Electric Power Co Inc | 100
Buchanan (MI) | 1754_G_1 | 1754 | G | 1 |  | Hydro |  | PJM_West | Michigan | 26 | Berrien | 21 | 26021 | 0.2 | 0 | 1919 | 9999 |  |  | N | Hydro | [13 empty] | 0 | 0 | 0 | 0 | [11 empty] | Indiana Michigan Power Co | 100 | American Electric Power Co Inc | 100
Buchanan (MI) | 1754_G_10 | 1754 | G | 10 |  | Hydro |  | PJM_West | Michigan | 26 | Berrien | 21 | 26021 | 0.2 | 0 | 1927 | 9999 |  |  | N | Hydro | [13 empty] | 0 | 0 | 0 | 0 | [11 empty] | Indiana Michigan Power Co | 100 | American Electric Power Co Inc | 100
Buchanan (MI) | 1754_G_2 | 1754 | G | 2 |  | Hydro |  | PJM_West | Michigan | 26 | Berrien | 21 | 26021 | 0.2 | 0 | 1919 | 9999 |  |  | N | Hydro | [13 empty] | 0 | 0 | 0 | 0 | [11 empty] | Indiana Michigan Power Co | 100 | American Electric Power Co Inc | 100
Buchanan (MI) | 1754_G_3 | 1754 | G | 3 |  | Hydro |  | PJM_West | Michigan | 26 | Berrien | 21 | 26021 | 0.2 | 0 | 1919 | 9999 |  |  | N | Hydro | [13 empty] | 0 | 0 | 0 | 0 | [11 empty] | Indiana Michigan Power Co | 100 | American Electric Power Co Inc | 100
Buchanan (MI) | 1754_G_4 | 1754 | G | 4 |  | Hydro |  | PJM_West | Michigan | 26 | Berrien | 21 | 26021 | 0.2 | 0 | 1919 | 9999 |  |  | N | Hydro | [13 empty] | 0 | 0 | 0 | 0 | [11 empty] | Indiana Michigan Power Co | 100 | American Electric Power Co Inc | 100
Buchanan (MI) | 1754_G_5 | 1754 | G | 5 |  | Hydro |  | PJM_West | Michigan | 26 | Berrien | 21 | 26021 | 0.2 | 0 | 1919 | 9999 |  |  | N | Hydro | [13 empty] | 0 | 0 | 0 | 0 | [11 empty] | Indiana Michigan Power Co | 100 | American Electric Power Co Inc | 100
Buchanan (MI) | 1754_G_6 | 1754 | G | 6 |  | Hydro |  | PJM_West | Michigan | 26 | Berrien | 21 | 26021 | 0.2 | 0 | 1919 | 9999 |  |  | N | Hydro | [13 empty] | 0 | 0 | 0 | 0 | [11 empty] | Indiana Michigan Power Co | 100 | American Electric Power Co Inc | 100
Buchanan (MI) | 1754_G_7 | 1754 | G | 7 |  | Hydro |  | PJM_West | Michigan | 26 | Berrien | 21 | 26021 | 0.2 | 0 | 1927 | 9999 |  |  | N | Hydro | [13 empty] | 0 | 0 | 0 | 0 | [11 empty] | Indiana Michigan Power Co | 100 | American Electric Power Co Inc | 100
Buchanan (MI) | 1754_G_8 | 1754 | G | 8 |  | Hydro |  | PJM_West | Michigan | 26 | Berrien | 21 | 26021 | 0.2 | 0 | 1927 | 9999 |  |  | N | Hydro | [13 empty] | 0 | 0 | 0 | 0 | [11 empty] | Indiana Michigan Power Co | 100 | American Electric Power Co Inc | 100
Buchanan (MI) | 1754_G_9 | 1754 | G | 9 |  | Hydro |  | PJM_West | Michigan | 26 | Berrien | 21 | 26021 | 0.2 | 0 | 1927 | 9999 |  |  | N | Hydro | [13 empty] | 0 | 0 | 0 | 0 | [11 empty] | Indiana Michigan Power Co | 100 | American Electric Power Co Inc | 100
Constantine | 1760_G_1 | 1760 | G | 1 |  | Hydro |  | PJM_West | Michigan | 26 | St Joseph | 149 | 26149 | 0.1 | 0 | 1923 | 9999 |  |  | N | Hydro | [13 empty] | 0 | 0 | 0 | 0 | [11 empty] | Indiana Michigan Power Co | 100 | American Electric Power Co Inc | 100
Constantine | 1760_G_2 | 1760 | G | 2 |  | Hydro |  | PJM_West | Michigan | 26 | St Joseph | 149 | 26149 | 0.1 | 0 | 1923 | 9999 |  |  | N | Hydro | [13 empty] | 0 | 0 | 0 | 0 | [11 empty] | Indiana Michigan Power Co | 100 | American Electric Power Co Inc | 100
Constantine | 1760_G_3 | 1760 | G | 3 |  | Hydro |  | PJM_West | Michigan | 26 | St Joseph | 149 | 26149 | 0.1 | 0 | 1929 | 9999 |  |  | N | Hydro | [13 empty] | 0 | 0 | 0 | 0 | [11 empty] | Indiana Michigan Power Co | 100 | American Electric Power Co Inc | 100
Constantine | 1760_G_4 | 1760 | G | 4 |  | Hydro |  | PJM_West | Michigan | 26 | St Joseph | 149 | 26149 | 0.1 | 0 | 1923 | 9999 |  |  | N | Hydro | [13 empty] | 0 | 0 | 0 | 0 | [11 empty] | Indiana Michigan Power Co | 100 | American Electric Power Co Inc | 100
Mottville | 1761_G_1 | 1761 | G | 1 |  | Hydro |  | PJM_West | Michigan | 26 | St Joseph | 149 | 26149 | 0.1 | 0 | 1923 | 9999 |  |  | N | Hydro | [13 empty] | 0 | 0 | 0 | 0 | [11 empty] | Indiana Michigan Power Co | 100 | American Electric Power Co Inc | 100
Mottville | 1761_G_2 | 1761 | G | 2 |  | Hydro |  | PJM_West | Michigan | 26 | St Joseph | 149 | 26149 | 0.1 | 0 | 1923 | 9999 |  |  | N | Hydro | [13 empty] | 0 | 0 | 0 | 0 | [11 empty] | Indiana Michigan Power Co | 100 | American Electric Power Co Inc | 100
Mottville | 1761_G_3 | 1761 | G | 3 |  | Hydro |  | PJM_West | Michigan | 26 | St Joseph | 149 | 26149 | 0.1 | 0 | 1923 | 9999 |  |  | N | Hydro | [13 empty] | 0 | 0 | 0 | 0 | [11 empty] | Indiana Michigan Power Co | 100 | American Electric Power Co Inc | 100
Mottville | 1761_G_4 | 1761 | G | 4 |  | Hydro |  | PJM_West | Michigan | 26 | St Joseph | 149 | 26149 | 0.1 | 0 | 1923 | 9999 |  |  | N | Hydro | [13 empty] | 0 | 0 | 0 | 0 | [11 empty] | Indiana Michigan Power Co | 100 | American Electric Power Co Inc | 100
Prickett | 1773_G_1 | 1773 | G | 1 |  | Hydro |  | MIS_WUMS | Michigan | 26 | Baraga | 13 | 26013 | 0.4 | 0 | 1931 | 9999 |  |  | N | Hydro | [13 empty] | 0 | 0 | 0 | 0 | [11 empty] | Upper Peninsula Power Co | 100 | Balfour Beatty Infrastructure Inc | 100
Prickett | 1773_G_2 | 1773 | G | 2 |  | Hydro |  | MIS_WUMS | Michigan | 26 | Baraga | 13 | 26013 | 0.4 | 0 | 1931 | 9999 |  |  | N | Hydro | [13 empty] | 0 | 0 | 0 | 0 | [11 empty] | Upper Peninsula Power Co | 100 | Balfour Beatty Infrastructure Inc | 100
Victoria Dam | 1774_G_1 | 1774 | G | 1 |  | Hydro |  | MIS_WUMS | Michigan | 26 | Ontonagon | 131 | 26131 | 5.9 | 0 | 1931 | 9999 |  |  | N | Hydro | [13 empty] | 0 | 0 | 0 | 0 | [11 empty] | Upper Peninsula Power Co | 100 | Balfour Beatty Infrastructure Inc | 100
Victoria Dam | 1774_G_2 | 1774 | G | 2 |  | Hydro |  | MIS_WUMS | Michigan | 26 | Ontonagon | 131 | 26131 | 5.9 | 0 | 1931 | 9999 |  |  | N | Hydro | [13 empty] | 0 | 0 | 0 | 0 | [11 empty] | Upper Peninsula Power Co | 100 | Balfour Beatty Infrastructure Inc | 100
Brule | 1775_G_1 | 1775 | G | 1 |  | Hydro |  | MIS_WUMS | Wisconsin | 55 | Florence | 37 | 55037 | 1.3 | 0 | 1919 | 9999 |  |  | N | Hydro | [13 empty] | 0 | 0 | 0 | 0 | [11 empty] | Wisconsin Electric Power Co | 100 | WEC Energy Group Inc | 100
Brule | 1775_G_2 | 1775 | G | 2 |  | Hydro |  | MIS_WUMS | Wisconsin | 55 | Florence | 37 | 55037 | 2 | 0 | 1919 | 9999 |  |  | N | Hydro | [13 empty] | 0 | 0 | 0 | 0 | [11 empty] | Wisconsin Electric Power Co | 100 | WEC Energy Group Inc | 100
Brule | 1775_G_3 | 1775 | G | 3 |  | Hydro |  | MIS_WUMS | Wisconsin | 55 | Florence | 37 | 55037 | 2 | 0 | 1921 | 9999 |  |  | N | Hydro | [13 empty] | 0 | 0 | 0 | 0 | [11 empty] | Wisconsin Electric Power Co | 100 | WEC Energy Group Inc | 100
Chalk Hill | 1776_G_1 | 1776 | G | 1 |  | Hydro |  | MIS_WUMS | Michigan | 26 | Menominee | 109 | 26109 | 2.6 | 0 | 1927 | 9999 |  |  | N | Hydro | [13 empty] | 0 | 0 | 0 | 0 | [11 empty] | Wisconsin Electric Power Co | 100 | WEC Energy Group Inc | 100
Chalk Hill | 1776_G_2 | 1776 | G | 2 |  | Hydro |  | MIS_WUMS | Michigan | 26 | Menominee | 109 | 26109 | 2.6 | 0 | 1927 | 9999 |  |  | N | Hydro | [13 empty] | 0 | 0 | 0 | 0 | [11 empty] | Wisconsin Electric Power Co | 100 | WEC Energy Group Inc | 100
Chalk Hill | 1776_G_3 | 1776 | G | 3 |  | Hydro |  | MIS_WUMS | Michigan | 26 | Menominee | 109 | 26109 | 2.6 | 0 | 1927 | 9999 |  |  | N | Hydro | [13 empty] | 0 | 0 | 0 | 0 | [11 empty] | Wisconsin Electric Power Co | 100 | WEC Energy Group Inc | 100
Hemlock Falls | 1777_G_1 | 1777 | G | 1 |  | Hydro |  | MIS_WUMS | Michigan | 26 | Iron | 71 | 26071 | 2.8 | 0 | 1953 | 9999 |  |  | N | Hydro | [13 empty] | 0 | 0 | 0 | 0 | [11 empty] | Wisconsin Electric Power Co | 100 | WEC Energy Group Inc | 100
Kingsford | 1778_G_1 | 1778 | G | 1 |  | Hydro |  | MIS_WUMS | Michigan | 26 | Dickinson | 43 | 26043 | 2.4 | 0 | 1924 | 9999 |  |  | N | Hydro | [13 empty] | 0 | 0 | 0 | 0 | [11 empty] | Wisconsin Electric Power Co | 100 | WEC Energy Group Inc | 100
Kingsford | 1778_G_2 | 1778 | G | 2 |  | Hydro |  | MIS_WUMS | Michigan | 26 | Dickinson | 43 | 26043 | 2.4 | 0 | 1924 | 9999 |  |  | N | Hydro | [13 empty] | 0 | 0 | 0 | 0 | [11 empty] | Wisconsin Electric Power Co | 100 | WEC Energy Group Inc | 100
Kingsford | 1778_G_3 | 1778 | G | 3 |  | Hydro |  | MIS_WUMS | Michigan | 26 | Dickinson | 43 | 26043 | 2.4 | 0 | 1924 | 9999 |  |  | N | Hydro | [13 empty] | 0 | 0 | 0 | 0 | [11 empty] | Wisconsin Electric Power Co | 100 | WEC Energy Group Inc | 100
Michigamme Falls | 1780_G_1 | 1780 | G | 1 |  | Hydro |  | MIS_WUMS | Michigan | 26 | Iron | 71 | 26071 | 4.8 | 0 | 1953 | 9999 |  |  | N | Hydro | [13 empty] | 0 | 0 | 0 | 0 | [11 empty] | Wisconsin Electric Power Co | 100 | WEC Energy Group Inc | 100
Michigamme Falls | 1780_G_2 | 1780 | G | 2 |  | Hydro |  | MIS_WUMS | Michigan | 26 | Iron | 71 | 26071 | 4.8 | 0 | 1953 | 9999 |  |  | N | Hydro | [13 empty] | 0 | 0 | 0 | 0 | [11 empty] | Wisconsin Electric Power Co | 100 | WEC Energy Group Inc | 100
Peavy Falls | 1781_G_1 | 1781 | G | 1 |  | Hydro |  | MIS_WUMS | Michigan | 26 | Iron | 71 | 26071 | 6 | 0 | 1943 | 9999 |  |  | N | Hydro | [13 empty] | 0 | 0 | 0 | 0 | [11 empty] | Wisconsin Electric Power Co | 100 | WEC Energy Group Inc | 100
Peavy Falls | 1781_G_2 | 1781 | G | 2 |  | Hydro |  | MIS_WUMS | Michigan | 26 | Iron | 71 | 26071 | 6 | 0 | 1943 | 9999 |  |  | N | Hydro | [13 empty] | 0 | 0 | 0 | 0 | [11 empty] | Wisconsin Electric Power Co | 100 | WEC Energy Group Inc | 100
Way Dam | 1785_G_1 | 1785 | G | 1 |  | Hydro |  | MIS_WUMS | Michigan | 26 | Iron | 71 | 26071 | 1.8 | 0 | 1949 | 9999 |  |  | N | Hydro | [13 empty] | 0 | 0 | 0 | 0 | [11 empty] | Wisconsin Electric Power Co | 100 | WEC Energy Group Inc | 100
White Rapids | 1786_G_1 | 1786 | G | 1 |  | Hydro |  | MIS_WUMS | Michigan | 26 | Menominee | 109 | 26109 | 2.6 | 0 | 1927 | 9999 |  |  | N | Hydro | [13 empty] | 0 | 0 | 0 | 0 | [11 empty] | Wisconsin Electric Power Co | 100 | WEC Energy Group Inc | 100
White Rapids | 1786_G_2 | 1786 | G | 2 |  | Hydro |  | MIS_WUMS | Michigan | 26 | Menominee | 109 | 26109 | 2 | 0 | 1927 | 9999 |  |  | N | Hydro | [13 empty] | 0 | 0 | 0 | 0 | [11 empty] | Wisconsin Electric Power Co | 100 | WEC Energy Group Inc | 100
White Rapids | 1786_G_3 | 1786 | G | 3 |  | Hydro |  | MIS_WUMS | Michigan | 26 | Menominee | 109 | 26109 | 2.6 | 0 | 1927 | 9999 |  |  | N | Hydro | [13 empty] | 0 | 0 | 0 | 0 | [11 empty] | Wisconsin Electric Power Co | 100 | WEC Energy Group Inc | 100
Grand Rapids | 1787_G_1 | 1787 | G | 1 |  | Hydro |  | MIS_WUMS | Michigan | 26 | Menominee | 109 | 26109 | 0.6 | 0 | 1940 | 9999 |  |  | N | Hydro | [13 empty] | 0 | 0 | 0 | 0 | [11 empty] | Wisconsin Public Service Corp | 100 | WEC Energy Group Inc | 100
Grand Rapids | 1787_G_2 | 1787 | G | 2 |  | Hydro |  | MIS_WUMS | Michigan | 26 | Menominee | 109 | 26109 | 0.6 | 0 | 1941 | 9999 |  |  | N | Hydro | [13 empty] | 0 | 0 | 0 | 0 | [11 empty] | Wisconsin Public Service Corp | 100 | WEC Energy Group Inc | 100
Grand Rapids | 1787_G_3 | 1787 | G | 3 |  | Hydro |  | MIS_WUMS | Michigan | 26 | Menominee | 109 | 26109 | 0.8 | 0 | 1945 | 9999 |  |  | N | Hydro | [13 empty] | 0 | 0 | 0 | 0 | [11 empty] | Wisconsin Public Service Corp | 100 | WEC Energy Group Inc | 100
Grand Rapids | 1787_G_4 | 1787 | G | 4 |  | Hydro |  | MIS_WUMS | Michigan | 26 | Menominee | 109 | 26109 | 1 | 0 | 1918 | 9999 |  |  | N | Hydro | [13 empty] | 0 | 0 | 0 | 0 | [11 empty] | Wisconsin Public Service Corp | 100 | WEC Energy Group Inc | 100
Grand Rapids | 1787_G_5 | 1787 | G | 5 |  | Hydro |  | MIS_WUMS | Michigan | 26 | Menominee | 109 | 26109 | 1 | 0 | 1923 | 9999 |  |  | N | Hydro | [13 empty] | 0 | 0 | 0 | 0 | [11 empty] | Wisconsin Public Service Corp | 100 | WEC Energy Group Inc | 100
Lewis Smith Dam | 18_G_1 | 18 | G | 1 |  | Hydro |  | S_SOU | Alabama | 1 | Walker | 127 | 01127 | 89 | 0 | 1961 | 9999 |  |  | N | Hydro | [13 empty] | 0 | 0 | 0 | 0 | [11 empty] | Alabama Power Co | 100 | Southern Co | 100
Lewis Smith Dam | 18_G_2 | 18 | G | 2 |  | Hydro |  | S_SOU | Alabama | 1 | Walker | 127 | 01127 | 89 | 0 | 1962 | 9999 |  |  | N | Hydro | [13 empty] | 0 | 0 | 0 | 0 | [11 empty] | Alabama Power Co | 100 | Southern Co | 100
Volta 2 | 180_G_1 | 180 | G | 1 |  | Hydro |  | WEC_CALN | California | 6 | Shasta | 89 | 06089 | 0.9 | 0 | 1981 | 9999 |  |  | N | Hydro | [13 empty] | 0 | 0 | 0 | 0 | [11 empty] | Pacific Gas & Electric Co | 100 | PG&E Corp | 100
Beaver Dam | 182_G_1 | 182 | G | 1 |  | Hydro |  | SPP_WEST | Arkansas | 5 | Carroll | 15 | 05015 | 64.4 | 0 | 1965 | 9999 |  |  | N | Hydro | [13 empty] | 0 | 0 | 0 | 0 | [11 empty] | USACE Little Rock District | 100 | U S Army Corps of Engineers | 100
Beaver Dam | 182_G_2 | 182 | G | 2 |  | Hydro |  | SPP_WEST | Arkansas | 5 | Carroll | 15 | 05015 | 64.4 | 0 | 1965 | 9999 |  |  | N | Hydro | [13 empty] | 0 | 0 | 0 | 0 | [11 empty] | USACE Little Rock District | 100 | U S Army Corps of Engineers | 100
Crystal Falls | 1821_G_1 | 1821 | G | 1 |  | Hydro |  | MIS_WUMS | Michigan | 26 | Iron | 71 | 26071 | 0.3 | 0 | 1914 | 9999 |  |  | N | Hydro | [13 empty] | 0 | 0 | 0 | 0 | [11 empty] | Crystal Falls Electrical Dept | 100 | Crystal Falls Electrical Dept | 100
Crystal Falls | 1821_G_2 | 1821 | G | 2 |  | Hydro |  | MIS_WUMS | Michigan | 26 | Iron | 71 | 26071 | 0.3 | 0 | 1924 | 9999 |  |  | N | Hydro | [13 empty] | 0 | 0 | 0 | 0 | [11 empty] | Crystal Falls Electrical Dept | 100 | Crystal Falls Electrical Dept | 100
Crystal Falls | 1821_G_3 | 1821 | G | 3 |  | Hydro |  | MIS_WUMS | Michigan | 26 | Iron | 71 | 26071 | 0.4 | 0 | 1954 | 9999 |  |  | N | Hydro | [13 empty] | 0 | 0 | 0 | 0 | [11 empty] | Crystal Falls Electrical Dept | 100 | Crystal Falls Electrical Dept | 100
Hart | 1827_G_4 | 1827 | G | 4 |  | Combustion Turbine | IC Engine | MIS_LMI | Michigan | 26 | Oceana | 127 | 26127 | 1.4 | 12283 | 1964 | 9999 |  |  | N | Natural Gas, Distillate Fuel Oil | [12 empty] | 1.67 | 1.061 | 1.061 | 1.061 | 1.061 | [11 empty] | Hart Hydro MI (City of) | 100 | Hart Hydro MI (City of) | 100
Hart | 1827_G_IC1 | 1827 | G | IC1 |  | Combustion Turbine | IC Engine | MIS_LMI | Michigan | 26 | Oceana | 127 | 26127 | 1.7 | 12283 | 1985 | 9999 |  |  | N | Natural Gas, Distillate Fuel Oil | [12 empty] | 1.67 | 1.6498 | 1.6498 | 1.6498 | 1.6498 | [11 empty] | Hart Hydro MI (City of) | 100 | Hart Hydro MI (City of) | 100
Hart | 1827_G_IC3 | 1827 | G | IC3 |  | Combustion Turbine | IC Engine | MIS_LMI | Michigan | 26 | Oceana | 127 | 26127 | 2 | 12283 | 1985 | 9999 |  |  | N | Natural Gas, Distillate Fuel Oil | [12 empty] | 1.67 | 1.6498 | 1.6498 | 1.6498 | 1.6498 | [11 empty] | Hart Hydro MI (City of) | 100 | Hart Hydro MI (City of) | 100
Hillsdale | 1829_G_5 | 1829 | G | 5 |  | Combustion Turbine | IC Engine | MIS_LMI | Michigan | 26 | Hillsdale | 59 | 26059 | 5.6 | 10745 | 1973 | 9999 |  |  | N | Natural Gas, Distillate Fuel Oil | [12 empty] | 1.67 | 1.061 | 1.061 | 1.061 | 1.061 | [11 empty] | Hillsdale Board of Public Utilities | 100 | Hillsdale Board of Public Utilities | 100
Hillsdale | 1829_G_6 | 1829 | G | 6 |  | Combustion Turbine | IC Engine | MIS_LMI | Michigan | 26 | Hillsdale | 59 | 26059 | 6 | 10745 | 1976 | 9999 |  |  | N | Natural Gas, Distillate Fuel Oil | [12 empty] | 1.67 | 1.061 | 1.061 | 1.061 | 1.061 | [11 empty] | Hillsdale Board of Public Utilities | 100 | Hillsdale Board of Public Utilities | 100
Plant Four | 1840_G_CT1 | 1840 | G | CT1 |  | Combustion Turbine |  | MIS_WUMS | Michigan | 26 | Marquette | 103 | 26103 | 20 | 25000 | 1979 | 9999 |  |  | N | Distillate Fuel Oil | [12 empty] | 1.67 | 1.01 | 1.01 | 1.01 | 1.01 | [11 empty] | Marquette Board of Light & Power | 100 | Marquette Board of Light & Power | 100
James R Smith | 1842_G_1 | 1842 | G | 1 |  | Hydro |  | MIS_WUMS | Michigan | 26 | Marquette | 103 | 26103 | 1.6 | 0 | 1919 | 9999 |  |  | N | Hydro | [13 empty] | 0 | 0 | 0 | 0 | [11 empty] | Marquette Board of Light & Power | 100 | Marquette Board of Light & Power | 100
James R Smith | 1842_G_2 | 1842 | G | 2 |  | Hydro |  | MIS_WUMS | Michigan | 26 | Marquette | 103 | 26103 | 1.6 | 0 | 1922 | 9999 |  |  | N | Hydro | [13 empty] | 0 | 0 | 0 | 0 | [11 empty] | Marquette Board of Light & Power | 100 | Marquette Board of Light & Power | 100
Marshall (MI) | 1844_G_1 | 1844 | G | 1 |  | Hydro |  | MIS_LMI | Michigan | 26 | Calhoun | 25 | 26025 | 0.1 | 0 | 1928 | 9999 |  |  | N | Hydro | [13 empty] | 0 | 0 | 0 | 0 | [11 empty] | Marshall Electric Utility MI (City of) | 100 | Marshall Electric Utility MI (City of) | 100
Marshall (MI) | 1844_G_3 | 1844 | G | 3 |  | Hydro |  | MIS_LMI | Michigan | 26 | Calhoun | 25 | 26025 | 0.1 | 0 | 1929 | 9999 |  |  | N | Hydro | [13 empty] | 0 | 0 | 0 | 0 | [11 empty] | Marshall Electric Utility MI (City of) | 100 | Marshall Electric Utility MI (City of) | 100
Marshall (MI) | 1844_G_IC3 | 1844 | G | IC3 |  | Combustion Turbine | IC Engine | MIS_LMI | Michigan | 26 | Calhoun | 25 | 26025 | 1.9 | 18000 | 1973 | 9999 |  |  | N | Natural Gas, Distillate Fuel Oil | [12 empty] | 1.67 | 3.0777 | 3.0777 | 3.0777 | 3.0777 | [11 empty] | Marshall Electric Utility MI (City of) | 100 | Marshall Electric Utility MI (City of) | 100
Marshall (MI) | 1844_G_IC5 | 1844 | G | IC5 |  | Combustion Turbine | IC Engine | MIS_LMI | Michigan | 26 | Calhoun | 25 | 26025 | 1.4 | 18000 | 1948 | 9999 |  |  | N | Natural Gas, Distillate Fuel Oil | [12 empty] | 1.67 | 1.061 | 1.061 | 1.061 | 1.061 | [11 empty] | Marshall Electric Utility MI (City of) | 100 | Marshall Electric Utility MI (City of) | 100
Marshall (MI) | 1844_G_IC6 | 1844 | G | IC6 |  | Combustion Turbine | IC Engine | MIS_LMI | Michigan | 26 | Calhoun | 25 | 26025 | 5.6 | 18000 | 1978 | 9999 |  |  | N | Natural Gas, Distillate Fuel Oil | [12 empty] | 1.67 | 2.9811 | 2.9811 | 2.9811 | 2.9811 | [11 empty] | Marshall Electric Utility MI (City of) | 100 | Marshall Electric Utility MI (City of) | 100
Newberry | 1846_G_1 | 1846 | G | 1 |  | Combustion Turbine | IC Engine | MIS_WUMS | Michigan | 26 | Luce | 95 | 26095 | 2.5 | 11632 | 1974 | 9999 |  |  | N | Distillate Fuel Oil | [12 empty] | 1.67 | 1.6498 | 1.6498 | 1.6498 | 1.6498 | [11 empty] | Newberry Water & Light Board | 100 | Newberry Water & Light Board | 100
Newberry | 1846_G_2 | 1846 | G | 2 |  | Combustion Turbine | IC Engine | MIS_WUMS | Michigan | 26 | Luce | 95 | 26095 | 0.5 | 11703 | 1948 | 9999 |  |  | N | Distillate Fuel Oil | [12 empty] | 1.67 | 1.6498 | 1.6498 | 1.6498 | 1.6498 | [11 empty] | Newberry Water & Light Board | 100 | Newberry Water & Light Board | 100
Newberry | 1846_G_4 | 1846 | G | 4 |  | Combustion Turbine | IC Engine | MIS_WUMS | Michigan | 26 | Luce | 95 | 26095 | 1.5 | 11703 | 1988 | 9999 |  |  | N | Distillate Fuel Oil | [12 empty] | 1.67 | 1.6498 | 1.6498 | 1.6498 | 1.6498 | [11 empty] | Newberry Water & Light Board | 100 | Newberry Water & Light Board | 100
Norway (MI) | 1848_G_1 | 1848 | G | 1 |  | Hydro |  | MIS_WUMS | Michigan | 26 | Dickinson | 43 | 26043 | 2.7 | 0 | 1905 | 9999 |  |  | N | Hydro | [13 empty] | 0 | 0 | 0 | 0 | [11 empty] | Norway MI (City of) | 100 | Norway MI (City of) | 100
Norway (MI) | 1848_G_2 | 1848 | G | 2 |  | Hydro |  | MIS_WUMS | Michigan | 26 | Dickinson | 43 | 26043 | 1.2 | 0 | 1905 | 9999 |  |  | N | Hydro | [13 empty] | 0 | 0 | 0 | 0 | [11 empty] | Norway MI (City of) | 100 | Norway MI (City of) | 100
Norway (MI) | 1848_G_3 | 1848 | G | 3 |  | Hydro |  | MIS_WUMS | Michigan | 26 | Dickinson | 43 | 26043 | 1.1 | 0 | 1988 | 9999 |  |  | N | Hydro | [13 empty] | 0 | 0 | 0 | 0 | [11 empty] | Norway MI (City of) | 100 | Norway MI (City of) | 100
Norway (MI) | 1848_G_4 | 1848 | G | 4 |  | Hydro |  | MIS_WUMS | Michigan | 26 | Dickinson | 43 | 26043 | 0.9 | 0 | 1986 | 9999 |  |  | N | Hydro | [13 empty] | 0 | 0 | 0 | 0 | [11 empty] | Norway MI (City of) | 100 | Norway MI (City of) | 100
Frank Jenkins | 1851_G_4 | 1851 | G | 4 |  | Combustion Turbine | IC Engine | MIS_LMI | Michigan | 26 | Ionia | 67 | 26067 | 0.8 | 12283 | 1950 | 9999 |  |  | N | Distillate Fuel Oil | [12 empty] | 1.67 | 1.6498 | 1.6498 | 1.6498 | 1.6498 | [11 empty] | Portland Electric Dept | 100 | Portland Electric Dept | 100
Frank Jenkins | 1851_G_5 | 1851 | G | 5 |  | Combustion Turbine | IC Engine | MIS_LMI | Michigan | 26 | Ionia | 67 | 26067 | 1.7 | 12283 | 1995 | 9999 |  |  | N | Natural Gas, Distillate Fuel Oil | [12 empty] | 1.67 | 1.6498 | 1.6498 | 1.6498 | 1.6498 | [11 empty] | Portland Electric Dept | 100 | Portland Electric Dept | 100
Frank Jenkins | 1851_G_6 | 1851 | G | 6 |  | Combustion Turbine | IC Engine | MIS_LMI | Michigan | 26 | Ionia | 67 | 26067 | 1 | 12283 | 2002 | 9999 |  |  | N | Natural Gas, Distillate Fuel Oil | [12 empty] | 1.67 | 1.6498 | 1.6498 | 1.6498 | 1.6498 | [11 empty] | Portland Electric Dept | 100 | Portland Electric Dept | 100
St Louis | 1852_G_1 | 1852 | G | 1 |  | Combustion Turbine | IC Engine | MIS_LMI | Michigan | 26 | Gratiot | 57 | 26057 | 1.3 | 10745 | 1958 | 9999 |  |  | N | Natural Gas, Distillate Fuel Oil | [12 empty] | 1.67 | 3.491 | 3.491 | 3.491 | 3.491 | [11 empty] | St Louis MI (City of) | 100 | St Louis MI (City of) | 100
St Louis | 1852_G_2 | 1852 | G | 2 |  | Combustion Turbine | IC Engine | MIS_LMI | Michigan | 26 | Gratiot | 57 | 26057 | 0.6 | 10745 | 1945 | 9999 |  |  | N | Distillate Fuel Oil | [12 empty] | 1.67 | 3.491 | 3.491 | 3.491 | 3.491 | [11 empty] | St Louis MI (City of) | 100 | St Louis MI (City of) | 100
St Louis | 1852_G_3 | 1852 | G | 3 |  | Combustion Turbine | IC Engine | MIS_LMI | Michigan | 26 | Gratiot | 57 | 26057 | 0.9 | 10745 | 1951 | 9999 |  |  | N | Distillate Fuel Oil | [12 empty] | 1.67 | 3.491 | 3.491 | 3.491 | 3.491 | [11 empty] | St Louis MI (City of) | 100 | St Louis MI (City of) | 100
St Louis | 1852_G_5 | 1852 | G | 5 |  | Hydro |  | MIS_LMI | Michigan | 26 | Gratiot | 57 | 26057 | 0.2 | 0 | 1919 | 9999 |  |  | N | Hydro | [13 empty] | 0 | 0 | 0 | 0 | [11 empty] | St Louis MI (City of) | 100 | St Louis MI (City of) | 100
St Louis | 1852_G_6 | 1852 | G | 6 |  | Hydro |  | MIS_LMI | Michigan | 26 | Gratiot | 57 | 26057 | 0.2 | 0 | 1919 | 9999 |  |  | N | Hydro | [13 empty] | 0 | 0 | 0 | 0 | [11 empty] | St Louis MI (City of) | 100 | St Louis MI (City of) | 100
St Louis | 1852_G_7 | 1852 | G | 7 |  | Combustion Turbine | IC Engine | MIS_LMI | Michigan | 26 | Gratiot | 57 | 26057 | 1.1 | 10745 | 1996 | 9999 |  |  | N | Natural Gas, Distillate Fuel Oil | [12 empty] | 1.67 | 3.491 | 3.491 | 3.491 | 3.491 | [11 empty] | St Louis MI (City of) | 100 | St Louis MI (City of) | 100
St Louis | 1852_G_8 | 1852 | G | 8 |  | Combustion Turbine | IC Engine | MIS_LMI | Michigan | 26 | Gratiot | 57 | 26057 | 1.5 | 11500 | 2003 | 9999 |  |  | N | Distillate Fuel Oil | [12 empty] | 1.67 | 3.491 | 3.491 | 3.491 | 3.491 | [11 empty] | St Louis MI (City of) | 100 | St Louis MI (City of) | 100
St Louis | 1852_G_9 | 1852 | G | 9 |  | Combustion Turbine | IC Engine | MIS_LMI | Michigan | 26 | Gratiot | 57 | 26057 | 1.1 | 10745 | 2003 | 9999 |  |  | N | Distillate Fuel Oil | [12 empty] | 1.67 | 3.491 | 3.491 | 3.491 | 3.491 | [11 empty] | St Louis MI (City of) | 100 | St Louis MI (City of) | 100
Main Street (MI) | 1853_G_1 | 1853 | G | 1 |  | Combustion Turbine | IC Engine | MIS_LMI | Michigan | 26 | Huron | 63 | 26063 | 0.9 | 16742 | 1961 | 9999 |  |  | N | Natural Gas | [12 empty] | 1.67 | 1.061 | 1.061 | 1.061 | 1.061 | [11 empty] | Sebewaing Light & Water Dept | 100 | Sebewaing Light & Water Dept | 100
Main Street (MI) | 1853_G_2 | 1853 | G | 2 |  | Combustion Turbine | IC Engine | MIS_LMI | Michigan | 26 | Huron | 63 | 26063 | 0.8 | 16510 | 1947 | 9999 |  |  | N | Distillate Fuel Oil | [12 empty] | 1.67 | 1.6498 | 1.6498 | 1.6498 | 1.6498 | [11 empty] | Sebewaing Light & Water Dept | 100 | Sebewaing Light & Water Dept | 100
Main Street (MI) | 1853_G_3 | 1853 | G | 3 |  | Combustion Turbine | IC Engine | MIS_LMI | Michigan | 26 | Huron | 63 | 26063 | 1.1 | 16829 | 1966 | 9999 |  |  | N | Natural Gas | [12 empty] | 1.67 | 1.061 | 1.061 | 1.061 | 1.061 | [11 empty] | Sebewaing Light & Water Dept | 100 | Sebewaing Light & Water Dept | 100
Main Street (MI) | 1853_G_4 | 1853 | G | 4 |  | Combustion Turbine | IC Engine | MIS_LMI | Michigan | 26 | Huron | 63 | 26063 | 1.2 | 16902 | 1966 | 9999 |  |  | N | Natural Gas | [12 empty] | 1.67 | 1.061 | 1.061 | 1.061 | 1.061 | [11 empty] | Sebewaing Light & Water Dept | 100 | Sebewaing Light & Water Dept | 100
Main Street (MI) | 1853_G_5 | 1853 | G | 5 |  | Combustion Turbine | IC Engine | MIS_LMI | Michigan | 26 | Huron | 63 | 26063 | 1 | 16741 | 1979 | 9999 |  |  | N | Natural Gas | [12 empty] | 1.67 | 1.061 | 1.061 | 1.061 | 1.061 | [11 empty] | Sebewaing Light & Water Dept | 100 | Sebewaing Light & Water Dept | 100
Main Street (MI) | 1853_G_6 | 1853 | G | 6 |  | Combustion Turbine | IC Engine | MIS_LMI | Michigan | 26 | Huron | 63 | 26063 | 0.6 | 17674 | 1967 | 9999 |  |  | N | Natural Gas | [12 empty] | 1.67 | 1.061 | 1.061 | 1.061 | 1.061 | [11 empty] | Sebewaing Light & Water Dept | 100 | Sebewaing Light & Water Dept | 100
Sturgis City Diesel Plant | 1855_G_6 | 1855 | G | 6 |  | Combustion Turbine | IC Engine | PJM_West | Michigan | 26 | St Joseph | 149 | 26149 | 6 | 20500 | 1981 | 9999 |  |  | N | Natural Gas, Distillate Fuel Oil | [12 empty] | 1.67 | 1.6498 | 1.6498 | 1.6498 | 1.6498 | [11 empty] | Sturgis MI (City of) | 100 | Sturgis MI (City of) | 100
Hydro Plant | 1856_G_1 | 1856 | G | 1 |  | Hydro |  | PJM_West | Michigan | 26 | St Joseph | 149 | 26149 | 0.4 | 0 | 1911 | 9999 |  |  | N | Hydro | [13 empty] | 0 | 0 | 0 | 0 | [11 empty] | Sturgis MI (City of) | 100 | Sturgis MI (City of) | 100
Hydro Plant | 1856_G_2 | 1856 | G | 2 |  | Hydro |  | PJM_West | Michigan | 26 | St Joseph | 149 | 26149 | 0.4 | 0 | 1911 | 9999 |  |  | N | Hydro | [13 empty] | 0 | 0 | 0 | 0 | [11 empty] | Sturgis MI (City of) | 100 | Sturgis MI (City of) | 100
Hydro Plant | 1856_G_3 | 1856 | G | 3 |  | Hydro |  | PJM_West | Michigan | 26 | St Joseph | 149 | 26149 | 0.7 | 0 | 1983 | 9999 |  |  | N | Hydro | [13 empty] | 0 | 0 | 0 | 0 | [11 empty] | Sturgis MI (City of) | 100 | Sturgis MI (City of) | 100
Hydro Plant | 1856_G_4 | 1856 | G | 4 |  | Hydro |  | PJM_West | Michigan | 26 | St Joseph | 149 | 26149 | 0.7 | 0 | 1983 | 9999 |  |  | N | Hydro | [13 empty] | 0 | 0 | 0 | 0 | [11 empty] | Sturgis MI (City of) | 100 | Sturgis MI (City of) | 100
Saint Marys Falls | 1865_G_1 | 1865 | G | 1 |  | Hydro |  | MIS_WUMS | Michigan | 26 | Chippewa | 33 | 26033 | 5 | 0 | 1951 | 9999 |  |  | N | Hydro | [13 empty] | 0 | 0 | 0 | 0 | [11 empty] | USACE Detroit District | 100 | U S Army Corps of Engineers | 100
Saint Marys Falls | 1865_G_10 | 1865 | G | 10 |  | Hydro |  | MIS_WUMS | Michigan | 26 | Chippewa | 33 | 26033 | 2.8 | 0 | 1932 | 9999 |  |  | N | Hydro | [13 empty] | 0 | 0 | 0 | 0 | [11 empty] | USACE Detroit District | 100 | U S Army Corps of Engineers | 100
Saint Marys Falls | 1865_G_2 | 1865 | G | 2 |  | Hydro |  | MIS_WUMS | Michigan | 26 | Chippewa | 33 | 26033 | 5 | 0 | 1951 | 9999 |  |  | N | Hydro | [13 empty] | 0 | 0 | 0 | 0 | [11 empty] | USACE Detroit District | 100 | U S Army Corps of Engineers | 100
Saint Marys Falls | 1865_G_3 | 1865 | G | 3 |  | Hydro |  | MIS_WUMS | Michigan | 26 | Chippewa | 33 | 26033 | 5 | 0 | 1952 | 9999 |  |  | N | Hydro | [13 empty] | 0 | 0 | 0 | 0 | [11 empty] | USACE Detroit District | 100 | U S Army Corps of Engineers | 100
Saint Marys Falls | 1865_G_3A | 1865 | G | 3A |  | Hydro |  | MIS_WUMS | Michigan | 26 | Chippewa | 33 | 26033 | 2.5 | 0 | 1954 | 9999 |  |  | N | Hydro | [13 empty] | 0 | 0 | 0 | 0 | [11 empty] | USACE Detroit District | 100 | U S Army Corps of Engineers | 100
Wyandotte | 1866_G_DG1 | 1866 | G | DG1 |  | Combustion Turbine | IC Engine | MIS_LMI | Michigan | 26 | Wayne | 163 | 26163 | 1.8 | 10745 | 2007 | 9999 |  |  | N | Distillate Fuel Oil | [12 empty] | 1.67 | 1.6498 | 1.6498 | 1.6498 | 1.6498 | [11 empty] | Wyandotte Dept of Municipal Service | 100 | Wyandotte Dept of Municipal Service | 100
Wyandotte | 1866_G_DG2 | 1866 | G | DG2 |  | Combustion Turbine | IC Engine | MIS_LMI | Michigan | 26 | Wayne | 163 | 26163 | 1.8 | 10745 | 2007 | 9999 |  |  | N | Distillate Fuel Oil | [12 empty] | 1.67 | 1.6498 | 1.6498 | 1.6498 | 1.6498 | [11 empty] | Wyandotte Dept of Municipal Service | 100 | Wyandotte Dept of Municipal Service | 100
Wyandotte | 1866_G_DG3 | 1866 | G | DG3 |  | Combustion Turbine | IC Engine | MIS_LMI | Michigan | 26 | Wayne | 163 | 26163 | 1.8 | 10745 | 2007 | 9999 |  |  | N | Distillate Fuel Oil | [12 empty] | 1.67 | 1.6498 | 1.6498 | 1.6498 | 1.6498 | [11 empty] | Wyandotte Dept of Municipal Service | 100 | Wyandotte Dept of Municipal Service | 100
Zeeland | 1867_G_1 | 1867 | G | 1 |  | Combustion Turbine | IC Engine | MIS_LMI | Michigan | 26 | Ottawa | 139 | 26139 | 1.5 | 18000 | 1966 | 9999 |  |  | N | Natural Gas, Distillate Fuel Oil | [12 empty] | 1.67 | 1.061 | 1.061 | 1.061 | 1.061 | [11 empty] | Zeeland MI (City of) | 100 | Zeeland MI (City of) | 100
Zeeland | 1867_G_10 | 1867 | G | 10 |  | Combustion Turbine | IC Engine | MIS_LMI | Michigan | 26 | Ottawa | 139 | 26139 | 6 | 18000 | 1974 | 9999 |  |  | N | Natural Gas, Distillate Fuel Oil | [12 empty] | 1.67 | 1.061 | 1.061 | 1.061 | 1.061 | [11 empty] | Zeeland MI (City of) | 100 | Zeeland MI (City of) | 100
Zeeland | 1867_G_11 | 1867 | G | 11 |  | Combustion Turbine | IC Engine | MIS_LMI | Michigan | 26 | Ottawa | 139 | 26139 | 6.4 | 18000 | 1980 | 9999 |  |  | N | Natural Gas, Distillate Fuel Oil | [12 empty] | 1.67 | 1.061 | 1.061 | 1.061 | 1.061 | [11 empty] | Zeeland MI (City of) | 100 | Zeeland MI (City of) | 100
Zeeland | 1867_G_2 | 1867 | G | 2 |  | Combustion Turbine | IC Engine | MIS_LMI | Michigan | 26 | Ottawa | 139 | 26139 | 1.2 | 18000 | 1967 | 9999 |  |  | N | Natural Gas, Distillate Fuel Oil | [12 empty] | 1.67 | 1.061 | 1.061 | 1.061 | 1.061 | [11 empty] | Zeeland MI (City of) | 100 | Zeeland MI (City of) | 100
Zeeland | 1867_G_7 | 1867 | G | 7 |  | Combustion Turbine | IC Engine | MIS_LMI | Michigan | 26 | Ottawa | 139 | 26139 | 2 | 18000 | 1957 | 9999 |  |  | N | Natural Gas, Distillate Fuel Oil | [12 empty] | 1.67 | 1.061 | 1.061 | 1.061 | 1.061 | [11 empty] | Zeeland MI (City of) | 100 | Zeeland MI (City of) | 100
Zeeland | 1867_G_8 | 1867 | G | 8 |  | Combustion Turbine | IC Engine | MIS_LMI | Michigan | 26 | Ottawa | 139 | 26139 | 1.5 | 18000 | 1963 | 9999 |  |  | N | Natural Gas, Distillate Fuel Oil | [12 empty] | 1.67 | 1.061 | 1.061 | 1.061 | 1.061 | [11 empty] | Zeeland MI (City of) | 100 | Zeeland MI (City of) | 100
Zeeland | 1867_G_9 | 1867 | G | 9 |  | Combustion Turbine | IC Engine | MIS_LMI | Michigan | 26 | Ottawa | 139 | 26139 | 5 | 18000 | 1971 | 9999 |  |  | N | Natural Gas, Distillate Fuel Oil | [12 empty] | 1.67 | 1.061 | 1.061 | 1.061 | 1.061 | [11 empty] | Zeeland MI (City of) | 100 | Zeeland MI (City of) | 100
Dafter | 1868_G_1 | 1868 | G | 1 |  | Combustion Turbine | IC Engine | MIS_WUMS | Michigan | 26 | Chippewa | 33 | 26033 | 0.9 | 25000 | 1955 | 9999 |  |  | N | Distillate Fuel Oil | [12 empty] | 1.67 | 1.7251 | 1.7251 | 1.7251 | 1.7251 | [11 empty] | Cloverland Electric Coop | 100 | Cloverland Electric Coop | 100
Dafter | 1868_G_3 | 1868 | G | 3 |  | Combustion Turbine | IC Engine | MIS_WUMS | Michigan | 26 | Chippewa | 33 | 26033 | 0.9 | 25000 | 1955 | 9999 |  |  | N | Distillate Fuel Oil | [12 empty] | 1.67 | 1.7251 | 1.7251 | 1.7251 | 1.7251 | [11 empty] | Cloverland Electric Coop | 100 | Cloverland Electric Coop | 100
Dafter | 1868_G_4 | 1868 | G | 4 |  | Combustion Turbine | IC Engine | MIS_WUMS | Michigan | 26 | Chippewa | 33 | 26033 | 2.5 | 25000 | 1960 | 9999 |  |  | N | Distillate Fuel Oil | [12 empty] | 1.67 | 1.7251 | 1.7251 | 1.7251 | 1.7251 | [11 empty] | Cloverland Electric Coop | 100 | Cloverland Electric Coop | 100
Dafter | 1868_G_5 | 1868 | G | 5 |  | Combustion Turbine | IC Engine | MIS_WUMS | Michigan | 26 | Chippewa | 33 | 26033 | 2.5 | 25000 | 1960 | 9999 |  |  | N | Distillate Fuel Oil | [12 empty] | 1.67 | 1.7251 | 1.7251 | 1.7251 | 1.7251 | [11 empty] | Cloverland Electric Coop | 100 | Cloverland Electric Coop | 100
Degray | 187_G_1 | 187 | G | 1 |  | Hydro |  | SPP_WEST | Arkansas | 5 | Clark | 19 | 05019 | 40 | 0 | 1972 | 9999 |  |  | N | Hydro | [13 empty] | 0 | 0 | 0 | 0 | [11 empty] | USACE Vicksburg District | 100 | U S Army Corps of Engineers | 100
Degray | 187_G_2 | 187 | G | 2 |  | Pumped Storage |  | SPP_WEST | Arkansas | 5 | Clark | 19 | 05019 | 28 | 0 | 1972 | 9999 |  |  | N | Pumped Storage | [13 empty] | 0 | 0 | 0 | 0 | [11 empty] | USACE Vicksburg District | 100 | U S Army Corps of Engineers | 100
Kleber | 1871_G_K1 | 1871 | G | K1 |  | Hydro |  | MIS_LMI | Michigan | 26 | Cheboygan | 31 | 26031 | 0.6 | 0 | 1949 | 9999 |  |  | N | Hydro | [13 empty] | 0 | 0 | 0 | 0 | [11 empty] | Tower Kleber LP | 100 | Tower Kleber LP | 100
Kleber | 1871_G_K2 | 1871 | G | K2 |  | Hydro |  | MIS_LMI | Michigan | 26 | Cheboygan | 31 | 26031 | 0.6 | 0 | 1949 | 9999 |  |  | N | Hydro | [13 empty] | 0 | 0 | 0 | 0 | [11 empty] | Tower Kleber LP | 100 | Tower Kleber LP | 100
Kleber | 1871_G_T1 | 1871 | G | T1 |  | Hydro |  | MIS_LMI | Michigan | 26 | Cheboygan | 31 | 26031 | 0.3 | 0 | 1925 | 9999 |  |  | N | Hydro | [13 empty] | 0 | 0 | 0 | 0 | [11 empty] | Tower Kleber LP | 100 | Tower Kleber LP | 100
Kleber | 1871_G_T2 | 1871 | G | T2 |  | Hydro |  | MIS_LMI | Michigan | 26 | Cheboygan | 31 | 26031 | 0.3 | 0 | 1925 | 9999 |  |  | N | Hydro | [13 empty] | 0 | 0 | 0 | 0 | [11 empty] | Tower Kleber LP | 100 | Tower Kleber LP | 100
Tower | 1873_G_GT4 | 1873 | G | GT4 |  | Combustion Turbine |  | MIS_LMI | Michigan | 26 | Cheboygan | 31 | 26031 | 19.3 | 15977 | 1971 | 9999 |  |  | N | Distillate Fuel Oil | [12 empty] | 1.67 | 0.87653 | 0.87653 | 0.87653 | 0.87653 | [11 empty] | Wolverine Power Supply Coop Inc | 100 | Wolverine Power Supply Coop Inc | 100
Caro | 1874_G_1 | 1874 | G | 1 |  | Combustion Turbine | IC Engine | MIS_LMI | Michigan | 26 | Tuscola | 157 | 26157 | 1 | 25000 | 1949 | 9999 |  |  | N | Distillate Fuel Oil | [12 empty] | 1.67 | 1.6498 | 1.6498 | 1.6498 | 1.6498 | [11 empty] | Thumb Electric Coop Michigan | 100 | Thumb Electric Coop Michigan | 100
Caro | 1874_G_2 | 1874 | G | 2 |  | Combustion Turbine | IC Engine | MIS_LMI | Michigan | 26 | Tuscola | 157 | 26157 | 1 | 25000 | 1949 | 9999 |  |  | N | Distillate Fuel Oil | [12 empty] | 1.67 | 1.6498 | 1.6498 | 1.6498 | 1.6498 | [11 empty] | Thumb Electric Coop Michigan | 100 | Thumb Electric Coop Michigan | 100
Caro | 1874_G_3 | 1874 | G | 3 |  | Combustion Turbine | IC Engine | MIS_LMI | Michigan | 26 | Tuscola | 157 | 26157 | 1 | 25000 | 1952 | 9999 |  |  | N | Distillate Fuel Oil | [12 empty] | 1.67 | 1.6498 | 1.6498 | 1.6498 | 1.6498 | [11 empty] | Thumb Electric Coop Michigan | 100 | Thumb Electric Coop Michigan | 100
Caro | 1874_G_4 | 1874 | G | 4 |  | Combustion Turbine | IC Engine | MIS_LMI | Michigan | 26 | Tuscola | 157 | 26157 | 1.5 | 25000 | 1984 | 9999 |  |  | N | Distillate Fuel Oil | [12 empty] | 1.67 | 1.6498 | 1.6498 | 1.6498 | 1.6498 | [11 empty] | Thumb Electric Coop Michigan | 100 | Thumb Electric Coop Michigan | 100
Caro | 1874_G_5 | 1874 | G | 5 |  | Combustion Turbine | IC Engine | MIS_LMI | Michigan | 26 | Tuscola | 157 | 26157 | 2 | 25000 | 1999 | 9999 |  |  | N | Distillate Fuel Oil | [12 empty] | 1.67 | 1.6498 | 1.6498 | 1.6498 | 1.6498 | [11 empty] | Thumb Electric Coop Michigan | 100 | Thumb Electric Coop Michigan | 100
Caro | 1874_G_6 | 1874 | G | 6 |  | Combustion Turbine | IC Engine | MIS_LMI | Michigan | 26 | Tuscola | 157 | 26157 | 2 | 25000 | 2000 | 9999 |  |  | N | Distillate Fuel Oil | [12 empty] | 1.67 | 1.6498 | 1.6498 | 1.6498 | 1.6498 | [11 empty] | Thumb Electric Coop Michigan | 100 | Thumb Electric Coop Michigan | 100
Ubly | 1875_G_1 | 1875 | G | 1 |  | Combustion Turbine | IC Engine | MIS_LMI | Michigan | 26 | Huron | 63 | 26063 | 0.6 | 10745 | 1938 | 9999 |  |  | N | Distillate Fuel Oil | [12 empty] | 1.67 | 1.6498 | 1.6498 | 1.6498 | 1.6498 | [11 empty] | Thumb Electric Coop Michigan | 100 | Thumb Electric Coop Michigan | 100
Ubly | 1875_G_2 | 1875 | G | 2 |  | Combustion Turbine | IC Engine | MIS_LMI | Michigan | 26 | Huron | 63 | 26063 | 0.6 | 10745 | 1938 | 9999 |  |  | N | Distillate Fuel Oil | [12 empty] | 1.67 | 1.6498 | 1.6498 | 1.6498 | 1.6498 | [11 empty] | Thumb Electric Coop Michigan | 100 | Thumb Electric Coop Michigan | 100
Ubly | 1875_G_3 | 1875 | G | 3 |  | Combustion Turbine | IC Engine | MIS_LMI | Michigan | 26 | Huron | 63 | 26063 | 0.7 | 10745 | 1938 | 9999 |  |  | N | Distillate Fuel Oil | [12 empty] | 1.67 | 1.6498 | 1.6498 | 1.6498 | 1.6498 | [11 empty] | Thumb Electric Coop Michigan | 100 | Thumb Electric Coop Michigan | 100
Ubly | 1875_G_4 | 1875 | G | 4 |  | Combustion Turbine | IC Engine | MIS_LMI | Michigan | 26 | Huron | 63 | 26063 | 0.9 | 10745 | 1947 | 9999 |  |  | N | Distillate Fuel Oil | [12 empty] | 1.67 | 1.6498 | 1.6498 | 1.6498 | 1.6498 | [11 empty] | Thumb Electric Coop Michigan | 100 | Thumb Electric Coop Michigan | 100
Ubly | 1875_G_5 | 1875 | G | 5 |  | Combustion Turbine | IC Engine | MIS_LMI | Michigan | 26 | Huron | 63 | 26063 | 1.5 | 10745 | 1987 | 9999 |  |  | N | Distillate Fuel Oil | [12 empty] | 1.67 | 1.6498 | 1.6498 | 1.6498 | 1.6498 | [11 empty] | Thumb Electric Coop Michigan | 100 | Thumb Electric Coop Michigan | 100
Ubly | 1875_G_6 | 1875 | G | 6 |  | Combustion Turbine | IC Engine | MIS_LMI | Michigan | 26 | Huron | 63 | 26063 | 1.5 | 10745 | 1993 | 9999 |  |  | N | Natural Gas, Distillate Fuel Oil | [12 empty] | 1.67 | 1.6498 | 1.6498 | 1.6498 | 1.6498 | [11 empty] | Thumb Electric Coop Michigan | 100 | Thumb Electric Coop Michigan | 100
Ubly | 1875_G_7 | 1875 | G | 7 |  | Combustion Turbine | IC Engine | MIS_LMI | Michigan | 26 | Huron | 63 | 26063 | 2.5 | 10745 | 2000 | 9999 |  |  | N | Distillate Fuel Oil | [12 empty] | 1.67 | 1.6498 | 1.6498 | 1.6498 | 1.6498 | [11 empty] | Thumb Electric Coop Michigan | 100 | Thumb Electric Coop Michigan | 100
Ubly | 1875_G_8 | 1875 | G | 8 |  | Combustion Turbine | IC Engine | MIS_LMI | Michigan | 26 | Huron | 63 | 26063 | 2.5 | 10745 | 2001 | 9999 |  |  | N | Natural Gas, Distillate Fuel Oil | [12 empty] | 1.67 | 1.6498 | 1.6498 | 1.6498 | 1.6498 | [11 empty] | Thumb Electric Coop Michigan | 100 | Thumb Electric Coop Michigan | 100
Ubly | 1875_G_9 | 1875 | G | 9 |  | Combustion Turbine | IC Engine | MIS_LMI | Michigan | 26 | Huron | 63 | 26063 | 1.5 | 10745 | 2002 | 9999 |  |  | N | Natural Gas, Distillate Fuel Oil | [12 empty] | 1.67 | 1.6498 | 1.6498 | 1.6498 | 1.6498 | [11 empty] | Thumb Electric Coop Michigan | 100 | Thumb Electric Coop Michigan | 100
George Johnson | 1877_G_10 | 1877 | G | 10 |  | Combustion Turbine |  | MIS_LMI | Michigan | 26 | Osceola | 133 | 26133 | 24.3 | 11336 | 2000 | 9999 |  |  | N | Natural Gas | [12 empty] | 1.67 | 0.12157 | 0.12157 | 0.12157 | 0.12157 | [11 empty] | Wolverine Power Supply Coop Inc | 100 | Wolverine Power Supply Coop Inc | 100
George Johnson | 1877_G_11 | 1877 | G | 11 |  | Combustion Turbine | IC Engine | MIS_LMI | Michigan | 26 | Osceola | 133 | 26133 | 1 | 12283 | 1993 | 9999 |  |  | N | Distillate Fuel Oil | [12 empty] | 1.67 | 1.6498 | 1.6498 | 1.6498 | 1.6498 | [11 empty] | Wolverine Power Supply Coop Inc | 100 | Wolverine Power Supply Coop Inc | 100
George Johnson | 1877_G_9 | 1877 | G | 9 |  | Combustion Turbine |  | MIS_LMI | Michigan | 26 | Osceola | 133 | 26133 | 24.4 | 11336 | 2000 | 9999 |  |  | N | Natural Gas | [12 empty] | 1.67 | 0.23894 | 0.23894 | 0.23894 | 0.23894 | [11 empty] | Wolverine Power Supply Coop Inc | 100 | Wolverine Power Supply Coop Inc | 100
Greers Ferry Lake | 188_G_1 | 188 | G | 1 |  | Hydro |  | SPP_WEST | Arkansas | 5 | Cleburne | 23 | 05023 | 50 | 0 | 1964 | 9999 |  |  | N | Hydro | [13 empty] | 0 | 0 | 0 | 0 | [11 empty] | USACE Little Rock District | 100 | U S Army Corps of Engineers | 100
Greers Ferry Lake | 188_G_2 | 188 | G | 2 |  | Hydro |  | SPP_WEST | Arkansas | 5 | Cleburne | 23 | 05023 | 40 | 0 | 1964 | 9999 |  |  | N | Hydro | [13 empty] | 0 | 0 | 0 | 0 | [11 empty] | USACE Little Rock District | 100 | U S Army Corps of Engineers | 100
Claude Vandyke | 1880_G_8 | 1880 | G | 8 |  | Combustion Turbine |  | MIS_LMI | Michigan | 26 | Allegan | 5 | 26005 | 20.2 | 18769 | 2001 | 9999 |  |  | N | Natural Gas | [12 empty] | 1.67 | 0.28711 | 0.28711 | 0.28711 | 0.28711 | [11 empty] | Wolverine Power Supply Coop Inc | 100 | Wolverine Power Supply Coop Inc | 100
Vestaburg | 1881_G_8 | 1881 | G | 8 |  | Combustion Turbine |  | MIS_LMI | Michigan | 26 | Montcalm | 117 | 26117 | 18.5 | 16074 | 1972 | 9999 |  |  | N | Natural Gas, Distillate Fuel Oil | [12 empty] | 1.67 | 0.2182 | 0.2182 | 0.2182 | 0.2182 | [11 empty] | Wolverine Power Supply Coop Inc | 100 | Wolverine Power Supply Coop Inc | 100
Blanchard | 1892_G_1 | 1892 | G | 1 |  | Hydro |  | MIS_MNWI | Minnesota | 27 | Morrison | 97 | 27097 | 5.4 | 0 | 1925 | 9999 |  |  | N | Hydro | [13 empty] | 0 | 0 | 0 | 0 | [11 empty] | ALLETE Inc | 100 | ALLETE Inc | 100
Blanchard | 1892_G_2 | 1892 | G | 2 |  | Hydro |  | MIS_MNWI | Minnesota | 27 | Morrison | 97 | 27097 | 5.4 | 0 | 1925 | 9999 |  |  | N | Hydro | [13 empty] | 0 | 0 | 0 | 0 | [11 empty] | ALLETE Inc | 100 | ALLETE Inc | 100
Blanchard | 1892_G_3 | 1892 | G | 3 |  | Hydro |  | MIS_MNWI | Minnesota | 27 | Morrison | 97 | 27097 | 5.4 | 0 | 1988 | 9999 |  |  | N | Hydro | [13 empty] | 0 | 0 | 0 | 0 | [11 empty] | ALLETE Inc | 100 | ALLETE Inc | 100
Clay Boswell | 1893_G_D4 | 1893 | G | D4 |  | Combustion Turbine | IC Engine | MIS_MNWI | Minnesota | 27 | Itasca | 61 | 27061 | 0.8 | 12283 | 1980 | 9999 |  |  | N | Distillate Fuel Oil | [13 empty] | 1.6498 | 1.6498 | 1.6498 | 1.6498 | [11 empty] | ALLETE Inc | 80 | ALLETE Inc | 80
Fond Du Lac | 1894_G_1 | 1894 | G | 1 |  | Hydro |  | MIS_MNWI | Minnesota | 27 | St Louis | 137 | 27137 | 13.1 | 0 | 1924 | 9999 |  |  | N | Hydro | [13 empty] | 0 | 0 | 0 | 0 | [11 empty] | ALLETE Inc | 100 | ALLETE Inc | 100
Knife Falls | 1895_G_1 | 1895 | G | 1 |  | Hydro |  | MIS_MNWI | Minnesota | 27 | Carlton | 17 | 27017 | 0.8 | 0 | 1922 | 9999 |  |  | N | Hydro | [13 empty] | 0 | 0 | 0 | 0 | [11 empty] | ALLETE Inc | 100 | ALLETE Inc | 100
Knife Falls | 1895_G_2 | 1895 | G | 2 |  | Hydro |  | MIS_MNWI | Minnesota | 27 | Carlton | 17 | 27017 | 0.8 | 0 | 1922 | 9999 |  |  | N | Hydro | [13 empty] | 0 | 0 | 0 | 0 | [11 empty] | ALLETE Inc | 100 | ALLETE Inc | 100
Knife Falls | 1895_G_3 | 1895 | G | 3 |  | Hydro |  | MIS_MNWI | Minnesota | 27 | Carlton | 17 | 27017 | 0.7 | 0 | 1922 | 9999 |  |  | N | Hydro | [13 empty] | 0 | 0 | 0 | 0 | [11 empty] | ALLETE Inc | 100 | ALLETE Inc | 100
Little Falls (MN) | 1896_G_1 | 1896 | G | 1 |  | Hydro |  | MIS_MNWI | Minnesota | 27 | Morrison | 97 | 27097 | 0.9 | 0 | 1919 | 9999 |  |  | N | Hydro | [13 empty] | 0 | 0 | 0 | 0 | [11 empty] | ALLETE Inc | 100 | ALLETE Inc | 100
Little Falls (MN) | 1896_G_2 | 1896 | G | 2 |  | Hydro |  | MIS_MNWI | Minnesota | 27 | Morrison | 97 | 27097 | 0.9 | 0 | 1919 | 9999 |  |  | N | Hydro | [13 empty] | 0 | 0 | 0 | 0 | [11 empty] | ALLETE Inc | 100 | ALLETE Inc | 100
Little Falls (MN) | 1896_G_3 | 1896 | G | 3 |  | Hydro |  | MIS_MNWI | Minnesota | 27 | Morrison | 97 | 27097 | 1 | 0 | 1920 | 9999 |  |  | N | Hydro | [13 empty] | 0 | 0 | 0 | 0 | [11 empty] | ALLETE Inc | 100 | ALLETE Inc | 100
Little Falls (MN) | 1896_G_4 | 1896 | G | 4 |  | Hydro |  | MIS_MNWI | Minnesota | 27 | Morrison | 97 | 27097 | 1.3 | 0 | 1979 | 9999 |  |  | N | Hydro | [13 empty] | 0 | 0 | 0 | 0 | [11 empty] | ALLETE Inc | 100 | ALLETE Inc | 100
Little Falls (MN) | 1896_G_5 | 1896 | G | 5 |  | Hydro |  | MIS_MNWI | Minnesota | 27 | Morrison | 97 | 27097 | 0.5 | 0 | 1906 | 9999 |  |  | N | Hydro | [13 empty] | 0 | 0 | 0 | 0 | [11 empty] | ALLETE Inc | 100 | ALLETE Inc | 100
Little Falls (MN) | 1896_G_6 | 1896 | G | 6 |  | Hydro |  | MIS_MNWI | Minnesota | 27 | Morrison | 97 | 27097 | 0.5 | 0 | 1906 | 9999 |  |  | N | Hydro | [13 empty] | 0 | 0 | 0 | 0 | [11 empty] | ALLETE Inc | 100 | ALLETE Inc | 100
Pillager | 1898_G_1 | 1898 | G | 1 |  | Hydro |  | MIS_MNWI | Minnesota | 27 | Cass | 21 | 27021 | 0.9 | 0 | 1917 | 9999 |  |  | N | Hydro | [13 empty] | 0 | 0 | 0 | 0 | [11 empty] | ALLETE Inc | 100 | ALLETE Inc | 100
Pillager | 1898_G_2 | 1898 | G | 2 |  | Hydro |  | MIS_MNWI | Minnesota | 27 | Cass | 21 | 27021 | 0.8 | 0 | 1917 | 9999 |  |  | N | Hydro | [13 empty] | 0 | 0 | 0 | 0 | [11 empty] | ALLETE Inc | 100 | ALLETE Inc | 100
Scanlon | 1899_G_1 | 1899 | G | 1 |  | Hydro |  | MIS_MNWI | Minnesota | 27 | Carlton | 17 | 27017 | 0.4 | 0 | 1923 | 9999 |  |  | N | Hydro | [13 empty] | 0 | 0 | 0 | 0 | [11 empty] | ALLETE Inc | 100 | ALLETE Inc | 100
Scanlon | 1899_G_2 | 1899 | G | 2 |  | Hydro |  | MIS_MNWI | Minnesota | 27 | Carlton | 17 | 27017 | 0.4 | 0 | 1923 | 9999 |  |  | N | Hydro | [13 empty] | 0 | 0 | 0 | 0 | [11 empty] | ALLETE Inc | 100 | ALLETE Inc | 100
Scanlon | 1899_G_3 | 1899 | G | 3 |  | Hydro |  | MIS_MNWI | Minnesota | 27 | Carlton | 17 | 27017 | 0.4 | 0 | 1923 | 9999 |  |  | N | Hydro | [13 empty] | 0 | 0 | 0 | 0 | [11 empty] | ALLETE Inc | 100 | ALLETE Inc | 100
Scanlon | 1899_G_4 | 1899 | G | 4 |  | Hydro |  | MIS_MNWI | Minnesota | 27 | Carlton | 17 | 27017 | 0.4 | 0 | 1923 | 9999 |  |  | N | Hydro | [13 empty] | 0 | 0 | 0 | 0 | [11 empty] | ALLETE Inc | 100 | ALLETE Inc | 100
Thurlow Dam | 19_G_1 | 19 | G | 1 |  | Hydro |  | S_SOU | Alabama | 1 | Elmore | 51 | 01051 | 36.2 | 0 | 1931 | 9999 |  |  | N | Hydro | [13 empty] | 0 | 0 | 0 | 0 | [11 empty] | Alabama Power Co | 100 | Southern Co | 100
Thurlow Dam | 19_G_2 | 19 | G | 2 |  | Hydro |  | S_SOU | Alabama | 1 | Elmore | 51 | 01051 | 36.2 | 0 | 1931 | 9999 |  |  | N | Hydro | [13 empty] | 0 | 0 | 0 | 0 | [11 empty] | Alabama Power Co | 100 | Southern Co | 100
Thurlow Dam | 19_G_3 | 19 | G | 3 |  | Hydro |  | S_SOU | Alabama | 1 | Elmore | 51 | 01051 | 7.5 | 0 | 1931 | 9999 |  |  | N | Hydro | [13 empty] | 0 | 0 | 0 | 0 | [11 empty] | Alabama Power Co | 100 | Southern Co | 100
Sylvan | 1900_G_1 | 1900 | G | 1 |  | Hydro |  | MIS_MNWI | Minnesota | 27 | Cass | 21 | 27021 | 0.6 | 0 | 1913 | 9999 |  |  | N | Hydro | [13 empty] | 0 | 0 | 0 | 0 | [11 empty] | ALLETE Inc | 100 | ALLETE Inc | 100
Sylvan | 1900_G_2 | 1900 | G | 2 |  | Hydro |  | MIS_MNWI | Minnesota | 27 | Cass | 21 | 27021 | 0.6 | 0 | 1913 | 9999 |  |  | N | Hydro | [13 empty] | 0 | 0 | 0 | 0 | [11 empty] | ALLETE Inc | 100 | ALLETE Inc | 100
Sylvan | 1900_G_3 | 1900 | G | 3 |  | Hydro |  | MIS_MNWI | Minnesota | 27 | Cass | 21 | 27021 | 0.6 | 0 | 1915 | 9999 |  |  | N | Hydro | [13 empty] | 0 | 0 | 0 | 0 | [11 empty] | ALLETE Inc | 100 | ALLETE Inc | 100
Thomson | 1901_G_1 | 1901 | G | 1 |  | Hydro |  | MIS_MNWI | Minnesota | 27 | Carlton | 17 | 27017 | 12.5 | 0 | 1907 | 9999 |  |  | N | Hydro | [13 empty] | 0 | 0 | 0 | 0 | [11 empty] | ALLETE Inc | 100 | ALLETE Inc | 100
Thomson | 1901_G_2 | 1901 | G | 2 |  | Hydro |  | MIS_MNWI | Minnesota | 27 | Carlton | 17 | 27017 | 12.5 | 0 | 1907 | 9999 |  |  | N | Hydro | [13 empty] | 0 | 0 | 0 | 0 | [11 empty] | ALLETE Inc | 100 | ALLETE Inc | 100
Thomson | 1901_G_3 | 1901 | G | 3 |  | Hydro |  | MIS_MNWI | Minnesota | 27 | Carlton | 17 | 27017 | 12.5 | 0 | 1907 | 9999 |  |  | N | Hydro | [13 empty] | 0 | 0 | 0 | 0 | [11 empty] | ALLETE Inc | 100 | ALLETE Inc | 100
Thomson | 1901_G_4 | 1901 | G | 4 |  | Hydro |  | MIS_MNWI | Minnesota | 27 | Carlton | 17 | 27017 | 12.1 | 0 | 1914 | 9999 |  |  | N | Hydro | [13 empty] | 0 | 0 | 0 | 0 | [11 empty] | ALLETE Inc | 100 | ALLETE Inc | 100
Thomson | 1901_G_5 | 1901 | G | 5 |  | Hydro |  | MIS_MNWI | Minnesota | 27 | Carlton | 17 | 27017 | 11.9 | 0 | 1919 | 9999 |  |  | N | Hydro | [13 empty] | 0 | 0 | 0 | 0 | [11 empty] | ALLETE Inc | 100 | ALLETE Inc | 100
Thomson | 1901_G_6 | 1901 | G | 6 |  | Hydro |  | MIS_MNWI | Minnesota | 27 | Carlton | 17 | 27017 | 14.7 | 0 | 1949 | 9999 |  |  | N | Hydro | [13 empty] | 0 | 0 | 0 | 0 | [11 empty] | ALLETE Inc | 100 | ALLETE Inc | 100
Winton | 1902_G_2 | 1902 | G | 2 |  | Hydro |  | MIS_MNWI | Minnesota | 27 | Lake | 75 | 27075 | 2.1 | 0 | 1923 | 9999 |  |  | N | Hydro | [13 empty] | 0 | 0 | 0 | 0 | [11 empty] | ALLETE Inc | 100 | ALLETE Inc | 100
Winton | 1902_G_3 | 1902 | G | 3 |  | Hydro |  | MIS_MNWI | Minnesota | 27 | Lake | 75 | 27075 | 2 | 0 | 1923 | 9999 |  |  | N | Hydro | [13 empty] | 0 | 0 | 0 | 0 | [11 empty] | ALLETE Inc | 100 | ALLETE Inc | 100
Black Dog | 1904_G_2 | 1904 | G | 2 |  | Combined Cycle |  | MIS_MNWI | Minnesota | 27 | Dakota | 37 | 27037 | 117 | 7422 | 1954 | 9999 |  |  | N | Natural Gas |  |  |  |  | SCR | [7 empty] | 0.006 | 0.0144 | 0.0144 | 0.0144 | 0.0144 | [11 empty] | Northern States Power Co (Minnesota) | 100 | Xcel Energy Inc | 100
Black Dog | 1904_G_5 | 1904 | G | 5 | 1241 | Combined Cycle |  | MIS_MNWI | Minnesota | 27 | Dakota | 37 | 27037 | 165 | 7422 | 2002 | 9999 |  |  | N | Natural Gas |  |  |  |  | SCR | [7 empty] | 0.006 | 0.0144 | 0.0144 | 0.0144 | 0.0144 | [11 empty] | Northern States Power Co (Minnesota) | 100 | Xcel Energy Inc | 100
Black Dog | 1904_G_6-1 | 1904 | G | 6-1 | 91235 | Combustion Turbine |  | MIS_MNWI | Minnesota | 27 | Dakota | 37 | 27037 | 212 | 10745 | 2018 | 9999 |  |  | N | Natural Gas | [13 empty] | 0.02873 | 0.02873 | 0.02873 | 0.02873 | [11 empty] | Northern States Power Co (Minnesota) | 100 | Xcel Energy Inc | 100
Hennepin Island | 1911_G_1 | 1911 | G | 1 |  | Hydro |  | MIS_MNWI | Minnesota | 27 | Hennepin | 53 | 27053 | 1.2 | 0 | 1954 | 9999 |  |  | N | Hydro | [13 empty] | 0 | 0 | 0 | 0 | [11 empty] | Northern States Power Co (Minnesota) | 100 | Xcel Energy Inc | 100
Hennepin Island | 1911_G_2 | 1911 | G | 2 |  | Hydro |  | MIS_MNWI | Minnesota | 27 | Hennepin | 53 | 27053 | 1.2 | 0 | 1955 | 9999 |  |  | N | Hydro | [13 empty] | 0 | 0 | 0 | 0 | [11 empty] | Northern States Power Co (Minnesota) | 100 | Xcel Energy Inc | 100
Hennepin Island | 1911_G_3 | 1911 | G | 3 |  | Hydro |  | MIS_MNWI | Minnesota | 27 | Hennepin | 53 | 27053 | 1.2 | 0 | 1955 | 9999 |  |  | N | Hydro | [13 empty] | 0 | 0 | 0 | 0 | [11 empty] | Northern States Power Co (Minnesota) | 100 | Xcel Energy Inc | 100
Hennepin Island | 1911_G_4 | 1911 | G | 4 |  | Hydro |  | MIS_MNWI | Minnesota | 27 | Hennepin | 53 | 27053 | 1.2 | 0 | 1954 | 9999 |  |  | N | Hydro | [13 empty] | 0 | 0 | 0 | 0 | [11 empty] | Northern States Power Co (Minnesota) | 100 | Xcel Energy Inc | 100
Hennepin Island | 1911_G_5 | 1911 | G | 5 |  | Hydro |  | MIS_MNWI | Minnesota | 27 | Hennepin | 53 | 27053 | 1.3 | 0 | 1955 | 9999 |  |  | N | Hydro | [13 empty] | 0 | 0 | 0 | 0 | [11 empty] | Northern States Power Co (Minnesota) | 100 | Xcel Energy Inc | 100
High Bridge | 1912_G_7 | 1912 | G | 7 | 89581 | Combined Cycle |  | MIS_MNWI | Minnesota | 27 | Ramsey | 123 | 27123 | 152 | 7063 | 2008 | 9999 |  |  | N | Natural Gas |  |  |  | DLNB | SCR | [7 empty] | 0.06 | 0.01329 | 0.01329 | 0.01329 | 0.01329 | [11 empty] | Northern States Power Co (Minnesota) | 100 | Xcel Energy Inc | 100
High Bridge | 1912_G_8 | 1912 | G | 8 | 89582 | Combined Cycle |  | MIS_MNWI | Minnesota | 27 | Ramsey | 123 | 27123 | 152 | 7063 | 2008 | 9999 |  |  | N | Natural Gas |  |  |  | DLNB | SCR | [7 empty] | 0.06 | 0.01329 | 0.01329 | 0.01329 | 0.01329 | [11 empty] | Northern States Power Co (Minnesota) | 100 | Xcel Energy Inc | 100
High Bridge | 1912_G_9 | 1912 | G | 9 | 89581 | Combined Cycle |  | MIS_MNWI | Minnesota | 27 | Ramsey | 123 | 27123 | 226 | 7063 | 2008 | 9999 |  |  | N | Natural Gas |  |  |  | DLNB | SCR | [8 empty] | 0.01329 | 0.01329 | 0.01329 | 0.01329 | [11 empty] | Northern States Power Co (Minnesota) | 100 | Xcel Energy Inc | 100
Monticello Nuclear Facility | 1922_G_1 | 1922 | G | 1 |  | Nuclear |  | MIS_MNWI | Minnesota | 27 | Wright | 171 | 27171 | 617 | 10456 | 1971 | 9999 |  |  | N | Nuclear Fuel | [13 empty] | 0 | 0 | 0 | 0 | [11 empty] | Northern States Power Co (Minnesota) | 100 | Xcel Energy Inc | 100
Prairie Island | 1925_G_1 | 1925 | G | 1 |  | Nuclear |  | MIS_MNWI | Minnesota | 27 | Goodhue | 49 | 27049 | 521 | 10456 | 1974 | 9999 |  |  | N | Nuclear Fuel | [13 empty] | 0 | 0 | 0 | 0 | [11 empty] | Northern States Power Co (Minnesota) | 100 | Xcel Energy Inc | 100
Prairie Island | 1925_G_2 | 1925 | G | 2 |  | Nuclear |  | MIS_MNWI | Minnesota | 27 | Goodhue | 49 | 27049 | 519 | 10456 | 1974 | 9999 |  |  | N | Nuclear Fuel | [13 empty] | 0 | 0 | 0 | 0 | [11 empty] | Northern States Power Co (Minnesota) | 100 | Xcel Energy Inc | 100
Riverside (MN) | 1927_G_10 | 1927 | G | 10 | 89647 | Combined Cycle |  | MIS_MNWI | Minnesota | 27 | Hennepin | 53 | 27053 | 147 | 7269 | 2009 | 9999 |  |  | N | Natural Gas |  |  |  | DLNB | SCR | [7 empty] | 0.06 | 0.017006 | 0.017006 | 0.017006 | 0.017006 | [11 empty] | Northern States Power Co (Minnesota) | 100 | Xcel Energy Inc | 100
Riverside (MN) | 1927_G_9 | 1927 | G | 9 | 89646 | Combined Cycle |  | MIS_MNWI | Minnesota | 27 | Hennepin | 53 | 27053 | 147 | 7269 | 2009 | 9999 |  |  | N | Natural Gas |  |  |  | DLNB | SCR | [7 empty] | 0.06 | 0.017006 | 0.017006 | 0.017006 | 0.017006 | [11 empty] | Northern States Power Co (Minnesota) | 100 | Xcel Energy Inc | 100
Riverside (MN) | 1927_G_ST7 | 1927 | G | ST7 | 89646 | Combined Cycle |  | MIS_MNWI | Minnesota | 27 | Hennepin | 53 | 27053 | 160 | 7269 | 1987 | 9999 |  |  | N | Natural Gas |  |  |  | DLNB | SCR | [8 empty] | 0.017006 | 0.017006 | 0.017006 | 0.017006 | [11 empty] | Northern States Power Co (Minnesota) | 100 | Xcel Energy Inc | 100
St James | 1929_G_1 | 1929 | G | 1 |  | Combustion Turbine | IC Engine | MIS_MNWI | Minnesota | 27 | Watonwan | 165 | 27165 | 2 | 10745 | 2002 | 9999 |  |  | N | Distillate Fuel Oil | [13 empty] | 2.558 | 2.558 | 2.558 | 2.558 | [11 empty] | St James MN (City of) | 100 | St James MN (City of) | 100
St James | 1929_G_2 | 1929 | G | 2 |  | Combustion Turbine | IC Engine | MIS_MNWI | Minnesota | 27 | Watonwan | 165 | 27165 | 2 | 10745 | 2002 | 9999 |  |  | N | Distillate Fuel Oil | [13 empty] | 2.5602 | 2.5602 | 2.5602 | 2.5602 | [11 empty] | St James MN (City of) | 100 | St James MN (City of) | 100
St James | 1929_G_3 | 1929 | G | 3 |  | Combustion Turbine | IC Engine | MIS_MNWI | Minnesota | 27 | Watonwan | 165 | 27165 | 2 | 10745 | 2002 | 9999 |  |  | N | Distillate Fuel Oil | [13 empty] | 2.6403 | 2.6403 | 2.6403 | 2.6403 | [11 empty] | St James MN (City of) | 100 | St James MN (City of) | 100
St James | 1929_G_4 | 1929 | G | 4 |  | Combustion Turbine | IC Engine | MIS_MNWI | Minnesota | 27 | Watonwan | 165 | 27165 | 2 | 10745 | 2002 | 9999 |  |  | N | Distillate Fuel Oil | [13 empty] | 2.7646 | 2.7646 | 2.7646 | 2.7646 | [11 empty] | St James MN (City of) | 100 | St James MN (City of) | 100
St James | 1929_G_5 | 1929 | G | 5 |  | Combustion Turbine | IC Engine | MIS_MNWI | Minnesota | 27 | Watonwan | 165 | 27165 | 2 | 10745 | 2002 | 9999 |  |  | N | Distillate Fuel Oil | [13 empty] | 2.7414 | 2.7414 | 2.7414 | 2.7414 | [11 empty] | St James MN (City of) | 100 | St James MN (City of) | 100
St James | 1929_G_6 | 1929 | G | 6 |  | Combustion Turbine | IC Engine | MIS_MNWI | Minnesota | 27 | Watonwan | 165 | 27165 | 2 | 10745 | 2002 | 9999 |  |  | N | Distillate Fuel Oil | [13 empty] | 2.7772 | 2.7772 | 2.7772 | 2.7772 | [11 empty] | St James MN (City of) | 100 | St James MN (City of) | 100
Municipal Light | 193_G_1 | 193 | G | 1 |  | Combustion Turbine | IC Engine | SPP_WEST | Arkansas | 5 | Clay | 21 | 05021 | 2 | 12283 | 1963 | 9999 |  |  | N | Distillate Fuel Oil | [13 empty] | 1.6498 | 1.6498 | 1.6498 | 1.6498 | [11 empty] | Piggott Municipal Light Water & Sewer | 100 | Piggott Municipal Light Water & Sewer | 100
Municipal Light | 193_G_2 | 193 | G | 2 |  | Combustion Turbine | IC Engine | SPP_WEST | Arkansas | 5 | Clay | 21 | 05021 | 0.6 | 12283 | 1952 | 9999 |  |  | N | Distillate Fuel Oil | [13 empty] | 1.6498 | 1.6498 | 1.6498 | 1.6498 | [11 empty] | Piggott Municipal Light Water & Sewer | 100 | Piggott Municipal Light Water & Sewer | 100
Municipal Light | 193_G_4 | 193 | G | 4 |  | Combustion Turbine | IC Engine | SPP_WEST | Arkansas | 5 | Clay | 21 | 05021 | 2.2 | 12283 | 1976 | 9999 |  |  | N | Distillate Fuel Oil | [13 empty] | 1.6498 | 1.6498 | 1.6498 | 1.6498 | [11 empty] | Piggott Municipal Light Water & Sewer | 100 | Piggott Municipal Light Water & Sewer | 100
Municipal Light | 193_G_6 | 193 | G | 6 |  | Combustion Turbine | IC Engine | SPP_WEST | Arkansas | 5 | Clay | 21 | 05021 | 1.3 | 12283 | 1959 | 9999 |  |  | N | Distillate Fuel Oil | [13 empty] | 1.6498 | 1.6498 | 1.6498 | 1.6498 | [11 empty] | Piggott Municipal Light Water & Sewer | 100 | Piggott Municipal Light Water & Sewer | 100
Municipal Light | 193_G_7 | 193 | G | 7 |  | Combustion Turbine | IC Engine | SPP_WEST | Arkansas | 5 | Clay | 21 | 05021 | 1.1 | 12283 | 1955 | 9999 |  |  | N | Distillate Fuel Oil | [13 empty] | 1.6498 | 1.6498 | 1.6498 | 1.6498 | [11 empty] | Piggott Municipal Light Water & Sewer | 100 | Piggott Municipal Light Water & Sewer | 100
Hoot Lake | 1943_G_H1 | 1943 | G | H1 |  | Hydro |  | MIS_MAPP | Minnesota | 27 | Otter Tail | 111 | 27111 | 0.8 | 0 | 1914 | 9999 |  |  | N | Hydro | [13 empty] | 0 | 0 | 0 | 0 | [11 empty] | Otter Tail Power Co | 100 | Otter Tail Corp | 100
Narrows (AR) | 195_G_1 | 195 | G | 1 |  | Hydro |  | SPP_WEST | Arkansas | 5 | Pike | 109 | 05109 | 9.7 | 0 | 1950 | 9999 |  |  | N | Hydro | [13 empty] | 0 | 0 | 0 | 0 | [11 empty] | USACE Vicksburg District | 100 | U S Army Corps of Engineers | 100
Narrows (AR) | 195_G_3 | 195 | G | 3 |  | Hydro |  | SPP_WEST | Arkansas | 5 | Pike | 109 | 05109 | 9.7 | 0 | 1969 | 9999 |  |  | N | Hydro | [13 empty] | 0 | 0 | 0 | 0 | [11 empty] | USACE Vicksburg District | 100 | U S Army Corps of Engineers | 100
Adrian | 1956_G_5 | 1956 | G | 5 |  | Combustion Turbine | IC Engine | MIS_LMI | Minnesota | 27 | Nobles | 105 | 27105 | 2 | 10745 | 2005 | 9999 |  |  | N | Distillate Fuel Oil | [13 empty] | 1.6498 | 1.6498 | 1.6498 | 1.6498 | [11 empty] | Adrian Public Utilities Commission | 100 | Adrian Public Utilities Commission | 100
Alexandria | 1958_G_IC1 | 1958 | G | IC1 |  | Combustion Turbine | IC Engine | MIS_MNWI | Minnesota | 27 | Douglas | 41 | 27041 | 1 | 10745 | 1948 | 9999 |  |  | N | Distillate Fuel Oil | [13 empty] | 1.6498 | 1.6498 | 1.6498 | 1.6498 | [11 empty] | Alexandria MN (City of) | 100 | Alexandria MN (City of) | 100
Alexandria | 1958_G_IC2 | 1958 | G | IC2 |  | Combustion Turbine | IC Engine | MIS_MNWI | Minnesota | 27 | Douglas | 41 | 27041 | 3.6 | 10745 | 1967 | 9999 |  |  | N | Distillate Fuel Oil | [13 empty] | 1.6498 | 1.6498 | 1.6498 | 1.6498 | [11 empty] | Alexandria MN (City of) | 100 | Alexandria MN (City of) | 100
Alexandria | 1958_G_IC3 | 1958 | G | IC3 |  | Combustion Turbine | IC Engine | MIS_MNWI | Minnesota | 27 | Douglas | 41 | 27041 | 3.6 | 10745 | 1967 | 9999 |  |  | N | Distillate Fuel Oil | [13 empty] | 1.6498 | 1.6498 | 1.6498 | 1.6498 | [11 empty] | Alexandria MN (City of) | 100 | Alexandria MN (City of) | 100
Norfork | 196_G_1 | 196 | G | 1 |  | Hydro |  | SPP_WEST | Arkansas | 5 | Baxter | 5 | 05005 | 40 | 0 | 1950 | 9999 |  |  | N | Hydro | [13 empty] | 0 | 0 | 0 | 0 | [11 empty] | USACE Little Rock District | 100 | U S Army Corps of Engineers | 100
Norfork | 196_G_2 | 196 | G | 2 |  | Hydro |  | SPP_WEST | Arkansas | 5 | Baxter | 5 | 05005 | 40 | 0 | 1944 | 9999 |  |  | N | Hydro | [13 empty] | 0 | 0 | 0 | 0 | [11 empty] | USACE Little Rock District | 100 | U S Army Corps of Engineers | 100
Benson City of | 1964_G_10 | 1964 | G | 10 |  | Combustion Turbine | IC Engine | MIS_MNWI | Minnesota | 27 | Swift | 151 | 27151 | 1.8 | 10745 | 2002 | 9999 |  |  | N | Distillate Fuel Oil | [13 empty] | 3.7438 | 3.7438 | 3.7438 | 3.7438 | [11 empty] | Benson MN (City of) | 100 | Benson MN (City of) | 100
Benson City of | 1964_G_11 | 1964 | G | 11 |  | Combustion Turbine | IC Engine | MIS_MNWI | Minnesota | 27 | Swift | 151 | 27151 | 1.8 | 10745 | 2002 | 9999 |  |  | N | Distillate Fuel Oil | [13 empty] | 3.7248 | 3.7248 | 3.7248 | 3.7248 | [11 empty] | Benson MN (City of) | 100 | Benson MN (City of) | 100
Benson City of | 1964_G_7 | 1964 | G | 7 |  | Combustion Turbine | IC Engine | MIS_MNWI | Minnesota | 27 | Swift | 151 | 27151 | 1.8 | 10745 | 2002 | 9999 |  |  | N | Distillate Fuel Oil | [13 empty] | 4.2599 | 4.2599 | 4.2599 | 4.2599 | [11 empty] | Benson MN (City of) | 100 | Benson MN (City of) | 100
Benson City of | 1964_G_8 | 1964 | G | 8 |  | Combustion Turbine | IC Engine | MIS_MNWI | Minnesota | 27 | Swift | 151 | 27151 | 1.8 | 10745 | 2002 | 9999 |  |  | N | Distillate Fuel Oil | [13 empty] | 1.6292 | 1.6292 | 1.6292 | 1.6292 | [11 empty] | Benson MN (City of) | 100 | Benson MN (City of) | 100
Benson City of | 1964_G_9 | 1964 | G | 9 |  | Combustion Turbine | IC Engine | MIS_MNWI | Minnesota | 27 | Swift | 151 | 27151 | 1.8 | 10745 | 2002 | 9999 |  |  | N | Distillate Fuel Oil | [13 empty] | 3.7057 | 3.7057 | 3.7057 | 3.7057 | [11 empty] | Benson MN (City of) | 100 | Benson MN (City of) | 100
Blooming Prairie | 1966_G_4 | 1966 | G | 4 |  | Combustion Turbine | IC Engine | MIS_MNWI | Minnesota | 27 | Steele | 147 | 27147 | 1.3 | 10745 | 1974 | 9999 |  |  | N | Distillate Fuel Oil | [13 empty] | 1.6498 | 1.6498 | 1.6498 | 1.6498 | [11 empty] | Blooming Prairie Public Utilities | 100 | Blooming Prairie Public Utilities | 100
Blooming Prairie | 1966_G_5 | 1966 | G | 5 |  | Combustion Turbine | IC Engine | MIS_MNWI | Minnesota | 27 | Steele | 147 | 27147 | 2 | 10745 | 2003 | 9999 |  |  | N | Distillate Fuel Oil | [13 empty] | 1.6498 | 1.6498 | 1.6498 | 1.6498 | [11 empty] | Blooming Prairie Public Utilities | 100 | Blooming Prairie Public Utilities | 100
Blooming Prairie | 1966_G_6 | 1966 | G | 6 |  | Combustion Turbine | IC Engine | MIS_MNWI | Minnesota | 27 | Steele | 147 | 27147 | 1.9 | 10745 | 2009 | 9999 |  |  | N | Distillate Fuel Oil | [13 empty] | 1.6498 | 1.6498 | 1.6498 | 1.6498 | [11 empty] | Blooming Prairie Public Utilities | 100 | Blooming Prairie Public Utilities | 100
Blooming Prairie | 1966_G_7 | 1966 | G | 7 |  | Combustion Turbine | IC Engine | MIS_MNWI | Minnesota | 27 | Steele | 147 | 27147 | 1.3 | 10745 | 2012 | 9999 |  |  | N | Distillate Fuel Oil | [13 empty] | 1.6498 | 1.6498 | 1.6498 | 1.6498 | [11 empty] | Blooming Prairie Public Utilities | 100 | Blooming Prairie Public Utilities | 100
Blue Earth | 1967_G_IC1 | 1967 | G | IC1 |  | Combustion Turbine | IC Engine | MIS_MNWI | Minnesota | 27 | Faribault | 43 | 27043 | 1.5 | 10745 | 1960 | 9999 |  |  | N | Distillate Fuel Oil | [13 empty] | 1.6498 | 1.6498 | 1.6498 | 1.6498 | [11 empty] | Blue Earth Light & Water Dept | 100 | Blue Earth Light & Water Dept | 100
Blue Earth | 1967_G_IC3 | 1967 | G | IC3 |  | Combustion Turbine | IC Engine | MIS_MNWI | Minnesota | 27 | Faribault | 43 | 27043 | 1.6 | 10745 | 1993 | 9999 |  |  | N | Distillate Fuel Oil | [13 empty] | 1.6498 | 1.6498 | 1.6498 | 1.6498 | [11 empty] | Blue Earth Light & Water Dept | 100 | Blue Earth Light & Water Dept | 100
Blue Earth | 1967_G_IC4 | 1967 | G | IC4 |  | Combustion Turbine | IC Engine | MIS_MNWI | Minnesota | 27 | Faribault | 43 | 27043 | 1.6 | 10745 | 1993 | 9999 |  |  | N | Distillate Fuel Oil | [13 empty] | 1.6498 | 1.6498 | 1.6498 | 1.6498 | [11 empty] | Blue Earth Light & Water Dept | 100 | Blue Earth Light & Water Dept | 100
Blue Earth | 1967_G_IC5 | 1967 | G | IC5 |  | Combustion Turbine | IC Engine | MIS_MNWI | Minnesota | 27 | Faribault | 43 | 27043 | 1.6 | 10745 | 1993 | 9999 |  |  | N | Distillate Fuel Oil | [13 empty] | 1.6498 | 1.6498 | 1.6498 | 1.6498 | [11 empty] | Blue Earth Light & Water Dept | 100 | Blue Earth Light & Water Dept | 100
Blue Earth | 1967_G_IC6 | 1967 | G | IC6 |  | Combustion Turbine | IC Engine | MIS_MNWI | Minnesota | 27 | Faribault | 43 | 27043 | 1.8 | 10745 | 1996 | 9999 |  |  | N | Distillate Fuel Oil | [13 empty] | 1.6498 | 1.6498 | 1.6498 | 1.6498 | [11 empty] | Blue Earth Light & Water Dept | 100 | Blue Earth Light & Water Dept | 100
Blue Earth | 1967_G_IC7 | 1967 | G | IC7 |  | Combustion Turbine | IC Engine | MIS_MNWI | Minnesota | 27 | Faribault | 43 | 27043 | 1.1 | 10745 | 2015 | 9999 |  |  | N | Distillate Fuel Oil | [13 empty] | 1.6498 | 1.6498 | 1.6498 | 1.6498 | [11 empty] | Blue Earth Light & Water Dept | 100 | Blue Earth Light & Water Dept | 100
Blue Earth | 1967_G_IC8 | 1967 | G | IC8 |  | Combustion Turbine | IC Engine | MIS_MNWI | Minnesota | 27 | Faribault | 43 | 27043 | 1.8 | 10745 | 2015 | 9999 |  |  | N | Distillate Fuel Oil | [13 empty] | 1.6498 | 1.6498 | 1.6498 | 1.6498 | [11 empty] | Blue Earth Light & Water Dept | 100 | Blue Earth Light & Water Dept | 100
Delano | 1969_G_2 | 1969 | G | 2 |  | Combustion Turbine | IC Engine | MIS_MNWI | Minnesota | 27 | Wright | 171 | 27171 | 1.1 | 18000 | 1972 | 9999 |  |  | N | Natural Gas | [13 empty] | 1.061 | 1.061 | 1.061 | 1.061 | [11 empty] | Delano Municipal Utilities | 100 | Delano Municipal Utilities | 100
Delano | 1969_G_3 | 1969 | G | 3 |  | Combustion Turbine | IC Engine | MIS_MNWI | Minnesota | 27 | Wright | 171 | 27171 | 1.3 | 18000 | 1973 | 9999 |  |  | N | Natural Gas | [13 empty] | 1.061 | 1.061 | 1.061 | 1.061 | [11 empty] | Delano Municipal Utilities | 100 | Delano Municipal Utilities | 100
Delano | 1969_G_5 | 1969 | G | 5 |  | Combustion Turbine | IC Engine | MIS_MNWI | Minnesota | 27 | Wright | 171 | 27171 | 0.8 | 23912 | 1946 | 9999 |  |  | N | Distillate Fuel Oil | [13 empty] | 1.6498 | 1.6498 | 1.6498 | 1.6498 | [11 empty] | Delano Municipal Utilities | 100 | Delano Municipal Utilities | 100
Delano | 1969_G_6 | 1969 | G | 6 |  | Combustion Turbine | IC Engine | MIS_MNWI | Minnesota | 27 | Wright | 171 | 27171 | 1.2 | 23106 | 1989 | 9999 |  |  | N | Distillate Fuel Oil | [13 empty] | 1.6498 | 1.6498 | 1.6498 | 1.6498 | [11 empty] | Delano Municipal Utilities | 100 | Delano Municipal Utilities | 100
Delano | 1969_G_7 | 1969 | G | 7 |  | Combustion Turbine | IC Engine | MIS_MNWI | Minnesota | 27 | Wright | 171 | 27171 | 3 | 23651 | 1994 | 9999 |  |  | N | Distillate Fuel Oil | [13 empty] | 1.6498 | 1.6498 | 1.6498 | 1.6498 | [11 empty] | Delano Municipal Utilities | 100 | Delano Municipal Utilities | 100
Delano | 1969_G_8 | 1969 | G | 8 |  | Combustion Turbine | IC Engine | MIS_MNWI | Minnesota | 27 | Wright | 171 | 27171 | 3.1 | 20344 | 1999 | 9999 |  |  | N | Distillate Fuel Oil | [13 empty] | 1.6498 | 1.6498 | 1.6498 | 1.6498 | [11 empty] | Delano Municipal Utilities | 100 | Delano Municipal Utilities | 100
Blakely Mountain | 197_G_1 | 197 | G | 1 |  | Hydro |  | MIS_AR | Arkansas | 5 | Garland | 51 | 05051 | 37.5 | 0 | 1955 | 9999 |  |  | N | Hydro | [13 empty] | 0 | 0 | 0 | 0 | [11 empty] | USACE Vicksburg District | 100 | U S Army Corps of Engineers | 100
Blakely Mountain | 197_G_2 | 197 | G | 2 |  | Hydro |  | MIS_AR | Arkansas | 5 | Garland | 51 | 05051 | 37.5 | 0 | 1955 | 9999 |  |  | N | Hydro | [13 empty] | 0 | 0 | 0 | 0 | [11 empty] | USACE Vicksburg District | 100 | U S Army Corps of Engineers | 100
Detroit Lakes | 1970_G_1 | 1970 | G | 1 |  | Combustion Turbine |  | MIS_MNWI | Minnesota | 27 | Becker | 5 | 27005 | 9.6 | 18642 | 1968 | 9999 |  |  | N | Distillate Fuel Oil | [13 empty] | 1.2 | 1.2 | 1.2 | 1.2 | [11 empty] | Detroit Lakes MN (City of) | 100 | Detroit Lakes MN (City of) | 100
Elk River City of | 1971_G_1 | 1971 | G | 1 |  | Combustion Turbine | IC Engine | MIS_MNWI | Minnesota | 27 | Sherburne | 141 | 27141 | 0.5 | 23898 | 1948 | 9999 |  |  | N | Distillate Fuel Oil | [13 empty] | 1.6498 | 1.6498 | 1.6498 | 1.6498 | [11 empty] | Elk River Municipal Utilities | 100 | Elk River Municipal Utilities | 100
Elk River City of | 1971_G_2 | 1971 | G | 2 |  | Combustion Turbine | IC Engine | MIS_MNWI | Minnesota | 27 | Sherburne | 141 | 27141 | 0.5 | 23898 | 1948 | 9999 |  |  | N | Distillate Fuel Oil | [13 empty] | 1.6498 | 1.6498 | 1.6498 | 1.6498 | [11 empty] | Elk River Municipal Utilities | 100 | Elk River Municipal Utilities | 100
Elk River City of | 1971_G_3 | 1971 | G | 3 |  | Combustion Turbine | IC Engine | MIS_MNWI | Minnesota | 27 | Sherburne | 141 | 27141 | 3 | 23869 | 1962 | 9999 |  |  | N | Natural Gas, Distillate Fuel Oil | [13 empty] | 1.6498 | 1.6498 | 1.6498 | 1.6498 | [11 empty] | Elk River Municipal Utilities | 100 | Elk River Municipal Utilities | 100
Elk River City of | 1971_G_4 | 1971 | G | 4 |  | Combustion Turbine | IC Engine | MIS_MNWI | Minnesota | 27 | Sherburne | 141 | 27141 | 5 | 20500 | 1972 | 9999 |  |  | N | Natural Gas, Distillate Fuel Oil | [13 empty] | 1.6498 | 1.6498 | 1.6498 | 1.6498 | [11 empty] | Elk River Municipal Utilities | 100 | Elk River Municipal Utilities | 100
Elk River City of | 1971_G_5 | 1971 | G | 5 |  | Landfill Gas |  | MIS_MNWI | Minnesota | 27 | Sherburne | 141 | 27141 | 0.8 | 13500 | 2002 | 9999 |  |  | N | Landfill Gas | [13 empty] | 0.24082 | 0.24082 | 0.24082 | 0.24082 | [11 empty] | Elk River Municipal Utilities | 100 | Elk River Municipal Utilities | 100
Elk River City of | 1971_G_6 | 1971 | G | 6 |  | Landfill Gas |  | MIS_MNWI | Minnesota | 27 | Sherburne | 141 | 27141 | 0.8 | 13500 | 2002 | 9999 |  |  | N | Landfill Gas | [13 empty] | 0.24082 | 0.24082 | 0.24082 | 0.24082 | [11 empty] | Elk River Municipal Utilities | 100 | Elk River Municipal Utilities | 100
Elk River City of | 1971_G_7 | 1971 | G | 7 |  | Landfill Gas |  | MIS_MNWI | Minnesota | 27 | Sherburne | 141 | 27141 | 0.8 | 13500 | 2002 | 9999 |  |  | N | Landfill Gas | [13 empty] | 0.24082 | 0.24082 | 0.24082 | 0.24082 | [11 empty] | Elk River Municipal Utilities | 100 | Elk River Municipal Utilities | 100
Elk River City of | 1971_G_8 | 1971 | G | 8 |  | Landfill Gas |  | MIS_MNWI | Minnesota | 27 | Sherburne | 141 | 27141 | 0.8 | 13500 | 2006 | 9999 |  |  | N | Landfill Gas | [12 empty] | 2 | 0.24082 | 0.24082 | 0.24082 | 0.24082 | [11 empty] | Elk River Municipal Utilities | 100 | Elk River Municipal Utilities | 100
Fairfax | 1972_G_2A | 1972 | G | 2A |  | Combustion Turbine | IC Engine | MIS_MNWI | Minnesota | 27 | Renville | 129 | 27129 | 1.9 | 10745 | 2001 | 9999 |  |  | N | Distillate Fuel Oil | [13 empty] | 1.6498 | 1.6498 | 1.6498 | 1.6498 | [11 empty] | Fairfax MN (City of) | 100 | Fairfax MN (City of) | 100
Fairmont (MN) | 1973_G_10 | 1973 | G | 10 |  | Combustion Turbine | IC Engine | MIS_MNWI | Minnesota | 27 | Martin | 91 | 27091 | 6.5 | 10745 | 2014 | 9999 |  |  | N | Natural Gas | [13 empty] | 1.061 | 1.061 | 1.061 | 1.061 | [11 empty] | Southern Minnesota Municipal Power Agency | 100 | Southern Minnesota Municipal Power Agency | 100
Fairmont (MN) | 1973_G_11 | 1973 | G | 11 |  | Combustion Turbine | IC Engine | MIS_MNWI | Minnesota | 27 | Martin | 91 | 27091 | 6.5 | 10745 | 2014 | 9999 |  |  | N | Natural Gas | [13 empty] | 1.061 | 1.061 | 1.061 | 1.061 | [11 empty] | Southern Minnesota Municipal Power Agency | 100 | Southern Minnesota Municipal Power Agency | 100
Fairmont (MN) | 1973_G_12 | 1973 | G | 12 |  | Combustion Turbine | IC Engine | MIS_MNWI | Minnesota | 27 | Martin | 91 | 27091 | 6.5 | 10745 | 2014 | 9999 |  |  | N | Natural Gas | [13 empty] | 1.061 | 1.061 | 1.061 | 1.061 | [11 empty] | Southern Minnesota Municipal Power Agency | 100 | Southern Minnesota Municipal Power Agency | 100
Fairmont (MN) | 1973_G_6 | 1973 | G | 6 |  | Combustion Turbine | IC Engine | MIS_MNWI | Minnesota | 27 | Martin | 91 | 27091 | 6 | 10745 | 1975 | 9999 |  |  | N | Natural Gas, Distillate Fuel Oil | [13 empty] | 1.6498 | 1.6498 | 1.6498 | 1.6498 | [11 empty] | Southern Minnesota Municipal Power Agency | 100 | Southern Minnesota Municipal Power Agency | 100
Fairmont (MN) | 1973_G_7 | 1973 | G | 7 |  | Combustion Turbine | IC Engine | MIS_MNWI | Minnesota | 27 | Martin | 91 | 27091 | 6 | 10745 | 1975 | 9999 |  |  | N | Natural Gas, Distillate Fuel Oil | [13 empty] | 1.6498 | 1.6498 | 1.6498 | 1.6498 | [11 empty] | Southern Minnesota Municipal Power Agency | 100 | Southern Minnesota Municipal Power Agency | 100
Fairmont (MN) | 1973_G_9 | 1973 | G | 9 |  | Combustion Turbine | IC Engine | MIS_MNWI | Minnesota | 27 | Martin | 91 | 27091 | 6.5 | 10745 | 2014 | 9999 |  |  | N | Natural Gas | [13 empty] | 1.061 | 1.061 | 1.061 | 1.061 | [11 empty] | Southern Minnesota Municipal Power Agency | 100 | Southern Minnesota Municipal Power Agency | 100
Glencoe | 1975_G_10 | 1975 | G | 10 |  | Combustion Turbine | IC Engine | MIS_MNWI | Minnesota | 27 | McLeod | 85 | 27085 | 5.6 | 10745 | 1985 | 9999 |  |  | N | Distillate Fuel Oil | [13 empty] | 1.6498 | 1.6498 | 1.6498 | 1.6498 | [11 empty] | Glencoe Light & Power Commission | 100 | Glencoe Light & Power Commission | 100
Glencoe | 1975_G_11 | 1975 | G | 11 |  | Combustion Turbine | IC Engine | MIS_MNWI | Minnesota | 27 | McLeod | 85 | 27085 | 4.8 | 10745 | 1998 | 9999 |  |  | N | Distillate Fuel Oil | [13 empty] | 1.6498 | 1.6498 | 1.6498 | 1.6498 | [11 empty] | Glencoe Light & Power Commission | 100 | Glencoe Light & Power Commission | 100
Glencoe | 1975_G_12 | 1975 | G | 12 |  | Combustion Turbine | IC Engine | MIS_MNWI | Minnesota | 27 | McLeod | 85 | 27085 | 4.8 | 10745 | 1998 | 9999 |  |  | N | Distillate Fuel Oil | [13 empty] | 1.6498 | 1.6498 | 1.6498 | 1.6498 | [11 empty] | Glencoe Light & Power Commission | 100 | Glencoe Light & Power Commission | 100
Glencoe | 1975_G_14 | 1975 | G | 14 |  | Combustion Turbine | IC Engine | MIS_MNWI | Minnesota | 27 | McLeod | 85 | 27085 | 4.8 | 10745 | 2006 | 9999 |  |  | N | Distillate Fuel Oil | [12 empty] | 2 | 1.6498 | 1.6498 | 1.6498 | 1.6498 | [11 empty] | Glencoe Light & Power Commission | 100 | Glencoe Light & Power Commission | 100
Glencoe | 1975_G_5 | 1975 | G | 5 |  | Combustion Turbine | IC Engine | MIS_MNWI | Minnesota | 27 | McLeod | 85 | 27085 | 1 | 10745 | 1957 | 9999 |  |  | N | Natural Gas, Distillate Fuel Oil | [13 empty] | 1.6498 | 1.6498 | 1.6498 | 1.6498 | [11 empty] | Glencoe Light & Power Commission | 100 | Glencoe Light & Power Commission | 100
Glencoe | 1975_G_7 | 1975 | G | 7 |  | Combustion Turbine | IC Engine | MIS_MNWI | Minnesota | 27 | McLeod | 85 | 27085 | 3.2 | 10745 | 1966 | 9999 |  |  | N | Natural Gas, Distillate Fuel Oil | [13 empty] | 1.6498 | 1.6498 | 1.6498 | 1.6498 | [11 empty] | Glencoe Light & Power Commission | 100 | Glencoe Light & Power Commission | 100
Glencoe | 1975_G_8 | 1975 | G | 8 |  | Combustion Turbine | IC Engine | MIS_MNWI | Minnesota | 27 | McLeod | 85 | 27085 | 4.4 | 10745 | 1969 | 9999 |  |  | N | Natural Gas, Distillate Fuel Oil | [13 empty] | 1.6498 | 1.6498 | 1.6498 | 1.6498 | [11 empty] | Glencoe Light & Power Commission | 100 | Glencoe Light & Power Commission | 100
Glencoe | 1975_G_9 | 1975 | G | 9 |  | Combustion Turbine | IC Engine | MIS_MNWI | Minnesota | 27 | McLeod | 85 | 27085 | 5.7 | 10745 | 1973 | 9999 |  |  | N | Natural Gas, Distillate Fuel Oil | [13 empty] | 1.6498 | 1.6498 | 1.6498 | 1.6498 | [11 empty] | Glencoe Light & Power Commission | 100 | Glencoe Light & Power Commission | 100
Grand Marais | 1976_G_7 | 1976 | G | 7 |  | Combustion Turbine | IC Engine | MIS_MNWI | Minnesota | 27 | Cook | 31 | 27031 | 2.5 | 12255 | 2004 | 9999 |  |  | N | Distillate Fuel Oil | [13 empty] | 1.6498 | 1.6498 | 1.6498 | 1.6498 | [11 empty] | Grand Marais Public Utilities Commission | 100 | Grand Marais Public Utilities Commission | 100
Grand Marais | 1976_G_8 | 1976 | G | 8 |  | Combustion Turbine | IC Engine | MIS_MNWI | Minnesota | 27 | Cook | 31 | 27031 | 1.8 | 12229 | 2004 | 9999 |  |  | N | Distillate Fuel Oil | [13 empty] | 1.6498 | 1.6498 | 1.6498 | 1.6498 | [11 empty] | Grand Marais Public Utilities Commission | 100 | Grand Marais Public Utilities Commission | 100
Grand Marais | 1976_G_9 | 1976 | G | 9 |  | Combustion Turbine | IC Engine | MIS_MNWI | Minnesota | 27 | Cook | 31 | 27031 | 1.8 | 12229 | 2004 | 9999 |  |  | N | Distillate Fuel Oil | [13 empty] | 1.6498 | 1.6498 | 1.6498 | 1.6498 | [11 empty] | Grand Marais Public Utilities Commission | 100 | Grand Marais Public Utilities Commission | 100
Granite Falls | 1977_G_1 | 1977 | G | 1 |  | Hydro |  | MIS_MNWI | Minnesota | 27 | Chippewa | 23 | 27023 | 0.2 | 0 | 1940 | 9999 |  |  | N | Hydro | [13 empty] | 0 | 0 | 0 | 0 | [11 empty] | Granite Falls Light & Water Dept | 100 | Granite Falls Light & Water Dept | 100
Granite Falls | 1977_G_2 | 1977 | G | 2 |  | Hydro |  | MIS_MNWI | Minnesota | 27 | Chippewa | 23 | 27023 | 0.2 | 0 | 1932 | 9999 |  |  | N | Hydro | [13 empty] | 0 | 0 | 0 | 0 | [11 empty] | Granite Falls Light & Water Dept | 100 | Granite Falls Light & Water Dept | 100
Granite Falls | 1977_G_HC3 | 1977 | G | HC3 |  | Hydro |  | MIS_MNWI | Minnesota | 27 | Chippewa | 23 | 27023 | 0.7 | 0 | 1986 | 9999 |  |  | N | Hydro | [13 empty] | 0 | 0 | 0 | 0 | [11 empty] | Granite Falls Light & Water Dept | 100 | Granite Falls Light & Water Dept | 100
Bull Shoals | 198_G_1 | 198 | G | 1 |  | Hydro |  | SPP_WEST | Arkansas | 5 | Marion | 89 | 05089 | 45 | 0 | 1952 | 9999 |  |  | N | Hydro | [13 empty] | 0 | 0 | 0 | 0 | [11 empty] | USACE Little Rock District | 100 | U S Army Corps of Engineers | 100
Bull Shoals | 198_G_2 | 198 | G | 2 |  | Hydro |  | SPP_WEST | Arkansas | 5 | Marion | 89 | 05089 | 45 | 0 | 1952 | 9999 |  |  | N | Hydro | [13 empty] | 0 | 0 | 0 | 0 | [11 empty] | USACE Little Rock District | 100 | U S Army Corps of Engineers | 100
Bull Shoals | 198_G_3 | 198 | G | 3 |  | Hydro |  | SPP_WEST | Arkansas | 5 | Marion | 89 | 05089 | 35 | 0 | 1952 | 9999 |  |  | N | Hydro | [13 empty] | 0 | 0 | 0 | 0 | [11 empty] | USACE Little Rock District | 100 | U S Army Corps of Engineers | 100
Bull Shoals | 198_G_4 | 198 | G | 4 |  | Hydro |  | SPP_WEST | Arkansas | 5 | Marion | 89 | 05089 | 45 | 0 | 1953 | 9999 |  |  | N | Hydro | [13 empty] | 0 | 0 | 0 | 0 | [11 empty] | USACE Little Rock District | 100 | U S Army Corps of Engineers | 100
Bull Shoals | 198_G_5 | 198 | G | 5 |  | Hydro |  | SPP_WEST | Arkansas | 5 | Marion | 89 | 05089 | 50 | 0 | 1962 | 9999 |  |  | N | Hydro | [13 empty] | 0 | 0 | 0 | 0 | [11 empty] | USACE Little Rock District | 100 | U S Army Corps of Engineers | 100
Bull Shoals | 198_G_6 | 198 | G | 6 |  | Hydro |  | SPP_WEST | Arkansas | 5 | Marion | 89 | 05089 | 50 | 0 | 1962 | 9999 |  |  | N | Hydro | [13 empty] | 0 | 0 | 0 | 0 | [11 empty] | USACE Little Rock District | 100 | U S Army Corps of Engineers | 100
Bull Shoals | 198_G_7 | 198 | G | 7 |  | Hydro |  | SPP_WEST | Arkansas | 5 | Marion | 89 | 05089 | 50 | 0 | 1963 | 9999 |  |  | N | Hydro | [13 empty] | 0 | 0 | 0 | 0 | [11 empty] | USACE Little Rock District | 100 | U S Army Corps of Engineers | 100
Bull Shoals | 198_G_8 | 198 | G | 8 |  | Hydro |  | SPP_WEST | Arkansas | 5 | Marion | 89 | 05089 | 50 | 0 | 1963 | 9999 |  |  | N | Hydro | [13 empty] | 0 | 0 | 0 | 0 | [11 empty] | USACE Little Rock District | 100 | U S Army Corps of Engineers | 100
Hutchinson Plant #1 | 1980_G_10 | 1980 | G | 10 |  | Combustion Turbine | IC Engine | MIS_MNWI | Minnesota | 27 | McLeod | 85 | 27085 | 9.3 | 10745 | 2013 | 9999 |  |  | N | Natural Gas | [13 empty] | 1.061 | 1.061 | 1.061 | 1.061 | [11 empty] | Hutchinson Utilities Commission | 100 | Hutchinson Utilities Commission | 100
Hutchinson Plant #1 | 1980_G_11 | 1980 | G | 11 |  | Combustion Turbine | IC Engine | MIS_MNWI | Minnesota | 27 | McLeod | 85 | 27085 | 9.8 | 10745 | 2019 | 9999 |  |  | N | Natural Gas | [13 empty] | 1.061 | 1.061 | 1.061 | 1.061 | [11 empty] | Hutchinson Utilities Commission | 100 | Hutchinson Utilities Commission | 100
Hutchinson Plant #1 | 1980_G_12 | 1980 | G | 12 |  | Combustion Turbine | IC Engine | MIS_MNWI | Minnesota | 27 | McLeod | 85 | 27085 | 9.8 | 10745 | 2019 | 9999 |  |  | N | Natural Gas | [13 empty] | 1.061 | 1.061 | 1.061 | 1.061 | [11 empty] | Hutchinson Utilities Commission | 100 | Hutchinson Utilities Commission | 100
Hutchinson Plant #1 | 1980_G_3 | 1980 | G | 3 |  | Combustion Turbine | IC Engine | MIS_MNWI | Minnesota | 27 | McLeod | 85 | 27085 | 3.9 | 10745 | 1968 | 9999 |  |  | N | Natural Gas, Distillate Fuel Oil | [13 empty] | 1.061 | 1.061 | 1.061 | 1.061 | [11 empty] | Hutchinson Utilities Commission | 100 | Hutchinson Utilities Commission | 100
Janesville | 1982_G_1 | 1982 | G | 1 |  | Combustion Turbine | IC Engine | MIS_MNWI | Minnesota | 27 | Waseca | 161 | 27161 | 0.9 | 10745 | 1965 | 9999 |  |  | N | Natural Gas, Distillate Fuel Oil | [13 empty] | 1.6498 | 1.6498 | 1.6498 | 1.6498 | [11 empty] | Janesville MN (City of) | 100 | Janesville MN (City of) | 100
Janesville | 1982_G_2 | 1982 | G | 2 |  | Combustion Turbine | IC Engine | MIS_MNWI | Minnesota | 27 | Waseca | 161 | 27161 | 1.1 | 10745 | 1972 | 9999 |  |  | N | Natural Gas, Distillate Fuel Oil | [13 empty] | 1.6498 | 1.6498 | 1.6498 | 1.6498 | [11 empty] | Janesville MN (City of) | 100 | Janesville MN (City of) | 100
Janesville | 1982_G_3 | 1982 | G | 3 |  | Combustion Turbine | IC Engine | MIS_MNWI | Minnesota | 27 | Waseca | 161 | 27161 | 0.5 | 10745 | 1955 | 9999 |  |  | N | Natural Gas, Distillate Fuel Oil | [13 empty] | 1.6498 | 1.6498 | 1.6498 | 1.6498 | [11 empty] | Janesville MN (City of) | 100 | Janesville MN (City of) | 100
Janesville | 1982_G_4 | 1982 | G | 4 |  | Combustion Turbine | IC Engine | MIS_MNWI | Minnesota | 27 | Waseca | 161 | 27161 | 1.8 | 10745 | 1998 | 9999 |  |  | N | Distillate Fuel Oil | [13 empty] | 1.6498 | 1.6498 | 1.6498 | 1.6498 | [11 empty] | Janesville MN (City of) | 100 | Janesville MN (City of) | 100
Kenyon Municipal | 1983_G_5 | 1983 | G | 5 |  | Combustion Turbine | IC Engine | MIS_MNWI | Minnesota | 27 | Goodhue | 49 | 27049 | 1.8 | 16120 | 1997 | 9999 |  |  | N | Distillate Fuel Oil | [13 empty] | 1.6498 | 1.6498 | 1.6498 | 1.6498 | [11 empty] | Kenyon Municipal Utilities | 100 | Kenyon Municipal Utilities | 100
Kenyon Municipal | 1983_G_6 | 1983 | G | 6 |  | Combustion Turbine | IC Engine | MIS_MNWI | Minnesota | 27 | Goodhue | 49 | 27049 | 1.8 | 17551 | 1997 | 9999 |  |  | N | Distillate Fuel Oil | [13 empty] | 1.6498 | 1.6498 | 1.6498 | 1.6498 | [11 empty] | Kenyon Municipal Utilities | 100 | Kenyon Municipal Utilities | 100
Kenyon Municipal | 1983_G_7 | 1983 | G | 7 |  | Combustion Turbine | IC Engine | MIS_MNWI | Minnesota | 27 | Goodhue | 49 | 27049 | 1.8 | 17551 | 1997 | 9999 |  |  | N | Distillate Fuel Oil | [13 empty] | 1.6498 | 1.6498 | 1.6498 | 1.6498 | [11 empty] | Kenyon Municipal Utilities | 100 | Kenyon Municipal Utilities | 100
Lake Crystal | 1985_G_1 | 1985 | G | 1 |  | Combustion Turbine | IC Engine | MIS_MNWI | Minnesota | 27 | Blue Earth | 13 | 27013 | 0.6 | 10745 | 1952 | 9999 |  |  | N | Distillate Fuel Oil | [13 empty] | 1.6498 | 1.6498 | 1.6498 | 1.6498 | [11 empty] | Lake Crystal MN (City of) | 100 | Lake Crystal MN (City of) | 100
Lake Crystal | 1985_G_3 | 1985 | G | 3 |  | Combustion Turbine | IC Engine | MIS_MNWI | Minnesota | 27 | Blue Earth | 13 | 27013 | 2 | 10745 | 1971 | 9999 |  |  | N | Natural Gas, Distillate Fuel Oil | [13 empty] | 1.6498 | 1.6498 | 1.6498 | 1.6498 | [11 empty] | Lake Crystal MN (City of) | 100 | Lake Crystal MN (City of) | 100
Lake Crystal | 1985_G_4 | 1985 | G | 4 |  | Combustion Turbine | IC Engine | MIS_MNWI | Minnesota | 27 | Blue Earth | 13 | 27013 | 1.2 | 10745 | 1955 | 9999 |  |  | N | Distillate Fuel Oil | [13 empty] | 1.6498 | 1.6498 | 1.6498 | 1.6498 | [11 empty] | Lake Crystal MN (City of) | 100 | Lake Crystal MN (City of) | 100
Lake Crystal | 1985_G_5 | 1985 | G | 5 |  | Combustion Turbine | IC Engine | MIS_MNWI | Minnesota | 27 | Blue Earth | 13 | 27013 | 2 | 10745 | 1999 | 9999 |  |  | N | Distillate Fuel Oil | [13 empty] | 1.6498 | 1.6498 | 1.6498 | 1.6498 | [11 empty] | Lake Crystal MN (City of) | 100 | Lake Crystal MN (City of) | 100
Lanesboro | 1987_G_2 | 1987 | G | 2 |  | Hydro |  | MIS_MNWI | Minnesota | 27 | Fillmore | 45 | 27045 | 0.2 | 0 | 1923 | 9999 |  |  | N | Hydro | [13 empty] | 0 | 0 | 0 | 0 | [11 empty] | Lanesboro Public Utility Commission | 100 | Lanesboro Public Utility Commission | 100
Lanesboro | 1987_G_4 | 1987 | G | 4 |  | Combustion Turbine | IC Engine | MIS_MNWI | Minnesota | 27 | Fillmore | 45 | 27045 | 2.1 | 20687 | 2004 | 9999 |  |  | N | Distillate Fuel Oil | [13 empty] | 1.6498 | 1.6498 | 1.6498 | 1.6498 | [11 empty] | Lanesboro Public Utility Commission | 100 | Lanesboro Public Utility Commission | 100
Litchfield | 1989_G_5 | 1989 | G | 5 |  | Combustion Turbine | IC Engine | MIS_MNWI | Minnesota | 27 | Meeker | 93 | 27093 | 2.1 | 10745 | 1963 | 9999 |  |  | N | Natural Gas, Distillate Fuel Oil | [13 empty] | 1.6498 | 1.6498 | 1.6498 | 1.6498 | [11 empty] | Litchfield Public Utility Commission | 100 | Litchfield Public Utility Commission | 100
Litchfield | 1989_G_6 | 1989 | G | 6 |  | Combustion Turbine | IC Engine | MIS_MNWI | Minnesota | 27 | Meeker | 93 | 27093 | 2.1 | 10745 | 1963 | 9999 |  |  | N | Natural Gas, Distillate Fuel Oil | [13 empty] | 1.6498 | 1.6498 | 1.6498 | 1.6498 | [11 empty] | Litchfield Public Utility Commission | 100 | Litchfield Public Utility Commission | 100
Litchfield | 1989_G_QS 1 | 1989 | G | QS 1 |  | Combustion Turbine | IC Engine | MIS_MNWI | Minnesota | 27 | Meeker | 93 | 27093 | 2.3 | 10745 | 2010 | 9999 |  |  | N | Distillate Fuel Oil | [13 empty] | 1.6498 | 1.6498 | 1.6498 | 1.6498 | [11 empty] | Litchfield Public Utility Commission | 100 | Litchfield Public Utility Commission | 100
Litchfield | 1989_G_QS 2 | 1989 | G | QS 2 |  | Combustion Turbine | IC Engine | MIS_MNWI | Minnesota | 27 | Meeker | 93 | 27093 | 2.3 | 10745 | 2010 | 9999 |  |  | N | Distillate Fuel Oil | [13 empty] | 1.6498 | 1.6498 | 1.6498 | 1.6498 | [11 empty] | Litchfield Public Utility Commission | 100 | Litchfield Public Utility Commission | 100
Litchfield | 1989_G_QS 3 | 1989 | G | QS 3 |  | Combustion Turbine | IC Engine | MIS_MNWI | Minnesota | 27 | Meeker | 93 | 27093 | 2.3 | 10745 | 2010 | 9999 |  |  | N | Distillate Fuel Oil | [13 empty] | 1.6498 | 1.6498 | 1.6498 | 1.6498 | [11 empty] | Litchfield Public Utility Commission | 100 | Litchfield Public Utility Commission | 100
Litchfield | 1989_G_QS 4 | 1989 | G | QS 4 |  | Combustion Turbine | IC Engine | MIS_MNWI | Minnesota | 27 | Meeker | 93 | 27093 | 2.3 | 10745 | 2010 | 9999 |  |  | N | Distillate Fuel Oil | [13 empty] | 1.6498 | 1.6498 | 1.6498 | 1.6498 | [11 empty] | Litchfield Public Utility Commission | 100 | Litchfield Public Utility Commission | 100
Litchfield | 1989_G_QS 5 | 1989 | G | QS 5 |  | Combustion Turbine | IC Engine | MIS_MNWI | Minnesota | 27 | Meeker | 93 | 27093 | 2.3 | 10745 | 2010 | 9999 |  |  | N | Distillate Fuel Oil | [13 empty] | 1.6498 | 1.6498 | 1.6498 | 1.6498 | [11 empty] | Litchfield Public Utility Commission | 100 | Litchfield Public Utility Commission | 100
Dardanelle | 199_G_1 | 199 | G | 1 |  | Hydro |  | SPP_WEST | Arkansas | 5 | Pope | 115 | 05115 | 35 | 0 | 1965 | 9999 |  |  | N | Hydro | [13 empty] | 0 | 0 | 0 | 0 | [11 empty] | USACE Little Rock District | 100 | U S Army Corps of Engineers | 100
Dardanelle | 199_G_2 | 199 | G | 2 |  | Hydro |  | SPP_WEST | Arkansas | 5 | Pope | 115 | 05115 | 35 | 0 | 1965 | 9999 |  |  | N | Hydro | [13 empty] | 0 | 0 | 0 | 0 | [11 empty] | USACE Little Rock District | 100 | U S Army Corps of Engineers | 100
Dardanelle | 199_G_3 | 199 | G | 3 |  | Hydro |  | SPP_WEST | Arkansas | 5 | Pope | 115 | 05115 | 35 | 0 | 1965 | 9999 |  |  | N | Hydro | [13 empty] | 0 | 0 | 0 | 0 | [11 empty] | USACE Little Rock District | 100 | U S Army Corps of Engineers | 100
Dardanelle | 199_G_4 | 199 | G | 4 |  | Hydro |  | SPP_WEST | Arkansas | 5 | Pope | 115 | 05115 | 35 | 0 | 1966 | 9999 |  |  | N | Hydro | [13 empty] | 0 | 0 | 0 | 0 | [11 empty] | USACE Little Rock District | 100 | U S Army Corps of Engineers | 100
Luverne | 1990_G_4C | 1990 | G | 4C |  | Combustion Turbine | IC Engine | MIS_IA | Minnesota | 27 | Rock | 133 | 27133 | 3.5 | 12565 | 1967 | 9999 |  |  | N | Distillate Fuel Oil | [13 empty] | 1.6498 | 1.6498 | 1.6498 | 1.6498 | [11 empty] | Luverne MN (City of) | 100 | Luverne MN (City of) | 100
Marshall (MN) | 1993_G_6 | 1993 | G | 6 |  | Combustion Turbine |  | SPP_WAUE | Minnesota | 27 | Lyon | 83 | 27083 | 15.8 | 17762 | 1969 | 9999 |  |  | N | Distillate Fuel Oil | [13 empty] | 1.2 | 1.2 | 1.2 | 1.2 | [11 empty] | Marshall Municipal Utilities | 100 | Marshall Municipal Utilities | 100
Melrose | 1994_G_1 | 1994 | G | 1 |  | Combustion Turbine | IC Engine | MIS_MNWI | Minnesota | 27 | Stearns | 145 | 27145 | 0.8 | 25000 | 1945 | 9999 |  |  | N | Distillate Fuel Oil | [13 empty] | 1.6498 | 1.6498 | 1.6498 | 1.6498 | [11 empty] | Melrose Public Utilities | 100 | Melrose Public Utilities | 100
Melrose | 1994_G_2 | 1994 | G | 2 |  | Combustion Turbine | IC Engine | MIS_MNWI | Minnesota | 27 | Stearns | 145 | 27145 | 1.1 | 16234 | 1948 | 9999 |  |  | N | Distillate Fuel Oil | [13 empty] | 1.6498 | 1.6498 | 1.6498 | 1.6498 | [11 empty] | Melrose Public Utilities | 100 | Melrose Public Utilities | 100
Melrose | 1994_G_3 | 1994 | G | 3 |  | Combustion Turbine | IC Engine | MIS_MNWI | Minnesota | 27 | Stearns | 145 | 27145 | 3.1 | 16264 | 1969 | 9999 |  |  | N | Distillate Fuel Oil | [13 empty] | 1.6498 | 1.6498 | 1.6498 | 1.6498 | [11 empty] | Melrose Public Utilities | 100 | Melrose Public Utilities | 100
Melrose | 1994_G_4 | 1994 | G | 4 |  | Combustion Turbine | IC Engine | MIS_MNWI | Minnesota | 27 | Stearns | 145 | 27145 | 3.1 | 16420 | 1969 | 9999 |  |  | N | Distillate Fuel Oil | [13 empty] | 1.6498 | 1.6498 | 1.6498 | 1.6498 | [11 empty] | Melrose Public Utilities | 100 | Melrose Public Utilities | 100
Moose Lake | 1996_G_1 | 1996 | G | 1 |  | Combustion Turbine | IC Engine | MIS_MNWI | Minnesota | 27 | Carlton | 17 | 27017 | 1.3 | 11962 | 1973 | 9999 |  |  | N | Distillate Fuel Oil | [13 empty] | 1.6498 | 1.6498 | 1.6498 | 1.6498 | [11 empty] | Moose Lake Water & Light Commission | 100 | Moose Lake Water & Light Commission | 100
Moose Lake | 1996_G_5 | 1996 | G | 5 |  | Combustion Turbine | IC Engine | MIS_MNWI | Minnesota | 27 | Carlton | 17 | 27017 | 2.3 | 10745 | 2005 | 9999 |  |  | N | Distillate Fuel Oil | [13 empty] | 1.6498 | 1.6498 | 1.6498 | 1.6498 | [11 empty] | Moose Lake Water & Light Commission | 100 | Moose Lake Water & Light Commission | 100
Moose Lake | 1996_G_6 | 1996 | G | 6 |  | Combustion Turbine | IC Engine | MIS_MNWI | Minnesota | 27 | Carlton | 17 | 27017 | 2.3 | 10745 | 2005 | 9999 |  |  | N | Distillate Fuel Oil | [13 empty] | 1.6498 | 1.6498 | 1.6498 | 1.6498 | [11 empty] | Moose Lake Water & Light Commission | 100 | Moose Lake Water & Light Commission | 100
Moose Lake | 1996_G_7 | 1996 | G | 7 |  | Combustion Turbine | IC Engine | MIS_MNWI | Minnesota | 27 | Carlton | 17 | 27017 | 2.3 | 10745 | 2005 | 9999 |  |  | N | Distillate Fuel Oil | [13 empty] | 1.6498 | 1.6498 | 1.6498 | 1.6498 | [11 empty] | Moose Lake Water & Light Commission | 100 | Moose Lake Water & Light Commission | 100
Mora | 1997_G_2 | 1997 | G | 2 |  | Combustion Turbine | IC Engine | MIS_MNWI | Minnesota | 27 | Kanabec | 65 | 27065 | 1.2 | 18000 | 1957 | 9999 |  |  | N | Natural Gas, Distillate Fuel Oil | [13 empty] | 1.061 | 1.061 | 1.061 | 1.061 | [11 empty] | Mora Municipal Utilities | 100 | Mora Municipal Utilities | 100
Mora | 1997_G_5 | 1997 | G | 5 |  | Combustion Turbine | IC Engine | MIS_MNWI | Minnesota | 27 | Kanabec | 65 | 27065 | 5.7 | 18000 | 1972 | 9999 |  |  | N | Natural Gas, Distillate Fuel Oil | [13 empty] | 1.061 | 1.061 | 1.061 | 1.061 | [11 empty] | Mora Municipal Utilities | 100 | Mora Municipal Utilities | 100
Mora | 1997_G_6 | 1997 | G | 6 |  | Combustion Turbine | IC Engine | MIS_MNWI | Minnesota | 27 | Kanabec | 65 | 27065 | 6.3 | 20500 | 1975 | 9999 |  |  | N | Natural Gas, Distillate Fuel Oil | [13 empty] | 1.6498 | 1.6498 | 1.6498 | 1.6498 | [11 empty] | Mora Municipal Utilities | 100 | Mora Municipal Utilities | 100
Mountain Lake | 1998_G_2 | 1998 | G | 2 |  | Combustion Turbine | IC Engine | MIS_MNWI | Minnesota | 27 | Cottonwood | 33 | 27033 | 0.9 | 10856 | 1954 | 9999 |  |  | N | Natural Gas, Distillate Fuel Oil | [13 empty] | 1.6498 | 1.6498 | 1.6498 | 1.6498 | [11 empty] | Municipal Utilities Mountain Lake | 100 | Municipal Utilities Mountain Lake | 100
Mountain Lake | 1998_G_4 | 1998 | G | 4 |  | Combustion Turbine | IC Engine | MIS_MNWI | Minnesota | 27 | Cottonwood | 33 | 27033 | 1.8 | 10932 | 1968 | 9999 |  |  | N | Distillate Fuel Oil | [13 empty] | 1.6498 | 1.6498 | 1.6498 | 1.6498 | [11 empty] | Municipal Utilities Mountain Lake | 100 | Municipal Utilities Mountain Lake | 100
Mountain Lake | 1998_G_5 | 1998 | G | 5 |  | Combustion Turbine | IC Engine | MIS_MNWI | Minnesota | 27 | Cottonwood | 33 | 27033 | 1.2 | 10951 | 1959 | 9999 |  |  | N | Natural Gas, Distillate Fuel Oil | [13 empty] | 1.6498 | 1.6498 | 1.6498 | 1.6498 | [11 empty] | Municipal Utilities Mountain Lake | 100 | Municipal Utilities Mountain Lake | 100
Mountain Lake | 1998_G_6 | 1998 | G | 6 |  | Combustion Turbine | IC Engine | MIS_MNWI | Minnesota | 27 | Cottonwood | 33 | 27033 | 1.8 | 10906 | 1998 | 9999 |  |  | N | Distillate Fuel Oil | [13 empty] | 1.6498 | 1.6498 | 1.6498 | 1.6498 | [11 empty] | Municipal Utilities Mountain Lake | 100 | Municipal Utilities Mountain Lake | 100
Mountain Lake | 1998_G_7 | 1998 | G | 7 |  | Combustion Turbine | IC Engine | MIS_MNWI | Minnesota | 27 | Cottonwood | 33 | 27033 | 1.8 | 10906 | 1998 | 9999 |  |  | N | Distillate Fuel Oil | [13 empty] | 1.6498 | 1.6498 | 1.6498 | 1.6498 | [11 empty] | Municipal Utilities Mountain Lake | 100 | Municipal Utilities Mountain Lake | 100
Mountain Lake | 1998_G_8 | 1998 | G | 8 |  | Onshore Wind |  | MIS_MNWI | Minnesota | 27 | Cottonwood | 33 | 27033 | 1.2 | 0 | 2007 | 9999 |  |  | N | Wind | [13 empty] | 0 | 0 | 0 | 0 | [11 empty] | Municipal Utilities Mountain Lake | 100 | Municipal Utilities Mountain Lake | 100
New Prague | 1999_G_2 | 1999 | G | 2 |  | Combustion Turbine | IC Engine | MIS_MNWI | Minnesota | 27 | Le Sueur | 79 | 27079 | 4.4 | 12283 | 1974 | 9999 |  |  | N | Natural Gas, Distillate Fuel Oil | [13 empty] | 1.061 | 1.061 | 1.061 | 1.061 | [11 empty] | New Prague Municipal Utilities Commission | 100 | New Prague Municipal Utilities Commission | 100
New Prague | 1999_G_3 | 1999 | G | 3 |  | Combustion Turbine | IC Engine | MIS_MNWI | Minnesota | 27 | Le Sueur | 79 | 27079 | 2.4 | 12283 | 1962 | 9999 |  |  | N | Natural Gas, Distillate Fuel Oil | [13 empty] | 1.061 | 1.061 | 1.061 | 1.061 | [11 empty] | New Prague Municipal Utilities Commission | 100 | New Prague Municipal Utilities Commission | 100
New Prague | 1999_G_4 | 1999 | G | 4 |  | Combustion Turbine | IC Engine | MIS_MNWI | Minnesota | 27 | Le Sueur | 79 | 27079 | 3.5 | 12283 | 1968 | 9999 |  |  | N | Natural Gas, Distillate Fuel Oil | [13 empty] | 1.061 | 1.061 | 1.061 | 1.061 | [11 empty] | New Prague Municipal Utilities Commission | 100 | New Prague Municipal Utilities Commission | 100
New Prague | 1999_G_5 | 1999 | G | 5 |  | Combustion Turbine | IC Engine | MIS_MNWI | Minnesota | 27 | Le Sueur | 79 | 27079 | 0.6 | 12283 | 1944 | 9999 |  |  | N | Natural Gas | [13 empty] | 1.061 | 1.061 | 1.061 | 1.061 | [11 empty] | New Prague Municipal Utilities Commission | 100 | New Prague Municipal Utilities Commission | 100
New Prague | 1999_G_6 | 1999 | G | 6 |  | Combustion Turbine | IC Engine | MIS_MNWI | Minnesota | 27 | Le Sueur | 79 | 27079 | 5.9 | 12283 | 1982 | 9999 |  |  | N | Natural Gas, Distillate Fuel Oil | [13 empty] | 1.061 | 1.061 | 1.061 | 1.061 | [11 empty] | New Prague Municipal Utilities Commission | 100 | New Prague Municipal Utilities Commission | 100
Bankhead Dam | 2_G_1 | 2 | G | 1 |  | Hydro |  | S_SOU | Alabama | 1 | Tuscaloosa | 125 | 01125 | 53 | 0 | 1963 | 9999 |  |  | N | Hydro | [13 empty] | 0 | 0 | 0 | 0 | [11 empty] | Alabama Power Co | 100 | Southern Co | 100
Weiss Dam | 20_G_1 | 20 | G | 1 |  | Hydro |  | S_SOU | Alabama | 1 | Cherokee | 19 | 01019 | 27 | 0 | 1962 | 9999 |  |  | N | Hydro | [13 empty] | 0 | 0 | 0 | 0 | [11 empty] | Alabama Power Co | 100 | Southern Co | 100
Weiss Dam | 20_G_2 | 20 | G | 2 |  | Hydro |  | S_SOU | Alabama | 1 | Cherokee | 19 | 01019 | 27 | 0 | 1961 | 9999 |  |  | N | Hydro | [13 empty] | 0 | 0 | 0 | 0 | [11 empty] | Alabama Power Co | 100 | Southern Co | 100
Weiss Dam | 20_G_3 | 20 | G | 3 |  | Hydro |  | S_SOU | Alabama | 1 | Cherokee | 19 | 01019 | 27 | 0 | 1961 | 9999 |  |  | N | Hydro | [13 empty] | 0 | 0 | 0 | 0 | [11 empty] | Alabama Power Co | 100 | Southern Co | 100
New Ulm | 2001_G_5 | 2001 | G | 5 |  | Combustion Turbine |  | MIS_MNWI | Minnesota | 27 | Brown | 15 | 27015 | 23 | 10745 | 1975 | 9999 |  |  | N | Distillate Fuel Oil | [13 empty] | 0.18888 | 0.18888 | 0.18888 | 0.18888 | [11 empty] | New Ulm Public Utilities Commission | 100 | New Ulm Public Utilities Commission | 100
New Ulm | 2001_G_7 | 2001 | G | 7 | 90754 | Combustion Turbine |  | MIS_MNWI | Minnesota | 27 | Brown | 15 | 27015 | 25 | 10745 | 2001 | 9999 |  |  | N | Distillate Fuel Oil |  |  |  | H2O | [9 empty] | 1.1997 | 1.1997 | 1.1997 | 1.1997 | [11 empty] | New Ulm Public Utilities Commission | 100 | New Ulm Public Utilities Commission | 100
North Branch (MN) | 2002_G_3 | 2002 | G | 3 |  | Combustion Turbine | IC Engine | MIS_MNWI | Minnesota | 27 | Chisago | 25 | 27025 | 2 | 10745 | 2003 | 9999 |  |  | N | Distillate Fuel Oil | [13 empty] | 1.6498 | 1.6498 | 1.6498 | 1.6498 | [11 empty] | North Branch Water & Light Commission | 100 | North Branch Water & Light Commission | 100
North Branch (MN) | 2002_G_4 | 2002 | G | 4 |  | Combustion Turbine | IC Engine | MIS_MNWI | Minnesota | 27 | Chisago | 25 | 27025 | 2 | 10745 | 2003 | 9999 |  |  | N | Distillate Fuel Oil | [13 empty] | 1.6498 | 1.6498 | 1.6498 | 1.6498 | [11 empty] | North Branch Water & Light Commission | 100 | North Branch Water & Light Commission | 100
North Branch (MN) | 2002_G_5 | 2002 | G | 5 |  | Combustion Turbine | IC Engine | MIS_MNWI | Minnesota | 27 | Chisago | 25 | 27025 | 2 | 10745 | 2011 | 9999 |  |  | N | Distillate Fuel Oil | [13 empty] | 1.6498 | 1.6498 | 1.6498 | 1.6498 | [11 empty] | North Branch Water & Light Commission | 100 | North Branch Water & Light Commission | 100
North Branch (MN) | 2002_G_6 | 2002 | G | 6 |  | Combustion Turbine | IC Engine | MIS_MNWI | Minnesota | 27 | Chisago | 25 | 27025 | 2 | 10745 | 2011 | 9999 |  |  | N | Distillate Fuel Oil | [13 empty] | 1.6498 | 1.6498 | 1.6498 | 1.6498 | [11 empty] | North Branch Water & Light Commission | 100 | North Branch Water & Light Commission | 100
North Branch (MN) | 2002_G_7 | 2002 | G | 7 |  | Combustion Turbine | IC Engine | MIS_MNWI | Minnesota | 27 | Chisago | 25 | 27025 | 2 | 10745 | 2011 | 9999 |  |  | N | Distillate Fuel Oil | [13 empty] | 1.6498 | 1.6498 | 1.6498 | 1.6498 | [11 empty] | North Branch Water & Light Commission | 100 | North Branch Water & Light Commission | 100
Owatonna | 2003_G_7 | 2003 | G | 7 |  | Combustion Turbine |  | MIS_MNWI | Minnesota | 27 | Steele | 147 | 27147 | 16.6 | 15704 | 1982 | 9999 |  |  | N | Natural Gas | [13 empty] | 0.50432 | 0.50432 | 0.50432 | 0.50432 | [11 empty] | Owatonna Public Utilities | 100 | Owatonna Public Utilities | 100
Preston (MN) | 2004_G_4 | 2004 | G | 4 |  | Combustion Turbine | IC Engine | MIS_MNWI | Minnesota | 27 | Fillmore | 45 | 27045 | 0.8 | 10745 | 1949 | 9999 |  |  | N | Distillate Fuel Oil | [13 empty] | 1.6498 | 1.6498 | 1.6498 | 1.6498 | [11 empty] | Preston Public Utilities Commission | 100 | Preston Public Utilities Commission | 100
Preston (MN) | 2004_G_5 | 2004 | G | 5 |  | Combustion Turbine | IC Engine | MIS_MNWI | Minnesota | 27 | Fillmore | 45 | 27045 | 1.1 | 10745 | 1954 | 9999 |  |  | N | Natural Gas, Distillate Fuel Oil | [13 empty] | 1.061 | 1.061 | 1.061 | 1.061 | [11 empty] | Preston Public Utilities Commission | 100 | Preston Public Utilities Commission | 100
Preston (MN) | 2004_G_6 | 2004 | G | 6 |  | Combustion Turbine | IC Engine | MIS_MNWI | Minnesota | 27 | Fillmore | 45 | 27045 | 2.2 | 10745 | 1974 | 9999 |  |  | N | Natural Gas, Distillate Fuel Oil | [13 empty] | 1.061 | 1.061 | 1.061 | 1.061 | [11 empty] | Preston Public Utilities Commission | 100 | Preston Public Utilities Commission | 100
Princeton (MN) | 2005_G_3 | 2005 | G | 3 |  | Combustion Turbine | IC Engine | MIS_MNWI | Minnesota | 27 | Mille Lacs | 95 | 27095 | 2.6 | 25000 | 1978 | 9999 |  |  | N | Distillate Fuel Oil | [13 empty] | 1.6498 | 1.6498 | 1.6498 | 1.6498 | [11 empty] | Princeton Public Utilities Commission | 100 | Princeton Public Utilities Commission | 100
Princeton (MN) | 2005_G_4 | 2005 | G | 4 |  | Combustion Turbine | IC Engine | MIS_MNWI | Minnesota | 27 | Mille Lacs | 95 | 27095 | 1.3 | 25000 | 1967 | 9999 |  |  | N | Distillate Fuel Oil | [13 empty] | 1.6498 | 1.6498 | 1.6498 | 1.6498 | [11 empty] | Princeton Public Utilities Commission | 100 | Princeton Public Utilities Commission | 100
Princeton (MN) | 2005_G_5 | 2005 | G | 5 |  | Combustion Turbine | IC Engine | MIS_MNWI | Minnesota | 27 | Mille Lacs | 95 | 27095 | 1 | 25000 | 1953 | 9999 |  |  | N | Distillate Fuel Oil | [13 empty] | 1.6498 | 1.6498 | 1.6498 | 1.6498 | [11 empty] | Princeton Public Utilities Commission | 100 | Princeton Public Utilities Commission | 100
Princeton (MN) | 2005_G_6 | 2005 | G | 6 |  | Combustion Turbine | IC Engine | MIS_MNWI | Minnesota | 27 | Mille Lacs | 95 | 27095 | 2.9 | 25000 | 1963 | 9999 |  |  | N | Distillate Fuel Oil | [13 empty] | 1.6498 | 1.6498 | 1.6498 | 1.6498 | [11 empty] | Princeton Public Utilities Commission | 100 | Princeton Public Utilities Commission | 100
Princeton (MN) | 2005_G_7 | 2005 | G | 7 |  | Combustion Turbine | IC Engine | MIS_MNWI | Minnesota | 27 | Mille Lacs | 95 | 27095 | 5 | 20500 | 2003 | 9999 |  |  | N | Distillate Fuel Oil | [13 empty] | 1.6498 | 1.6498 | 1.6498 | 1.6498 | [11 empty] | Princeton Public Utilities Commission | 100 | Princeton Public Utilities Commission | 100
Rochester Hydro | 2007_G_1 | 2007 | G | 1 |  | Hydro |  | MIS_MNWI | Minnesota | 27 | Wabasha | 157 | 27157 | 1.3 | 0 | 1984 | 9999 |  |  | N | Hydro | [13 empty] | 0 | 0 | 0 | 0 | [11 empty] | Rochester Dept Public Utilities | 100 | Rochester Dept Public Utilities | 100
Rochester Hydro | 2007_G_2 | 2007 | G | 2 |  | Hydro |  | MIS_MNWI | Minnesota | 27 | Wabasha | 157 | 27157 | 1.3 | 0 | 1984 | 9999 |  |  | N | Hydro | [13 empty] | 0 | 0 | 0 | 0 | [11 empty] | Rochester Dept Public Utilities | 100 | Rochester Dept Public Utilities | 100
Redwood Falls | 2009_G_6 | 2009 | G | 6 |  | Combustion Turbine | IC Engine | MIS_MNWI | Minnesota | 27 | Redwood | 127 | 27127 | 2.1 | 10745 | 1970 | 9999 |  |  | N | Distillate Fuel Oil | [13 empty] | 1.6498 | 1.6498 | 1.6498 | 1.6498 | [11 empty] | Redwood Falls Public Utility Commission | 100 | Redwood Falls Public Utility Commission | 100
Redwood Falls | 2009_G_7 | 2009 | G | 7 |  | Combustion Turbine | IC Engine | MIS_MNWI | Minnesota | 27 | Redwood | 127 | 27127 | 6 | 10745 | 1974 | 9999 |  |  | N | Natural Gas, Distillate Fuel Oil | [13 empty] | 1.061 | 1.061 | 1.061 | 1.061 | [11 empty] | Redwood Falls Public Utility Commission | 100 | Redwood Falls Public Utility Commission | 100
Redwood Falls | 2009_G_8 | 2009 | G | 8 |  | Hydro |  | MIS_MNWI | Minnesota | 27 | Redwood | 127 | 27127 | 0.5 | 0 | 2013 | 9999 |  |  | N | Hydro | [13 empty] | 0 | 0 | 0 | 0 | [11 empty] | Redwood Falls Public Utility Commission | 100 | Redwood Falls Public Utility Commission | 100
Thomas Fitzhugh | 201_G_1 | 201 | G | 1 | 88375 | Combined Cycle |  | SPP_WEST | Arkansas | 5 | Franklin | 47 | 05047 | 61 | 8895 | 1963 | 9999 |  |  | N | Natural Gas, Distillate Fuel Oil |  |  |  | LNB | [9 empty] | 0.07885 | 0.07885 | 0.07885 | 0.07885 | [11 empty] | Arkansas Electric Coop Corp | 100 | Arkansas Electric Coop Corp | 100
Thomas Fitzhugh | 201_G_2 | 201 | G | 2 | 88375 | Combined Cycle |  | SPP_WEST | Arkansas | 5 | Franklin | 47 | 05047 | 101 | 8895 | 2002 | 9999 |  |  | N | Natural Gas, Distillate Fuel Oil |  |  |  | DLNB + H2O + LNB | [9 empty] | 0.07885 | 0.07885 | 0.07885 | 0.07885 | [11 empty] | Arkansas Electric Coop Corp | 100 | Arkansas Electric Coop Corp | 100
Sleepy Eye | 2011_G_1A | 2011 | G | 1A |  | Combustion Turbine | IC Engine | MIS_MNWI | Minnesota | 27 | Brown | 15 | 27015 | 1.8 | 25000 | 1999 | 9999 |  |  | N | Distillate Fuel Oil | [13 empty] | 1.6498 | 1.6498 | 1.6498 | 1.6498 | [11 empty] | Sleepy Eye Public Utility Commission | 100 | Sleepy Eye Public Utility Commission | 100
Sleepy Eye | 2011_G_5 | 2011 | G | 5 |  | Combustion Turbine | IC Engine | MIS_MNWI | Minnesota | 27 | Brown | 15 | 27015 | 1.8 | 25000 | 1996 | 9999 |  |  | N | Distillate Fuel Oil | [13 empty] | 1.6498 | 1.6498 | 1.6498 | 1.6498 | [11 empty] | Sleepy Eye Public Utility Commission | 100 | Sleepy Eye Public Utility Commission | 100
Sleepy Eye | 2011_G_6 | 2011 | G | 6 |  | Combustion Turbine | IC Engine | MIS_MNWI | Minnesota | 27 | Brown | 15 | 27015 | 2 | 25000 | 2009 | 9999 |  |  | N | Distillate Fuel Oil | [13 empty] | 1.6498 | 1.6498 | 1.6498 | 1.6498 | [11 empty] | Sleepy Eye Public Utility Commission | 100 | Sleepy Eye Public Utility Commission | 100
Sleepy Eye | 2011_G_7 | 2011 | G | 7 |  | Combustion Turbine | IC Engine | MIS_MNWI | Minnesota | 27 | Brown | 15 | 27015 | 2 | 25000 | 2009 | 9999 |  |  | N | Distillate Fuel Oil | [13 empty] | 1.6498 | 1.6498 | 1.6498 | 1.6498 | [11 empty] | Sleepy Eye Public Utility Commission | 100 | Sleepy Eye Public Utility Commission | 100
Sleepy Eye | 2011_G_IC4 | 2011 | G | IC4 |  | Combustion Turbine | IC Engine | MIS_MNWI | Minnesota | 27 | Brown | 15 | 27015 | 1.8 | 25000 | 1995 | 9999 |  |  | N | Distillate Fuel Oil | [13 empty] | 1.6498 | 1.6498 | 1.6498 | 1.6498 | [11 empty] | Sleepy Eye Public Utility Commission | 100 | Sleepy Eye Public Utility Commission | 100
Sleepy Eye | 2011_G_NEW | 2011 | G | NEW |  | Combustion Turbine | IC Engine | MIS_MNWI | Minnesota | 27 | Brown | 15 | 27015 | 1.8 | 25000 | 2001 | 9999 |  |  | N | Distillate Fuel Oil | [13 empty] | 1.6498 | 1.6498 | 1.6498 | 1.6498 | [11 empty] | Sleepy Eye Public Utility Commission | 100 | Sleepy Eye Public Utility Commission | 100
Springfield (MN) | 2012_G_5 | 2012 | G | 5 |  | Combustion Turbine | IC Engine | MIS_IA | Minnesota | 27 | Brown | 15 | 27015 | 1.8 | 10745 | 1994 | 9999 |  |  | N | Distillate Fuel Oil | [13 empty] | 1.6498 | 1.6498 | 1.6498 | 1.6498 | [11 empty] | Springfield Public Utilities Commission | 100 | Springfield Public Utilities Commission | 100
Springfield (MN) | 2012_G_6 | 2012 | G | 6 |  | Combustion Turbine | IC Engine | MIS_IA | Minnesota | 27 | Brown | 15 | 27015 | 1.8 | 10745 | 1996 | 9999 |  |  | N | Distillate Fuel Oil | [13 empty] | 1.6498 | 1.6498 | 1.6498 | 1.6498 | [11 empty] | Springfield Public Utilities Commission | 100 | Springfield Public Utilities Commission | 100
Springfield (MN) | 2012_G_7 | 2012 | G | 7 |  | Combustion Turbine | IC Engine | MIS_IA | Minnesota | 27 | Brown | 15 | 27015 | 1.8 | 10745 | 1998 | 9999 |  |  | N | Distillate Fuel Oil | [13 empty] | 1.6498 | 1.6498 | 1.6498 | 1.6498 | [11 empty] | Springfield Public Utilities Commission | 100 | Springfield Public Utilities Commission | 100
Springfield (MN) | 2012_G_8 | 2012 | G | 8 |  | Combustion Turbine | IC Engine | MIS_IA | Minnesota | 27 | Brown | 15 | 27015 | 1.8 | 10745 | 1998 | 9999 |  |  | N | Distillate Fuel Oil | [13 empty] | 1.6498 | 1.6498 | 1.6498 | 1.6498 | [11 empty] | Springfield Public Utilities Commission | 100 | Springfield Public Utilities Commission | 100
Springfield (MN) | 2012_G_9 | 2012 | G | 9 |  | Combustion Turbine | IC Engine | MIS_IA | Minnesota | 27 | Brown | 15 | 27015 | 1.8 | 12283 | 2001 | 9999 |  |  | N | Distillate Fuel Oil | [13 empty] | 1.6498 | 1.6498 | 1.6498 | 1.6498 | [11 empty] | Springfield Public Utilities Commission | 100 | Springfield Public Utilities Commission | 100
Spring Valley | 2013_G_2 | 2013 | G | 2 |  | Combustion Turbine | IC Engine | MIS_MNWI | Minnesota | 27 | Fillmore | 45 | 27045 | 1.1 | 10745 | 1952 | 9999 |  |  | N | Natural Gas, Distillate Fuel Oil | [13 empty] | 1.6498 | 1.6498 | 1.6498 | 1.6498 | [11 empty] | Spring Valley Public Utilities Commission | 100 | Spring Valley Public Utilities Commission | 100
Spring Valley | 2013_G_3 | 2013 | G | 3 |  | Combustion Turbine | IC Engine | MIS_MNWI | Minnesota | 27 | Fillmore | 45 | 27045 | 2 | 10745 | 1960 | 9999 |  |  | N | Natural Gas, Distillate Fuel Oil | [13 empty] | 1.6498 | 1.6498 | 1.6498 | 1.6498 | [11 empty] | Spring Valley Public Utilities Commission | 100 | Spring Valley Public Utilities Commission | 100
Spring Valley | 2013_G_4 | 2013 | G | 4 |  | Combustion Turbine | IC Engine | MIS_MNWI | Minnesota | 27 | Fillmore | 45 | 27045 | 2 | 10745 | 2009 | 9999 |  |  | N | Distillate Fuel Oil | [13 empty] | 1.6498 | 1.6498 | 1.6498 | 1.6498 | [11 empty] | Spring Valley Public Utilities Commission | 100 | Spring Valley Public Utilities Commission | 100
Spring Valley | 2013_G_5 | 2013 | G | 5 |  | Combustion Turbine | IC Engine | MIS_MNWI | Minnesota | 27 | Fillmore | 45 | 27045 | 2 | 10745 | 2009 | 9999 |  |  | N | Distillate Fuel Oil | [13 empty] | 1.6498 | 1.6498 | 1.6498 | 1.6498 | [11 empty] | Spring Valley Public Utilities Commission | 100 | Spring Valley Public Utilities Commission | 100
Thief River Falls | 2014_G_HY1 | 2014 | G | HY1 |  | Hydro |  | MIS_MNWI | Minnesota | 27 | Pennington | 113 | 27113 | 0.3 | 0 | 1927 | 9999 |  |  | N | Hydro | [13 empty] | 0 | 0 | 0 | 0 | [11 empty] | Thief River Falls Municipal Utilities | 100 | Thief River Falls Municipal Utilities | 100
Thief River Falls | 2014_G_HY2 | 2014 | G | HY2 |  | Hydro |  | MIS_MNWI | Minnesota | 27 | Pennington | 113 | 27113 | 0.2 | 0 | 1927 | 9999 |  |  | N | Hydro | [13 empty] | 0 | 0 | 0 | 0 | [11 empty] | Thief River Falls Municipal Utilities | 100 | Thief River Falls Municipal Utilities | 100
Thief River Falls | 2014_G_IC1 | 2014 | G | IC1 |  | Combustion Turbine | IC Engine | MIS_MNWI | Minnesota | 27 | Pennington | 113 | 27113 | 1.9 | 12625 | 1956 | 9999 |  |  | N | Distillate Fuel Oil | [13 empty] | 1.6498 | 1.6498 | 1.6498 | 1.6498 | [11 empty] | Thief River Falls Municipal Utilities | 100 | Thief River Falls Municipal Utilities | 100
Thief River Falls | 2014_G_IC2 | 2014 | G | IC2 |  | Combustion Turbine | IC Engine | MIS_MNWI | Minnesota | 27 | Pennington | 113 | 27113 | 1 | 12407 | 1952 | 9999 |  |  | N | Distillate Fuel Oil | [13 empty] | 1.6498 | 1.6498 | 1.6498 | 1.6498 | [11 empty] | Thief River Falls Municipal Utilities | 100 | Thief River Falls Municipal Utilities | 100
Thief River Falls | 2014_G_IC3A | 2014 | G | IC3A |  | Combustion Turbine | IC Engine | MIS_MNWI | Minnesota | 27 | Pennington | 113 | 27113 | 1.2 | 13155 | 2001 | 9999 |  |  | N | Distillate Fuel Oil | [13 empty] | 1.6498 | 1.6498 | 1.6498 | 1.6498 | [11 empty] | Thief River Falls Municipal Utilities | 100 | Thief River Falls Municipal Utilities | 100
Thief River Falls | 2014_G_IC4 | 2014 | G | IC4 |  | Combustion Turbine | IC Engine | MIS_MNWI | Minnesota | 27 | Pennington | 113 | 27113 | 1.2 | 13155 | 1948 | 9999 |  |  | N | Distillate Fuel Oil | [13 empty] | 1.6498 | 1.6498 | 1.6498 | 1.6498 | [11 empty] | Thief River Falls Municipal Utilities | 100 | Thief River Falls Municipal Utilities | 100
Truman | 2015_G_3 | 2015 | G | 3 |  | Combustion Turbine | IC Engine | MIS_MNWI | Minnesota | 27 | Martin | 91 | 27091 | 2 | 12857 | 1975 | 9999 |  |  | N | Natural Gas, Distillate Fuel Oil | [13 empty] | 1.6498 | 1.6498 | 1.6498 | 1.6498 | [11 empty] | Truman Public Utilities Commission | 100 | Truman Public Utilities Commission | 100
Truman | 2015_G_6 | 2015 | G | 6 |  | Combustion Turbine | IC Engine | MIS_MNWI | Minnesota | 27 | Martin | 91 | 27091 | 1.8 | 13104 | 1997 | 9999 |  |  | N | Distillate Fuel Oil | [13 empty] | 1.6498 | 1.6498 | 1.6498 | 1.6498 | [11 empty] | Truman Public Utilities Commission | 100 | Truman Public Utilities Commission | 100
Truman | 2015_G_7 | 2015 | G | 7 |  | Combustion Turbine | IC Engine | MIS_MNWI | Minnesota | 27 | Martin | 91 | 27091 | 2.2 | 12817 | 2005 | 9999 |  |  | N | Distillate Fuel Oil | [13 empty] | 1.6498 | 1.6498 | 1.6498 | 1.6498 | [11 empty] | Truman Public Utilities Commission | 100 | Truman Public Utilities Commission | 100
Wells IC | 2020_G_1 | 2020 | G | 1 |  | Combustion Turbine | IC Engine | MIS_MNWI | Minnesota | 27 | Faribault | 43 | 27043 | 1.3 | 19018 | 1953 | 9999 |  |  | N | Natural Gas, Distillate Fuel Oil | [13 empty] | 1.6498 | 1.6498 | 1.6498 | 1.6498 | [11 empty] | Wells MN (City of) | 100 | Wells MN (City of) | 100
Wells IC | 2020_G_2 | 2020 | G | 2 |  | Combustion Turbine | IC Engine | MIS_MNWI | Minnesota | 27 | Faribault | 43 | 27043 | 1.3 | 19018 | 1957 | 9999 |  |  | N | Natural Gas, Distillate Fuel Oil | [13 empty] | 1.6498 | 1.6498 | 1.6498 | 1.6498 | [11 empty] | Wells MN (City of) | 100 | Wells MN (City of) | 100
Wells IC | 2020_G_4 | 2020 | G | 4 |  | Combustion Turbine | IC Engine | MIS_MNWI | Minnesota | 27 | Faribault | 43 | 27043 | 2.1 | 18994 | 1966 | 9999 |  |  | N | Natural Gas, Distillate Fuel Oil | [13 empty] | 1.6498 | 1.6498 | 1.6498 | 1.6498 | [11 empty] | Wells MN (City of) | 100 | Wells MN (City of) | 100
Wells IC | 2020_G_5 | 2020 | G | 5 |  | Combustion Turbine | IC Engine | MIS_MNWI | Minnesota | 27 | Faribault | 43 | 27043 | 2.3 | 18958 | 1975 | 9999 |  |  | N | Natural Gas, Distillate Fuel Oil | [13 empty] | 1.6498 | 1.6498 | 1.6498 | 1.6498 | [11 empty] | Wells MN (City of) | 100 | Wells MN (City of) | 100
Westbrook | 2021_G_5 | 2021 | G | 5 |  | Combustion Turbine | IC Engine | MIS_IA | Minnesota | 27 | Cottonwood | 33 | 27033 | 2 | 10745 | 2003 | 9999 |  |  | N | Distillate Fuel Oil | [13 empty] | 1.6498 | 1.6498 | 1.6498 | 1.6498 | [11 empty] | Westbrook MN (City of) | 100 | Westbrook MN (City of) | 100
Willmar | 2022_G_WTG3 | 2022 | G | WTG3 |  | Onshore Wind |  | MIS_MNWI | Minnesota | 27 | Kandiyohi | 67 | 27067 | 2 | 0 | 2009 | 9999 |  |  | N | Wind | [13 empty] | 0 | 0 | 0 | 0 | [11 empty] | Willmar Municipal Utilities Commission | 100 | Willmar Municipal Utilities Commission | 100
Willmar | 2022_G_WTG4 | 2022 | G | WTG4 |  | Onshore Wind |  | MIS_MNWI | Minnesota | 27 | Kandiyohi | 67 | 27067 | 2 | 0 | 2009 | 9999 |  |  | N | Wind | [13 empty] | 0 | 0 | 0 | 0 | [11 empty] | Willmar Municipal Utilities Commission | 100 | Willmar Municipal Utilities Commission | 100
Windom | 2023_G_CAT2 | 2023 | G | CAT2 |  | Combustion Turbine | IC Engine | MIS_IA | Minnesota | 27 | Cottonwood | 33 | 27033 | 1.7 | 10745 | 2001 | 9999 |  |  | N | Distillate Fuel Oil | [13 empty] | 1.6498 | 1.6498 | 1.6498 | 1.6498 | [11 empty] | Windom Municipal Utilities | 100 | Windom Municipal Utilities | 100
Windom | 2023_G_CAT3 | 2023 | G | CAT3 |  | Combustion Turbine | IC Engine | MIS_IA | Minnesota | 27 | Cottonwood | 33 | 27033 | 1.7 | 10745 | 2001 | 9999 |  |  | N | Distillate Fuel Oil | [13 empty] | 1.6498 | 1.6498 | 1.6498 | 1.6498 | [11 empty] | Windom Municipal Utilities | 100 | Windom Municipal Utilities | 100
Windom | 2023_G_CAT4 | 2023 | G | CAT4 |  | Combustion Turbine | IC Engine | MIS_IA | Minnesota | 27 | Cottonwood | 33 | 27033 | 1.7 | 10745 | 2001 | 9999 |  |  | N | Distillate Fuel Oil | [13 empty] | 1.6498 | 1.6498 | 1.6498 | 1.6498 | [11 empty] | Windom Municipal Utilities | 100 | Windom Municipal Utilities | 100
Windom | 2023_G_GT1 | 2023 | G | GT1 |  | Combustion Turbine |  | MIS_IA | Minnesota | 27 | Cottonwood | 33 | 27033 | 2.5 | 17036 | 1980 | 9999 |  |  | N | Distillate Fuel Oil | [13 empty] | 1.2 | 1.2 | 1.2 | 1.2 | [11 empty] | Windom Municipal Utilities | 100 | Windom Municipal Utilities | 100
Worthington | 2024_G_1 | 2024 | G | 1 |  | Combustion Turbine | IC Engine | MIS_MNWI | Minnesota | 27 | Nobles | 105 | 27105 | 2 | 10745 | 2002 | 9999 |  |  | N | Distillate Fuel Oil | [13 empty] | 3.0916 | 3.0916 | 3.0916 | 3.0916 | [11 empty] | Worthington MN (City of) | 100 | Worthington MN (City of) | 100
Worthington | 2024_G_10 | 2024 | G | 10 |  | Onshore Wind |  | MIS_MNWI | Minnesota | 27 | Nobles | 105 | 27105 | 0.9 | 0 | 2002 | 9999 |  |  | N | Wind | [13 empty] | 0 | 0 | 0 | 0 | [11 empty] | Worthington MN (City of) | 100 | Worthington MN (City of) | 100
Worthington | 2024_G_11 | 2024 | G | 11 |  | Onshore Wind |  | MIS_MNWI | Minnesota | 27 | Nobles | 105 | 27105 | 0.9 | 0 | 2002 | 9999 |  |  | N | Wind | [13 empty] | 0 | 0 | 0 | 0 | [11 empty] | Worthington MN (City of) | 100 | Worthington MN (City of) | 100
Worthington | 2024_G_12 | 2024 | G | 12 |  | Onshore Wind |  | MIS_MNWI | Minnesota | 27 | Nobles | 105 | 27105 | 1 | 0 | 2003 | 9999 |  |  | N | Wind | [13 empty] | 0 | 0 | 0 | 0 | [11 empty] | Worthington MN (City of) | 100 | Worthington MN (City of) | 100
Worthington | 2024_G_13 | 2024 | G | 13 |  | Onshore Wind |  | MIS_MNWI | Minnesota | 27 | Nobles | 105 | 27105 | 1 | 0 | 2003 | 9999 |  |  | N | Wind | [13 empty] | 0 | 0 | 0 | 0 | [11 empty] | Worthington MN (City of) | 100 | Worthington MN (City of) | 100
Worthington | 2024_G_2 | 2024 | G | 2 |  | Combustion Turbine | IC Engine | MIS_MNWI | Minnesota | 27 | Nobles | 105 | 27105 | 2 | 10745 | 2002 | 9999 |  |  | N | Distillate Fuel Oil | [13 empty] | 3.0916 | 3.0916 | 3.0916 | 3.0916 | [11 empty] | Worthington MN (City of) | 100 | Worthington MN (City of) | 100
Worthington | 2024_G_3 | 2024 | G | 3 |  | Combustion Turbine | IC Engine | MIS_MNWI | Minnesota | 27 | Nobles | 105 | 27105 | 2 | 10745 | 2002 | 9999 |  |  | N | Distillate Fuel Oil | [13 empty] | 1.0719 | 1.0719 | 1.0719 | 1.0719 | [11 empty] | Worthington MN (City of) | 100 | Worthington MN (City of) | 100
Worthington | 2024_G_4 | 2024 | G | 4 |  | Combustion Turbine | IC Engine | MIS_MNWI | Minnesota | 27 | Nobles | 105 | 27105 | 2 | 10745 | 2002 | 9999 |  |  | N | Distillate Fuel Oil | [13 empty] | 3.0916 | 3.0916 | 3.0916 | 3.0916 | [11 empty] | Worthington MN (City of) | 100 | Worthington MN (City of) | 100
Worthington | 2024_G_5 | 2024 | G | 5 |  | Combustion Turbine | IC Engine | MIS_MNWI | Minnesota | 27 | Nobles | 105 | 27105 | 2 | 10745 | 2002 | 9999 |  |  | N | Distillate Fuel Oil | [13 empty] | 3.0916 | 3.0916 | 3.0916 | 3.0916 | [11 empty] | Worthington MN (City of) | 100 | Worthington MN (City of) | 100
Worthington | 2024_G_6 | 2024 | G | 6 |  | Combustion Turbine | IC Engine | MIS_MNWI | Minnesota | 27 | Nobles | 105 | 27105 | 2 | 10745 | 2002 | 9999 |  |  | N | Distillate Fuel Oil | [13 empty] | 3.0916 | 3.0916 | 3.0916 | 3.0916 | [11 empty] | Worthington MN (City of) | 100 | Worthington MN (City of) | 100
Worthington | 2024_G_7 | 2024 | G | 7 |  | Combustion Turbine | IC Engine | MIS_MNWI | Minnesota | 27 | Nobles | 105 | 27105 | 2 | 10745 | 2002 | 9999 |  |  | N | Distillate Fuel Oil | [13 empty] | 3.0916 | 3.0916 | 3.0916 | 3.0916 | [11 empty] | Worthington MN (City of) | 100 | Worthington MN (City of) | 100
Worthington | 2024_G_8 | 2024 | G | 8 |  | Onshore Wind |  | MIS_MNWI | Minnesota | 27 | Nobles | 105 | 27105 | 0.9 | 0 | 2002 | 9999 |  |  | N | Wind | [13 empty] | 0 | 0 | 0 | 0 | [11 empty] | Worthington MN (City of) | 100 | Worthington MN (City of) | 100
Worthington | 2024_G_9 | 2024 | G | 9 |  | Onshore Wind |  | MIS_MNWI | Minnesota | 27 | Nobles | 105 | 27105 | 0.9 | 0 | 2002 | 9999 |  |  | N | Wind | [13 empty] | 0 | 0 | 0 | 0 | [11 empty] | Worthington MN (City of) | 100 | Worthington MN (City of) | 100
Cambridge CT | 2038_G_GT1 | 2038 | G | GT1 | 90190 | Combustion Turbine |  | MIS_MNWI | Minnesota | 27 | Isanti | 59 | 27059 | 23 | 11726 | 1978 | 9999 |  |  | N | Distillate Fuel Oil | [13 empty] | 1.2002 | 1.2002 | 1.2002 | 1.2002 | [11 empty] | Great River Energy | 100 | Great River Energy | 100
Cambridge CT | 2038_G_GT2 | 2038 | G | GT2 | 89651 | Combustion Turbine |  | MIS_MNWI | Minnesota | 27 | Isanti | 59 | 27059 | 154.2 | 11721 | 2007 | 9999 |  |  | N | Natural Gas |  |  |  | DLNB | [8 empty] | 0.006 | 0.06044 | 0.06044 | 0.06044 | 0.06044 | [11 empty] | Great River Energy | 100 | Great River Energy | 100
Elk River | 2039_G_CT | 2039 | G | CT | 90432 | Combustion Turbine |  | MIS_MNWI | Minnesota | 27 | Sherburne | 141 | 27141 | 196.5 | 11468 | 2009 | 9999 |  |  | N | Natural Gas, Distillate Fuel Oil |  |  |  | DLNB | [9 empty] | 0.05231 | 0.05231 | 0.05231 | 0.05231 | [11 empty] | Great River Energy | 100 | Great River Energy | 100
Clinton Power Station | 204_G_1 | 204 | G | 1 |  | Nuclear |  | MIS_IL | Illinois | 17 | DeWitt | 39 | 17039 | 1065 | 10456 | 1987 | 9999 |  |  | N | Nuclear Fuel | [13 empty] | 0 | 0 | 0 | 0 | [11 empty] | Exelon Nuclear | 100 | Exelon Corp | 100
Maple Lake | 2042_G_5A | 2042 | G | 5A | 90189 | Combustion Turbine |  | MIS_MNWI | Minnesota | 27 | Wright | 171 | 27171 | 21.4 | 15795 | 1978 | 9999 |  |  | N | Distillate Fuel Oil | [13 empty] | 1.1999 | 1.1999 | 1.1999 | 1.1999 | [11 empty] | Great River Energy | 100 | Great River Energy | 100
Chevron Oil | 2047_G_1 | 2047 | G | 1 |  | Combustion Turbine |  | S_SOU | Mississippi | 28 | Jackson | 59 | 28059 | 15 | 11353 | 1967 | 9999 |  |  | Y | Natural Gas | [12 empty] | 4.8 | 0.70006 | 0.70006 | 0.70006 | 0.70006 | [11 empty] | Mississippi Power Co | 100 | Southern Co | 100
Chevron Oil | 2047_G_2 | 2047 | G | 2 |  | Combustion Turbine |  | S_SOU | Mississippi | 28 | Jackson | 59 | 28059 | 15 | 11353 | 1967 | 9999 |  |  | Y | Natural Gas | [12 empty] | 4.8 | 0.70006 | 0.70006 | 0.70006 | 0.70006 | [11 empty] | Mississippi Power Co | 100 | Southern Co | 100
Chevron Oil | 2047_G_3 | 2047 | G | 3 |  | Combustion Turbine |  | S_SOU | Mississippi | 28 | Jackson | 59 | 28059 | 16 | 11353 | 1971 | 9999 |  |  | Y | Natural Gas | [12 empty] | 4.8 | 0.70006 | 0.70006 | 0.70006 | 0.70006 | [11 empty] | Mississippi Power Co | 100 | Southern Co | 100
Chevron Oil | 2047_G_4 | 2047 | G | 4 |  | Combustion Turbine |  | S_SOU | Mississippi | 28 | Jackson | 59 | 28059 | 16 | 11353 | 1971 | 9999 |  |  | Y | Natural Gas | [12 empty] | 4.8 | 0.70006 | 0.70006 | 0.70006 | 0.70006 | [11 empty] | Mississippi Power Co | 100 | Southern Co | 100
Chevron Oil | 2047_G_5 | 2047 | G | 5 | 1285 | Combustion Turbine |  | S_SOU | Mississippi | 28 | Jackson | 59 | 28059 | 70 | 11354 | 1994 | 9999 |  |  | Y | Natural Gas |  |  |  | DLNB | [8 empty] | 0.003 | 0.03028 | 0.03028 | 0.03028 | 0.03028 | [11 empty] | Mississippi Power Co | 100 | Southern Co | 100
Sweatt | 2048_G_A | 2048 | G | A | 90050 | Combustion Turbine |  | S_SOU | Mississippi | 28 | Lauderdale | 75 | 28075 | 32 | 14840 | 1971 | 9999 |  |  | N | Natural Gas | [12 empty] | 4.8 | 0.70002 | 0.70002 | 0.70002 | 0.70002 | [11 empty] | Mississippi Power Co | 100 | Southern Co | 100
Jack Watson | 2049_G_A | 2049 | G | A | 90051 | Combustion Turbine |  | S_SOU | Mississippi | 28 | Harrison | 47 | 28047 | 33 | 17054 | 1970 | 9999 |  |  | N | Natural Gas | [12 empty] | 4.8 | 0.70009 | 0.70009 | 0.70009 | 0.70009 | [11 empty] | Mississippi Power Co | 100 | Southern Co | 100
L L Wilkins | 2059_G_6 | 2059 | G | 6 |  | Combined Cycle |  | MIS_MS | Mississippi | 28 | Coahoma | 27 | 28027 | 6.8 | 13902 | 1996 | 9999 |  |  | N | Natural Gas | [13 empty] | 0.068427 | 0.068427 | 0.068427 | 0.068427 | [11 empty] | Clarksdale Water & Light Dept | 100 | Clarksdale Water & Light Dept | 100
L L Wilkins | 2059_G_7 | 2059 | G | 7 |  | Combined Cycle |  | MIS_MS | Mississippi | 28 | Coahoma | 27 | 28027 | 7.5 | 13902 | 1961 | 9999 |  |  | N | Natural Gas | [13 empty] | 0.068427 | 0.068427 | 0.068427 | 0.068427 | [11 empty] | Clarksdale Water & Light Dept | 100 | Clarksdale Water & Light Dept | 100
L L Wilkins | 2059_G_8 | 2059 | G | 8 |  | Combined Cycle |  | MIS_MS | Mississippi | 28 | Coahoma | 27 | 28027 | 13.2 | 13902 | 1965 | 9999 |  |  | N | Natural Gas | [13 empty] | 0.068427 | 0.068427 | 0.068427 | 0.068427 | [11 empty] | Clarksdale Water & Light Dept | 100 | Clarksdale Water & Light Dept | 100
L L Wilkins | 2059_G_9 | 2059 | G | 9 |  | Combined Cycle |  | MIS_MS | Mississippi | 28 | Coahoma | 27 | 28027 | 22 | 15000 | 1971 | 9999 |  |  | N | Natural Gas | [13 empty] | 0.16108 | 0.16108 | 0.16108 | 0.16108 | [11 empty] | Clarksdale Water & Light Dept | 100 | Clarksdale Water & Light Dept | 100
Yazoo | 2067_G_2 | 2067 | G | 2 |  | Combined Cycle |  | MIS_MS | Mississippi | 28 | Yazoo | 163 | 28163 | 5.6 | 15000 | 1945 | 9999 |  |  | N | Natural Gas | [13 empty] | 0.068427 | 0.068427 | 0.068427 | 0.068427 | [11 empty] | Public Service Commission of Yazoo City | 100 | Public Service Commission of Yazoo City | 100
Yazoo | 2067_G_3 | 2067 | G | 3 |  | Combined Cycle |  | MIS_MS | Mississippi | 28 | Yazoo | 163 | 28163 | 13 | 15000 | 1954 | 9999 |  |  | N | Natural Gas | [12 empty] | 2.4 | 0.068427 | 0.068427 | 0.068427 | 0.068427 | [11 empty] | Public Service Commission of Yazoo City | 100 | Public Service Commission of Yazoo City | 100
Yazoo | 2067_G_GT1 | 2067 | G | GT1 |  | Combined Cycle |  | MIS_MS | Mississippi | 28 | Yazoo | 163 | 28163 | 14.7 | 15000 | 1968 | 9999 |  |  | N | Natural Gas, Distillate Fuel Oil | [12 empty] | 4.8 | 0.068427 | 0.068427 | 0.068427 | 0.068427 | [11 empty] | Public Service Commission of Yazoo City | 100 | Public Service Commission of Yazoo City | 100
Moselle | 2070_G_1 | 2070 | G | 1 |  | Combined Cycle |  | MIS_MS | Mississippi | 28 | Jones | 67 | 28067 | 59 | 8420 | 1970 | 9999 | wall |  | N | Natural Gas |  |  |  |  | SCR | [8 empty] | 0.0061871 | 0.0061871 | 0.0061871 | 0.0061871 | [11 empty] | Cooperative Energy | 100 | South Mississippi Electric Power Association | 100
Moselle | 2070_G_2 | 2070 | G | 2 |  | Combined Cycle |  | MIS_MS | Mississippi | 28 | Jones | 67 | 28067 | 59 | 8420 | 1970 | 9999 | wall |  | N | Natural Gas |  |  |  |  | SCR | [8 empty] | 0.0065667 | 0.0065667 | 0.0065667 | 0.0065667 | [11 empty] | Cooperative Energy | 100 | South Mississippi Electric Power Association | 100
Moselle | 2070_G_4 | 2070 | G | 4 | 1303 | Combustion Turbine |  | MIS_MS | Mississippi | 28 | Jones | 67 | 28067 | 75 | 12700 | 1997 | 9999 |  |  | N | Natural Gas, Distillate Fuel Oil |  |  |  | DLNB | [8 empty] | 4.8 | 0.03863 | 0.03863 | 0.03863 | 0.03863 | [11 empty] | Cooperative Energy | 100 | South Mississippi Electric Power Association | 100
Moselle | 2070_G_5 | 2070 | G | 5 | 1304 | Combustion Turbine |  | MIS_MS | Mississippi | 28 | Jones | 67 | 28067 | 75 | 12700 | 2006 | 9999 |  |  | N | Natural Gas |  |  |  | DLNB | [8 empty] | 4.8 | 0.02405 | 0.02405 | 0.02405 | 0.02405 | [11 empty] | Cooperative Energy | 100 | South Mississippi Electric Power Association | 100
Moselle | 2070_G_GTG1 | 2070 | G | GTG1 | 90671 | Combined Cycle |  | MIS_MS | Mississippi | 28 | Jones | 67 | 28067 | 75 | 8420 | 2012 | 9999 |  |  | N | Natural Gas |  |  |  | DLNB | SCR | [8 empty] | 0.0061871 | 0.0061871 | 0.0061871 | 0.0061871 | [11 empty] | Cooperative Energy | 100 | South Mississippi Electric Power Association | 100
Moselle | 2070_G_GTG2 | 2070 | G | GTG2 | 90672 | Combined Cycle |  | MIS_MS | Mississippi | 28 | Jones | 67 | 28067 | 75 | 8420 | 2012 | 9999 |  |  | N | Natural Gas |  |  |  | DLNB | SCR | [8 empty] | 0.0065667 | 0.0065667 | 0.0065667 | 0.0065667 | [11 empty] | Cooperative Energy | 100 | South Mississippi Electric Power Association | 100
Hawthorn | 2079_G_6 | 2079 | G | 6 | 1319 | Combined Cycle |  | SPP_N | Missouri | 29 | Jackson | 95 | 29095 | 124.1 | 9784 | 1997 | 9999 |  |  | N | Natural Gas |  |  |  | other | SCR | [7 empty] | 0.395 | 0.11282 | 0.013093 | 0.11282 | 0.013093 | [11 empty] | Evergy Metro Inc | 100 | Evergy Inc | 100
Hawthorn | 2079_G_7 | 2079 | G | 7 | 1317 | Combustion Turbine |  | SPP_N | Missouri | 29 | Jackson | 95 | 29095 | 78.1 | 12917 | 2000 | 9999 |  |  | N | Natural Gas |  |  |  | other | [8 empty] | 2.3 | 0.02655 | 0.02655 | 0.02655 | 0.02655 | [11 empty] | Evergy Metro Inc | 100 | Evergy Inc | 100
Hawthorn | 2079_G_8 | 2079 | G | 8 | 1318 | Combustion Turbine |  | SPP_N | Missouri | 29 | Jackson | 95 | 29095 | 79.1 | 12917 | 2000 | 9999 |  |  | N | Natural Gas |  |  |  | other | [8 empty] | 2.3 | 0.02647 | 0.02647 | 0.02647 | 0.02647 | [11 empty] | Evergy Metro Inc | 100 | Evergy Inc | 100
Hawthorn | 2079_G_9 | 2079 | G | 9 | 1319 | Combined Cycle |  | SPP_N | Missouri | 29 | Jackson | 95 | 29095 | 110.4 | 9784 | 2000 | 9999 |  |  | N | Natural Gas |  |  |  |  | SCR | [7 empty] | 0.395 | 0.11282 | 0.013093 | 0.11282 | 0.013093 | [11 empty] | Evergy Metro Inc | 100 | Evergy Inc | 100
Northeast (MO) | 2081_G_11 | 2081 | G | 11 | 90053 | Combustion Turbine |  | SPP_N | Missouri | 29 | Jackson | 95 | 29095 | 46.7 | 25000 | 1972 | 9999 |  |  | N | Distillate Fuel Oil | [12 empty] | 8 | 1.2 | 1.2 | 1.2 | 1.2 | [11 empty] | Evergy Metro Inc | 100 | Evergy Inc | 100
Northeast (MO) | 2081_G_12 | 2081 | G | 12 | 90054 | Combustion Turbine |  | SPP_N | Missouri | 29 | Jackson | 95 | 29095 | 40.9 | 25000 | 1972 | 9999 |  |  | N | Distillate Fuel Oil | [12 empty] | 8 | 1.2001 | 1.2001 | 1.2001 | 1.2001 | [11 empty] | Evergy Metro Inc | 100 | Evergy Inc | 100
Northeast (MO) | 2081_G_19 | 2081 | G | 19 |  | Combustion Turbine | IC Engine | SPP_N | Missouri | 29 | Jackson | 95 | 29095 | 2 | 25000 | 1985 | 9999 |  |  | N | Distillate Fuel Oil | [12 empty] | 2.3 | 1.6498 | 1.6498 | 1.6498 | 1.6498 | [11 empty] | Evergy Metro Inc | 100 | Evergy Inc | 100
Fairgrounds | 2082_G_1 | 2082 | G | 1 | 90097 | Combustion Turbine |  | MIS_MO | Missouri | 29 | Cole | 51 | 29051 | 54 | 23497 | 1974 | 9999 |  |  | N | Distillate Fuel Oil | [12 empty] | 2.02 | 1.2001 | 1.2001 | 1.2001 | 1.2001 | [11 empty] | Ameren Missouri | 100 | Ameren Corp | 100
Ralph Green | 2092_G_3 | 2092 | G | 3 | 90004 | Combustion Turbine |  | SPP_N | Missouri | 29 | Cass | 37 | 29037 | 70.9 | 23157 | 1981 | 9999 |  |  | N | Natural Gas |  |  |  | H2O | [8 empty] | 2.3 | 0.17127 | 0.17127 | 0.17127 | 0.17127 | [11 empty] | Evergy Missouri West Inc | 100 | Evergy Inc | 100
Lake Road (MO) | 2098_G_6 | 2098 | G | 6 | 1327 | Combustion Turbine |  | SPP_N | Missouri | 29 | Buchanan | 21 | 29021 | 20.9 | 21958 | 1989 | 9999 |  |  | N | Distillate Fuel Oil |  |  |  | OFA | [8 empty] | 1.43 | 0.16028 | 0.16028 | 0.16028 | 0.16028 | [11 empty] | Evergy Missouri West Inc | 100 | Evergy Inc | 100
Lake Road (MO) | 2098_G_7 | 2098 | G | 7 |  | Combustion Turbine |  | SPP_N | Missouri | 29 | Buchanan | 21 | 29021 | 21.1 | 21739 | 1990 | 9999 |  |  | N | Distillate Fuel Oil | [12 empty] | 8.6 | 0.09765 | 0.09765 | 0.09765 | 0.09765 | [11 empty] | Evergy Missouri West Inc | 100 | Evergy Inc | 100
Niangua | 2099_G_1 | 2099 | G | 1 |  | Hydro |  | S_D_AECI | Missouri | 29 | Camden | 29 | 29029 | 1.5 | 0 | 1930 | 9999 |  |  | N | Hydro | [13 empty] | 0 | 0 | 0 | 0 | [11 empty] | Sho ME Power Electric Coop | 100 | Sho ME Power Electric Coop | 100
Niangua | 2099_G_2 | 2099 | G | 2 |  | Hydro |  | S_D_AECI | Missouri | 29 | Camden | 29 | 29029 | 1.5 | 0 | 1930 | 9999 |  |  | N | Hydro | [13 empty] | 0 | 0 | 0 | 0 | [11 empty] | Sho ME Power Electric Coop | 100 | Sho ME Power Electric Coop | 100
Yates Dam | 21_G_1 | 21 | G | 1 |  | Hydro |  | S_SOU | Alabama | 1 | Elmore | 51 | 01051 | 22 | 0 | 1928 | 9999 |  |  | N | Hydro | [13 empty] | 0 | 0 | 0 | 0 | [11 empty] | Alabama Power Co | 100 | Southern Co | 100
Yates Dam | 21_G_2 | 21 | G | 2 |  | Hydro |  | S_SOU | Alabama | 1 | Elmore | 51 | 01051 | 22 | 0 | 1928 | 9999 |  |  | N | Hydro | [13 empty] | 0 | 0 | 0 | 0 | [11 empty] | Alabama Power Co | 100 | Southern Co | 100
Wolf Creek Generating Station | 210_G_1 | 210 | G | 1 |  | Nuclear |  | SPP_N | Kansas | 20 | Coffey | 31 | 20031 | 1225 | 10456 | 1985 | 9999 |  |  | N | Nuclear Fuel | [13 empty] | 0 | 0 | 0 | 0 | [11 empty] | Evergy Kansas South Inc | 47 | Evergy Inc | 94
Meramec | 2104_G_GT2 | 2104 | G | GT2 | 89685 | Combustion Turbine |  | MIS_MO | Missouri | 29 | St Louis | 189 | 29189 | 45 | 12841 | 2000 | 9999 |  |  | N | Natural Gas, Distillate Fuel Oil |  |  |  | H2O | [8 empty] | 0.5 | 0.69995 | 0.69995 | 0.69995 | 0.69995 | [11 empty] | Ameren Missouri | 100 | Ameren Corp | 100
Osage Dam | 2106_G_1 | 2106 | G | 1 |  | Hydro |  | MIS_MO | Missouri | 29 | Miller | 131 | 29131 | 31 | 0 | 1931 | 9999 |  |  | N | Hydro | [13 empty] | 0 | 0 | 0 | 0 | [11 empty] | Ameren Missouri | 100 | Ameren Corp | 100
Osage Dam | 2106_G_2 | 2106 | G | 2 |  | Hydro |  | MIS_MO | Missouri | 29 | Miller | 131 | 29131 | 24 | 0 | 1931 | 9999 |  |  | N | Hydro | [13 empty] | 0 | 0 | 0 | 0 | [11 empty] | Ameren Missouri | 100 | Ameren Corp | 100
Osage Dam | 2106_G_3 | 2106 | G | 3 |  | Hydro |  | MIS_MO | Missouri | 29 | Miller | 131 | 29131 | 31 | 0 | 1931 | 9999 |  |  | N | Hydro | [13 empty] | 0 | 0 | 0 | 0 | [11 empty] | Ameren Missouri | 100 | Ameren Corp | 100
Osage Dam | 2106_G_4 | 2106 | G | 4 |  | Hydro |  | MIS_MO | Missouri | 29 | Miller | 131 | 29131 | 24 | 0 | 1931 | 9999 |  |  | N | Hydro | [13 empty] | 0 | 0 | 0 | 0 | [11 empty] | Ameren Missouri | 100 | Ameren Corp | 100
Osage Dam | 2106_G_5 | 2106 | G | 5 |  | Hydro |  | MIS_MO | Missouri | 29 | Miller | 131 | 29131 | 31 | 0 | 1931 | 9999 |  |  | N | Hydro | [13 empty] | 0 | 0 | 0 | 0 | [11 empty] | Ameren Missouri | 100 | Ameren Corp | 100
Osage Dam | 2106_G_6 | 2106 | G | 6 |  | Hydro |  | MIS_MO | Missouri | 29 | Miller | 131 | 29131 | 31 | 0 | 1931 | 9999 |  |  | N | Hydro | [13 empty] | 0 | 0 | 0 | 0 | [11 empty] | Ameren Missouri | 100 | Ameren Corp | 100
Osage Dam | 2106_G_7 | 2106 | G | 7 |  | Hydro |  | MIS_MO | Missouri | 29 | Miller | 131 | 29131 | 31 | 0 | 1953 | 9999 |  |  | N | Hydro | [13 empty] | 0 | 0 | 0 | 0 | [11 empty] | Ameren Missouri | 100 | Ameren Corp | 100
Osage Dam | 2106_G_8 | 2106 | G | 8 |  | Hydro |  | MIS_MO | Missouri | 29 | Miller | 131 | 29131 | 31 | 0 | 1953 | 9999 |  |  | N | Hydro | [13 empty] | 0 | 0 | 0 | 0 | [11 empty] | Ameren Missouri | 100 | Ameren Corp | 100
Taum Sauk | 2108_G_1 | 2108 | G | 1 |  | Pumped Storage |  | MIS_MO | Missouri | 29 | Reynolds | 179 | 29179 | 220 | 0 | 1963 | 9999 |  |  | N | Pumped Storage | [13 empty] | 0 | 0 | 0 | 0 | [11 empty] | Ameren Missouri | 100 | Ameren Corp | 100
Taum Sauk | 2108_G_2 | 2108 | G | 2 |  | Pumped Storage |  | MIS_MO | Missouri | 29 | Reynolds | 179 | 29179 | 220 | 0 | 1963 | 9999 |  |  | N | Pumped Storage | [13 empty] | 0 | 0 | 0 | 0 | [11 empty] | Ameren Missouri | 100 | Ameren Corp | 100
Butler Municipal Power Plant | 2115_G_5 | 2115 | G | 5 |  | Combustion Turbine | IC Engine | SPP_N | Missouri | 29 | Bates | 13 | 29013 | 1 | 21625 | 1959 | 9999 |  |  | N | Distillate Fuel Oil | [12 empty] | 2.3 | 1.6498 | 1.6498 | 1.6498 | 1.6498 | [11 empty] | Butler MO (City of) | 100 | Butler MO (City of) | 100
Butler Municipal Power Plant | 2115_G_IC6 | 2115 | G | IC6 |  | Combustion Turbine | IC Engine | SPP_N | Missouri | 29 | Bates | 13 | 29013 | 1.1 | 21625 | 1965 | 9999 |  |  | N | Distillate Fuel Oil | [12 empty] | 2.3 | 1.6498 | 1.6498 | 1.6498 | 1.6498 | [11 empty] | Butler MO (City of) | 100 | Butler MO (City of) | 100
Butler Municipal Power Plant | 2115_G_NG1 | 2115 | G | NG1 |  | Combustion Turbine | IC Engine | SPP_N | Missouri | 29 | Bates | 13 | 29013 | 1.8 | 19621 | 2000 | 9999 |  |  | N | Distillate Fuel Oil | [12 empty] | 2.3 | 1.4406 | 1.4406 | 1.4406 | 1.4406 | [11 empty] | Butler MO (City of) | 100 | Butler MO (City of) | 100
Butler Municipal Power Plant | 2115_G_NG2 | 2115 | G | NG2 |  | Combustion Turbine | IC Engine | SPP_N | Missouri | 29 | Bates | 13 | 29013 | 1.8 | 15639 | 2000 | 9999 |  |  | N | Distillate Fuel Oil | [12 empty] | 2.3 | 1.4976 | 1.4976 | 1.4976 | 1.4976 | [11 empty] | Butler MO (City of) | 100 | Butler MO (City of) | 100
Butler Municipal Power Plant | 2115_G_SG1 | 2115 | G | SG1 |  | Combustion Turbine | IC Engine | SPP_N | Missouri | 29 | Bates | 13 | 29013 | 1.8 | 18621 | 2000 | 9999 |  |  | N | Distillate Fuel Oil | [12 empty] | 2.3 | 1.9063 | 1.9063 | 1.9063 | 1.9063 | [11 empty] | Butler MO (City of) | 100 | Butler MO (City of) | 100
Butler Municipal Power Plant | 2115_G_SG2 | 2115 | G | SG2 |  | Combustion Turbine | IC Engine | SPP_N | Missouri | 29 | Bates | 13 | 29013 | 1.8 | 15847 | 2000 | 9999 |  |  | N | Distillate Fuel Oil | [12 empty] | 2.3 | 1.9033 | 1.9033 | 1.9033 | 1.9033 | [11 empty] | Butler MO (City of) | 100 | Butler MO (City of) | 100
Carrollton | 2120_G_10 | 2120 | G | 10 |  | Combustion Turbine | IC Engine | SPP_N | Missouri | 29 | Carroll | 33 | 29033 | 6 | 18000 | 1972 | 9999 |  |  | N | Natural Gas, Distillate Fuel Oil | [12 empty] | 2.3 | 1.061 | 1.061 | 1.061 | 1.061 | [11 empty] | Carrollton Municipal Utilities | 100 | Carrollton Municipal Utilities | 100
Carrollton | 2120_G_11 | 2120 | G | 11 |  | Combustion Turbine | IC Engine | SPP_N | Missouri | 29 | Carroll | 33 | 29033 | 1.8 | 25000 | 2001 | 9999 |  |  | N | Distillate Fuel Oil | [12 empty] | 2.3 | 1.6498 | 1.6498 | 1.6498 | 1.6498 | [11 empty] | Carrollton Municipal Utilities | 100 | Carrollton Municipal Utilities | 100
Carrollton | 2120_G_3 | 2120 | G | 3 |  | Combustion Turbine | IC Engine | SPP_N | Missouri | 29 | Carroll | 33 | 29033 | 1.8 | 18000 | 1947 | 9999 |  |  | N | Natural Gas, Distillate Fuel Oil | [12 empty] | 2.3 | 1.061 | 1.061 | 1.061 | 1.061 | [11 empty] | Carrollton Municipal Utilities | 100 | Carrollton Municipal Utilities | 100
Carrollton | 2120_G_7 | 2120 | G | 7 |  | Combustion Turbine | IC Engine | SPP_N | Missouri | 29 | Carroll | 33 | 29033 | 2.5 | 18000 | 1959 | 9999 |  |  | N | Natural Gas, Distillate Fuel Oil | [12 empty] | 2.3 | 1.061 | 1.061 | 1.061 | 1.061 | [11 empty] | Carrollton Municipal Utilities | 100 | Carrollton Municipal Utilities | 100
Carrollton | 2120_G_8 | 2120 | G | 8 |  | Combustion Turbine | IC Engine | SPP_N | Missouri | 29 | Carroll | 33 | 29033 | 3.7 | 18000 | 1966 | 9999 |  |  | N | Natural Gas, Distillate Fuel Oil | [12 empty] | 2.3 | 1.061 | 1.061 | 1.061 | 1.061 | [11 empty] | Carrollton Municipal Utilities | 100 | Carrollton Municipal Utilities | 100
Carrollton | 2120_G_9 | 2120 | G | 9 |  | Combustion Turbine | IC Engine | SPP_N | Missouri | 29 | Carroll | 33 | 29033 | 3.7 | 18000 | 1970 | 9999 |  |  | N | Natural Gas, Distillate Fuel Oil | [12 empty] | 2.3 | 1.061 | 1.061 | 1.061 | 1.061 | [11 empty] | Carrollton Municipal Utilities | 100 | Carrollton Municipal Utilities | 100
Carthage | 2121_G_10 | 2121 | G | 10 |  | Combustion Turbine | IC Engine | SPP_WEST | Missouri | 29 | Jasper | 97 | 29097 | 6 | 18000 | 1965 | 9999 |  |  | N | Natural Gas, Distillate Fuel Oil | [12 empty] | 2.3 | 1.061 | 1.061 | 1.061 | 1.061 | [11 empty] | Carthage MO (City of) | 100 | Carthage MO (City of) | 100
Carthage | 2121_G_11 | 2121 | G | 11 |  | Combustion Turbine | IC Engine | SPP_WEST | Missouri | 29 | Jasper | 97 | 29097 | 4 | 18000 | 1970 | 9999 |  |  | N | Natural Gas, Distillate Fuel Oil | [12 empty] | 2.3 | 1.061 | 1.061 | 1.061 | 1.061 | [11 empty] | Carthage MO (City of) | 100 | Carthage MO (City of) | 100
Carthage | 2121_G_12 | 2121 | G | 12 |  | Combustion Turbine | IC Engine | SPP_WEST | Missouri | 29 | Jasper | 97 | 29097 | 4 | 18000 | 1971 | 9999 |  |  | N | Natural Gas, Distillate Fuel Oil | [12 empty] | 2.3 | 1.061 | 1.061 | 1.061 | 1.061 | [11 empty] | Carthage MO (City of) | 100 | Carthage MO (City of) | 100
Carthage | 2121_G_13 | 2121 | G | 13 |  | Combustion Turbine | IC Engine | SPP_WEST | Missouri | 29 | Jasper | 97 | 29097 | 5.5 | 18000 | 1976 | 9999 |  |  | N | Natural Gas, Distillate Fuel Oil | [12 empty] | 2.3 | 1.061 | 1.061 | 1.061 | 1.061 | [11 empty] | Carthage MO (City of) | 100 | Carthage MO (City of) | 100
Carthage | 2121_G_14 | 2121 | G | 14 |  | Combustion Turbine | IC Engine | SPP_WEST | Missouri | 29 | Jasper | 97 | 29097 | 5.5 | 18000 | 1976 | 9999 |  |  | N | Natural Gas, Distillate Fuel Oil | [12 empty] | 2.3 | 1.061 | 1.061 | 1.061 | 1.061 | [11 empty] | Carthage MO (City of) | 100 | Carthage MO (City of) | 100
Carthage | 2121_G_6 | 2121 | G | 6 |  | Combustion Turbine | IC Engine | SPP_WEST | Missouri | 29 | Jasper | 97 | 29097 | 2 | 18000 | 1946 | 9999 |  |  | N | Natural Gas, Distillate Fuel Oil | [12 empty] | 2.3 | 1.061 | 1.061 | 1.061 | 1.061 | [11 empty] | Carthage MO (City of) | 100 | Carthage MO (City of) | 100
Carthage | 2121_G_7 | 2121 | G | 7 |  | Combustion Turbine | IC Engine | SPP_WEST | Missouri | 29 | Jasper | 97 | 29097 | 2.2 | 18000 | 1949 | 9999 |  |  | N | Natural Gas, Distillate Fuel Oil | [12 empty] | 2.3 | 1.061 | 1.061 | 1.061 | 1.061 | [11 empty] | Carthage MO (City of) | 100 | Carthage MO (City of) | 100
Carthage | 2121_G_8 | 2121 | G | 8 |  | Combustion Turbine | IC Engine | SPP_WEST | Missouri | 29 | Jasper | 97 | 29097 | 2.5 | 18000 | 1952 | 9999 |  |  | N | Natural Gas, Distillate Fuel Oil | [12 empty] | 2.3 | 1.061 | 1.061 | 1.061 | 1.061 | [11 empty] | Carthage MO (City of) | 100 | Carthage MO (City of) | 100
Carthage | 2121_G_9 | 2121 | G | 9 |  | Combustion Turbine | IC Engine | SPP_WEST | Missouri | 29 | Jasper | 97 | 29097 | 4 | 18000 | 1957 | 9999 |  |  | N | Natural Gas, Distillate Fuel Oil | [12 empty] | 2.3 | 1.061 | 1.061 | 1.061 | 1.061 | [11 empty] | Carthage MO (City of) | 100 | Carthage MO (City of) | 100
Chillicothe | 2122_G_D1 | 2122 | G | D1 |  | Combustion Turbine | IC Engine | MIS_MO | Missouri | 29 | Livingston | 117 | 29117 | 2 | 10880 | 2003 | 9999 |  |  | N | Distillate Fuel Oil | [12 empty] | 2.3 | 0.27973 | 0.27973 | 0.27973 | 0.27973 | [11 empty] | Chillicothe Municipal Utilities | 100 | Chillicothe Municipal Utilities | 100
Chillicothe | 2122_G_D2 | 2122 | G | D2 |  | Combustion Turbine | IC Engine | MIS_MO | Missouri | 29 | Livingston | 117 | 29117 | 2 | 10745 | 2003 | 9999 |  |  | N | Distillate Fuel Oil | [12 empty] | 2.3 | 0.27973 | 0.27973 | 0.27973 | 0.27973 | [11 empty] | Chillicothe Municipal Utilities | 100 | Chillicothe Municipal Utilities | 100
Chillicothe | 2122_G_D3 | 2122 | G | D3 |  | Combustion Turbine | IC Engine | MIS_MO | Missouri | 29 | Livingston | 117 | 29117 | 2 | 10745 | 2003 | 9999 |  |  | N | Distillate Fuel Oil | [12 empty] | 2.3 | 0.27973 | 0.27973 | 0.27973 | 0.27973 | [11 empty] | Chillicothe Municipal Utilities | 100 | Chillicothe Municipal Utilities | 100
Chillicothe | 2122_G_D4 | 2122 | G | D4 |  | Combustion Turbine | IC Engine | MIS_MO | Missouri | 29 | Livingston | 117 | 29117 | 2 | 10745 | 2003 | 9999 |  |  | N | Distillate Fuel Oil | [12 empty] | 2.3 | 0.27973 | 0.27973 | 0.27973 | 0.27973 | [11 empty] | Chillicothe Municipal Utilities | 100 | Chillicothe Municipal Utilities | 100
Chillicothe | 2122_G_D5 | 2122 | G | D5 |  | Combustion Turbine | IC Engine | MIS_MO | Missouri | 29 | Livingston | 117 | 29117 | 2 | 10745 | 2003 | 9999 |  |  | N | Distillate Fuel Oil | [12 empty] | 2.3 | 0.27973 | 0.27973 | 0.27973 | 0.27973 | [11 empty] | Chillicothe Municipal Utilities | 100 | Chillicothe Municipal Utilities | 100
Chillicothe | 2122_G_GT1 | 2122 | G | GT1 | 90005 | Combustion Turbine |  | MIS_MO | Missouri | 29 | Livingston | 117 | 29117 | 40 | 16557 | 1986 | 9999 |  |  | N | Natural Gas, Distillate Fuel Oil | [12 empty] | 2.3 | 0.73292 | 0.73292 | 0.73292 | 0.73292 | [11 empty] | Chillicothe Municipal Utilities | 100 | Chillicothe Municipal Utilities | 100
Chillicothe | 2122_G_GT2 | 2122 | G | GT2 | 90006 | Combustion Turbine |  | MIS_MO | Missouri | 29 | Livingston | 117 | 29117 | 40 | 16572 | 1986 | 9999 |  |  | N | Natural Gas, Distillate Fuel Oil | [12 empty] | 2.3 | 0.84015 | 0.84015 | 0.84015 | 0.84015 | [11 empty] | Chillicothe Municipal Utilities | 100 | Chillicothe Municipal Utilities | 100
Columbia (MO) | 2123_G_6 | 2123 | G | 6 |  | Combustion Turbine |  | MIS_MO | Missouri | 29 | Boone | 19 | 29019 | 12.5 | 16463 | 1963 | 9999 |  |  | N | Natural Gas |  |  |  | BOOS | [8 empty] | 2.3 | 0.56875 | 0.56875 | 0.56875 | 0.56875 | [11 empty] | Columbia Water & Light | 100 | Columbia Water & Light | 100
Columbia (MO) | 2123_G_DAN1 | 2123 | G | DAN1 |  | Combustion Turbine | IC Engine | MIS_MO | Missouri | 29 | Boone | 19 | 29019 | 2 | 12958 | 2004 | 9999 |  |  | N | Distillate Fuel Oil | [12 empty] | 2.3 | 1.6498 | 1.6498 | 1.6498 | 1.6498 | [11 empty] | Columbia Water & Light | 100 | Columbia Water & Light | 100
Columbia (MO) | 2123_G_LF1 | 2123 | G | LF1 |  | Landfill Gas |  | MIS_MO | Missouri | 29 | Boone | 19 | 29019 | 1 | 13500 | 2008 | 9999 |  |  | N | Landfill Gas | [13 empty] | 0.24082 | 0.24082 | 0.24082 | 0.24082 | [11 empty] | Columbia Water & Light | 100 | Columbia Water & Light | 100
Columbia (MO) | 2123_G_LF2 | 2123 | G | LF2 |  | Landfill Gas |  | MIS_MO | Missouri | 29 | Boone | 19 | 29019 | 1 | 13500 | 2008 | 9999 |  |  | N | Landfill Gas | [13 empty] | 0.24082 | 0.24082 | 0.24082 | 0.24082 | [11 empty] | Columbia Water & Light | 100 | Columbia Water & Light | 100
Columbia (MO) | 2123_G_LF3 | 2123 | G | LF3 |  | Landfill Gas |  | MIS_MO | Missouri | 29 | Boone | 19 | 29019 | 1 | 13500 | 2013 | 9999 |  |  | N | Landfill Gas | [13 empty] | 0.24082 | 0.24082 | 0.24082 | 0.24082 | [11 empty] | Columbia Water & Light | 100 | Columbia Water & Light | 100
Columbia (MO) | 2123_G_SF1 | 2123 | G | SF1 |  | Combustion Turbine | IC Engine | MIS_MO | Missouri | 29 | Boone | 19 | 29019 | 1 | 12958 | 2008 | 9999 |  |  | N | Distillate Fuel Oil | [13 empty] | 1.6498 | 1.6498 | 1.6498 | 1.6498 | [11 empty] | Columbia Water & Light | 100 | Columbia Water & Light | 100
Columbia (MO) | 2123_G_SF2 | 2123 | G | SF2 |  | Combustion Turbine | IC Engine | MIS_MO | Missouri | 29 | Boone | 19 | 29019 | 1 | 12958 | 2008 | 9999 |  |  | N | Distillate Fuel Oil | [13 empty] | 1.6498 | 1.6498 | 1.6498 | 1.6498 | [11 empty] | Columbia Water & Light | 100 | Columbia Water & Light | 100
Columbia (MO) | 2123_G_SH1 | 2123 | G | SH1 |  | Combustion Turbine | IC Engine | MIS_MO | Missouri | 29 | Boone | 19 | 29019 | 1.3 | 12959 | 2002 | 9999 |  |  | N | Distillate Fuel Oil | [12 empty] | 2.3 | 1.6498 | 1.6498 | 1.6498 | 1.6498 | [11 empty] | Columbia Water & Light | 100 | Columbia Water & Light | 100
Columbia (MO) | 2123_G_SH2 | 2123 | G | SH2 |  | Combustion Turbine | IC Engine | MIS_MO | Missouri | 29 | Boone | 19 | 29019 | 1.3 | 12959 | 2002 | 9999 |  |  | N | Distillate Fuel Oil | [12 empty] | 2.3 | 1.6498 | 1.6498 | 1.6498 | 1.6498 | [11 empty] | Columbia Water & Light | 100 | Columbia Water & Light | 100
Columbia (MO) | 2123_G_WTP1 | 2123 | G | WTP1 |  | Combustion Turbine | IC Engine | MIS_MO | Missouri | 29 | Boone | 19 | 29019 | 2 | 12959 | 2004 | 9999 |  |  | N | Distillate Fuel Oil | [12 empty] | 2.3 | 1.6498 | 1.6498 | 1.6498 | 1.6498 | [11 empty] | Columbia Water & Light | 100 | Columbia Water & Light | 100
Columbia (MO) | 2123_G_WTP2 | 2123 | G | WTP2 |  | Combustion Turbine | IC Engine | MIS_MO | Missouri | 29 | Boone | 19 | 29019 | 2 | 12959 | 2004 | 9999 |  |  | N | Distillate Fuel Oil | [12 empty] | 2.3 | 1.6498 | 1.6498 | 1.6498 | 1.6498 | [11 empty] | Columbia Water & Light | 100 | Columbia Water & Light | 100
Stockton Hydro | 2124_G_1 | 2124 | G | 1 |  | Hydro |  | SPP_N | Missouri | 29 | Cedar | 39 | 29039 | 52 | 0 | 1973 | 9999 |  |  | N | Hydro | [13 empty] | 0 | 0 | 0 | 0 | [11 empty] | USACE Kansas City District | 100 | U S Army Corps of Engineers | 100
Fulton (MO) | 2126_G_GT4 | 2126 | G | GT4 |  | Combustion Turbine |  | MIS_MO | Missouri | 29 | Callaway | 27 | 29027 | 15 | 23583 | 1972 | 9999 |  |  | N | Natural Gas, Distillate Fuel Oil | [12 empty] | 2.3 | 0.00703 | 0.00703 | 0.00703 | 0.00703 | [11 empty] | Fulton MO (City of) | 100 | Fulton MO (City of) | 100
Fulton (MO) | 2126_G_IC1 | 2126 | G | IC1 |  | Combustion Turbine | IC Engine | MIS_MO | Missouri | 29 | Callaway | 27 | 29027 | 4.1 | 11437 | 1966 | 9999 |  |  | N | Natural Gas, Distillate Fuel Oil | [12 empty] | 2.3 | 1.6498 | 1.6498 | 1.6498 | 1.6498 | [11 empty] | Fulton MO (City of) | 100 | Fulton MO (City of) | 100
Fulton (MO) | 2126_G_IC3 | 2126 | G | IC3 |  | Combustion Turbine | IC Engine | MIS_MO | Missouri | 29 | Callaway | 27 | 29027 | 6.2 | 12315 | 1975 | 9999 |  |  | N | Natural Gas, Distillate Fuel Oil | [12 empty] | 2.3 | 1.2095 | 1.2095 | 1.2095 | 1.2095 | [11 empty] | Fulton MO (City of) | 100 | Fulton MO (City of) | 100
Gallatin (MO) | 2127_G_2A | 2127 | G | 2A |  | Combustion Turbine | IC Engine | S_D_AECI | Missouri | 29 | Daviess | 61 | 29061 | 1 | 17401 | 1993 | 9999 |  |  | N | Distillate Fuel Oil | [12 empty] | 2.3 | 1.6498 | 1.6498 | 1.6498 | 1.6498 | [11 empty] | Gallatin MO (City of) | 100 | Gallatin MO (City of) | 100
Gallatin (MO) | 2127_G_3A | 2127 | G | 3A |  | Combustion Turbine | IC Engine | S_D_AECI | Missouri | 29 | Daviess | 61 | 29061 | 1 | 17401 | 1993 | 9999 |  |  | N | Distillate Fuel Oil | [12 empty] | 2.3 | 1.6498 | 1.6498 | 1.6498 | 1.6498 | [11 empty] | Gallatin MO (City of) | 100 | Gallatin MO (City of) | 100
Gallatin (MO) | 2127_G_IC4 | 2127 | G | IC4 |  | Combustion Turbine | IC Engine | S_D_AECI | Missouri | 29 | Daviess | 61 | 29061 | 2.5 | 16012 | 1983 | 9999 |  |  | N | Distillate Fuel Oil | [12 empty] | 2.3 | 1.6498 | 1.6498 | 1.6498 | 1.6498 | [11 empty] | Gallatin MO (City of) | 100 | Gallatin MO (City of) | 100
Gallatin (MO) | 2127_G_IC6 | 2127 | G | IC6 |  | Combustion Turbine | IC Engine | S_D_AECI | Missouri | 29 | Daviess | 61 | 29061 | 2.5 | 15785 | 1977 | 9999 |  |  | N | Distillate Fuel Oil | [12 empty] | 2.3 | 1.6498 | 1.6498 | 1.6498 | 1.6498 | [11 empty] | Gallatin MO (City of) | 100 | Gallatin MO (City of) | 100
Higginsville | 2131_G_4 | 2131 | G | 4 | 88446 | Combustion Turbine |  | SPP_N | Missouri | 29 | Lafayette | 107 | 29107 | 37.5 | 15856 | 1996 | 9999 |  |  | N | Natural Gas, Distillate Fuel Oil |  |  |  | H2O | [8 empty] | 2.3 | 0.69989 | 0.69989 | 0.69989 | 0.69989 | [11 empty] | Higginsville Municipal Utilities | 100 | Higginsville Municipal Utilities | 100
Higginsville | 2131_G_5 | 2131 | G | 5 |  | Combustion Turbine | IC Engine | SPP_N | Missouri | 29 | Lafayette | 107 | 29107 | 1.2 | 15009 | 2004 | 9999 |  |  | N | Natural Gas, Distillate Fuel Oil | [12 empty] | 2.3 | 0.1022 | 0.1022 | 0.1022 | 0.1022 | [11 empty] | Higginsville Municipal Utilities | 100 | Higginsville Municipal Utilities | 100
Higginsville | 2131_G_6 | 2131 | G | 6 |  | Combustion Turbine | IC Engine | SPP_N | Missouri | 29 | Lafayette | 107 | 29107 | 4.5 | 14348 | 2004 | 9999 |  |  | N | Distillate Fuel Oil | [12 empty] | 2.3 | 0.00572 | 0.00572 | 0.00572 | 0.00572 | [11 empty] | Higginsville Municipal Utilities | 100 | Higginsville Municipal Utilities | 100
Jackson Square | 2134_G_1 | 2134 | G | 1 |  | Combustion Turbine |  | SPP_N | Missouri | 29 | Jackson | 95 | 29095 | 15 | 25000 | 1969 | 9999 |  |  | N | Distillate Fuel Oil | [12 empty] | 8 | 1.1117 | 1.1117 | 1.1117 | 1.1117 | [11 empty] | Independence Power & Light | 100 | Independence Power & Light | 100
Jackson Square | 2134_G_2 | 2134 | G | 2 |  | Combustion Turbine |  | SPP_N | Missouri | 29 | Jackson | 95 | 29095 | 15 | 25000 | 1969 | 9999 |  |  | N | Distillate Fuel Oil | [12 empty] | 8 | 0.54743 | 0.54743 | 0.54743 | 0.54743 | [11 empty] | Independence Power & Light | 100 | Independence Power & Light | 100
Station H | 2135_G_1 | 2135 | G | 1 |  | Combustion Turbine |  | SPP_N | Missouri | 29 | Jackson | 95 | 29095 | 19 | 24403 | 1972 | 9999 |  |  | N | Natural Gas, Distillate Fuel Oil | [12 empty] | 2.3 | 0.78654 | 0.78654 | 0.78654 | 0.78654 | [11 empty] | Independence Power & Light | 100 | Independence Power & Light | 100
Station I | 2136_G_1 | 2136 | G | 1 |  | Combustion Turbine |  | SPP_N | Missouri | 29 | Jackson | 95 | 29095 | 19 | 23635 | 1972 | 9999 |  |  | N | Distillate Fuel Oil | [12 empty] | 8 | 1.2 | 1.2 | 1.2 | 1.2 | [11 empty] | Independence Power & Light | 100 | Independence Power & Light | 100
Station I | 2136_G_2 | 2136 | G | 2 |  | Combustion Turbine |  | SPP_N | Missouri | 29 | Jackson | 95 | 29095 | 19 | 23677 | 1972 | 9999 |  |  | N | Distillate Fuel Oil | [12 empty] | 8 | 1.2 | 1.2 | 1.2 | 1.2 | [11 empty] | Independence Power & Light | 100 | Independence Power & Light | 100
Jackson (MO) | 2137_G_10 | 2137 | G | 10 |  | Combustion Turbine | IC Engine | MIS_MO | Missouri | 29 | Cape Girardeau | 31 | 29031 | 2 | 25000 | 2006 | 9999 |  |  | N | Distillate Fuel Oil | [13 empty] | 1.6498 | 1.6498 | 1.6498 | 1.6498 | [11 empty] | Jackson Power & Light | 100 | Jackson Power & Light | 100
Jackson (MO) | 2137_G_11 | 2137 | G | 11 |  | Combustion Turbine | IC Engine | MIS_MO | Missouri | 29 | Cape Girardeau | 31 | 29031 | 2 | 25000 | 2006 | 9999 |  |  | N | Distillate Fuel Oil | [13 empty] | 1.6498 | 1.6498 | 1.6498 | 1.6498 | [11 empty] | Jackson Power & Light | 100 | Jackson Power & Light | 100
Jackson (MO) | 2137_G_12 | 2137 | G | 12 |  | Combustion Turbine | IC Engine | MIS_MO | Missouri | 29 | Cape Girardeau | 31 | 29031 | 2 | 25000 | 2006 | 9999 |  |  | N | Distillate Fuel Oil | [13 empty] | 1.6498 | 1.6498 | 1.6498 | 1.6498 | [11 empty] | Jackson Power & Light | 100 | Jackson Power & Light | 100
Jackson (MO) | 2137_G_3 | 2137 | G | 3 |  | Combustion Turbine | IC Engine | MIS_MO | Missouri | 29 | Cape Girardeau | 31 | 29031 | 1 | 25000 | 1963 | 9999 |  |  | N | Natural Gas, Distillate Fuel Oil | [12 empty] | 2.3 | 1.6498 | 1.6498 | 1.6498 | 1.6498 | [11 empty] | Jackson Power & Light | 100 | Jackson Power & Light | 100
Jackson (MO) | 2137_G_4 | 2137 | G | 4 |  | Combustion Turbine | IC Engine | MIS_MO | Missouri | 29 | Cape Girardeau | 31 | 29031 | 1 | 25000 | 1963 | 9999 |  |  | N | Natural Gas, Distillate Fuel Oil | [12 empty] | 2.3 | 1.6498 | 1.6498 | 1.6498 | 1.6498 | [11 empty] | Jackson Power & Light | 100 | Jackson Power & Light | 100
Jackson (MO) | 2137_G_5 | 2137 | G | 5 |  | Combustion Turbine | IC Engine | MIS_MO | Missouri | 29 | Cape Girardeau | 31 | 29031 | 0.6 | 25000 | 1936 | 9999 |  |  | N | Distillate Fuel Oil | [12 empty] | 2.3 | 1.6498 | 1.6498 | 1.6498 | 1.6498 | [11 empty] | Jackson Power & Light | 100 | Jackson Power & Light | 100
Jackson (MO) | 2137_G_6 | 2137 | G | 6 |  | Combustion Turbine | IC Engine | MIS_MO | Missouri | 29 | Cape Girardeau | 31 | 29031 | 1 | 25000 | 1946 | 9999 |  |  | N | Distillate Fuel Oil | [12 empty] | 2.3 | 1.6498 | 1.6498 | 1.6498 | 1.6498 | [11 empty] | Jackson Power & Light | 100 | Jackson Power & Light | 100
Jackson (MO) | 2137_G_7 | 2137 | G | 7 |  | Combustion Turbine | IC Engine | MIS_MO | Missouri | 29 | Cape Girardeau | 31 | 29031 | 6.5 | 20500 | 1973 | 9999 |  |  | N | Natural Gas, Distillate Fuel Oil | [12 empty] | 2.3 | 0.9076 | 0.9076 | 0.9076 | 0.9076 | [11 empty] | Jackson Power & Light | 100 | Jackson Power & Light | 100
Jackson (MO) | 2137_G_8 | 2137 | G | 8 |  | Combustion Turbine | IC Engine | MIS_MO | Missouri | 29 | Cape Girardeau | 31 | 29031 | 6.5 | 20500 | 1973 | 9999 |  |  | N | Natural Gas, Distillate Fuel Oil | [12 empty] | 2.3 | 1.6498 | 1.6498 | 1.6498 | 1.6498 | [11 empty] | Jackson Power & Light | 100 | Jackson Power & Light | 100
Jackson (MO) | 2137_G_9 | 2137 | G | 9 |  | Combustion Turbine | IC Engine | MIS_MO | Missouri | 29 | Cape Girardeau | 31 | 29031 | 2.7 | 25000 | 1983 | 9999 |  |  | N | Natural Gas, Distillate Fuel Oil | [12 empty] | 2.3 | 1.6498 | 1.6498 | 1.6498 | 1.6498 | [11 empty] | Jackson Power & Light | 100 | Jackson Power & Light | 100
Kahoka | 2138_G_10 | 2138 | G | 10 |  | Combustion Turbine | IC Engine | MIS_MO | Missouri | 29 | Clark | 45 | 29045 | 1.1 | 23645 | 1999 | 9999 |  |  | N | Distillate Fuel Oil | [12 empty] | 2.3 | 1.6498 | 1.6498 | 1.6498 | 1.6498 | [11 empty] | Kahoka MO (City of) | 100 | Kahoka MO (City of) | 100
Kahoka | 2138_G_11 | 2138 | G | 11 |  | Combustion Turbine | IC Engine | MIS_MO | Missouri | 29 | Clark | 45 | 29045 | 1.1 | 25000 | 1999 | 9999 |  |  | N | Distillate Fuel Oil | [12 empty] | 2.3 | 1.6498 | 1.6498 | 1.6498 | 1.6498 | [11 empty] | Kahoka MO (City of) | 100 | Kahoka MO (City of) | 100
Kahoka | 2138_G_12 | 2138 | G | 12 |  | Combustion Turbine | IC Engine | MIS_MO | Missouri | 29 | Clark | 45 | 29045 | 1.1 | 25000 | 1999 | 9999 |  |  | N | Distillate Fuel Oil | [12 empty] | 2.3 | 1.6498 | 1.6498 | 1.6498 | 1.6498 | [11 empty] | Kahoka MO (City of) | 100 | Kahoka MO (City of) | 100
Kahoka | 2138_G_3 | 2138 | G | 3 |  | Combustion Turbine | IC Engine | MIS_MO | Missouri | 29 | Clark | 45 | 29045 | 0.2 | 25000 | 1941 | 9999 |  |  | N | Distillate Fuel Oil | [12 empty] | 2.3 | 1.6498 | 1.6498 | 1.6498 | 1.6498 | [11 empty] | Kahoka MO (City of) | 100 | Kahoka MO (City of) | 100
Kahoka | 2138_G_6 | 2138 | G | 6 |  | Combustion Turbine | IC Engine | MIS_MO | Missouri | 29 | Clark | 45 | 29045 | 0.7 | 25000 | 1952 | 9999 |  |  | N | Distillate Fuel Oil | [12 empty] | 2.3 | 1.6498 | 1.6498 | 1.6498 | 1.6498 | [11 empty] | Kahoka MO (City of) | 100 | Kahoka MO (City of) | 100
Kahoka | 2138_G_7 | 2138 | G | 7 |  | Combustion Turbine | IC Engine | MIS_MO | Missouri | 29 | Clark | 45 | 29045 | 0.7 | 18000 | 1956 | 9999 |  |  | N | Natural Gas, Distillate Fuel Oil | [12 empty] | 2.3 | 1.061 | 1.061 | 1.061 | 1.061 | [11 empty] | Kahoka MO (City of) | 100 | Kahoka MO (City of) | 100
Kahoka | 2138_G_8 | 2138 | G | 8 |  | Combustion Turbine | IC Engine | MIS_MO | Missouri | 29 | Clark | 45 | 29045 | 1.4 | 18000 | 1969 | 9999 |  |  | N | Natural Gas, Distillate Fuel Oil | [12 empty] | 2.3 | 1.061 | 1.061 | 1.061 | 1.061 | [11 empty] | Kahoka MO (City of) | 100 | Kahoka MO (City of) | 100
Kahoka | 2138_G_9 | 2138 | G | 9 |  | Combustion Turbine | IC Engine | MIS_MO | Missouri | 29 | Clark | 45 | 29045 | 0.8 | 18000 | 1982 | 9999 |  |  | N | Natural Gas, Distillate Fuel Oil | [12 empty] | 2.3 | 1.061 | 1.061 | 1.061 | 1.061 | [11 empty] | Kahoka MO (City of) | 100 | Kahoka MO (City of) | 100
Kennett | 2139_G_10 | 2139 | G | 10 |  | Combustion Turbine | IC Engine | SPP_WEST | Missouri | 29 | Dunklin | 69 | 29069 | 5.6 | 18000 | 1971 | 9999 |  |  | N | Natural Gas, Distillate Fuel Oil | [12 empty] | 2.3 | 1.061 | 1.061 | 1.061 | 1.061 | [11 empty] | Kennett MO (City of) | 100 | Kennett MO (City of) | 100
Kennett | 2139_G_11 | 2139 | G | 11 |  | Combustion Turbine | IC Engine | SPP_WEST | Missouri | 29 | Dunklin | 69 | 29069 | 5.6 | 18000 | 1975 | 9999 |  |  | N | Natural Gas, Distillate Fuel Oil | [12 empty] | 2.3 | 1.061 | 1.061 | 1.061 | 1.061 | [11 empty] | Kennett MO (City of) | 100 | Kennett MO (City of) | 100
Kennett | 2139_G_12 | 2139 | G | 12 |  | Combustion Turbine | IC Engine | SPP_WEST | Missouri | 29 | Dunklin | 69 | 29069 | 5.7 | 18000 | 2001 | 9999 |  |  | N | Natural Gas | [12 empty] | 2.3 | 1.061 | 1.061 | 1.061 | 1.061 | [11 empty] | Kennett MO (City of) | 100 | Kennett MO (City of) | 100
Kennett | 2139_G_13 | 2139 | G | 13 |  | Combustion Turbine | IC Engine | SPP_WEST | Missouri | 29 | Dunklin | 69 | 29069 | 5.7 | 18000 | 2001 | 9999 |  |  | N | Natural Gas | [12 empty] | 2.3 | 1.061 | 1.061 | 1.061 | 1.061 | [11 empty] | Kennett MO (City of) | 100 | Kennett MO (City of) | 100
Kennett | 2139_G_9 | 2139 | G | 9 |  | Combustion Turbine | IC Engine | SPP_WEST | Missouri | 29 | Dunklin | 69 | 29069 | 5.6 | 18000 | 1965 | 9999 |  |  | N | Natural Gas, Distillate Fuel Oil | [12 empty] | 2.3 | 1.061 | 1.061 | 1.061 | 1.061 | [11 empty] | Kennett MO (City of) | 100 | Kennett MO (City of) | 100
Alta Powerhouse | 214_G_1 | 214 | G | 1 |  | Hydro |  | WEC_CALN | California | 6 | Placer | 61 | 06061 | 1 | 0 | 1902 | 9999 |  |  | N | Hydro | [13 empty] | 0 | 0 | 0 | 0 | [11 empty] | Pacific Gas & Electric Co | 100 | PG&E Corp | 100
La Plata | 2140_G_1 | 2140 | G | 1 |  | Combustion Turbine | IC Engine | S_D_AECI | Missouri | 29 | Macon | 121 | 29121 | 1.7 | 25000 | 2013 | 9999 |  |  | N | Distillate Fuel Oil | [13 empty] | 1.6498 | 1.6498 | 1.6498 | 1.6498 | [11 empty] | La Plata MO (City of) | 100 | La Plata MO (City of) | 100
La Plata | 2140_G_2 | 2140 | G | 2 |  | Combustion Turbine | IC Engine | S_D_AECI | Missouri | 29 | Macon | 121 | 29121 | 1.7 | 25000 | 2013 | 9999 |  |  | N | Distillate Fuel Oil | [13 empty] | 1.6498 | 1.6498 | 1.6498 | 1.6498 | [11 empty] | La Plata MO (City of) | 100 | La Plata MO (City of) | 100
Macon | 2141_G_4 | 2141 | G | 4 |  | Combustion Turbine | IC Engine | S_D_AECI | Missouri | 29 | Macon | 121 | 29121 | 0.7 | 12283 | 1985 | 9999 |  |  | N | Distillate Fuel Oil | [12 empty] | 2.3 | 1.6498 | 1.6498 | 1.6498 | 1.6498 | [11 empty] | Macon MO (City of) | 100 | Macon MO (City of) | 100
Malden | 2142_G_2A | 2142 | G | 2A |  | Combustion Turbine | IC Engine | SPP_WEST | Missouri | 29 | Dunklin | 69 | 29069 | 1.8 | 10745 | 1996 | 9999 |  |  | N | Distillate Fuel Oil | [12 empty] | 2.3 | 1.6498 | 1.6498 | 1.6498 | 1.6498 | [11 empty] | Malden MO (City of) | 100 | Malden MO (City of) | 100
Malden | 2142_G_3A | 2142 | G | 3A |  | Combustion Turbine | IC Engine | SPP_WEST | Missouri | 29 | Dunklin | 69 | 29069 | 1.8 | 10745 | 1996 | 9999 |  |  | N | Distillate Fuel Oil | [12 empty] | 2.3 | 1.6498 | 1.6498 | 1.6498 | 1.6498 | [11 empty] | Malden MO (City of) | 100 | Malden MO (City of) | 100
Malden | 2142_G_4A | 2142 | G | 4A |  | Combustion Turbine | IC Engine | SPP_WEST | Missouri | 29 | Dunklin | 69 | 29069 | 1.8 | 10745 | 1996 | 9999 |  |  | N | Distillate Fuel Oil | [12 empty] | 2.3 | 1.6498 | 1.6498 | 1.6498 | 1.6498 | [11 empty] | Malden MO (City of) | 100 | Malden MO (City of) | 100
Malden | 2142_G_5 | 2142 | G | 5 |  | Combustion Turbine | IC Engine | SPP_WEST | Missouri | 29 | Dunklin | 69 | 29069 | 1.2 | 10745 | 1957 | 9999 |  |  | N | Natural Gas, Distillate Fuel Oil | [12 empty] | 2.3 | 1.6498 | 1.6498 | 1.6498 | 1.6498 | [11 empty] | Malden MO (City of) | 100 | Malden MO (City of) | 100
Malden | 2142_G_6 | 2142 | G | 6 |  | Combustion Turbine | IC Engine | SPP_WEST | Missouri | 29 | Dunklin | 69 | 29069 | 1.8 | 10745 | 1963 | 9999 |  |  | N | Distillate Fuel Oil | [12 empty] | 2.3 | 1.6498 | 1.6498 | 1.6498 | 1.6498 | [11 empty] | Malden MO (City of) | 100 | Malden MO (City of) | 100
Malden | 2142_G_7 | 2142 | G | 7 |  | Combustion Turbine | IC Engine | SPP_WEST | Missouri | 29 | Dunklin | 69 | 29069 | 2.5 | 10745 | 1973 | 9999 |  |  | N | Distillate Fuel Oil | [12 empty] | 2.3 | 1.6498 | 1.6498 | 1.6498 | 1.6498 | [11 empty] | Malden MO (City of) | 100 | Malden MO (City of) | 100
Malden | 2142_G_8 | 2142 | G | 8 |  | Combustion Turbine | IC Engine | SPP_WEST | Missouri | 29 | Dunklin | 69 | 29069 | 3.8 | 10745 | 1973 | 9999 |  |  | N | Distillate Fuel Oil | [12 empty] | 2.3 | 1.6498 | 1.6498 | 1.6498 | 1.6498 | [11 empty] | Malden MO (City of) | 100 | Malden MO (City of) | 100
Marshall (MO) | 2144_G_10 | 2144 | G | 10 |  | Combustion Turbine | IC Engine | SPP_N | Missouri | 29 | Saline | 195 | 29195 | 6.3 | 10745 | 1990 | 9999 |  |  | N | Natural Gas, Distillate Fuel Oil | [12 empty] | 2.3 | 0.45781 | 0.45781 | 0.45781 | 0.45781 | [11 empty] | Marshall MO (City of) | 100 | Marshall MO (City of) | 100
Marshall (MO) | 2144_G_11 | 2144 | G | 11 |  | Combustion Turbine | IC Engine | SPP_N | Missouri | 29 | Saline | 195 | 29195 | 6.3 | 10745 | 1994 | 9999 |  |  | N | Natural Gas, Distillate Fuel Oil | [12 empty] | 2.3 | 0.45888 | 0.45888 | 0.45888 | 0.45888 | [11 empty] | Marshall MO (City of) | 100 | Marshall MO (City of) | 100
Marshall (MO) | 2144_G_7 | 2144 | G | 7 |  | Combustion Turbine | IC Engine | SPP_N | Missouri | 29 | Saline | 195 | 29195 | 0.9 | 10745 | 1988 | 9999 |  |  | N | Distillate Fuel Oil | [12 empty] | 2.3 | 0.49849 | 0.49849 | 0.49849 | 0.49849 | [11 empty] | Marshall MO (City of) | 100 | Marshall MO (City of) | 100
Marshall (MO) | 2144_G_8 | 2144 | G | 8 |  | Combustion Turbine | IC Engine | SPP_N | Missouri | 29 | Saline | 195 | 29195 | 0.9 | 10745 | 1988 | 9999 |  |  | N | Distillate Fuel Oil | [12 empty] | 2.3 | 0.54015 | 0.54015 | 0.54015 | 0.54015 | [11 empty] | Marshall MO (City of) | 100 | Marshall MO (City of) | 100
Marshall (MO) | 2144_G_9 | 2144 | G | 9 |  | Combustion Turbine | IC Engine | SPP_N | Missouri | 29 | Saline | 195 | 29195 | 0.9 | 10745 | 1988 | 9999 |  |  | N | Distillate Fuel Oil | [12 empty] | 2.3 | 2.7777 | 2.7777 | 2.7777 | 2.7777 | [11 empty] | Marshall MO (City of) | 100 | Marshall MO (City of) | 100
Marshall (MO) | 2144_G_GT1 | 2144 | G | GT1 |  | Combustion Turbine |  | SPP_N | Missouri | 29 | Saline | 195 | 29195 | 14 | 17619 | 1972 | 9999 |  |  | N | Natural Gas, Distillate Fuel Oil | [12 empty] | 2.3 | 0.486 | 0.486 | 0.486 | 0.486 | [11 empty] | Marshall MO (City of) | 100 | Marshall MO (City of) | 100
Memphis | 2145_G_1 | 2145 | G | 1 |  | Combustion Turbine | IC Engine | S_D_AECI | Missouri | 29 | Scotland | 199 | 29199 | 0.6 | 13183 | 1972 | 9999 |  |  | N | Natural Gas, Distillate Fuel Oil | [12 empty] | 2.3 | 1.6498 | 1.6498 | 1.6498 | 1.6498 | [11 empty] | Memphis Light Plant MO (City of) | 100 | Memphis Light Plant MO (City of) | 100
Memphis | 2145_G_10 | 2145 | G | 10 |  | Combustion Turbine | IC Engine | S_D_AECI | Missouri | 29 | Scotland | 199 | 29199 | 1 | 12436 | 1989 | 9999 |  |  | N | Distillate Fuel Oil | [12 empty] | 2.3 | 1.6498 | 1.6498 | 1.6498 | 1.6498 | [11 empty] | Memphis Light Plant MO (City of) | 100 | Memphis Light Plant MO (City of) | 100
Memphis | 2145_G_11 | 2145 | G | 11 |  | Combustion Turbine | IC Engine | S_D_AECI | Missouri | 29 | Scotland | 199 | 29199 | 1 | 12436 | 1989 | 9999 |  |  | N | Distillate Fuel Oil | [12 empty] | 2.3 | 1.6498 | 1.6498 | 1.6498 | 1.6498 | [11 empty] | Memphis Light Plant MO (City of) | 100 | Memphis Light Plant MO (City of) | 100
Memphis | 2145_G_12 | 2145 | G | 12 |  | Combustion Turbine | IC Engine | S_D_AECI | Missouri | 29 | Scotland | 199 | 29199 | 0.4 | 11299 | 1989 | 9999 |  |  | N | Distillate Fuel Oil | [12 empty] | 2.3 | 1.6498 | 1.6498 | 1.6498 | 1.6498 | [11 empty] | Memphis Light Plant MO (City of) | 100 | Memphis Light Plant MO (City of) | 100
Memphis | 2145_G_13 | 2145 | G | 13 |  | Combustion Turbine | IC Engine | S_D_AECI | Missouri | 29 | Scotland | 199 | 29199 | 1 | 12436 | 1990 | 9999 |  |  | N | Distillate Fuel Oil | [12 empty] | 2.3 | 1.6498 | 1.6498 | 1.6498 | 1.6498 | [11 empty] | Memphis Light Plant MO (City of) | 100 | Memphis Light Plant MO (City of) | 100
Memphis | 2145_G_3 | 2145 | G | 3 |  | Combustion Turbine | IC Engine | S_D_AECI | Missouri | 29 | Scotland | 199 | 29199 | 0.2 | 16997 | 1945 | 9999 |  |  | N | Distillate Fuel Oil | [12 empty] | 2.3 | 1.6498 | 1.6498 | 1.6498 | 1.6498 | [11 empty] | Memphis Light Plant MO (City of) | 100 | Memphis Light Plant MO (City of) | 100
Memphis | 2145_G_6 | 2145 | G | 6 |  | Combustion Turbine | IC Engine | S_D_AECI | Missouri | 29 | Scotland | 199 | 29199 | 0.9 | 10745 | 1957 | 9999 |  |  | N | Distillate Fuel Oil | [12 empty] | 2.3 | 1.6498 | 1.6498 | 1.6498 | 1.6498 | [11 empty] | Memphis Light Plant MO (City of) | 100 | Memphis Light Plant MO (City of) | 100
Memphis | 2145_G_7 | 2145 | G | 7 |  | Combustion Turbine | IC Engine | S_D_AECI | Missouri | 29 | Scotland | 199 | 29199 | 1.1 | 11819 | 1960 | 9999 |  |  | N | Distillate Fuel Oil | [12 empty] | 2.3 | 1.6498 | 1.6498 | 1.6498 | 1.6498 | [11 empty] | Memphis Light Plant MO (City of) | 100 | Memphis Light Plant MO (City of) | 100
Memphis | 2145_G_8 | 2145 | G | 8 |  | Combustion Turbine | IC Engine | S_D_AECI | Missouri | 29 | Scotland | 199 | 29199 | 1.3 | 10745 | 1966 | 9999 |  |  | N | Natural Gas, Distillate Fuel Oil | [12 empty] | 2.3 | 1.6498 | 1.6498 | 1.6498 | 1.6498 | [11 empty] | Memphis Light Plant MO (City of) | 100 | Memphis Light Plant MO (City of) | 100
Memphis | 2145_G_9 | 2145 | G | 9 |  | Combustion Turbine | IC Engine | S_D_AECI | Missouri | 29 | Scotland | 199 | 29199 | 1.3 | 12169 | 1972 | 9999 |  |  | N | Natural Gas, Distillate Fuel Oil | [12 empty] | 2.3 | 1.6498 | 1.6498 | 1.6498 | 1.6498 | [11 empty] | Memphis Light Plant MO (City of) | 100 | Memphis Light Plant MO (City of) | 100
Angels | 215_G_1 | 215 | G | 1 |  | Hydro |  | WEC_CALN | California | 6 | Calaveras | 9 | 06009 | 0.7 | 0 | 1940 | 9999 |  |  | N | Hydro | [13 empty] | 0 | 0 | 0 | 0 | [11 empty] | Utica Power Authority | 100 | Utica Power Authority | 100
James River Power Station | 2161_G_GT1 | 2161 | G | GT1 | 89860 | Combustion Turbine |  | SPP_N | Missouri | 29 | Greene | 77 | 29077 | 75 | 14274 | 1989 | 9999 |  |  | N | Natural Gas, Distillate Fuel Oil |  |  |  | H2O | [8 empty] | 2.3 | 0.15219 | 0.15219 | 0.15219 | 0.15219 | [11 empty] | Springfield MO (City of) | 100 | Springfield MO (City of) | 100
James River Power Station | 2161_G_GT2 | 2161 | G | GT2 | 1350 | Combustion Turbine |  | SPP_N | Missouri | 29 | Greene | 77 | 29077 | 80 | 14274 | 1992 | 9999 |  |  | N | Natural Gas, Distillate Fuel Oil |  |  |  | H2O | [8 empty] | 2.3 | 0.15099 | 0.15099 | 0.15099 | 0.15099 | [11 empty] | Springfield MO (City of) | 100 | Springfield MO (City of) | 100
Unionville City of | 2164_G_1 | 2164 | G | 1 |  | Combustion Turbine | IC Engine | S_D_AECI | Missouri | 29 | Putnam | 171 | 29171 | 0.6 | 13714 | 1970 | 9999 |  |  | N | Distillate Fuel Oil | [12 empty] | 2.3 | 1.6498 | 1.6498 | 1.6498 | 1.6498 | [11 empty] | Unionville MO (City of) | 100 | Unionville MO (City of) | 100
Unionville City of | 2164_G_2 | 2164 | G | 2 |  | Combustion Turbine | IC Engine | S_D_AECI | Missouri | 29 | Putnam | 171 | 29171 | 1.7 | 13607 | 1975 | 9999 |  |  | N | Natural Gas, Distillate Fuel Oil | [12 empty] | 2.3 | 1.6498 | 1.6498 | 1.6498 | 1.6498 | [11 empty] | Unionville MO (City of) | 100 | Unionville MO (City of) | 100
Unionville City of | 2164_G_3 | 2164 | G | 3 |  | Combustion Turbine | IC Engine | S_D_AECI | Missouri | 29 | Putnam | 171 | 29171 | 0.2 | 17778 | 1935 | 9999 |  |  | N | Distillate Fuel Oil | [12 empty] | 2.3 | 1.6498 | 1.6498 | 1.6498 | 1.6498 | [11 empty] | Unionville MO (City of) | 100 | Unionville MO (City of) | 100
Unionville City of | 2164_G_4 | 2164 | G | 4 |  | Combustion Turbine | IC Engine | S_D_AECI | Missouri | 29 | Putnam | 171 | 29171 | 0.9 | 14091 | 1970 | 9999 |  |  | N | Distillate Fuel Oil | [12 empty] | 2.3 | 1.6498 | 1.6498 | 1.6498 | 1.6498 | [11 empty] | Unionville MO (City of) | 100 | Unionville MO (City of) | 100
Unionville City of | 2164_G_5 | 2164 | G | 5 |  | Combustion Turbine | IC Engine | S_D_AECI | Missouri | 29 | Putnam | 171 | 29171 | 0.3 | 14085 | 1955 | 9999 |  |  | N | Distillate Fuel Oil | [12 empty] | 2.3 | 1.6498 | 1.6498 | 1.6498 | 1.6498 | [11 empty] | Unionville MO (City of) | 100 | Unionville MO (City of) | 100
Unionville City of | 2164_G_6 | 2164 | G | 6 |  | Combustion Turbine | IC Engine | S_D_AECI | Missouri | 29 | Putnam | 171 | 29171 | 0.3 | 14085 | 1955 | 9999 |  |  | N | Distillate Fuel Oil | [12 empty] | 2.3 | 1.6498 | 1.6498 | 1.6498 | 1.6498 | [11 empty] | Unionville MO (City of) | 100 | Unionville MO (City of) | 100
Unionville City of | 2164_G_7 | 2164 | G | 7 |  | Combustion Turbine | IC Engine | S_D_AECI | Missouri | 29 | Putnam | 171 | 29171 | 0.9 | 14091 | 1962 | 9999 |  |  | N | Distillate Fuel Oil | [12 empty] | 2.3 | 1.6498 | 1.6498 | 1.6498 | 1.6498 | [11 empty] | Unionville MO (City of) | 100 | Unionville MO (City of) | 100
Unionville City of | 2164_G_8 | 2164 | G | 8 |  | Combustion Turbine | IC Engine | S_D_AECI | Missouri | 29 | Putnam | 171 | 29171 | 1.1 | 13552 | 1967 | 9999 |  |  | N | Natural Gas, Distillate Fuel Oil | [12 empty] | 2.3 | 1.6498 | 1.6498 | 1.6498 | 1.6498 | [11 empty] | Unionville MO (City of) | 100 | Unionville MO (City of) | 100
Unionville City of | 2164_G_9 | 2164 | G | 9 |  | Combustion Turbine | IC Engine | S_D_AECI | Missouri | 29 | Putnam | 171 | 29171 | 2 | 12433 | 1994 | 9999 |  |  | N | Distillate Fuel Oil | [12 empty] | 2.3 | 1.6498 | 1.6498 | 1.6498 | 1.6498 | [11 empty] | Unionville MO (City of) | 100 | Unionville MO (City of) | 100
Table Rock | 2166_G_1 | 2166 | G | 1 |  | Hydro |  | SPP_WEST | Missouri | 29 | Taney | 213 | 29213 | 53 | 0 | 1959 | 9999 |  |  | N | Hydro | [13 empty] | 0 | 0 | 0 | 0 | [11 empty] | USACE Little Rock District | 100 | U S Army Corps of Engineers | 100
Table Rock | 2166_G_2 | 2166 | G | 2 |  | Hydro |  | SPP_WEST | Missouri | 29 | Taney | 213 | 29213 | 53 | 0 | 1959 | 9999 |  |  | N | Hydro | [13 empty] | 0 | 0 | 0 | 0 | [11 empty] | USACE Little Rock District | 100 | U S Army Corps of Engineers | 100
Table Rock | 2166_G_3 | 2166 | G | 3 |  | Hydro |  | SPP_WEST | Missouri | 29 | Taney | 213 | 29213 | 57.5 | 0 | 1961 | 9999 |  |  | N | Hydro | [13 empty] | 0 | 0 | 0 | 0 | [11 empty] | USACE Little Rock District | 100 | U S Army Corps of Engineers | 100
Table Rock | 2166_G_4 | 2166 | G | 4 |  | Hydro |  | SPP_WEST | Missouri | 29 | Taney | 213 | 29213 | 53 | 0 | 1961 | 9999 |  |  | N | Hydro | [13 empty] | 0 | 0 | 0 | 0 | [11 empty] | USACE Little Rock District | 100 | U S Army Corps of Engineers | 100
Balch 1 | 217_G_1 | 217 | G | 1 |  | Hydro |  | WEC_CALN | California | 6 | Fresno | 19 | 06019 | 34 | 0 | 1927 | 9999 |  |  | N | Hydro | [13 empty] | 0 | 0 | 0 | 0 | [11 empty] | Pacific Gas & Electric Co | 100 | PG&E Corp | 100
Glendive GT | 2176_G_GT1 | 2176 | G | GT1 |  | Combustion Turbine |  | MIS_MAPP | Montana | 30 | Dawson | 21 | 30021 | 34.8 | 17225 | 1979 | 9999 |  |  | N | Natural Gas, Distillate Fuel Oil | [12 empty] | 1 | 0.47388 | 0.47388 | 0.47388 | 0.47388 | [11 empty] | MDU Resources Group Inc | 100 | MDU Resources Group Inc | 100
Glendive GT | 2176_G_GT-2 | 2176 | G | GT-2 | 1363 | Combustion Turbine |  | MIS_MAPP | Montana | 30 | Dawson | 21 | 30021 | 40.1 | 17224 | 2003 | 9999 |  |  | N | Natural Gas, Distillate Fuel Oil |  |  |  | DLNB | [8 empty] | 1 | 0.14285 | 0.14285 | 0.14285 | 0.14285 | [11 empty] | MDU Resources Group Inc | 100 | MDU Resources Group Inc | 100
Miles City GT | 2177_G_1 | 2177 | G | 1 |  | Combustion Turbine |  | MIS_MAPP | Montana | 30 | Custer | 17 | 30017 | 23.6 | 21852 | 1972 | 9999 |  |  | N | Natural Gas, Distillate Fuel Oil | [12 empty] | 1 | 0.07358 | 0.07358 | 0.07358 | 0.07358 | [11 empty] | MDU Resources Group Inc | 100 | MDU Resources Group Inc | 100
Balch 2 | 218_G_2 | 218 | G | 2 |  | Hydro |  | WEC_CALN | California | 6 | Fresno | 19 | 06019 | 52.5 | 0 | 1958 | 9999 |  |  | N | Hydro | [13 empty] | 0 | 0 | 0 | 0 | [11 empty] | Pacific Gas & Electric Co | 100 | PG&E Corp | 100
Balch 2 | 218_G_3 | 218 | G | 3 |  | Hydro |  | WEC_CALN | California | 6 | Fresno | 19 | 06019 | 52.5 | 0 | 1958 | 9999 |  |  | N | Hydro | [13 empty] | 0 | 0 | 0 | 0 | [11 empty] | Pacific Gas & Electric Co | 100 | PG&E Corp | 100
Black Eagle | 2181_G_BLA1 | 2181 | G | BLA1 |  | Hydro |  | WECC_MT | Montana | 30 | Cascade | 13 | 30013 | 7 | 0 | 1927 | 9999 |  |  | N | Hydro | [13 empty] | 0 | 0 | 0 | 0 | [11 empty] | NorthWestern Corp | 100 | NorthWestern Corp | 100
Black Eagle | 2181_G_BLA2 | 2181 | G | BLA2 |  | Hydro |  | WECC_MT | Montana | 30 | Cascade | 13 | 30013 | 7 | 0 | 1927 | 9999 |  |  | N | Hydro | [13 empty] | 0 | 0 | 0 | 0 | [11 empty] | NorthWestern Corp | 100 | NorthWestern Corp | 100
Black Eagle | 2181_G_BLA3 | 2181 | G | BLA3 |  | Hydro |  | WECC_MT | Montana | 30 | Cascade | 13 | 30013 | 7 | 0 | 1927 | 9999 |  |  | N | Hydro | [13 empty] | 0 | 0 | 0 | 0 | [11 empty] | NorthWestern Corp | 100 | NorthWestern Corp | 100
Cochrane | 2182_G_COC1 | 2182 | G | COC1 |  | Hydro |  | WECC_MT | Montana | 30 | Cascade | 13 | 30013 | 31 | 0 | 1958 | 9999 |  |  | N | Hydro | [13 empty] | 0 | 0 | 0 | 0 | [11 empty] | NorthWestern Corp | 100 | NorthWestern Corp | 100
Cochrane | 2182_G_COC2 | 2182 | G | COC2 |  | Hydro |  | WECC_MT | Montana | 30 | Cascade | 13 | 30013 | 31 | 0 | 1958 | 9999 |  |  | N | Hydro | [13 empty] | 0 | 0 | 0 | 0 | [11 empty] | NorthWestern Corp | 100 | NorthWestern Corp | 100
Hauser | 2185_G_HAU1 | 2185 | G | HAU1 |  | Hydro |  | WECC_MT | Montana | 30 | Lewis and Clark | 49 | 30049 | 2.8 | 0 | 1911 | 9999 |  |  | N | Hydro | [13 empty] | 0 | 0 | 0 | 0 | [11 empty] | NorthWestern Corp | 100 | NorthWestern Corp | 100
Hauser | 2185_G_HAU2 | 2185 | G | HAU2 |  | Hydro |  | WECC_MT | Montana | 30 | Lewis and Clark | 49 | 30049 | 2.6 | 0 | 1911 | 9999 |  |  | N | Hydro | [13 empty] | 0 | 0 | 0 | 0 | [11 empty] | NorthWestern Corp | 100 | NorthWestern Corp | 100
Hauser | 2185_G_HAU3 | 2185 | G | HAU3 |  | Hydro |  | WECC_MT | Montana | 30 | Lewis and Clark | 49 | 30049 | 2.8 | 0 | 1911 | 9999 |  |  | N | Hydro | [13 empty] | 0 | 0 | 0 | 0 | [11 empty] | NorthWestern Corp | 100 | NorthWestern Corp | 100
Hauser | 2185_G_HAU5 | 2185 | G | HAU5 |  | Hydro |  | WECC_MT | Montana | 30 | Lewis and Clark | 49 | 30049 | 2.8 | 0 | 1911 | 9999 |  |  | N | Hydro | [13 empty] | 0 | 0 | 0 | 0 | [11 empty] | NorthWestern Corp | 100 | NorthWestern Corp | 100
Hauser | 2185_G_HAU6 | 2185 | G | HAU6 |  | Hydro |  | WECC_MT | Montana | 30 | Lewis and Clark | 49 | 30049 | 3.8 | 0 | 1915 | 9999 |  |  | N | Hydro | [13 empty] | 0 | 0 | 0 | 0 | [11 empty] | NorthWestern Corp | 100 | NorthWestern Corp | 100
Hauser | 2185_G_HAU7 | 2185 | G | HAU7 |  | Hydro |  | WECC_MT | Montana | 30 | Lewis and Clark | 49 | 30049 | 3.4 | 0 | 2019 | 9999 |  |  | N | Hydro | [13 empty] | 0 | 0 | 0 | 0 | [11 empty] | NorthWestern Corp | 100 | NorthWestern Corp | 100
Holter | 2186_G_HOL1 | 2186 | G | HOL1 |  | Hydro |  | WECC_MT | Montana | 30 | Cascade | 13 | 30013 | 13.3 | 0 | 1918 | 9999 |  |  | N | Hydro | [13 empty] | 0 | 0 | 0 | 0 | [11 empty] | NorthWestern Corp | 100 | NorthWestern Corp | 100
Holter | 2186_G_HOL2 | 2186 | G | HOL2 |  | Hydro |  | WECC_MT | Montana | 30 | Cascade | 13 | 30013 | 13.3 | 0 | 1918 | 9999 |  |  | N | Hydro | [13 empty] | 0 | 0 | 0 | 0 | [11 empty] | NorthWestern Corp | 100 | NorthWestern Corp | 100
Holter | 2186_G_HOL3 | 2186 | G | HOL3 |  | Hydro |  | WECC_MT | Montana | 30 | Cascade | 13 | 30013 | 13.3 | 0 | 1918 | 9999 |  |  | N | Hydro | [13 empty] | 0 | 0 | 0 | 0 | [11 empty] | NorthWestern Corp | 100 | NorthWestern Corp | 100
Holter | 2186_G_HOL4 | 2186 | G | HOL4 |  | Hydro |  | WECC_MT | Montana | 30 | Cascade | 13 | 30013 | 13.3 | 0 | 1918 | 9999 |  |  | N | Hydro | [13 empty] | 0 | 0 | 0 | 0 | [11 empty] | NorthWestern Corp | 100 | NorthWestern Corp | 100
Selis Ksanka Qlispe | 2188_G_KER1 | 2188 | G | KER1 |  | Hydro |  | WECC_MT | Montana | 30 | Lake | 47 | 30047 | 62 | 0 | 1938 | 9999 |  |  | N | Hydro | [13 empty] | 0 | 0 | 0 | 0 | [11 empty] | NorthWestern Corp | 100 | NorthWestern Corp | 100
Selis Ksanka Qlispe | 2188_G_KER2 | 2188 | G | KER2 |  | Hydro |  | WECC_MT | Montana | 30 | Lake | 47 | 30047 | 62 | 0 | 1949 | 9999 |  |  | N | Hydro | [13 empty] | 0 | 0 | 0 | 0 | [11 empty] | NorthWestern Corp | 100 | NorthWestern Corp | 100
Selis Ksanka Qlispe | 2188_G_KER3 | 2188 | G | KER3 |  | Hydro |  | WECC_MT | Montana | 30 | Lake | 47 | 30047 | 82 | 0 | 1954 | 9999 |  |  | N | Hydro | [13 empty] | 0 | 0 | 0 | 0 | [11 empty] | NorthWestern Corp | 100 | NorthWestern Corp | 100
Belden | 219_G_1 | 219 | G | 1 |  | Hydro |  | WEC_CALN | California | 6 | Plumas | 63 | 06063 | 125 | 0 | 1969 | 9999 |  |  | N | Hydro | [13 empty] | 0 | 0 | 0 | 0 | [11 empty] | Pacific Gas & Electric Co | 100 | PG&E Corp | 100
Morony | 2191_G_MOR1 | 2191 | G | MOR1 |  | Hydro |  | WECC_MT | Montana | 30 | Cascade | 13 | 30013 | 24.5 | 0 | 1930 | 9999 |  |  | N | Hydro | [13 empty] | 0 | 0 | 0 | 0 | [11 empty] | NorthWestern Corp | 100 | NorthWestern Corp | 100
Morony | 2191_G_MOR2 | 2191 | G | MOR2 |  | Hydro |  | WECC_MT | Montana | 30 | Cascade | 13 | 30013 | 24.5 | 0 | 1930 | 9999 |  |  | N | Hydro | [13 empty] | 0 | 0 | 0 | 0 | [11 empty] | NorthWestern Corp | 100 | NorthWestern Corp | 100
Mystic | 2192_G_MYS1 | 2192 | G | MYS1 |  | Hydro |  | WECC_MT | Montana | 30 | Stillwater | 95 | 30095 | 6 | 0 | 1925 | 9999 |  |  | N | Hydro | [13 empty] | 0 | 0 | 0 | 0 | [11 empty] | NorthWestern Corp | 100 | NorthWestern Corp | 100
Mystic | 2192_G_MYS2 | 2192 | G | MYS2 |  | Hydro |  | WECC_MT | Montana | 30 | Stillwater | 95 | 30095 | 6 | 0 | 1925 | 9999 |  |  | N | Hydro | [13 empty] | 0 | 0 | 0 | 0 | [11 empty] | NorthWestern Corp | 100 | NorthWestern Corp | 100
Rainbow (MT) | 2193_G_RAI9 | 2193 | G | RAI9 |  | Hydro |  | WECC_MT | Montana | 30 | Cascade | 13 | 30013 | 64 | 0 | 2013 | 9999 |  |  | N | Hydro | [13 empty] | 0 | 0 | 0 | 0 | [11 empty] | NorthWestern Corp | 100 | NorthWestern Corp | 100
Ryan | 2194_G_RYA1 | 2194 | G | RYA1 |  | Hydro |  | WECC_MT | Montana | 30 | Cascade | 13 | 30013 | 10 | 0 | 1915 | 9999 |  |  | N | Hydro | [13 empty] | 0 | 0 | 0 | 0 | [11 empty] | NorthWestern Corp | 100 | NorthWestern Corp | 100
Ryan | 2194_G_RYA2 | 2194 | G | RYA2 |  | Hydro |  | WECC_MT | Montana | 30 | Cascade | 13 | 30013 | 12 | 0 | 1915 | 9999 |  |  | N | Hydro | [13 empty] | 0 | 0 | 0 | 0 | [11 empty] | NorthWestern Corp | 100 | NorthWestern Corp | 100
Ryan | 2194_G_RYA3 | 2194 | G | RYA3 |  | Hydro |  | WECC_MT | Montana | 30 | Cascade | 13 | 30013 | 12 | 0 | 1915 | 9999 |  |  | N | Hydro | [13 empty] | 0 | 0 | 0 | 0 | [11 empty] | NorthWestern Corp | 100 | NorthWestern Corp | 100
Ryan | 2194_G_RYA4 | 2194 | G | RYA4 |  | Hydro |  | WECC_MT | Montana | 30 | Cascade | 13 | 30013 | 12 | 0 | 1915 | 9999 |  |  | N | Hydro | [13 empty] | 0 | 0 | 0 | 0 | [11 empty] | NorthWestern Corp | 100 | NorthWestern Corp | 100
Ryan | 2194_G_RYA5 | 2194 | G | RYA5 |  | Hydro |  | WECC_MT | Montana | 30 | Cascade | 13 | 30013 | 11.5 | 0 | 1916 | 9999 |  |  | N | Hydro | [13 empty] | 0 | 0 | 0 | 0 | [11 empty] | NorthWestern Corp | 100 | NorthWestern Corp | 100
Ryan | 2194_G_RYA6 | 2194 | G | RYA6 |  | Hydro |  | WECC_MT | Montana | 30 | Cascade | 13 | 30013 | 11.5 | 0 | 1916 | 9999 |  |  | N | Hydro | [13 empty] | 0 | 0 | 0 | 0 | [11 empty] | NorthWestern Corp | 100 | NorthWestern Corp | 100
Thompson Falls | 2195_G_TF1 | 2195 | G | TF1 |  | Hydro |  | WECC_MT | Montana | 30 | Sanders | 89 | 30089 | 7.5 | 0 | 1917 | 9999 |  |  | N | Hydro | [13 empty] | 0 | 0 | 0 | 0 | [11 empty] | NorthWestern Corp | 100 | NorthWestern Corp | 100
Thompson Falls | 2195_G_TF2 | 2195 | G | TF2 |  | Hydro |  | WECC_MT | Montana | 30 | Sanders | 89 | 30089 | 6.5 | 0 | 1917 | 9999 |  |  | N | Hydro | [13 empty] | 0 | 0 | 0 | 0 | [11 empty] | NorthWestern Corp | 100 | NorthWestern Corp | 100
Thompson Falls | 2195_G_TF3 | 2195 | G | TF3 |  | Hydro |  | WECC_MT | Montana | 30 | Sanders | 89 | 30089 | 7.5 | 0 | 1916 | 9999 |  |  | N | Hydro | [13 empty] | 0 | 0 | 0 | 0 | [11 empty] | NorthWestern Corp | 100 | NorthWestern Corp | 100
Thompson Falls | 2195_G_TF4 | 2195 | G | TF4 |  | Hydro |  | WECC_MT | Montana | 30 | Sanders | 89 | 30089 | 6.5 | 0 | 1916 | 9999 |  |  | N | Hydro | [13 empty] | 0 | 0 | 0 | 0 | [11 empty] | NorthWestern Corp | 100 | NorthWestern Corp | 100
Thompson Falls | 2195_G_TF5 | 2195 | G | TF5 |  | Hydro |  | WECC_MT | Montana | 30 | Sanders | 89 | 30089 | 6 | 0 | 1915 | 9999 |  |  | N | Hydro | [13 empty] | 0 | 0 | 0 | 0 | [11 empty] | NorthWestern Corp | 100 | NorthWestern Corp | 100
Thompson Falls | 2195_G_TF6 | 2195 | G | TF6 |  | Hydro |  | WECC_MT | Montana | 30 | Sanders | 89 | 30089 | 6.5 | 0 | 1915 | 9999 |  |  | N | Hydro | [13 empty] | 0 | 0 | 0 | 0 | [11 empty] | NorthWestern Corp | 100 | NorthWestern Corp | 100
Thompson Falls | 2195_G_TF7 | 2195 | G | TF7 |  | Hydro |  | WECC_MT | Montana | 30 | Sanders | 89 | 30089 | 53 | 0 | 1915 | 9999 |  |  | N | Hydro | [13 empty] | 0 | 0 | 0 | 0 | [11 empty] | NorthWestern Corp | 100 | NorthWestern Corp | 100
Old Faithful | 2196_G_1 | 2196 | G | 1 |  | Combustion Turbine | IC Engine | WECC_WY | Wyoming | 56 | Teton | 39 | 56039 | 1 | 11214 | 1979 | 9999 |  |  | N | Distillate Fuel Oil | [12 empty] | 0.8 | 1.6498 | 1.6498 | 1.6498 | 1.6498 | [11 empty] | NorthWestern Corp | 100 | NorthWestern Corp | 100
Old Faithful | 2196_G_2 | 2196 | G | 2 |  | Combustion Turbine | IC Engine | WECC_WY | Wyoming | 56 | Teton | 39 | 56039 | 1 | 11279 | 1979 | 9999 |  |  | N | Distillate Fuel Oil | [12 empty] | 0.8 | 1.6498 | 1.6498 | 1.6498 | 1.6498 | [11 empty] | NorthWestern Corp | 100 | NorthWestern Corp | 100
Noxon Rapids | 2199_G_1 | 2199 | G | 1 |  | Hydro |  | WECC_MT | Montana | 30 | Sanders | 89 | 30089 | 113.9 | 0 | 1959 | 9999 |  |  | N | Hydro | [13 empty] | 0 | 0 | 0 | 0 | [11 empty] | Avista Corp | 100 | Avista Corp | 100
Noxon Rapids | 2199_G_2 | 2199 | G | 2 |  | Hydro |  | WECC_MT | Montana | 30 | Sanders | 89 | 30089 | 113 | 0 | 1959 | 9999 |  |  | N | Hydro | [13 empty] | 0 | 0 | 0 | 0 | [11 empty] | Avista Corp | 100 | Avista Corp | 100
Noxon Rapids | 2199_G_3 | 2199 | G | 3 |  | Hydro |  | WECC_MT | Montana | 30 | Sanders | 89 | 30089 | 113 | 0 | 1959 | 9999 |  |  | N | Hydro | [13 empty] | 0 | 0 | 0 | 0 | [11 empty] | Avista Corp | 100 | Avista Corp | 100
Noxon Rapids | 2199_G_4 | 2199 | G | 4 |  | Hydro |  | WECC_MT | Montana | 30 | Sanders | 89 | 30089 | 113 | 0 | 1960 | 9999 |  |  | N | Hydro | [13 empty] | 0 | 0 | 0 | 0 | [11 empty] | Avista Corp | 100 | Avista Corp | 100
Noxon Rapids | 2199_G_5 | 2199 | G | 5 |  | Hydro |  | WECC_MT | Montana | 30 | Sanders | 89 | 30089 | 127.6 | 0 | 1977 | 9999 |  |  | N | Hydro | [13 empty] | 0 | 0 | 0 | 0 | [11 empty] | Avista Corp | 100 | Avista Corp | 100
Bucks Creek | 220_G_H1 | 220 | G | H1 |  | Hydro |  | WEC_CALN | California | 6 | Plumas | 63 | 06063 | 32.5 | 0 | 1928 | 9999 |  |  | N | Hydro | [13 empty] | 0 | 0 | 0 | 0 | [11 empty] | Pacific Gas & Electric Co | 100 | PG&E Corp | 100
Bucks Creek | 220_G_H2 | 220 | G | H2 |  | Hydro |  | WEC_CALN | California | 6 | Plumas | 63 | 06063 | 32.5 | 0 | 1928 | 9999 |  |  | N | Hydro | [13 empty] | 0 | 0 | 0 | 0 | [11 empty] | Pacific Gas & Electric Co | 100 | PG&E Corp | 100
Hungry Horse | 2203_G_1 | 2203 | G | 1 |  | Hydro |  | WECC_MT | Montana | 30 | Flathead | 29 | 30029 | 107 | 0 | 1952 | 9999 |  |  | N | Hydro | [13 empty] | 0 | 0 | 0 | 0 | [11 empty] | U S Bureau of Reclamation | 100 | U S Bureau of Reclamation | 100
Hungry Horse | 2203_G_2 | 2203 | G | 2 |  | Hydro |  | WECC_MT | Montana | 30 | Flathead | 29 | 30029 | 107 | 0 | 1952 | 9999 |  |  | N | Hydro | [13 empty] | 0 | 0 | 0 | 0 | [11 empty] | U S Bureau of Reclamation | 100 | U S Bureau of Reclamation | 100
Hungry Horse | 2203_G_3 | 2203 | G | 3 |  | Hydro |  | WECC_MT | Montana | 30 | Flathead | 29 | 30029 | 107 | 0 | 1953 | 9999 |  |  | N | Hydro | [13 empty] | 0 | 0 | 0 | 0 | [11 empty] | U S Bureau of Reclamation | 100 | U S Bureau of Reclamation | 100
Hungry Horse | 2203_G_4 | 2203 | G | 4 |  | Hydro |  | WECC_MT | Montana | 30 | Flathead | 29 | 30029 | 107 | 0 | 1953 | 9999 |  |  | N | Hydro | [13 empty] | 0 | 0 | 0 | 0 | [11 empty] | U S Bureau of Reclamation | 100 | U S Bureau of Reclamation | 100
Yellowtail | 2204_G_1 | 2204 | G | 1 |  | Hydro |  | WECC_MT | Montana | 30 | Big Horn | 3 | 30003 | 71.9 | 0 | 1966 | 9999 |  |  | N | Hydro | [13 empty] | 0 | 0 | 0 | 0 | [11 empty] | U S Bureau of Reclamation | 100 | U S Bureau of Reclamation | 100
Yellowtail | 2204_G_2 | 2204 | G | 2 |  | Hydro |  | WECC_MT | Montana | 30 | Big Horn | 3 | 30003 | 71.8 | 0 | 1966 | 9999 |  |  | N | Hydro | [13 empty] | 0 | 0 | 0 | 0 | [11 empty] | U S Bureau of Reclamation | 100 | U S Bureau of Reclamation | 100
Yellowtail | 2204_G_3 | 2204 | G | 3 |  | Hydro |  | WECC_MT | Montana | 30 | Big Horn | 3 | 30003 | 71.9 | 0 | 1966 | 9999 |  |  | N | Hydro | [13 empty] | 0 | 0 | 0 | 0 | [11 empty] | U S Bureau of Reclamation | 100 | U S Bureau of Reclamation | 100
Yellowtail | 2204_G_4 | 2204 | G | 4 |  | Hydro |  | WECC_MT | Montana | 30 | Big Horn | 3 | 30003 | 71.8 | 0 | 1966 | 9999 |  |  | N | Hydro | [13 empty] | 0 | 0 | 0 | 0 | [11 empty] | U S Bureau of Reclamation | 100 | U S Bureau of Reclamation | 100
Butt Valley | 221_G_1 | 221 | G | 1 |  | Hydro |  | WEC_CALN | California | 6 | Plumas | 63 | 06063 | 41 | 0 | 1958 | 9999 |  |  | N | Hydro | [13 empty] | 0 | 0 | 0 | 0 | [11 empty] | Pacific Gas & Electric Co | 100 | PG&E Corp | 100
Ansley | 2214_G_3 | 2214 | G | 3 |  | Combustion Turbine | IC Engine | SPP_NEBR | Nebraska | 31 | Custer | 41 | 31041 | 0.5 | 11753 | 1969 | 9999 |  |  | N | Distillate Fuel Oil | [12 empty] | 2.5 | 3.5055 | 3.5055 | 3.5055 | 3.5055 | [11 empty] | Ansley NE (City of) | 100 | Ansley NE (City of) | 100
Auburn | 2215_G_1 | 2215 | G | 1 |  | Combustion Turbine | IC Engine | SPP_NEBR | Nebraska | 31 | Nemaha | 127 | 31127 | 2.2 | 10745 | 1982 | 9999 |  |  | N | Natural Gas, Distillate Fuel Oil | [12 empty] | 2.5 | 1.061 | 1.061 | 1.061 | 1.061 | [11 empty] | Auburn NE (City of) | 100 | Auburn NE (City of) | 100
Auburn | 2215_G_2 | 2215 | G | 2 |  | Combustion Turbine | IC Engine | SPP_NEBR | Nebraska | 31 | Nemaha | 127 | 31127 | 0.9 | 10745 | 1949 | 9999 |  |  | N | Natural Gas, Distillate Fuel Oil | [12 empty] | 2.5 | 1.061 | 1.061 | 1.061 | 1.061 | [11 empty] | Auburn NE (City of) | 100 | Auburn NE (City of) | 100
Auburn | 2215_G_4A | 2215 | G | 4A |  | Combustion Turbine | IC Engine | SPP_NEBR | Nebraska | 31 | Nemaha | 127 | 31127 | 3.7 | 10745 | 1993 | 9999 |  |  | N | Natural Gas, Distillate Fuel Oil | [12 empty] | 2.5 | 1.061 | 1.061 | 1.061 | 1.061 | [11 empty] | Auburn NE (City of) | 100 | Auburn NE (City of) | 100
Auburn | 2215_G_5 | 2215 | G | 5 |  | Combustion Turbine | IC Engine | SPP_NEBR | Nebraska | 31 | Nemaha | 127 | 31127 | 3 | 10745 | 1973 | 9999 |  |  | N | Natural Gas, Distillate Fuel Oil | [12 empty] | 2.5 | 1.061 | 1.061 | 1.061 | 1.061 | [11 empty] | Auburn NE (City of) | 100 | Auburn NE (City of) | 100
Auburn | 2215_G_6 | 2215 | G | 6 |  | Combustion Turbine | IC Engine | SPP_NEBR | Nebraska | 31 | Nemaha | 127 | 31127 | 2.5 | 10745 | 1967 | 9999 |  |  | N | Natural Gas, Distillate Fuel Oil | [12 empty] | 2.5 | 1.061 | 1.061 | 1.061 | 1.061 | [11 empty] | Auburn NE (City of) | 100 | Auburn NE (City of) | 100
Auburn | 2215_G_7 | 2215 | G | 7 |  | Combustion Turbine | IC Engine | SPP_NEBR | Nebraska | 31 | Nemaha | 127 | 31127 | 5.2 | 10745 | 1987 | 9999 |  |  | N | Natural Gas, Distillate Fuel Oil | [12 empty] | 2.5 | 1.061 | 1.061 | 1.061 | 1.061 | [11 empty] | Auburn NE (City of) | 100 | Auburn NE (City of) | 100
Arnold | 2216_G_1 | 2216 | G | 1 |  | Combustion Turbine | IC Engine | SPP_NEBR | Nebraska | 31 | Custer | 41 | 31041 | 0.5 | 12590 | 1960 | 9999 |  |  | N | Distillate Fuel Oil | [12 empty] | 2.5 | 1.6498 | 1.6498 | 1.6498 | 1.6498 | [11 empty] | Arnold NE (Village of) | 100 | Arnold NE (Village of) | 100
Arnold | 2216_G_3 | 2216 | G | 3 |  | Combustion Turbine | IC Engine | SPP_NEBR | Nebraska | 31 | Custer | 41 | 31041 | 0.2 | 12283 | 1942 | 9999 |  |  | N | Distillate Fuel Oil | [12 empty] | 2.5 | 1.6498 | 1.6498 | 1.6498 | 1.6498 | [11 empty] | Arnold NE (Village of) | 100 | Arnold NE (Village of) | 100
Arnold | 2216_G_4 | 2216 | G | 4 |  | Combustion Turbine | IC Engine | SPP_NEBR | Nebraska | 31 | Custer | 41 | 31041 | 0.2 | 12283 | 1946 | 9999 |  |  | N | Distillate Fuel Oil | [12 empty] | 2.5 | 1.6498 | 1.6498 | 1.6498 | 1.6498 | [11 empty] | Arnold NE (Village of) | 100 | Arnold NE (Village of) | 100
Beaver City | 2217_G_1 | 2217 | G | 1 |  | Combustion Turbine | IC Engine | SPP_NEBR | Nebraska | 31 | Furnas | 65 | 31065 | 0.4 | 11532 | 1957 | 9999 |  |  | N | Distillate Fuel Oil | [12 empty] | 2.5 | 1.6498 | 1.6498 | 1.6498 | 1.6498 | [11 empty] | Beaver City NE (City of) | 100 | Beaver City NE (City of) | 100
Beaver City | 2217_G_2 | 2217 | G | 2 |  | Combustion Turbine | IC Engine | SPP_NEBR | Nebraska | 31 | Furnas | 65 | 31065 | 0.3 | 11398 | 1963 | 9999 |  |  | N | Natural Gas | [12 empty] | 2.5 | 1.061 | 1.061 | 1.061 | 1.061 | [11 empty] | Beaver City NE (City of) | 100 | Beaver City NE (City of) | 100
Beaver City | 2217_G_3 | 2217 | G | 3 |  | Combustion Turbine | IC Engine | SPP_NEBR | Nebraska | 31 | Furnas | 65 | 31065 | 0.2 | 11664 | 1947 | 9999 |  |  | N | Distillate Fuel Oil | [12 empty] | 2.5 | 1.6498 | 1.6498 | 1.6498 | 1.6498 | [11 empty] | Beaver City NE (City of) | 100 | Beaver City NE (City of) | 100
Beaver City | 2217_G_4 | 2217 | G | 4 |  | Combustion Turbine | IC Engine | SPP_NEBR | Nebraska | 31 | Furnas | 65 | 31065 | 0.8 | 10745 | 1967 | 9999 |  |  | N | Natural Gas | [12 empty] | 2.5 | 1.061 | 1.061 | 1.061 | 1.061 | [11 empty] | Beaver City NE (City of) | 100 | Beaver City NE (City of) | 100
Caribou 1 | 222_G_1 | 222 | G | 1 |  | Hydro |  | WEC_CALN | California | 6 | Plumas | 63 | 06063 | 25 | 0 | 1921 | 9999 |  |  | N | Hydro | [13 empty] | 0 | 0 | 0 | 0 | [11 empty] | Pacific Gas & Electric Co | 100 | PG&E Corp | 100
Caribou 1 | 222_G_2 | 222 | G | 2 |  | Hydro |  | WEC_CALN | California | 6 | Plumas | 63 | 06063 | 25 | 0 | 1921 | 9999 |  |  | N | Hydro | [13 empty] | 0 | 0 | 0 | 0 | [11 empty] | Pacific Gas & Electric Co | 100 | PG&E Corp | 100
Caribou 1 | 222_G_3 | 222 | G | 3 |  | Hydro |  | WEC_CALN | California | 6 | Plumas | 63 | 06063 | 25 | 0 | 1924 | 9999 |  |  | N | Hydro | [13 empty] | 0 | 0 | 0 | 0 | [11 empty] | Pacific Gas & Electric Co | 100 | PG&E Corp | 100
Broken Bow | 2221_G_1 | 2221 | G | 1 |  | Combustion Turbine | IC Engine | SPP_NEBR | Nebraska | 31 | Custer | 41 | 31041 | 0.5 | 10745 | 1936 | 9999 |  |  | N | Distillate Fuel Oil | [12 empty] | 2.5 | 1.6498 | 1.6498 | 1.6498 | 1.6498 | [11 empty] | Broken Bow Municipal Utilities | 100 | Broken Bow Municipal Utilities | 100
Broken Bow | 2221_G_2 | 2221 | G | 2 |  | Combustion Turbine | IC Engine | SPP_NEBR | Nebraska | 31 | Custer | 41 | 31041 | 3.5 | 10745 | 1970 | 9999 |  |  | N | Natural Gas, Distillate Fuel Oil | [12 empty] | 2.5 | 1.061 | 1.061 | 1.061 | 1.061 | [11 empty] | Broken Bow Municipal Utilities | 100 | Broken Bow Municipal Utilities | 100
Broken Bow | 2221_G_3 | 2221 | G | 3 |  | Combustion Turbine | IC Engine | SPP_NEBR | Nebraska | 31 | Custer | 41 | 31041 | 0.7 | 10745 | 1945 | 9999 |  |  | N | Distillate Fuel Oil | [12 empty] | 2.5 | 1.6498 | 1.6498 | 1.6498 | 1.6498 | [11 empty] | Broken Bow Municipal Utilities | 100 | Broken Bow Municipal Utilities | 100
Broken Bow | 2221_G_4 | 2221 | G | 4 |  | Combustion Turbine | IC Engine | SPP_NEBR | Nebraska | 31 | Custer | 41 | 31041 | 0.7 | 10745 | 1951 | 9999 |  |  | N | Natural Gas, Distillate Fuel Oil | [12 empty] | 2.5 | 1.061 | 1.061 | 1.061 | 1.061 | [11 empty] | Broken Bow Municipal Utilities | 100 | Broken Bow Municipal Utilities | 100
Broken Bow | 2221_G_5 | 2221 | G | 5 |  | Combustion Turbine | IC Engine | SPP_NEBR | Nebraska | 31 | Custer | 41 | 31041 | 1 | 10745 | 1951 | 9999 |  |  | N | Natural Gas, Distillate Fuel Oil | [12 empty] | 2.5 | 1.061 | 1.061 | 1.061 | 1.061 | [11 empty] | Broken Bow Municipal Utilities | 100 | Broken Bow Municipal Utilities | 100
Broken Bow | 2221_G_6 | 2221 | G | 6 |  | Combustion Turbine | IC Engine | SPP_NEBR | Nebraska | 31 | Custer | 41 | 31041 | 2 | 10745 | 1961 | 9999 |  |  | N | Natural Gas, Distillate Fuel Oil | [12 empty] | 2.5 | 1.061 | 1.061 | 1.061 | 1.061 | [11 empty] | Broken Bow Municipal Utilities | 100 | Broken Bow Municipal Utilities | 100
Burwell | 2222_G_1 | 2222 | G | 1 |  | Combustion Turbine | IC Engine | SPP_NEBR | Nebraska | 31 | Garfield | 71 | 31071 | 1.4 | 11179 | 1972 | 9999 |  |  | N | Distillate Fuel Oil | [12 empty] | 2.5 | 1.6498 | 1.6498 | 1.6498 | 1.6498 | [11 empty] | Burwell Municipal Utilities | 100 | Burwell Municipal Utilities | 100
Burwell | 2222_G_2 | 2222 | G | 2 |  | Combustion Turbine | IC Engine | SPP_NEBR | Nebraska | 31 | Garfield | 71 | 31071 | 1.1 | 11518 | 1968 | 9999 |  |  | N | Distillate Fuel Oil | [12 empty] | 2.5 | 1.6498 | 1.6498 | 1.6498 | 1.6498 | [11 empty] | Burwell Municipal Utilities | 100 | Burwell Municipal Utilities | 100
Burwell | 2222_G_3 | 2222 | G | 3 |  | Combustion Turbine | IC Engine | SPP_NEBR | Nebraska | 31 | Garfield | 71 | 31071 | 0.9 | 11394 | 1960 | 9999 |  |  | N | Distillate Fuel Oil | [12 empty] | 2.5 | 1.6498 | 1.6498 | 1.6498 | 1.6498 | [11 empty] | Burwell Municipal Utilities | 100 | Burwell Municipal Utilities | 100
Burwell | 2222_G_4 | 2222 | G | 4 |  | Combustion Turbine | IC Engine | SPP_NEBR | Nebraska | 31 | Garfield | 71 | 31071 | 0.7 | 11651 | 1955 | 9999 |  |  | N | Distillate Fuel Oil | [12 empty] | 2.5 | 1.6498 | 1.6498 | 1.6498 | 1.6498 | [11 empty] | Burwell Municipal Utilities | 100 | Burwell Municipal Utilities | 100
Cambridge | 2223_G_CAT1 | 2223 | G | CAT1 |  | Combustion Turbine | IC Engine | SPP_NEBR | Nebraska | 31 | Furnas | 65 | 31065 | 2 | 18323 | 2005 | 9999 |  |  | N | Distillate Fuel Oil | [12 empty] | 2.5 | 1.6498 | 1.6498 | 1.6498 | 1.6498 | [11 empty] | Cambridge Light & Water | 100 | Cambridge Light & Water | 100
Cambridge | 2223_G_CAT2 | 2223 | G | CAT2 |  | Combustion Turbine | IC Engine | SPP_NEBR | Nebraska | 31 | Furnas | 65 | 31065 | 2 | 10745 | 2005 | 9999 |  |  | N | Distillate Fuel Oil | [12 empty] | 2.5 | 1.6498 | 1.6498 | 1.6498 | 1.6498 | [11 empty] | Cambridge Light & Water | 100 | Cambridge Light & Water | 100
Campbell Village | 2225_G_IC4 | 2225 | G | IC4 |  | Combustion Turbine | IC Engine | SPP_NEBR | Nebraska | 31 | Franklin | 61 | 31061 | 1 | 25000 | 1983 | 9999 |  |  | N | Distillate Fuel Oil | [12 empty] | 2.5 | 1.6498 | 1.6498 | 1.6498 | 1.6498 | [11 empty] | Campbell NE (Village of) | 100 | Campbell NE (Village of) | 100
Jeffrey | 2227_G_1 | 2227 | G | 1 |  | Hydro |  | SPP_NEBR | Nebraska | 31 | Lincoln | 111 | 31111 | 10.5 | 0 | 1941 | 9999 |  |  | N | Hydro | [13 empty] | 0 | 0 | 0 | 0 | [11 empty] | Central Nebraska Public Power & Irrigation District | 100 | Central Nebraska Public Power & Irrigation District | 100
Jeffrey | 2227_G_2 | 2227 | G | 2 |  | Hydro |  | SPP_NEBR | Nebraska | 31 | Lincoln | 111 | 31111 | 10.5 | 0 | 1941 | 9999 |  |  | N | Hydro | [13 empty] | 0 | 0 | 0 | 0 | [11 empty] | Central Nebraska Public Power & Irrigation District | 100 | Central Nebraska Public Power & Irrigation District | 100
Johnson 1 | 2228_G_1 | 2228 | G | 1 |  | Hydro |  | SPP_NEBR | Nebraska | 31 | Gosper | 73 | 31073 | 10 | 0 | 1941 | 9999 |  |  | N | Hydro | [13 empty] | 0 | 0 | 0 | 0 | [11 empty] | Central Nebraska Public Power & Irrigation District | 100 | Central Nebraska Public Power & Irrigation District | 100
Johnson 1 | 2228_G_2 | 2228 | G | 2 |  | Hydro |  | SPP_NEBR | Nebraska | 31 | Gosper | 73 | 31073 | 10 | 0 | 1941 | 9999 |  |  | N | Hydro | [13 empty] | 0 | 0 | 0 | 0 | [11 empty] | Central Nebraska Public Power & Irrigation District | 100 | Central Nebraska Public Power & Irrigation District | 100
Johnson 2 | 2229_G_1 | 2229 | G | 1 |  | Hydro |  | SPP_NEBR | Nebraska | 31 | Gosper | 73 | 31073 | 22.5 | 0 | 1941 | 9999 |  |  | N | Hydro | [13 empty] | 0 | 0 | 0 | 0 | [11 empty] | Central Nebraska Public Power & Irrigation District | 100 | Central Nebraska Public Power & Irrigation District | 100
Caribou 2 | 223_G_4 | 223 | G | 4 |  | Hydro |  | WEC_CALN | California | 6 | Plumas | 63 | 06063 | 60 | 0 | 1958 | 9999 |  |  | N | Hydro | [13 empty] | 0 | 0 | 0 | 0 | [11 empty] | Pacific Gas & Electric Co | 100 | PG&E Corp | 100
Caribou 2 | 223_G_5 | 223 | G | 5 |  | Hydro |  | WEC_CALN | California | 6 | Plumas | 63 | 06063 | 60 | 0 | 1958 | 9999 |  |  | N | Hydro | [13 empty] | 0 | 0 | 0 | 0 | [11 empty] | Pacific Gas & Electric Co | 100 | PG&E Corp | 100
Chappell | 2230_G_5 | 2230 | G | 5 |  | Combustion Turbine | IC Engine | SPP_NEBR | Nebraska | 31 | Deuel | 49 | 31049 | 1 | 12708 | 1982 | 9999 |  |  | N | Distillate Fuel Oil | [12 empty] | 2.5 | 1.6498 | 1.6498 | 1.6498 | 1.6498 | [11 empty] | Chappell Municipal Utilities | 100 | Chappell Municipal Utilities | 100
Curtis | 2232_G_2 | 2232 | G | 2 |  | Combustion Turbine | IC Engine | SPP_NEBR | Nebraska | 31 | Frontier | 63 | 31063 | 0.8 | 18000 | 1955 | 9999 |  |  | N | Natural Gas, Distillate Fuel Oil | [12 empty] | 2.5 | 3.2532 | 3.2532 | 3.2532 | 3.2532 | [11 empty] | Curtis NE (City of) | 100 | Curtis NE (City of) | 100
Curtis | 2232_G_3 | 2232 | G | 3 |  | Combustion Turbine | IC Engine | SPP_NEBR | Nebraska | 31 | Frontier | 63 | 31063 | 1 | 18000 | 1969 | 9999 |  |  | N | Natural Gas, Distillate Fuel Oil | [12 empty] | 2.5 | 1.5047 | 1.5047 | 1.5047 | 1.5047 | [11 empty] | Curtis NE (City of) | 100 | Curtis NE (City of) | 100
David City | 2233_G_1 | 2233 | G | 1 |  | Combustion Turbine | IC Engine | SPP_NEBR | Nebraska | 31 | Butler | 23 | 31023 | 1.3 | 10745 | 1960 | 9999 |  |  | N | Natural Gas, Distillate Fuel Oil | [12 empty] | 2.5 | 1.061 | 1.061 | 1.061 | 1.061 | [11 empty] | David City NE (City of) | 100 | David City NE (City of) | 100
David City | 2233_G_2 | 2233 | G | 2 |  | Combustion Turbine | IC Engine | SPP_NEBR | Nebraska | 31 | Butler | 23 | 31023 | 0.8 | 10745 | 1949 | 9999 |  |  | N | Distillate Fuel Oil | [12 empty] | 2.5 | 1.6498 | 1.6498 | 1.6498 | 1.6498 | [11 empty] | David City NE (City of) | 100 | David City NE (City of) | 100
David City | 2233_G_3 | 2233 | G | 3 |  | Combustion Turbine | IC Engine | SPP_NEBR | Nebraska | 31 | Butler | 23 | 31023 | 0.9 | 10745 | 1955 | 9999 |  |  | N | Natural Gas, Distillate Fuel Oil | [12 empty] | 2.5 | 1.061 | 1.061 | 1.061 | 1.061 | [11 empty] | David City NE (City of) | 100 | David City NE (City of) | 100
David City | 2233_G_4 | 2233 | G | 4 |  | Combustion Turbine | IC Engine | SPP_NEBR | Nebraska | 31 | Butler | 23 | 31023 | 1.8 | 10745 | 1966 | 9999 |  |  | N | Natural Gas, Distillate Fuel Oil | [12 empty] | 2.5 | 1.061 | 1.061 | 1.061 | 1.061 | [11 empty] | David City NE (City of) | 100 | David City NE (City of) | 100
David City | 2233_G_5 | 2233 | G | 5 |  | Combustion Turbine | IC Engine | SPP_NEBR | Nebraska | 31 | Butler | 23 | 31023 | 1.3 | 10745 | 1996 | 9999 |  |  | N | Distillate Fuel Oil | [12 empty] | 2.5 | 1.6498 | 1.6498 | 1.6498 | 1.6498 | [11 empty] | David City NE (City of) | 100 | David City NE (City of) | 100
David City | 2233_G_6 | 2233 | G | 6 |  | Combustion Turbine | IC Engine | SPP_NEBR | Nebraska | 31 | Butler | 23 | 31023 | 1.3 | 10745 | 1996 | 9999 |  |  | N | Distillate Fuel Oil | [12 empty] | 2.5 | 1.6498 | 1.6498 | 1.6498 | 1.6498 | [11 empty] | David City NE (City of) | 100 | David City NE (City of) | 100
David City | 2233_G_7 | 2233 | G | 7 |  | Combustion Turbine | IC Engine | SPP_NEBR | Nebraska | 31 | Butler | 23 | 31023 | 1.3 | 10745 | 1996 | 9999 |  |  | N | Distillate Fuel Oil | [12 empty] | 2.5 | 1.6498 | 1.6498 | 1.6498 | 1.6498 | [11 empty] | David City NE (City of) | 100 | David City NE (City of) | 100
Deshler | 2234_G_4 | 2234 | G | 4 |  | Combustion Turbine | IC Engine | SPP_NEBR | Nebraska | 31 | Thayer | 169 | 31169 | 0.6 | 10745 | 1956 | 9999 |  |  | N | Distillate Fuel Oil | [12 empty] | 2.5 | 1.6498 | 1.6498 | 1.6498 | 1.6498 | [11 empty] | Deshler NE (City of) | 100 | Deshler NE (City of) | 100
Deshler | 2234_G_5 | 2234 | G | 5 |  | Combustion Turbine | IC Engine | SPP_NEBR | Nebraska | 31 | Thayer | 169 | 31169 | 1.1 | 10745 | 1999 | 9999 |  |  | N | Distillate Fuel Oil | [12 empty] | 2.5 | 1.6498 | 1.6498 | 1.6498 | 1.6498 | [11 empty] | Deshler NE (City of) | 100 | Deshler NE (City of) | 100
Emerson | 2235_G_2 | 2235 | G | 2 |  | Combustion Turbine | IC Engine | SPP_NEBR | Nebraska | 31 | Dixon | 51 | 31051 | 1.1 | 11198 | 1968 | 9999 |  |  | N | Natural Gas, Distillate Fuel Oil | [12 empty] | 2.5 | 4.5229 | 4.5229 | 4.5229 | 4.5229 | [11 empty] | Emerson NE (City of) | 100 | Emerson NE (City of) | 100
Emerson | 2235_G_3 | 2235 | G | 3 |  | Combustion Turbine | IC Engine | SPP_NEBR | Nebraska | 31 | Dixon | 51 | 31051 | 0.1 | 12846 | 1947 | 9999 |  |  | N | Distillate Fuel Oil | [12 empty] | 2.5 | 1.6498 | 1.6498 | 1.6498 | 1.6498 | [11 empty] | Emerson NE (City of) | 100 | Emerson NE (City of) | 100
Emerson | 2235_G_4 | 2235 | G | 4 |  | Combustion Turbine | IC Engine | SPP_NEBR | Nebraska | 31 | Dixon | 51 | 31051 | 0.4 | 11370 | 1960 | 9999 |  |  | N | Natural Gas, Distillate Fuel Oil | [12 empty] | 2.5 | 1.061 | 1.061 | 1.061 | 1.061 | [11 empty] | Emerson NE (City of) | 100 | Emerson NE (City of) | 100
Falls City | 2237_G_1 | 2237 | G | 1 |  | Combustion Turbine | IC Engine | SPP_NEBR | Nebraska | 31 | Richardson | 147 | 31147 | 0.6 | 18340 | 1930 | 9999 |  |  | N | Distillate Fuel Oil | [12 empty] | 2.5 | 1.6498 | 1.6498 | 1.6498 | 1.6498 | [11 empty] | Falls City NE Utility Dept | 100 | Falls City Utility Dept | 100
Falls City | 2237_G_2 | 2237 | G | 2 |  | Combustion Turbine | IC Engine | SPP_NEBR | Nebraska | 31 | Richardson | 147 | 31147 | 0.9 | 18403 | 1937 | 9999 |  |  | N | Distillate Fuel Oil | [12 empty] | 2.5 | 1.6498 | 1.6498 | 1.6498 | 1.6498 | [11 empty] | Falls City NE Utility Dept | 100 | Falls City Utility Dept | 100
Falls City | 2237_G_3 | 2237 | G | 3 |  | Combustion Turbine | IC Engine | SPP_NEBR | Nebraska | 31 | Richardson | 147 | 31147 | 2.3 | 18000 | 1965 | 9999 |  |  | N | Natural Gas, Distillate Fuel Oil | [12 empty] | 2.5 | 1.061 | 1.061 | 1.061 | 1.061 | [11 empty] | Falls City NE Utility Dept | 100 | Falls City Utility Dept | 100
Falls City | 2237_G_4 | 2237 | G | 4 |  | Combustion Turbine | IC Engine | SPP_NEBR | Nebraska | 31 | Richardson | 147 | 31147 | 0.8 | 18000 | 1946 | 9999 |  |  | N | Natural Gas, Distillate Fuel Oil | [12 empty] | 2.5 | 1.061 | 1.061 | 1.061 | 1.061 | [11 empty] | Falls City NE Utility Dept | 100 | Falls City Utility Dept | 100
Falls City | 2237_G_5 | 2237 | G | 5 |  | Combustion Turbine | IC Engine | SPP_NEBR | Nebraska | 31 | Richardson | 147 | 31147 | 1.4 | 18000 | 1950 | 9999 |  |  | N | Natural Gas, Distillate Fuel Oil | [12 empty] | 2.5 | 1.061 | 1.061 | 1.061 | 1.061 | [11 empty] | Falls City NE Utility Dept | 100 | Falls City Utility Dept | 100
Falls City | 2237_G_6 | 2237 | G | 6 |  | Combustion Turbine | IC Engine | SPP_NEBR | Nebraska | 31 | Richardson | 147 | 31147 | 2 | 18000 | 1958 | 9999 |  |  | N | Natural Gas, Distillate Fuel Oil | [12 empty] | 2.5 | 1.061 | 1.061 | 1.061 | 1.061 | [11 empty] | Falls City NE Utility Dept | 100 | Falls City Utility Dept | 100
Falls City | 2237_G_7 | 2237 | G | 7 |  | Combustion Turbine | IC Engine | SPP_NEBR | Nebraska | 31 | Richardson | 147 | 31147 | 5.9 | 18000 | 1972 | 9999 |  |  | N | Natural Gas, Distillate Fuel Oil | [12 empty] | 2.5 | 2.8909 | 2.8909 | 2.8909 | 2.8909 | [11 empty] | Falls City NE Utility Dept | 100 | Falls City Utility Dept | 100
Falls City | 2237_G_8 | 2237 | G | 8 |  | Combustion Turbine | IC Engine | SPP_NEBR | Nebraska | 31 | Richardson | 147 | 31147 | 6 | 18000 | 1982 | 9999 |  |  | N | Natural Gas, Distillate Fuel Oil | [12 empty] | 2.5 | 1.061 | 1.061 | 1.061 | 1.061 | [11 empty] | Falls City NE Utility Dept | 100 | Falls City Utility Dept | 100
Falls City | 2237_G_9 | 2237 | G | 9 |  | Combustion Turbine | IC Engine | SPP_NEBR | Nebraska | 31 | Richardson | 147 | 31147 | 9.3 | 10745 | 2018 | 9999 |  |  | N | Natural Gas, Distillate Fuel Oil | [13 empty] | 1.061 | 1.061 | 1.061 | 1.061 | [11 empty] | Falls City NE Utility Dept | 100 | Falls City Utility Dept | 100
Franklin (NE) | 2238_G_1 | 2238 | G | 1 |  | Combustion Turbine | IC Engine | SPP_NEBR | Nebraska | 31 | Franklin | 61 | 31061 | 0.6 | 13824 | 1963 | 9999 |  |  | N | Natural Gas, Distillate Fuel Oil | [12 empty] | 2.5 | 1.061 | 1.061 | 1.061 | 1.061 | [11 empty] | Franklin NE (City of) | 100 | Franklin NE (City of) | 100
Franklin (NE) | 2238_G_2 | 2238 | G | 2 |  | Combustion Turbine | IC Engine | SPP_NEBR | Nebraska | 31 | Franklin | 61 | 31061 | 1.3 | 13659 | 1974 | 9999 |  |  | N | Natural Gas, Distillate Fuel Oil | [12 empty] | 2.5 | 0.09136 | 0.09136 | 0.09136 | 0.09136 | [11 empty] | Franklin NE (City of) | 100 | Franklin NE (City of) | 100
Franklin (NE) | 2238_G_3 | 2238 | G | 3 |  | Combustion Turbine | IC Engine | SPP_NEBR | Nebraska | 31 | Franklin | 61 | 31061 | 1.1 | 13737 | 1969 | 9999 |  |  | N | Natural Gas, Distillate Fuel Oil | [12 empty] | 2.5 | 1.061 | 1.061 | 1.061 | 1.061 | [11 empty] | Franklin NE (City of) | 100 | Franklin NE (City of) | 100
Franklin (NE) | 2238_G_4 | 2238 | G | 4 |  | Combustion Turbine | IC Engine | SPP_NEBR | Nebraska | 31 | Franklin | 61 | 31061 | 0.9 | 13643 | 1955 | 9999 |  |  | N | Natural Gas, Distillate Fuel Oil | [12 empty] | 2.5 | 1.061 | 1.061 | 1.061 | 1.061 | [11 empty] | Franklin NE (City of) | 100 | Franklin NE (City of) | 100
Lon Wright | 2240_G_5OT | 2240 | G | 5OT | 9176 | Combustion Turbine |  | SPP_NEBR | Nebraska | 31 | Dodge | 53 | 31053 | 38 | 14432 | 2003 | 9999 |  |  | N | Natural Gas, Distillate Fuel Oil |  |  |  | DLNB + H2O | [8 empty] | 2.5 | 0.70002 | 0.70002 | 0.70002 | 0.70002 | [11 empty] | Fremont Dept of Public Utilities | 100 | Fremont Dept of Public Utilities | 100
Lon Wright | 2240_G_CTNWD | 2240 | G | CTNWD |  | Onshore Wind |  | SPP_NEBR | Nebraska | 31 | Dodge | 53 | 31053 | 40.9 | 0 | 2017 | 9999 |  |  | N | Wind | [13 empty] | 0 | 0 | 0 | 0 | [11 empty] | Fremont Dept of Public Utilities | 100 | Fremont Dept of Public Utilities | 100
Lon Wright | 2240_G_SLR1 | 2240 | G | SLR1 |  | Solar PV |  | SPP_NEBR | Nebraska | 31 | Dodge | 53 | 31053 | 1.3 | 0 | 2018 | 9999 |  |  | N | Solar | [13 empty] | 0 | 0 | 0 | 0 | [11 empty] | Fremont Dept of Public Utilities | 100 | Fremont Dept of Public Utilities | 100
Lon Wright | 2240_G_SLR2 | 2240 | G | SLR2 |  | Solar PV |  | SPP_NEBR | Nebraska | 31 | Dodge | 53 | 31053 | 1 | 0 | 2018 | 9999 |  |  | N | Solar | [13 empty] | 0 | 0 | 0 | 0 | [11 empty] | Fremont Dept of Public Utilities | 100 | Fremont Dept of Public Utilities | 100
C W Burdick | 2241_G_GT1 | 2241 | G | GT1 |  | Combustion Turbine |  | SPP_NEBR | Nebraska | 31 | Hall | 79 | 31079 | 13.6 | 25000 | 1968 | 9999 |  |  | N | Natural Gas, Distillate Fuel Oil | [12 empty] | 2.5 | 0.47388 | 0.47388 | 0.47388 | 0.47388 | [11 empty] | Grand Island Utilities | 100 | Grand Island Utilities | 100
C W Burdick | 2241_G_GT2 | 2241 | G | GT2 | 88133 | Combustion Turbine |  | SPP_NEBR | Nebraska | 31 | Hall | 79 | 31079 | 34 | 25000 | 2003 | 9999 |  |  | N | Natural Gas, Distillate Fuel Oil |  |  |  | DLNB + H2O | [8 empty] | 2.5 | 0.0339 | 0.0339 | 0.0339 | 0.0339 | [11 empty] | Grand Island Utilities | 100 | Grand Island Utilities | 100
C W Burdick | 2241_G_GT3 | 2241 | G | GT3 | 88134 | Combustion Turbine |  | SPP_NEBR | Nebraska | 31 | Hall | 79 | 31079 | 34 | 25000 | 2003 | 9999 |  |  | N | Natural Gas, Distillate Fuel Oil |  |  |  | DLNB + H2O | [8 empty] | 2.5 | 0.04141 | 0.04141 | 0.04141 | 0.04141 | [11 empty] | Grand Island Utilities | 100 | Grand Island Utilities | 100
Don Henry | 2243_G_1 | 2243 | G | 1 |  | Combustion Turbine |  | SPP_NEBR | Nebraska | 31 | Adams | 1 | 31001 | 18 | 25000 | 1972 | 9999 |  |  | N | Natural Gas, Distillate Fuel Oil | [12 empty] | 2.5 | 0.50857 | 0.50857 | 0.50857 | 0.50857 | [11 empty] | Hastings Utilities (NE) | 100 | Hastings Utilities (NE) | 100
Kimball | 2248_G_1 | 2248 | G | 1 |  | Combustion Turbine | IC Engine | WECC_WY | Nebraska | 31 | Kimball | 105 | 31105 | 0.7 | 10745 | 1956 | 9999 |  |  | N | Distillate Fuel Oil | [12 empty] | 2.5 | 1.6498 | 1.6498 | 1.6498 | 1.6498 | [11 empty] | Kimball NE (City of) | 100 | Kimball NE (City of) | 100
Kimball | 2248_G_2 | 2248 | G | 2 |  | Combustion Turbine | IC Engine | WECC_WY | Nebraska | 31 | Kimball | 105 | 31105 | 0.7 | 10745 | 1955 | 9999 |  |  | N | Distillate Fuel Oil | [12 empty] | 2.5 | 1.6498 | 1.6498 | 1.6498 | 1.6498 | [11 empty] | Kimball NE (City of) | 100 | Kimball NE (City of) | 100
Kimball | 2248_G_3 | 2248 | G | 3 |  | Combustion Turbine | IC Engine | WECC_WY | Nebraska | 31 | Kimball | 105 | 31105 | 1 | 10745 | 1959 | 9999 |  |  | N | Distillate Fuel Oil | [12 empty] | 2.5 | 1.6498 | 1.6498 | 1.6498 | 1.6498 | [11 empty] | Kimball NE (City of) | 100 | Kimball NE (City of) | 100
Kimball | 2248_G_4 | 2248 | G | 4 |  | Combustion Turbine | IC Engine | WECC_WY | Nebraska | 31 | Kimball | 105 | 31105 | 1 | 10745 | 1960 | 9999 |  |  | N | Distillate Fuel Oil | [12 empty] | 2.5 | 1.6498 | 1.6498 | 1.6498 | 1.6498 | [11 empty] | Kimball NE (City of) | 100 | Kimball NE (City of) | 100
Kimball | 2248_G_5 | 2248 | G | 5 |  | Combustion Turbine | IC Engine | WECC_WY | Nebraska | 31 | Kimball | 105 | 31105 | 0.6 | 10745 | 1944 | 9999 |  |  | N | Distillate Fuel Oil | [12 empty] | 2.5 | 1.6498 | 1.6498 | 1.6498 | 1.6498 | [11 empty] | Kimball NE (City of) | 100 | Kimball NE (City of) | 100
Kimball | 2248_G_6 | 2248 | G | 6 |  | Combustion Turbine | IC Engine | WECC_WY | Nebraska | 31 | Kimball | 105 | 31105 | 3.6 | 10745 | 1974 | 9999 |  |  | N | Distillate Fuel Oil | [12 empty] | 2.5 | 1.6498 | 1.6498 | 1.6498 | 1.6498 | [11 empty] | Kimball NE (City of) | 100 | Kimball NE (City of) | 100
Laurel | 2249_G_1 | 2249 | G | 1 |  | Combustion Turbine | IC Engine | SPP_NEBR | Nebraska | 31 | Cedar | 27 | 31027 | 1.1 | 18000 | 1974 | 9999 |  |  | N | Natural Gas, Distillate Fuel Oil | [12 empty] | 2.5 | 1.061 | 1.061 | 1.061 | 1.061 | [11 empty] | Laurel Municipal Electric Dept | 100 | Laurel Municipal Electric Dept | 100
Laurel | 2249_G_2 | 2249 | G | 2 |  | Combustion Turbine | IC Engine | SPP_NEBR | Nebraska | 31 | Cedar | 27 | 31027 | 0.7 | 18000 | 1970 | 9999 |  |  | N | Natural Gas, Distillate Fuel Oil | [12 empty] | 2.5 | 1.061 | 1.061 | 1.061 | 1.061 | [11 empty] | Laurel Municipal Electric Dept | 100 | Laurel Municipal Electric Dept | 100
Laurel | 2249_G_7 | 2249 | G | 7 |  | Combustion Turbine | IC Engine | SPP_NEBR | Nebraska | 31 | Cedar | 27 | 31027 | 1.1 | 18000 | 1992 | 9999 |  |  | N | Natural Gas, Distillate Fuel Oil | [12 empty] | 2.5 | 1.061 | 1.061 | 1.061 | 1.061 | [11 empty] | Laurel Municipal Electric Dept | 100 | Laurel Municipal Electric Dept | 100
Chili Bar | 225_G_1 | 225 | G | 1 |  | Hydro |  | WEC_CALN | California | 6 | El Dorado | 17 | 06017 | 7 | 0 | 1965 | 9999 |  |  | N | Hydro | [13 empty] | 0 | 0 | 0 | 0 | [11 empty] | Pacific Gas & Electric Co | 100 | PG&E Corp | 100
J Street | 2250_G_1 | 2250 | G | 1 | 90730 | Combustion Turbine |  | SPP_NEBR | Nebraska | 31 | Lancaster | 109 | 31109 | 29 | 25000 | 1972 | 9999 |  |  | N | Natural Gas, Distillate Fuel Oil |  |  |  | H2O | [8 empty] | 2.5 | 0.71586 | 0.71586 | 0.71586 | 0.71586 | [11 empty] | Lincoln Electric System | 100 | Lincoln Electric System | 100
Lyons | 2253_G_2 | 2253 | G | 2 |  | Combustion Turbine | IC Engine | SPP_NEBR | Nebraska | 31 | Burt | 21 | 31021 | 0.2 | 25000 | 1953 | 9999 |  |  | N | Distillate Fuel Oil | [12 empty] | 2.5 | 1.6498 | 1.6498 | 1.6498 | 1.6498 | [11 empty] | Lyons NE (City of) | 100 | Lyons NE (City of) | 100
Lyons | 2253_G_3 | 2253 | G | 3 |  | Combustion Turbine | IC Engine | SPP_NEBR | Nebraska | 31 | Burt | 21 | 31021 | 0.3 | 25000 | 1960 | 9999 |  |  | N | Distillate Fuel Oil | [12 empty] | 2.5 | 1.6498 | 1.6498 | 1.6498 | 1.6498 | [11 empty] | Lyons NE (City of) | 100 | Lyons NE (City of) | 100
Lyons | 2253_G_4A | 2253 | G | 4A |  | Combustion Turbine | IC Engine | SPP_NEBR | Nebraska | 31 | Burt | 21 | 31021 | 0.6 | 25000 | 1967 | 9999 |  |  | N | Distillate Fuel Oil | [12 empty] | 2.5 | 1.0242 | 1.0242 | 1.0242 | 1.0242 | [11 empty] | Lyons NE (City of) | 100 | Lyons NE (City of) | 100
Nebraska City # 1 | 2255_G_10 | 2255 | G | 10 |  | Combustion Turbine | IC Engine | SPP_NEBR | Nebraska | 31 | Otoe | 131 | 31131 | 5.8 | 12283 | 1979 | 9999 |  |  | N | Natural Gas | [12 empty] | 2.5 | 1.061 | 1.061 | 1.061 | 1.061 | [11 empty] | Nebraska City Utilities | 100 | Nebraska City Utilities | 100
Nebraska City # 1 | 2255_G_2 | 2255 | G | 2 |  | Combustion Turbine | IC Engine | SPP_NEBR | Nebraska | 31 | Otoe | 131 | 31131 | 1 | 12283 | 1953 | 9999 |  |  | N | Distillate Fuel Oil | [12 empty] | 2.5 | 1.6498 | 1.6498 | 1.6498 | 1.6498 | [11 empty] | Nebraska City Utilities | 100 | Nebraska City Utilities | 100
Nebraska City # 1 | 2255_G_3 | 2255 | G | 3 |  | Combustion Turbine | IC Engine | SPP_NEBR | Nebraska | 31 | Otoe | 131 | 31131 | 2 | 12283 | 1955 | 9999 |  |  | N | Natural Gas | [12 empty] | 2.5 | 1.061 | 1.061 | 1.061 | 1.061 | [11 empty] | Nebraska City Utilities | 100 | Nebraska City Utilities | 100
Nebraska City # 1 | 2255_G_4 | 2255 | G | 4 |  | Combustion Turbine | IC Engine | SPP_NEBR | Nebraska | 31 | Otoe | 131 | 31131 | 2.7 | 12283 | 1957 | 9999 |  |  | N | Natural Gas | [12 empty] | 2.5 | 1.061 | 1.061 | 1.061 | 1.061 | [11 empty] | Nebraska City Utilities | 100 | Nebraska City Utilities | 100
Nebraska City # 1 | 2255_G_5 | 2255 | G | 5 |  | Combustion Turbine | IC Engine | SPP_NEBR | Nebraska | 31 | Otoe | 131 | 31131 | 1.7 | 12283 | 1964 | 9999 |  |  | N | Natural Gas | [12 empty] | 2.5 | 1.061 | 1.061 | 1.061 | 1.061 | [11 empty] | Nebraska City Utilities | 100 | Nebraska City Utilities | 100
Nebraska City # 1 | 2255_G_8 | 2255 | G | 8 |  | Combustion Turbine | IC Engine | SPP_NEBR | Nebraska | 31 | Otoe | 131 | 31131 | 3.6 | 12283 | 1971 | 9999 |  |  | N | Natural Gas | [12 empty] | 2.5 | 1.061 | 1.061 | 1.061 | 1.061 | [11 empty] | Nebraska City Utilities | 100 | Nebraska City Utilities | 100
Nebraska City # 1 | 2255_G_9 | 2255 | G | 9 |  | Combustion Turbine | IC Engine | SPP_NEBR | Nebraska | 31 | Otoe | 131 | 31131 | 5.8 | 12283 | 1974 | 9999 |  |  | N | Natural Gas | [12 empty] | 2.5 | 1.061 | 1.061 | 1.061 | 1.061 | [11 empty] | Nebraska City Utilities | 100 | Nebraska City Utilities | 100
Syracuse # 2 | 2256_G_6 | 2256 | G | 6 |  | Combustion Turbine | IC Engine | SPP_NEBR | Nebraska | 31 | Otoe | 131 | 31131 | 1.6 | 12283 | 1969 | 9999 |  |  | N | Natural Gas | [12 empty] | 2.5 | 1.061 | 1.061 | 1.061 | 1.061 | [11 empty] | Nebraska City Utilities | 100 | Nebraska City Utilities | 100
Syracuse # 2 | 2256_G_7 | 2256 | G | 7 |  | Combustion Turbine | IC Engine | SPP_NEBR | Nebraska | 31 | Otoe | 131 | 31131 | 1.6 | 12283 | 1970 | 9999 |  |  | N | Natural Gas | [12 empty] | 2.5 | 1.061 | 1.061 | 1.061 | 1.061 | [11 empty] | Nebraska City Utilities | 100 | Nebraska City Utilities | 100
Columbus | 2260_G_1 | 2260 | G | 1 |  | Hydro |  | SPP_NEBR | Nebraska | 31 | Platte | 141 | 31141 | 15 | 0 | 1936 | 9999 |  |  | N | Hydro | [13 empty] | 0 | 0 | 0 | 0 | [11 empty] | Loup River Public Power District | 100 | Loup River Public Power District | 100
Columbus | 2260_G_2 | 2260 | G | 2 |  | Hydro |  | SPP_NEBR | Nebraska | 31 | Platte | 141 | 31141 | 15 | 0 | 1936 | 9999 |  |  | N | Hydro | [13 empty] | 0 | 0 | 0 | 0 | [11 empty] | Loup River Public Power District | 100 | Loup River Public Power District | 100
Columbus | 2260_G_3 | 2260 | G | 3 |  | Hydro |  | SPP_NEBR | Nebraska | 31 | Platte | 141 | 31141 | 15 | 0 | 1936 | 9999 |  |  | N | Hydro | [13 empty] | 0 | 0 | 0 | 0 | [11 empty] | Loup River Public Power District | 100 | Loup River Public Power District | 100
Kearney | 2268_G_1 | 2268 | G | 1 |  | Hydro |  | SPP_NEBR | Nebraska | 31 | Buffalo | 19 | 31019 | 1 | 0 | 1921 | 9999 |  |  | N | Hydro | [13 empty] | 0 | 0 | 0 | 0 | [11 empty] | Nebraska Public Power District | 100 | Nebraska Public Power District | 100
Coleman PH | 227_G_1 | 227 | G | 1 |  | Hydro |  | WEC_CALN | California | 6 | Shasta | 89 | 06089 | 13 | 0 | 1979 | 9999 |  |  | N | Hydro | [13 empty] | 0 | 0 | 0 | 0 | [11 empty] | Pacific Gas & Electric Co | 100 | PG&E Corp | 100
Monroe (NE) | 2273_G_1 | 2273 | G | 1 |  | Hydro |  | SPP_NEBR | Nebraska | 31 | Platte | 141 | 31141 | 1 | 0 | 1936 | 9999 |  |  | N | Hydro | [13 empty] | 0 | 0 | 0 | 0 | [11 empty] | Loup River Public Power District | 100 | Loup River Public Power District | 100
Monroe (NE) | 2273_G_2 | 2273 | G | 2 |  | Hydro |  | SPP_NEBR | Nebraska | 31 | Platte | 141 | 31141 | 1 | 0 | 1936 | 9999 |  |  | N | Hydro | [13 empty] | 0 | 0 | 0 | 0 | [11 empty] | Loup River Public Power District | 100 | Loup River Public Power District | 100
Monroe (NE) | 2273_G_3 | 2273 | G | 3 |  | Hydro |  | SPP_NEBR | Nebraska | 31 | Platte | 141 | 31141 | 1 | 0 | 1936 | 9999 |  |  | N | Hydro | [13 empty] | 0 | 0 | 0 | 0 | [11 empty] | Loup River Public Power District | 100 | Loup River Public Power District | 100
North Platte | 2274_G_1 | 2274 | G | 1 |  | Hydro |  | SPP_NEBR | Nebraska | 31 | Lincoln | 111 | 31111 | 12 | 0 | 1935 | 9999 |  |  | N | Hydro | [13 empty] | 0 | 0 | 0 | 0 | [11 empty] | Nebraska Public Power District | 100 | Nebraska Public Power District | 100
North Platte | 2274_G_2 | 2274 | G | 2 |  | Hydro |  | SPP_NEBR | Nebraska | 31 | Lincoln | 111 | 31111 | 12 | 0 | 1935 | 9999 |  |  | N | Hydro | [13 empty] | 0 | 0 | 0 | 0 | [11 empty] | Nebraska Public Power District | 100 | Nebraska Public Power District | 100
Sarpy County | 2292_G_1 | 2292 | G | 1 | 90742 | Combustion Turbine |  | SPP_NEBR | Nebraska | 31 | Sarpy | 153 | 31153 | 55.3 | 13381 | 1972 | 9999 |  |  | N | Natural Gas, Distillate Fuel Oil | [12 empty] | 2.5 | 0.29749 | 0.29749 | 0.29749 | 0.29749 | [11 empty] | Omaha Public Power District | 100 | Omaha Public Power District | 100
Sarpy County | 2292_G_2 | 2292 | G | 2 | 90743 | Combustion Turbine |  | SPP_NEBR | Nebraska | 31 | Sarpy | 153 | 31153 | 56.4 | 13382 | 1972 | 9999 |  |  | N | Natural Gas, Distillate Fuel Oil | [12 empty] | 2.5 | 0.24521 | 0.24521 | 0.24521 | 0.24521 | [11 empty] | Omaha Public Power District | 100 | Omaha Public Power District | 100
Sarpy County | 2292_G_3 | 2292 | G | 3 | 1387 | Combustion Turbine |  | SPP_NEBR | Nebraska | 31 | Sarpy | 153 | 31153 | 107.7 | 13381 | 1996 | 9999 |  |  | N | Natural Gas, Distillate Fuel Oil |  |  |  | DLNB + H2O | [8 empty] | 2.5 | 0.05677 | 0.05677 | 0.05677 | 0.05677 | [11 empty] | Omaha Public Power District | 100 | Omaha Public Power District | 100
Sarpy County | 2292_G_4 | 2292 | G | 4 | 1388 | Combustion Turbine |  | SPP_NEBR | Nebraska | 31 | Sarpy | 153 | 31153 | 49 | 13381 | 2000 | 9999 |  |  | N | Natural Gas, Distillate Fuel Oil |  |  |  | H2O | [8 empty] | 2.5 | 0.07922 | 0.07922 | 0.07922 | 0.07922 | [11 empty] | Omaha Public Power District | 100 | Omaha Public Power District | 100
Sarpy County | 2292_G_5 | 2292 | G | 5 | 1390 | Combustion Turbine |  | SPP_NEBR | Nebraska | 31 | Sarpy | 153 | 31153 | 48.1 | 13381 | 2000 | 9999 |  |  | N | Natural Gas, Distillate Fuel Oil |  |  |  | H2O | [8 empty] | 2.5 | 0.07618 | 0.07618 | 0.07618 | 0.07618 | [11 empty] | Omaha Public Power District | 100 | Omaha Public Power District | 100
Sarpy County | 2292_G_BSD | 2292 | G | BSD |  | Combustion Turbine | IC Engine | SPP_NEBR | Nebraska | 31 | Sarpy | 153 | 31153 | 3.4 | 12125 | 1996 | 9999 |  |  | N | Distillate Fuel Oil | [12 empty] | 2.5 | 1.6498 | 1.6498 | 1.6498 | 1.6498 | [11 empty] | Omaha Public Power District | 100 | Omaha Public Power District | 100
Ord | 2294_G_1 | 2294 | G | 1 |  | Combustion Turbine | IC Engine | SPP_NEBR | Nebraska | 31 | Valley | 175 | 31175 | 5 | 10745 | 1973 | 9999 |  |  | N | Natural Gas, Distillate Fuel Oil | [12 empty] | 2.5 | 1.6498 | 1.6498 | 1.6498 | 1.6498 | [11 empty] | Ord NE (City of) | 100 | Ord NE (City of) | 100
Ord | 2294_G_2 | 2294 | G | 2 |  | Combustion Turbine | IC Engine | SPP_NEBR | Nebraska | 31 | Valley | 175 | 31175 | 1 | 10745 | 1966 | 9999 |  |  | N | Natural Gas, Distillate Fuel Oil | [12 empty] | 2.5 | 1.6498 | 1.6498 | 1.6498 | 1.6498 | [11 empty] | Ord NE (City of) | 100 | Ord NE (City of) | 100
Ord | 2294_G_3 | 2294 | G | 3 |  | Combustion Turbine | IC Engine | SPP_NEBR | Nebraska | 31 | Valley | 175 | 31175 | 2 | 10745 | 1963 | 9999 |  |  | N | Natural Gas, Distillate Fuel Oil | [12 empty] | 2.5 | 1.6498 | 1.6498 | 1.6498 | 1.6498 | [11 empty] | Ord NE (City of) | 100 | Ord NE (City of) | 100
Ord | 2294_G_4A | 2294 | G | 4A |  | Combustion Turbine | IC Engine | SPP_NEBR | Nebraska | 31 | Valley | 175 | 31175 | 1.4 | 10745 | 1997 | 9999 |  |  | N | Distillate Fuel Oil | [12 empty] | 2.5 | 1.6498 | 1.6498 | 1.6498 | 1.6498 | [11 empty] | Ord NE (City of) | 100 | Ord NE (City of) | 100
Ord | 2294_G_5A | 2294 | G | 5A |  | Combustion Turbine | IC Engine | SPP_NEBR | Nebraska | 31 | Valley | 175 | 31175 | 1.4 | 10745 | 1997 | 9999 |  |  | N | Distillate Fuel Oil | [12 empty] | 2.5 | 1.6498 | 1.6498 | 1.6498 | 1.6498 | [11 empty] | Ord NE (City of) | 100 | Ord NE (City of) | 100
Oxford (NE) | 2295_G_2 | 2295 | G | 2 |  | Combustion Turbine | IC Engine | SPP_NEBR | Nebraska | 31 | Furnas | 65 | 31065 | 0.5 | 12747 | 1953 | 9999 |  |  | N | Natural Gas, Distillate Fuel Oil | [12 empty] | 2.5 | 1.061 | 1.061 | 1.061 | 1.061 | [11 empty] | Oxford NE (Village of) | 100 | Oxford NE (Village of) | 100
Oxford (NE) | 2295_G_3 | 2295 | G | 3 |  | Combustion Turbine | IC Engine | SPP_NEBR | Nebraska | 31 | Furnas | 65 | 31065 | 0.8 | 12570 | 1956 | 9999 |  |  | N | Natural Gas, Distillate Fuel Oil | [12 empty] | 2.5 | 1.061 | 1.061 | 1.061 | 1.061 | [11 empty] | Oxford NE (Village of) | 100 | Oxford NE (Village of) | 100
Oxford (NE) | 2295_G_4 | 2295 | G | 4 |  | Combustion Turbine | IC Engine | SPP_NEBR | Nebraska | 31 | Furnas | 65 | 31065 | 0.5 | 12747 | 1956 | 9999 |  |  | N | Natural Gas, Distillate Fuel Oil | [12 empty] | 2.5 | 1.061 | 1.061 | 1.061 | 1.061 | [11 empty] | Oxford NE (Village of) | 100 | Oxford NE (Village of) | 100
Oxford (NE) | 2295_G_5 | 2295 | G | 5 |  | Combustion Turbine | IC Engine | SPP_NEBR | Nebraska | 31 | Furnas | 65 | 31065 | 1.2 | 12425 | 1972 | 9999 |  |  | N | Natural Gas, Distillate Fuel Oil | [12 empty] | 2.5 | 1.061 | 1.061 | 1.061 | 1.061 | [11 empty] | Oxford NE (Village of) | 100 | Oxford NE (Village of) | 100
Pender | 2296_G_1 | 2296 | G | 1 |  | Combustion Turbine | IC Engine | SPP_NEBR | Nebraska | 31 | Thurston | 173 | 31173 | 1.2 | 13870 | 1968 | 9999 |  |  | N | Natural Gas, Distillate Fuel Oil | [12 empty] | 2.5 | 1.061 | 1.061 | 1.061 | 1.061 | [11 empty] | Pender NE (City of) | 100 | Pender NE (City of) | 100
Pender | 2296_G_2 | 2296 | G | 2 |  | Combustion Turbine | IC Engine | SPP_NEBR | Nebraska | 31 | Thurston | 173 | 31173 | 2 | 13544 | 1973 | 9999 |  |  | N | Natural Gas | [12 empty] | 2.5 | 1.061 | 1.061 | 1.061 | 1.061 | [11 empty] | Pender NE (City of) | 100 | Pender NE (City of) | 100
Pender | 2296_G_3 | 2296 | G | 3 |  | Combustion Turbine | IC Engine | SPP_NEBR | Nebraska | 31 | Thurston | 173 | 31173 | 0.5 | 13853 | 1953 | 9999 |  |  | N | Natural Gas, Distillate Fuel Oil | [12 empty] | 2.5 | 1.061 | 1.061 | 1.061 | 1.061 | [11 empty] | Pender NE (City of) | 100 | Pender NE (City of) | 100
Pender | 2296_G_4 | 2296 | G | 4 |  | Combustion Turbine | IC Engine | SPP_NEBR | Nebraska | 31 | Thurston | 173 | 31173 | 0.8 | 14113 | 1961 | 9999 |  |  | N | Natural Gas, Distillate Fuel Oil | [12 empty] | 2.5 | 1.061 | 1.061 | 1.061 | 1.061 | [11 empty] | Pender NE (City of) | 100 | Pender NE (City of) | 100
Plainview Muncipal Power | 2297_G_1 | 2297 | G | 1 |  | Combustion Turbine | IC Engine | SPP_NEBR | Nebraska | 31 | Pierce | 139 | 31139 | 1.1 | 10745 | 1949 | 9999 |  |  | N | Distillate Fuel Oil | [12 empty] | 2.5 | 1.6498 | 1.6498 | 1.6498 | 1.6498 | [11 empty] | Plainview NE (City of) | 100 | Plainview NE (City of) | 100
Plainview Muncipal Power | 2297_G_3 | 2297 | G | 3 |  | Combustion Turbine | IC Engine | SPP_NEBR | Nebraska | 31 | Pierce | 139 | 31139 | 0.9 | 10745 | 1958 | 9999 |  |  | N | Distillate Fuel Oil | [12 empty] | 2.5 | 1.6498 | 1.6498 | 1.6498 | 1.6498 | [11 empty] | Plainview NE (City of) | 100 | Plainview NE (City of) | 100
Plainview Muncipal Power | 2297_G_4 | 2297 | G | 4 |  | Combustion Turbine | IC Engine | SPP_NEBR | Nebraska | 31 | Pierce | 139 | 31139 | 1.2 | 10873 | 1963 | 9999 |  |  | N | Distillate Fuel Oil | [12 empty] | 2.5 | 1.6498 | 1.6498 | 1.6498 | 1.6498 | [11 empty] | Plainview NE (City of) | 100 | Plainview NE (City of) | 100
Plainview Muncipal Power | 2297_G_5 | 2297 | G | 5 |  | Combustion Turbine | IC Engine | SPP_NEBR | Nebraska | 31 | Pierce | 139 | 31139 | 1.8 | 10745 | 1999 | 9999 |  |  | N | Distillate Fuel Oil | [12 empty] | 2.5 | 1.6498 | 1.6498 | 1.6498 | 1.6498 | [11 empty] | Plainview NE (City of) | 100 | Plainview NE (City of) | 100
Red Cloud | 2299_G_2 | 2299 | G | 2 |  | Combustion Turbine | IC Engine | SPP_NEBR | Nebraska | 31 | Webster | 181 | 31181 | 0.6 | 16978 | 1953 | 9999 |  |  | N | Distillate Fuel Oil | [12 empty] | 2.5 | 1.8328 | 1.8328 | 1.8328 | 1.8328 | [11 empty] | Red Cloud Municipal Light & Power | 100 | Red Cloud Municipal Light & Power | 100
Red Cloud | 2299_G_3 | 2299 | G | 3 |  | Combustion Turbine | IC Engine | SPP_NEBR | Nebraska | 31 | Webster | 181 | 31181 | 1.2 | 17050 | 1960 | 9999 |  |  | N | Distillate Fuel Oil | [12 empty] | 2.5 | 1.4602 | 1.4602 | 1.4602 | 1.4602 | [11 empty] | Red Cloud Municipal Light & Power | 100 | Red Cloud Municipal Light & Power | 100
Red Cloud | 2299_G_4 | 2299 | G | 4 |  | Combustion Turbine | IC Engine | SPP_NEBR | Nebraska | 31 | Webster | 181 | 31181 | 1.2 | 17050 | 1968 | 9999 |  |  | N | Distillate Fuel Oil | [12 empty] | 2.5 | 1.722 | 1.722 | 1.722 | 1.722 | [11 empty] | Red Cloud Municipal Light & Power | 100 | Red Cloud Municipal Light & Power | 100
Sargent | 2300_G_1 | 2300 | G | 1 |  | Combustion Turbine | IC Engine | SPP_NEBR | Nebraska | 31 | Custer | 41 | 31041 | 1.1 | 25000 | 1968 | 9999 |  |  | N | Distillate Fuel Oil | [12 empty] | 2.5 | 2.9609 | 2.9609 | 2.9609 | 2.9609 | [11 empty] | Sargent NE (City of) | 100 | Sargent NE (City of) | 100
Sargent | 2300_G_3 | 2300 | G | 3 |  | Combustion Turbine | IC Engine | SPP_NEBR | Nebraska | 31 | Custer | 41 | 31041 | 0.9 | 25000 | 1964 | 9999 |  |  | N | Distillate Fuel Oil | [12 empty] | 2.5 | 3.4618 | 3.4618 | 3.4618 | 3.4618 | [11 empty] | Sargent NE (City of) | 100 | Sargent NE (City of) | 100
Sargent | 2300_G_4 | 2300 | G | 4 |  | Combustion Turbine | IC Engine | SPP_NEBR | Nebraska | 31 | Custer | 41 | 31041 | 0.4 | 25000 | 1954 | 9999 |  |  | N | Distillate Fuel Oil | [12 empty] | 2.5 | 0.02209 | 0.02209 | 0.02209 | 0.02209 | [11 empty] | Sargent NE (City of) | 100 | Sargent NE (City of) | 100
Sidney (NE) | 2302_G_1 | 2302 | G | 1 |  | Combustion Turbine | IC Engine | SPP_NEBR | Nebraska | 31 | Cheyenne | 33 | 31033 | 1 | 11693 | 1949 | 9999 |  |  | N | Natural Gas, Distillate Fuel Oil | [12 empty] | 2.5 | 1.061 | 1.061 | 1.061 | 1.061 | [11 empty] | Sidney NE (City of) | 100 | Sidney NE (City of) | 100
Sidney (NE) | 2302_G_3 | 2302 | G | 3 |  | Combustion Turbine | IC Engine | SPP_NEBR | Nebraska | 31 | Cheyenne | 33 | 31033 | 0.6 | 11688 | 1931 | 9999 |  |  | N | Distillate Fuel Oil | [12 empty] | 2.5 | 1.6498 | 1.6498 | 1.6498 | 1.6498 | [11 empty] | Sidney NE (City of) | 100 | Sidney NE (City of) | 100
Sidney (NE) | 2302_G_5 | 2302 | G | 5 |  | Combustion Turbine | IC Engine | SPP_NEBR | Nebraska | 31 | Cheyenne | 33 | 31033 | 2.5 | 12345 | 1955 | 9999 |  |  | N | Natural Gas, Distillate Fuel Oil | [12 empty] | 2.5 | 1.061 | 1.061 | 1.061 | 1.061 | [11 empty] | Sidney NE (City of) | 100 | Sidney NE (City of) | 100
Spalding | 2303_G_1 | 2303 | G | 1 |  | Hydro |  | SPP_NEBR | Nebraska | 31 | Greeley | 77 | 31077 | 0.1 | 0 | 1919 | 9999 |  |  | N | Hydro | [13 empty] | 0 | 0 | 0 | 0 | [11 empty] | Spalding NE (City of) | 100 | Spalding NE (City of) | 100
Spalding | 2303_G_2 | 2303 | G | 2 |  | Hydro |  | SPP_NEBR | Nebraska | 31 | Greeley | 77 | 31077 | 0.1 | 0 | 1956 | 9999 |  |  | N | Hydro | [13 empty] | 0 | 0 | 0 | 0 | [11 empty] | Spalding NE (City of) | 100 | Spalding NE (City of) | 100
Spalding | 2303_G_4 | 2303 | G | 4 |  | Combustion Turbine | IC Engine | SPP_NEBR | Nebraska | 31 | Greeley | 77 | 31077 | 0.2 | 13228 | 1947 | 9999 |  |  | N | Distillate Fuel Oil | [12 empty] | 2.5 | 1.6498 | 1.6498 | 1.6498 | 1.6498 | [11 empty] | Spalding NE (City of) | 100 | Spalding NE (City of) | 100
Spalding | 2303_G_5 | 2303 | G | 5 |  | Combustion Turbine | IC Engine | SPP_NEBR | Nebraska | 31 | Greeley | 77 | 31077 | 0.4 | 13219 | 1959 | 9999 |  |  | N | Distillate Fuel Oil | [12 empty] | 2.5 | 1.6498 | 1.6498 | 1.6498 | 1.6498 | [11 empty] | Spalding NE (City of) | 100 | Spalding NE (City of) | 100
Spalding | 2303_G_6 | 2303 | G | 6 |  | Combustion Turbine | IC Engine | SPP_NEBR | Nebraska | 31 | Greeley | 77 | 31077 | 1.3 | 15106 | 1975 | 9999 |  |  | N | Distillate Fuel Oil | [12 empty] | 2.5 | 1.6498 | 1.6498 | 1.6498 | 1.6498 | [11 empty] | Spalding NE (City of) | 100 | Spalding NE (City of) | 100
Stuart (NE) | 2305_G_1 | 2305 | G | 1 |  | Combustion Turbine | IC Engine | SPP_NEBR | Nebraska | 31 | Holt | 89 | 31089 | 0.7 | 14085 | 1952 | 9999 |  |  | N | Distillate Fuel Oil | [12 empty] | 2.5 | 4.5475 | 4.5475 | 4.5475 | 4.5475 | [11 empty] | Stuart Municipal Water & Power | 100 | Stuart Municipal Water & Power | 100
Stuart (NE) | 2305_G_2 | 2305 | G | 2 |  | Combustion Turbine | IC Engine | SPP_NEBR | Nebraska | 31 | Holt | 89 | 31089 | 0.2 | 12843 | 1960 | 9999 |  |  | N | Distillate Fuel Oil | [12 empty] | 2.5 | 0.79581 | 0.79581 | 0.79581 | 0.79581 | [11 empty] | Stuart Municipal Water & Power | 100 | Stuart Municipal Water & Power | 100
Stuart (NE) | 2305_G_3 | 2305 | G | 3 |  | Combustion Turbine | IC Engine | SPP_NEBR | Nebraska | 31 | Holt | 89 | 31089 | 0.2 | 12843 | 1952 | 9999 |  |  | N | Distillate Fuel Oil | [12 empty] | 2.5 | 1.5419 | 1.5419 | 1.5419 | 1.5419 | [11 empty] | Stuart Municipal Water & Power | 100 | Stuart Municipal Water & Power | 100
Stuart (NE) | 2305_G_5 | 2305 | G | 5 |  | Combustion Turbine | IC Engine | SPP_NEBR | Nebraska | 31 | Holt | 89 | 31089 | 0.8 | 13226 | 1997 | 9999 |  |  | N | Distillate Fuel Oil | [12 empty] | 2.5 | 1.6498 | 1.6498 | 1.6498 | 1.6498 | [11 empty] | Stuart Municipal Water & Power | 100 | Stuart Municipal Water & Power | 100
Tecumseh | 2308_G_1 | 2308 | G | 1 |  | Combustion Turbine | IC Engine | SPP_NEBR | Nebraska | 31 | Johnson | 97 | 31097 | 0.6 | 11724 | 1948 | 9999 |  |  | N | Distillate Fuel Oil | [12 empty] | 2.5 | 1.9775 | 1.9775 | 1.9775 | 1.9775 | [11 empty] | Tecumseh Board of Public Works | 100 | Tecumseh Board of Public Works | 100
Tecumseh | 2308_G_2 | 2308 | G | 2 |  | Combustion Turbine | IC Engine | SPP_NEBR | Nebraska | 31 | Johnson | 97 | 31097 | 1.4 | 11710 | 1968 | 9999 |  |  | N | Natural Gas, Distillate Fuel Oil | [12 empty] | 2.5 | 0.32329 | 0.32329 | 0.32329 | 0.32329 | [11 empty] | Tecumseh Board of Public Works | 100 | Tecumseh Board of Public Works | 100
Tecumseh | 2308_G_3 | 2308 | G | 3 |  | Combustion Turbine | IC Engine | SPP_NEBR | Nebraska | 31 | Johnson | 97 | 31097 | 1 | 11720 | 1953 | 9999 |  |  | N | Natural Gas, Distillate Fuel Oil | [12 empty] | 2.5 | 1.6498 | 1.6498 | 1.6498 | 1.6498 | [11 empty] | Tecumseh Board of Public Works | 100 | Tecumseh Board of Public Works | 100
Tecumseh | 2308_G_4 | 2308 | G | 4 |  | Combustion Turbine | IC Engine | SPP_NEBR | Nebraska | 31 | Johnson | 97 | 31097 | 1.2 | 11716 | 1960 | 9999 |  |  | N | Natural Gas, Distillate Fuel Oil | [12 empty] | 2.5 | 1.6498 | 1.6498 | 1.6498 | 1.6498 | [11 empty] | Tecumseh Board of Public Works | 100 | Tecumseh Board of Public Works | 100
Tecumseh | 2308_G_5A | 2308 | G | 5A |  | Combustion Turbine | IC Engine | SPP_NEBR | Nebraska | 31 | Johnson | 97 | 31097 | 2.4 | 11732 | 1993 | 9999 |  |  | N | Natural Gas, Distillate Fuel Oil | [12 empty] | 2.5 | 1.6498 | 1.6498 | 1.6498 | 1.6498 | [11 empty] | Tecumseh Board of Public Works | 100 | Tecumseh Board of Public Works | 100
Cresta | 231_G_1 | 231 | G | 1 |  | Hydro |  | WEC_CALN | California | 6 | Butte | 7 | 06007 | 35 | 0 | 1949 | 9999 |  |  | N | Hydro | [13 empty] | 0 | 0 | 0 | 0 | [11 empty] | Pacific Gas & Electric Co | 100 | PG&E Corp | 100
Cresta | 231_G_2 | 231 | G | 2 |  | Hydro |  | WEC_CALN | California | 6 | Butte | 7 | 06007 | 35 | 0 | 1950 | 9999 |  |  | N | Hydro | [13 empty] | 0 | 0 | 0 | 0 | [11 empty] | Pacific Gas & Electric Co | 100 | PG&E Corp | 100
Wahoo | 2310_G_1 | 2310 | G | 1 |  | Combustion Turbine | IC Engine | SPP_NEBR | Nebraska | 31 | Saunders | 155 | 31155 | 2.1 | 10745 | 1960 | 9999 |  |  | N | Natural Gas, Distillate Fuel Oil | [12 empty] | 2.5 | 1.061 | 1.061 | 1.061 | 1.061 | [11 empty] | Wahoo NE (City of) | 100 | Wahoo NE (City of) | 100
Wahoo | 2310_G_2 | 2310 | G | 2 |  | Combustion Turbine | IC Engine | SPP_NEBR | Nebraska | 31 | Saunders | 155 | 31155 | 0.4 | 10745 | 1936 | 9999 |  |  | N | Distillate Fuel Oil | [12 empty] | 2.5 | 1.6498 | 1.6498 | 1.6498 | 1.6498 | [11 empty] | Wahoo NE (City of) | 100 | Wahoo NE (City of) | 100
Wahoo | 2310_G_3 | 2310 | G | 3 |  | Combustion Turbine | IC Engine | SPP_NEBR | Nebraska | 31 | Saunders | 155 | 31155 | 4.4 | 10745 | 1973 | 9999 |  |  | N | Natural Gas, Distillate Fuel Oil | [12 empty] | 2.5 | 1.061 | 1.061 | 1.061 | 1.061 | [11 empty] | Wahoo NE (City of) | 100 | Wahoo NE (City of) | 100
Wahoo | 2310_G_4 | 2310 | G | 4 |  | Combustion Turbine | IC Engine | SPP_NEBR | Nebraska | 31 | Saunders | 155 | 31155 | 1.1 | 10745 | 1947 | 9999 |  |  | N | Natural Gas, Distillate Fuel Oil | [12 empty] | 2.5 | 1.061 | 1.061 | 1.061 | 1.061 | [11 empty] | Wahoo NE (City of) | 100 | Wahoo NE (City of) | 100
Wahoo | 2310_G_5 | 2310 | G | 5 |  | Combustion Turbine | IC Engine | SPP_NEBR | Nebraska | 31 | Saunders | 155 | 31155 | 2.2 | 10745 | 1952 | 9999 |  |  | N | Natural Gas, Distillate Fuel Oil | [12 empty] | 2.5 | 1.061 | 1.061 | 1.061 | 1.061 | [11 empty] | Wahoo NE (City of) | 100 | Wahoo NE (City of) | 100
Wahoo | 2310_G_6 | 2310 | G | 6 |  | Combustion Turbine | IC Engine | SPP_NEBR | Nebraska | 31 | Saunders | 155 | 31155 | 3.4 | 10745 | 1969 | 9999 |  |  | N | Natural Gas, Distillate Fuel Oil | [12 empty] | 2.5 | 1.061 | 1.061 | 1.061 | 1.061 | [11 empty] | Wahoo NE (City of) | 100 | Wahoo NE (City of) | 100
Wakefield | 2311_G_2 | 2311 | G | 2 |  | Combustion Turbine | IC Engine | SPP_NEBR | Nebraska | 31 | Dixon | 51 | 31051 | 0.5 | 11178 | 1915 | 9999 |  |  | N | Natural Gas, Distillate Fuel Oil | [12 empty] | 2.5 | 1.061 | 1.061 | 1.061 | 1.061 | [11 empty] | Wakefield NE (City of) | 100 | Wakefield NE (City of) | 100
Wakefield | 2311_G_5 | 2311 | G | 5 |  | Combustion Turbine | IC Engine | SPP_NEBR | Nebraska | 31 | Dixon | 51 | 31051 | 1 | 10745 | 1966 | 9999 |  |  | N | Natural Gas, Distillate Fuel Oil | [12 empty] | 2.5 | 2.795 | 2.795 | 2.795 | 2.795 | [11 empty] | Wakefield NE (City of) | 100 | Wakefield NE (City of) | 100
Wakefield | 2311_G_6 | 2311 | G | 6 |  | Combustion Turbine | IC Engine | SPP_NEBR | Nebraska | 31 | Dixon | 51 | 31051 | 1.1 | 10789 | 1971 | 9999 |  |  | N | Natural Gas, Distillate Fuel Oil | [12 empty] | 2.5 | 1.061 | 1.061 | 1.061 | 1.061 | [11 empty] | Wakefield NE (City of) | 100 | Wakefield NE (City of) | 100
Wakefield | 2311_G_IC4 | 2311 | G | IC4 |  | Combustion Turbine | IC Engine | SPP_NEBR | Nebraska | 31 | Dixon | 51 | 31051 | 0.6 | 10745 | 1961 | 9999 |  |  | N | Natural Gas, Distillate Fuel Oil | [12 empty] | 2.5 | 1.061 | 1.061 | 1.061 | 1.061 | [11 empty] | Wakefield NE (City of) | 100 | Wakefield NE (City of) | 100
Wayne IC | 2312_G_1 | 2312 | G | 1 |  | Combustion Turbine | IC Engine | SPP_NEBR | Nebraska | 31 | Wayne | 179 | 31179 | 0.8 | 10745 | 1951 | 9999 |  |  | N | Distillate Fuel Oil | [12 empty] | 2.5 | 1.6498 | 1.6498 | 1.6498 | 1.6498 | [11 empty] | Wayne Electric Utility | 100 | Wayne Electric Utility | 100
Wayne IC | 2312_G_2 | 2312 | G | 2 |  | Combustion Turbine | IC Engine | SPP_NEBR | Nebraska | 31 | Wayne | 179 | 31179 | 0.9 | 21591 | 1947 | 9999 |  |  | N | Distillate Fuel Oil | [12 empty] | 2.5 | 1.6498 | 1.6498 | 1.6498 | 1.6498 | [11 empty] | Wayne Electric Utility | 100 | Wayne Electric Utility | 100
Wayne IC | 2312_G_3 | 2312 | G | 3 |  | Combustion Turbine | IC Engine | SPP_NEBR | Nebraska | 31 | Wayne | 179 | 31179 | 1.8 | 10745 | 1956 | 9999 |  |  | N | Distillate Fuel Oil | [12 empty] | 2.5 | 1.6498 | 1.6498 | 1.6498 | 1.6498 | [11 empty] | Wayne Electric Utility | 100 | Wayne Electric Utility | 100
Wayne IC | 2312_G_4 | 2312 | G | 4 |  | Combustion Turbine | IC Engine | SPP_NEBR | Nebraska | 31 | Wayne | 179 | 31179 | 1.9 | 10745 | 1960 | 9999 |  |  | N | Distillate Fuel Oil | [12 empty] | 2.5 | 1.6498 | 1.6498 | 1.6498 | 1.6498 | [11 empty] | Wayne Electric Utility | 100 | Wayne Electric Utility | 100
Wayne IC | 2312_G_5 | 2312 | G | 5 |  | Combustion Turbine | IC Engine | SPP_NEBR | Nebraska | 31 | Wayne | 179 | 31179 | 3.3 | 10745 | 1966 | 9999 |  |  | N | Distillate Fuel Oil | [12 empty] | 2.5 | 1.6498 | 1.6498 | 1.6498 | 1.6498 | [11 empty] | Wayne Electric Utility | 100 | Wayne Electric Utility | 100
Wayne IC | 2312_G_6 | 2312 | G | 6 |  | Combustion Turbine | IC Engine | SPP_NEBR | Nebraska | 31 | Wayne | 179 | 31179 | 4.9 | 10745 | 1968 | 9999 |  |  | N | Distillate Fuel Oil | [12 empty] | 2.5 | 1.6498 | 1.6498 | 1.6498 | 1.6498 | [11 empty] | Wayne Electric Utility | 100 | Wayne Electric Utility | 100
Wayne IC | 2312_G_7 | 2312 | G | 7 |  | Combustion Turbine | IC Engine | SPP_NEBR | Nebraska | 31 | Wayne | 179 | 31179 | 3.3 | 10745 | 1998 | 9999 |  |  | N | Distillate Fuel Oil | [12 empty] | 2.5 | 1.6498 | 1.6498 | 1.6498 | 1.6498 | [11 empty] | Wayne Electric Utility | 100 | Wayne Electric Utility | 100
Wayne IC | 2312_G_8 | 2312 | G | 8 |  | Combustion Turbine | IC Engine | SPP_NEBR | Nebraska | 31 | Wayne | 179 | 31179 | 3.3 | 10745 | 1998 | 9999 |  |  | N | Distillate Fuel Oil | [12 empty] | 2.5 | 1.6498 | 1.6498 | 1.6498 | 1.6498 | [11 empty] | Wayne Electric Utility | 100 | Wayne Electric Utility | 100
West Point Municipal | 2313_G_2 | 2313 | G | 2 |  | Combustion Turbine | IC Engine | SPP_NEBR | Nebraska | 31 | Cuming | 39 | 31039 | 0.9 | 18000 | 1947 | 9999 |  |  | N | Natural Gas, Distillate Fuel Oil | [12 empty] | 2.5 | 1.061 | 1.061 | 1.061 | 1.061 | [11 empty] | West Point NE (City of) | 100 | West Point NE (City of) | 100
West Point Municipal | 2313_G_3 | 2313 | G | 3 |  | Combustion Turbine | IC Engine | SPP_NEBR | Nebraska | 31 | Cuming | 39 | 31039 | 1.2 | 18000 | 1959 | 9999 |  |  | N | Natural Gas, Distillate Fuel Oil | [12 empty] | 2.5 | 0.31777 | 0.31777 | 0.31777 | 0.31777 | [11 empty] | West Point NE (City of) | 100 | West Point NE (City of) | 100
West Point Municipal | 2313_G_4 | 2313 | G | 4 |  | Combustion Turbine | IC Engine | SPP_NEBR | Nebraska | 31 | Cuming | 39 | 31039 | 2.3 | 18000 | 1965 | 9999 |  |  | N | Natural Gas, Distillate Fuel Oil | [12 empty] | 2.5 | 0.0928 | 0.0928 | 0.0928 | 0.0928 | [11 empty] | West Point NE (City of) | 100 | West Point NE (City of) | 100
Wilber | 2315_G_4 | 2315 | G | 4 |  | Combustion Turbine | IC Engine | SPP_NEBR | Nebraska | 31 | Saline | 151 | 31151 | 0.9 | 13673 | 1960 | 9999 |  |  | N | Distillate Fuel Oil | [12 empty] | 2.5 | 1.6498 | 1.6498 | 1.6498 | 1.6498 | [11 empty] | Wilber NE (City of) | 100 | Wilber NE (City of) | 100
Wilber | 2315_G_5 | 2315 | G | 5 |  | Combustion Turbine | IC Engine | SPP_NEBR | Nebraska | 31 | Saline | 151 | 31151 | 0.6 | 13493 | 1960 | 9999 |  |  | N | Distillate Fuel Oil | [12 empty] | 2.5 | 1.6498 | 1.6498 | 1.6498 | 1.6498 | [11 empty] | Wilber NE (City of) | 100 | Wilber NE (City of) | 100
Wilber | 2315_G_6 | 2315 | G | 6 |  | Combustion Turbine | IC Engine | SPP_NEBR | Nebraska | 31 | Saline | 151 | 31151 | 1.6 | 14222 | 1997 | 9999 |  |  | N | Distillate Fuel Oil | [12 empty] | 2.5 | 1.6498 | 1.6498 | 1.6498 | 1.6498 | [11 empty] | Wilber NE (City of) | 100 | Wilber NE (City of) | 100
Wisner | 2316_G_3 | 2316 | G | 3 |  | Combustion Turbine | IC Engine | SPP_NEBR | Nebraska | 31 | Cuming | 39 | 31039 | 0.8 | 13937 | 1969 | 9999 |  |  | N | Distillate Fuel Oil | [12 empty] | 2.5 | 1.6498 | 1.6498 | 1.6498 | 1.6498 | [11 empty] | Wisner NE (City of) | 100 | Wisner NE (City of) | 100
Wisner | 2316_G_4 | 2316 | G | 4 |  | Combustion Turbine | IC Engine | SPP_NEBR | Nebraska | 31 | Cuming | 39 | 31039 | 1.5 | 14301 | 2010 | 9999 |  |  | N | Distillate Fuel Oil | [13 empty] | 1.6498 | 1.6498 | 1.6498 | 1.6498 | [11 empty] | Wisner NE (City of) | 100 | Wisner NE (City of) | 100
Wisner | 2316_G_5 | 2316 | G | 5 |  | Combustion Turbine | IC Engine | SPP_NEBR | Nebraska | 31 | Cuming | 39 | 31039 | 1.5 | 13697 | 2010 | 9999 |  |  | N | Distillate Fuel Oil | [13 empty] | 1.6498 | 1.6498 | 1.6498 | 1.6498 | [11 empty] | Wisner NE (City of) | 100 | Wisner NE (City of) | 100
De Sabla | 232_G_1 | 232 | G | 1 |  | Hydro |  | WEC_CALN | California | 6 | Butte | 7 | 06007 | 18.5 | 0 | 1963 | 9999 |  |  | N | Hydro | [13 empty] | 0 | 0 | 0 | 0 | [11 empty] | Pacific Gas & Electric Co | 100 | PG&E Corp | 100
Clark (NVE) | 2322_G_10 | 2322 | G | 10 |  | Combined Cycle |  | WECC_SNV | Nevada | 32 | Clark | 3 | 32003 | 85 | 9392 | 1994 | 9999 |  |  | N | Natural Gas |  |  |  | LNB | [9 empty] | 0.075758 | 0.075758 | 0.075758 | 0.075758 | [11 empty] | Nevada Power Co | 100 | Berkshire Hathaway Inc | 100
Clark (NVE) | 2322_G_11 | 2322 | G | 11 | 89799 | Combustion Turbine |  | WECC_SNV | Nevada | 32 | Clark | 3 | 32003 | 52 | 10971 | 2008 | 9999 |  |  | N | Natural Gas | [13 empty] | 0.02739 | 0.02739 | 0.02739 | 0.02739 | [11 empty] | Nevada Power Co | 100 | Berkshire Hathaway Inc | 100
Clark (NVE) | 2322_G_12 | 2322 | G | 12 | 89801 | Combustion Turbine |  | WECC_SNV | Nevada | 32 | Clark | 3 | 32003 | 52 | 10971 | 2008 | 9999 |  |  | N | Natural Gas | [13 empty] | 0.02307 | 0.02307 | 0.02307 | 0.02307 | [11 empty] | Nevada Power Co | 100 | Berkshire Hathaway Inc | 100
Clark (NVE) | 2322_G_13 | 2322 | G | 13 | 89803 | Combustion Turbine |  | WECC_SNV | Nevada | 32 | Clark | 3 | 32003 | 52 | 10971 | 2008 | 9999 |  |  | N | Natural Gas | [13 empty] | 0.02525 | 0.02525 | 0.02525 | 0.02525 | [11 empty] | Nevada Power Co | 100 | Berkshire Hathaway Inc | 100
Clark (NVE) | 2322_G_14 | 2322 | G | 14 | 89805 | Combustion Turbine |  | WECC_SNV | Nevada | 32 | Clark | 3 | 32003 | 52 | 10971 | 2008 | 9999 |  |  | N | Natural Gas | [13 empty] | 0.0243 | 0.0243 | 0.0243 | 0.0243 | [11 empty] | Nevada Power Co | 100 | Berkshire Hathaway Inc | 100
Clark (NVE) | 2322_G_15 | 2322 | G | 15 | 89807 | Combustion Turbine |  | WECC_SNV | Nevada | 32 | Clark | 3 | 32003 | 52 | 10971 | 2008 | 9999 |  |  | N | Natural Gas | [13 empty] | 0.02095 | 0.02095 | 0.02095 | 0.02095 | [11 empty] | Nevada Power Co | 100 | Berkshire Hathaway Inc | 100
Clark (NVE) | 2322_G_16 | 2322 | G | 16 | 89809 | Combustion Turbine |  | WECC_SNV | Nevada | 32 | Clark | 3 | 32003 | 52 | 10971 | 2008 | 9999 |  |  | N | Natural Gas | [13 empty] | 0.02224 | 0.02224 | 0.02224 | 0.02224 | [11 empty] | Nevada Power Co | 100 | Berkshire Hathaway Inc | 100
Clark (NVE) | 2322_G_17 | 2322 | G | 17 | 89811 | Combustion Turbine |  | WECC_SNV | Nevada | 32 | Clark | 3 | 32003 | 52 | 10971 | 2008 | 9999 |  |  | N | Natural Gas | [13 empty] | 0.0212 | 0.0212 | 0.0212 | 0.0212 | [11 empty] | Nevada Power Co | 100 | Berkshire Hathaway Inc | 100
Clark (NVE) | 2322_G_18 | 2322 | G | 18 | 89813 | Combustion Turbine |  | WECC_SNV | Nevada | 32 | Clark | 3 | 32003 | 52 | 10971 | 2008 | 9999 |  |  | N | Natural Gas | [13 empty] | 0.02379 | 0.02379 | 0.02379 | 0.02379 | [11 empty] | Nevada Power Co | 100 | Berkshire Hathaway Inc | 100
Clark (NVE) | 2322_G_19 | 2322 | G | 19 | 89815 | Combustion Turbine |  | WECC_SNV | Nevada | 32 | Clark | 3 | 32003 | 52 | 10971 | 2008 | 9999 |  |  | N | Natural Gas | [13 empty] | 0.02475 | 0.02475 | 0.02475 | 0.02475 | [11 empty] | Nevada Power Co | 100 | Berkshire Hathaway Inc | 100
Clark (NVE) | 2322_G_20 | 2322 | G | 20 | 89817 | Combustion Turbine |  | WECC_SNV | Nevada | 32 | Clark | 3 | 32003 | 52 | 10971 | 2008 | 9999 |  |  | N | Natural Gas | [13 empty] | 0.02325 | 0.02325 | 0.02325 | 0.02325 | [11 empty] | Nevada Power Co | 100 | Berkshire Hathaway Inc | 100
Clark (NVE) | 2322_G_21 | 2322 | G | 21 | 89820 | Combustion Turbine |  | WECC_SNV | Nevada | 32 | Clark | 3 | 32003 | 52 | 10971 | 2008 | 9999 |  |  | N | Natural Gas | [13 empty] | 0.02575 | 0.02575 | 0.02575 | 0.02575 | [11 empty] | Nevada Power Co | 100 | Berkshire Hathaway Inc | 100
Clark (NVE) | 2322_G_22 | 2322 | G | 22 | 89821 | Combustion Turbine |  | WECC_SNV | Nevada | 32 | Clark | 3 | 32003 | 52 | 10971 | 2008 | 9999 |  |  | N | Natural Gas | [13 empty] | 0.02597 | 0.02597 | 0.02597 | 0.02597 | [11 empty] | Nevada Power Co | 100 | Berkshire Hathaway Inc | 100
Clark (NVE) | 2322_G_9 | 2322 | G | 9 |  | Combined Cycle |  | WECC_SNV | Nevada | 32 | Clark | 3 | 32003 | 85 | 9392 | 1993 | 9999 |  |  | N | Natural Gas |  |  |  | LNB | [9 empty] | 0.075758 | 0.075758 | 0.075758 | 0.075758 | [11 empty] | Nevada Power Co | 100 | Berkshire Hathaway Inc | 100
Clark (NVE) | 2322_G_GT4 | 2322 | G | GT4 |  | Combustion Turbine |  | WECC_SNV | Nevada | 32 | Clark | 3 | 32003 | 55 | 10971 | 1973 | 9999 |  |  | N | Natural Gas | [12 empty] | 1.4 | 0.42278 | 0.42278 | 0.42278 | 0.42278 | [11 empty] | Nevada Power Co | 100 | Berkshire Hathaway Inc | 100
Clark (NVE) | 2322_G_GT5 | 2322 | G | GT5 |  | Combined Cycle |  | WECC_SNV | Nevada | 32 | Clark | 3 | 32003 | 73 | 9392 | 1979 | 9999 |  |  | N | Natural Gas | [13 empty] | 0.075758 | 0.075758 | 0.075758 | 0.075758 | [11 empty] | Nevada Power Co | 100 | Berkshire Hathaway Inc | 100
Clark (NVE) | 2322_G_GT6 | 2322 | G | GT6 |  | Combined Cycle |  | WECC_SNV | Nevada | 32 | Clark | 3 | 32003 | 73 | 9392 | 1979 | 9999 |  |  | N | Natural Gas | [13 empty] | 0.075758 | 0.075758 | 0.075758 | 0.075758 | [11 empty] | Nevada Power Co | 100 | Berkshire Hathaway Inc | 100
Clark (NVE) | 2322_G_GT7 | 2322 | G | GT7 |  | Combined Cycle |  | WECC_SNV | Nevada | 32 | Clark | 3 | 32003 | 73 | 9392 | 1980 | 9999 |  |  | N | Natural Gas | [13 empty] | 0.075758 | 0.075758 | 0.075758 | 0.075758 | [11 empty] | Nevada Power Co | 100 | Berkshire Hathaway Inc | 100
Clark (NVE) | 2322_G_GT8 | 2322 | G | GT8 |  | Combined Cycle |  | WECC_SNV | Nevada | 32 | Clark | 3 | 32003 | 73 | 9392 | 1982 | 9999 |  |  | N | Natural Gas | [13 empty] | 0.075758 | 0.075758 | 0.075758 | 0.075758 | [11 empty] | Nevada Power Co | 100 | Berkshire Hathaway Inc | 100
Deer Creek PH | 233_G_1 | 233 | G | 1 |  | Hydro |  | WEC_CALN | California | 6 | Nevada | 57 | 06057 | 5.7 | 0 | 1908 | 9999 |  |  | N | Hydro | [13 empty] | 0 | 0 | 0 | 0 | [11 empty] | Pacific Gas & Electric Co | 100 | PG&E Corp | 100
Tracy | 2336_G_10 | 2336 | G | 10 | 90238 | Combined Cycle |  | WECC_NNV | Nevada | 32 | Storey | 29 | 32029 | 263 | 7673 | 2008 | 9999 |  |  | N | Natural Gas |  |  |  | DLNB | SCR | [8 empty] | 0.0051306 | 0.0051306 | 0.0051306 | 0.0051306 | [11 empty] | Sierra Pacific Power Co | 100 | Berkshire Hathaway Inc | 100
Tracy | 2336_G_4 | 2336 | G | 4 | 1413 | Combined Cycle |  | WECC_NNV | Nevada | 32 | Storey | 29 | 32029 | 64 | 7673 | 1994 | 9999 |  |  | N | Natural Gas |  |  |  | LNB + STM | [8 empty] | 1.4 | 0.15083 | 0.15083 | 0.15083 | 0.15083 | [11 empty] | Sierra Pacific Power Co | 100 | Berkshire Hathaway Inc | 100
Tracy | 2336_G_5 | 2336 | G | 5 | 1413 | Combined Cycle |  | WECC_NNV | Nevada | 32 | Storey | 29 | 32029 | 40 | 7673 | 1996 | 9999 |  |  | N | Natural Gas |  |  |  | LNB + STM | [8 empty] | 1.4 | 0.15083 | 0.15083 | 0.15083 | 0.15083 | [11 empty] | Sierra Pacific Power Co | 100 | Berkshire Hathaway Inc | 100
Tracy | 2336_G_8 | 2336 | G | 8 | 90238 | Combined Cycle |  | WECC_NNV | Nevada | 32 | Storey | 29 | 32029 | 145 | 7673 | 2008 | 9999 |  |  | N | Natural Gas |  |  |  | DLNB | SCR | [8 empty] | 0.0051306 | 0.0051306 | 0.0051306 | 0.0051306 | [11 empty] | Sierra Pacific Power Co | 100 | Berkshire Hathaway Inc | 100
Tracy | 2336_G_9 | 2336 | G | 9 | 90239 | Combined Cycle |  | WECC_NNV | Nevada | 32 | Storey | 29 | 32029 | 145 | 7673 | 2008 | 9999 |  |  | N | Natural Gas |  |  |  | DLNB | SCR | [8 empty] | 0.0051306 | 0.0051306 | 0.0051306 | 0.0051306 | [11 empty] | Sierra Pacific Power Co | 100 | Berkshire Hathaway Inc | 100
Tracy | 2336_G_GT3 | 2336 | G | GT3 | 1411 | Combustion Turbine |  | WECC_NNV | Nevada | 32 | Storey | 29 | 32029 | 66.3 | 13489 | 1994 | 9999 |  |  | N | Natural Gas | [12 empty] | 1.4 | 0.02597 | 0.02597 | 0.02597 | 0.02597 | [11 empty] | Sierra Pacific Power Co | 100 | Berkshire Hathaway Inc | 100
Tracy | 2336_G_GT4 | 2336 | G | GT4 | 1412 | Combustion Turbine |  | WECC_NNV | Nevada | 32 | Storey | 29 | 32029 | 66.3 | 13489 | 1994 | 9999 |  |  | N | Natural Gas | [12 empty] | 1.4 | 0.0336 | 0.0336 | 0.0336 | 0.0336 | [11 empty] | Sierra Pacific Power Co | 100 | Berkshire Hathaway Inc | 100
Comerford | 2349_G_GEN1 | 2349 | G | GEN1 |  | Hydro |  | NENGREST | New Hampshire | 33 | Grafton | 9 | 33009 | 22.5 | 0 | 1930 | 9999 |  |  | N | Hydro | [13 empty] | 0 | 0 | 0 | 0 | [11 empty] | Great River Hydro LLC | 100 | ArcLight Capital Partners LLC | 100
Comerford | 2349_G_GEN2 | 2349 | G | GEN2 |  | Hydro |  | NENGREST | New Hampshire | 33 | Grafton | 9 | 33009 | 47.8 | 0 | 1930 | 9999 |  |  | N | Hydro | [13 empty] | 0 | 0 | 0 | 0 | [11 empty] | Great River Hydro LLC | 100 | ArcLight Capital Partners LLC | 100
Comerford | 2349_G_GEN3 | 2349 | G | GEN3 |  | Hydro |  | NENGREST | New Hampshire | 33 | Grafton | 9 | 33009 | 47.8 | 0 | 1930 | 9999 |  |  | N | Hydro | [13 empty] | 0 | 0 | 0 | 0 | [11 empty] | Great River Hydro LLC | 100 | ArcLight Capital Partners LLC | 100
Comerford | 2349_G_GEN4 | 2349 | G | GEN4 |  | Hydro |  | NENGREST | New Hampshire | 33 | Grafton | 9 | 33009 | 47.8 | 0 | 1930 | 9999 |  |  | N | Hydro | [13 empty] | 0 | 0 | 0 | 0 | [11 empty] | Great River Hydro LLC | 100 | ArcLight Capital Partners LLC | 100
Drum 1 | 235_G_1 | 235 | G | 1 |  | Hydro |  | WEC_CALN | California | 6 | Placer | 61 | 06061 | 13.2 | 0 | 1913 | 9999 |  |  | N | Hydro | [13 empty] | 0 | 0 | 0 | 0 | [11 empty] | Pacific Gas & Electric Co | 100 | PG&E Corp | 100
Drum 1 | 235_G_2 | 235 | G | 2 |  | Hydro |  | WEC_CALN | California | 6 | Placer | 61 | 06061 | 13.2 | 0 | 1913 | 9999 |  |  | N | Hydro | [13 empty] | 0 | 0 | 0 | 0 | [11 empty] | Pacific Gas & Electric Co | 100 | PG&E Corp | 100
Drum 1 | 235_G_3 | 235 | G | 3 |  | Hydro |  | WEC_CALN | California | 6 | Placer | 61 | 06061 | 13.2 | 0 | 1922 | 9999 |  |  | N | Hydro | [13 empty] | 0 | 0 | 0 | 0 | [11 empty] | Pacific Gas & Electric Co | 100 | PG&E Corp | 100
Drum 1 | 235_G_4 | 235 | G | 4 |  | Hydro |  | WEC_CALN | California | 6 | Placer | 61 | 06061 | 14.4 | 0 | 1928 | 9999 |  |  | N | Hydro | [13 empty] | 0 | 0 | 0 | 0 | [11 empty] | Pacific Gas & Electric Co | 100 | PG&E Corp | 100
S C Moore | 2351_G_GEN1 | 2351 | G | GEN1 |  | Hydro |  | NENGREST | New Hampshire | 33 | Grafton | 9 | 33009 | 47.2 | 0 | 1957 | 9999 |  |  | N | Hydro | [13 empty] | 0 | 0 | 0 | 0 | [11 empty] | Great River Hydro LLC | 100 | ArcLight Capital Partners LLC | 100
S C Moore | 2351_G_GEN2 | 2351 | G | GEN2 |  | Hydro |  | NENGREST | New Hampshire | 33 | Grafton | 9 | 33009 | 47.2 | 0 | 1957 | 9999 |  |  | N | Hydro | [13 empty] | 0 | 0 | 0 | 0 | [11 empty] | Great River Hydro LLC | 100 | ArcLight Capital Partners LLC | 100
S C Moore | 2351_G_GEN3 | 2351 | G | GEN3 |  | Hydro |  | NENGREST | New Hampshire | 33 | Grafton | 9 | 33009 | 47.2 | 0 | 1957 | 9999 |  |  | N | Hydro | [13 empty] | 0 | 0 | 0 | 0 | [11 empty] | Great River Hydro LLC | 100 | ArcLight Capital Partners LLC | 100
S C Moore | 2351_G_GEN4 | 2351 | G | GEN4 |  | Hydro |  | NENGREST | New Hampshire | 33 | Grafton | 9 | 33009 | 47.2 | 0 | 1957 | 9999 |  |  | N | Hydro | [13 empty] | 0 | 0 | 0 | 0 | [11 empty] | Great River Hydro LLC | 100 | ArcLight Capital Partners LLC | 100
Vernon Dam | 2352_G_1 | 2352 | G | 1 |  | Hydro |  | NENGREST | Vermont | 50 | Windham | 25 | 50025 | 2.4 | 0 | 1909 | 9999 |  |  | N | Hydro | [13 empty] | 0 | 0 | 0 | 0 | [11 empty] | Great River Hydro LLC | 100 | ArcLight Capital Partners LLC | 100
Vernon Dam | 2352_G_10 | 2352 | G | 10 |  | Hydro |  | NENGREST | Vermont | 50 | Windham | 25 | 50025 | 4 | 0 | 1921 | 9999 |  |  | N | Hydro | [13 empty] | 0 | 0 | 0 | 0 | [11 empty] | Great River Hydro LLC | 100 | ArcLight Capital Partners LLC | 100
Vernon Dam | 2352_G_2 | 2352 | G | 2 |  | Hydro |  | NENGREST | Vermont | 50 | Windham | 25 | 50025 | 2.4 | 0 | 1909 | 9999 |  |  | N | Hydro | [13 empty] | 0 | 0 | 0 | 0 | [11 empty] | Great River Hydro LLC | 100 | ArcLight Capital Partners LLC | 100
Vernon Dam | 2352_G_3 | 2352 | G | 3 |  | Hydro |  | NENGREST | Vermont | 50 | Windham | 25 | 50025 | 2.4 | 0 | 1909 | 9999 |  |  | N | Hydro | [13 empty] | 0 | 0 | 0 | 0 | [11 empty] | Great River Hydro LLC | 100 | ArcLight Capital Partners LLC | 100
Vernon Dam | 2352_G_4 | 2352 | G | 4 |  | Hydro |  | NENGREST | Vermont | 50 | Windham | 25 | 50025 | 2.4 | 0 | 1909 | 9999 |  |  | N | Hydro | [13 empty] | 0 | 0 | 0 | 0 | [11 empty] | Great River Hydro LLC | 100 | ArcLight Capital Partners LLC | 100
Vernon Dam | 2352_G_5 | 2352 | G | 5 |  | Hydro |  | NENGREST | Vermont | 50 | Windham | 25 | 50025 | 3.6 | 0 | 2008 | 9999 |  |  | N | Hydro | [13 empty] | 0 | 0 | 0 | 0 | [11 empty] | Great River Hydro LLC | 100 | ArcLight Capital Partners LLC | 100
Vernon Dam | 2352_G_6A | 2352 | G | 6A |  | Hydro |  | NENGREST | Vermont | 50 | Windham | 25 | 50025 | 4.5 | 0 | 2008 | 9999 |  |  | N | Hydro | [13 empty] | 0 | 0 | 0 | 0 | [11 empty] | Great River Hydro LLC | 100 | ArcLight Capital Partners LLC | 100
Vernon Dam | 2352_G_7A | 2352 | G | 7A |  | Hydro |  | NENGREST | Vermont | 50 | Windham | 25 | 50025 | 4.5 | 0 | 2008 | 9999 |  |  | N | Hydro | [13 empty] | 0 | 0 | 0 | 0 | [11 empty] | Great River Hydro LLC | 100 | ArcLight Capital Partners LLC | 100
Vernon Dam | 2352_G_8 | 2352 | G | 8 |  | Hydro |  | NENGREST | Vermont | 50 | Windham | 25 | 50025 | 3.6 | 0 | 2008 | 9999 |  |  | N | Hydro | [13 empty] | 0 | 0 | 0 | 0 | [11 empty] | Great River Hydro LLC | 100 | ArcLight Capital Partners LLC | 100
Vernon Dam | 2352_G_9 | 2352 | G | 9 |  | Hydro |  | NENGREST | Vermont | 50 | Windham | 25 | 50025 | 4 | 0 | 1921 | 9999 |  |  | N | Hydro | [13 empty] | 0 | 0 | 0 | 0 | [11 empty] | Great River Hydro LLC | 100 | ArcLight Capital Partners LLC | 100
Wilder | 2353_G_GEN1 | 2353 | G | GEN1 |  | Hydro |  | NENGREST | Vermont | 50 | Windsor | 27 | 50027 | 18.1 | 0 | 1950 | 9999 |  |  | N | Hydro | [13 empty] | 0 | 0 | 0 | 0 | [11 empty] | Great River Hydro LLC | 100 | ArcLight Capital Partners LLC | 100
Wilder | 2353_G_GEN2 | 2353 | G | GEN2 |  | Hydro |  | NENGREST | Vermont | 50 | Windsor | 27 | 50027 | 18.1 | 0 | 1950 | 9999 |  |  | N | Hydro | [13 empty] | 0 | 0 | 0 | 0 | [11 empty] | Great River Hydro LLC | 100 | ArcLight Capital Partners LLC | 100
Wilder | 2353_G_GEN3 | 2353 | G | GEN3 |  | Hydro |  | NENGREST | Vermont | 50 | Windsor | 27 | 50027 | 2.8 | 0 | 1987 | 9999 |  |  | N | Hydro | [13 empty] | 0 | 0 | 0 | 0 | [11 empty] | Great River Hydro LLC | 100 | ArcLight Capital Partners LLC | 100
Amoskeag | 2354_G_1 | 2354 | G | 1 |  | Hydro |  | NENGREST | New Hampshire | 33 | Hillsborough | 11 | 33011 | 6.2 | 0 | 1924 | 9999 |  |  | N | Hydro | [13 empty] | 0 | 0 | 0 | 0 | [11 empty] | CRP NH Amoskeag LLC | 100 | Hull Street Energy LLC | 100
Amoskeag | 2354_G_2 | 2354 | G | 2 |  | Hydro |  | NENGREST | New Hampshire | 33 | Hillsborough | 11 | 33011 | 5.3 | 0 | 1922 | 9999 |  |  | N | Hydro | [13 empty] | 0 | 0 | 0 | 0 | [11 empty] | CRP NH Amoskeag LLC | 100 | Hull Street Energy LLC | 100
Amoskeag | 2354_G_3 | 2354 | G | 3 |  | Hydro |  | NENGREST | New Hampshire | 33 | Hillsborough | 11 | 33011 | 5.3 | 0 | 1922 | 9999 |  |  | N | Hydro | [13 empty] | 0 | 0 | 0 | 0 | [11 empty] | CRP NH Amoskeag LLC | 100 | Hull Street Energy LLC | 100
Ayers Island | 2355_G_1 | 2355 | G | 1 |  | Hydro |  | NENGREST | New Hampshire | 33 | Grafton | 9 | 33009 | 2.8 | 0 | 1925 | 9999 |  |  | N | Hydro | [13 empty] | 0 | 0 | 0 | 0 | [11 empty] | CRP NH Ayers Island LLC | 100 | Hull Street Energy LLC | 100
Ayers Island | 2355_G_2 | 2355 | G | 2 |  | Hydro |  | NENGREST | New Hampshire | 33 | Grafton | 9 | 33009 | 2.8 | 0 | 1925 | 9999 |  |  | N | Hydro | [13 empty] | 0 | 0 | 0 | 0 | [11 empty] | CRP NH Ayers Island LLC | 100 | Hull Street Energy LLC | 100
Ayers Island | 2355_G_3 | 2355 | G | 3 |  | Hydro |  | NENGREST | New Hampshire | 33 | Grafton | 9 | 33009 | 2.8 | 0 | 1925 | 9999 |  |  | N | Hydro | [13 empty] | 0 | 0 | 0 | 0 | [11 empty] | CRP NH Ayers Island LLC | 100 | Hull Street Energy LLC | 100
Eastman Falls | 2356_G_1 | 2356 | G | 1 |  | Hydro |  | NENGREST | New Hampshire | 33 | Merrimack | 13 | 33013 | 1.8 | 0 | 1937 | 9999 |  |  | N | Hydro | [13 empty] | 0 | 0 | 0 | 0 | [11 empty] | CRP NH Eastman Falls LLC | 100 | Hull Street Energy LLC | 100
Eastman Falls | 2356_G_2 | 2356 | G | 2 |  | Hydro |  | NENGREST | New Hampshire | 33 | Merrimack | 13 | 33013 | 3.8 | 0 | 1983 | 9999 |  |  | N | Hydro | [13 empty] | 0 | 0 | 0 | 0 | [11 empty] | CRP NH Eastman Falls LLC | 100 | Hull Street Energy LLC | 100
Garvins Falls | 2357_G_1 | 2357 | G | 1 |  | Hydro |  | NENGREST | New Hampshire | 33 | Merrimack | 13 | 33013 | 3.4 | 0 | 1981 | 9999 |  |  | N | Hydro | [13 empty] | 0 | 0 | 0 | 0 | [11 empty] | CRP NH Garvins Falls LLC | 100 | Hull Street Energy LLC | 100
Garvins Falls | 2357_G_2 | 2357 | G | 2 |  | Hydro |  | NENGREST | New Hampshire | 33 | Merrimack | 13 | 33013 | 3.3 | 0 | 1981 | 9999 |  |  | N | Hydro | [13 empty] | 0 | 0 | 0 | 0 | [11 empty] | CRP NH Garvins Falls LLC | 100 | Hull Street Energy LLC | 100
Garvins Falls | 2357_G_3 | 2357 | G | 3 |  | Hydro |  | NENGREST | New Hampshire | 33 | Merrimack | 13 | 33013 | 2.4 | 0 | 1925 | 9999 |  |  | N | Hydro | [13 empty] | 0 | 0 | 0 | 0 | [11 empty] | CRP NH Garvins Falls LLC | 100 | Hull Street Energy LLC | 100
Garvins Falls | 2357_G_4 | 2357 | G | 4 |  | Hydro |  | NENGREST | New Hampshire | 33 | Merrimack | 13 | 33013 | 3.2 | 0 | 1925 | 9999 |  |  | N | Hydro | [13 empty] | 0 | 0 | 0 | 0 | [11 empty] | CRP NH Garvins Falls LLC | 100 | Hull Street Energy LLC | 100
Gorham | 2358_G_1 | 2358 | G | 1 |  | Hydro |  | NENGREST | New Hampshire | 33 | Coos | 7 | 33007 | 0.4 | 0 | 1917 | 9999 |  |  | N | Hydro | [13 empty] | 0 | 0 | 0 | 0 | [11 empty] | CRP NH Gorham LLC | 100 | Hull Street Energy LLC | 100
Gorham | 2358_G_2 | 2358 | G | 2 |  | Hydro |  | NENGREST | New Hampshire | 33 | Coos | 7 | 33007 | 0.4 | 0 | 1917 | 9999 |  |  | N | Hydro | [13 empty] | 0 | 0 | 0 | 0 | [11 empty] | CRP NH Gorham LLC | 100 | Hull Street Energy LLC | 100
Gorham | 2358_G_3 | 2358 | G | 3 |  | Hydro |  | NENGREST | New Hampshire | 33 | Coos | 7 | 33007 | 0.6 | 0 | 1923 | 9999 |  |  | N | Hydro | [13 empty] | 0 | 0 | 0 | 0 | [11 empty] | CRP NH Gorham LLC | 100 | Hull Street Energy LLC | 100
Gorham | 2358_G_4 | 2358 | G | 4 |  | Hydro |  | NENGREST | New Hampshire | 33 | Coos | 7 | 33007 | 0.6 | 0 | 1923 | 9999 |  |  | N | Hydro | [13 empty] | 0 | 0 | 0 | 0 | [11 empty] | CRP NH Gorham LLC | 100 | Hull Street Energy LLC | 100
Hooksett | 2359_G_1 | 2359 | G | 1 |  | Hydro |  | NENGREST | New Hampshire | 33 | Merrimack | 13 | 33013 | 1.6 | 0 | 1927 | 9999 |  |  | N | Hydro | [13 empty] | 0 | 0 | 0 | 0 | [11 empty] | CRP NH Hooksett LLC | 100 | Hull Street Energy LLC | 100
Drum 2 | 236_G_5 | 236 | G | 5 |  | Hydro |  | WEC_CALN | California | 6 | Placer | 61 | 06061 | 49.5 | 0 | 1965 | 9999 |  |  | N | Hydro | [13 empty] | 0 | 0 | 0 | 0 | [11 empty] | Pacific Gas & Electric Co | 100 | PG&E Corp | 100
Jackman | 2360_G_1 | 2360 | G | 1 |  | Hydro |  | NENGREST | New Hampshire | 33 | Hillsborough | 11 | 33011 | 3.6 | 0 | 1926 | 9999 |  |  | N | Hydro | [13 empty] | 0 | 0 | 0 | 0 | [11 empty] | CRP NH Jackman LLC | 100 | Hull Street Energy LLC | 100
Lost Nation | 2362_G_GT1 | 2362 | G | GT1 |  | Combustion Turbine |  | NENGREST | New Hampshire | 33 | Coos | 7 | 33007 | 14 | 17847 | 1969 | 9999 |  |  | N | Distillate Fuel Oil | [12 empty] | 0.404 | 0.8595 | 0.8595 | 0.8595 | 0.8595 | [11 empty] | GSP Lost Nation LLC | 100 | Energy Trading Innovations LLC | 100
Merrimack | 2364_G_GT1 | 2364 | G | GT1 |  | Combustion Turbine |  | NENGREST | New Hampshire | 33 | Merrimack | 13 | 33013 | 16.8 | 15313 | 1968 | 9999 |  |  | N | Distillate Fuel Oil | [12 empty] | 0.404 | 0.57073 | 0.57073 | 0.57073 | 0.57073 | [11 empty] | GSP Merrimack LLC | 100 | Energy Trading Innovations LLC | 100
Merrimack | 2364_G_GT2 | 2364 | G | GT2 |  | Combustion Turbine |  | NENGREST | New Hampshire | 33 | Merrimack | 13 | 33013 | 16.8 | 15322 | 1969 | 9999 |  |  | N | Distillate Fuel Oil | [12 empty] | 0.404 | 0.60044 | 0.60044 | 0.60044 | 0.60044 | [11 empty] | GSP Merrimack LLC | 100 | Energy Trading Innovations LLC | 100
Schiller | 2367_G_GT1 | 2367 | G | GT1 |  | Combustion Turbine |  | NENGREST | New Hampshire | 33 | Rockingham | 15 | 33015 | 17 | 15699 | 1970 | 9999 |  |  | N | Distillate Fuel Oil | [12 empty] | 1.053 | 0.79693 | 0.79693 | 0.79693 | 0.79693 | [11 empty] | GSP Schiller LLC | 100 | Energy Trading Innovations LLC | 100
Smith (NH) | 2368_G_1 | 2368 | G | 1 |  | Hydro |  | NENGREST | New Hampshire | 33 | Coos | 7 | 33007 | 11.7 | 0 | 1948 | 9999 |  |  | N | Hydro | [13 empty] | 0 | 0 | 0 | 0 | [11 empty] | CRP NH Smith LLC | 100 | Hull Street Energy LLC | 100
White Lake | 2369_G_GT1 | 2369 | G | GT1 |  | Combustion Turbine |  | NENGREST | New Hampshire | 33 | Carroll | 3 | 33003 | 17.5 | 14626 | 1968 | 9999 |  |  | N | Distillate Fuel Oil | [12 empty] | 0.04 | 0.88985 | 0.88985 | 0.88985 | 0.88985 | [11 empty] | GSP White Lake LLC | 100 | Energy Trading Innovations LLC | 100
Dutch Flat | 237_G_1 | 237 | G | 1 |  | Hydro |  | WEC_CALN | California | 6 | Placer | 61 | 06061 | 22 | 0 | 1943 | 9999 |  |  | N | Hydro | [13 empty] | 0 | 0 | 0 | 0 | [11 empty] | Pacific Gas & Electric Co | 100 | PG&E Corp | 100
Carlls Corner | 2379_G_CA1 | 2379 | G | CA1 | 1429 | Combustion Turbine |  | PJM_EMAC | New Jersey | 34 | Cumberland | 11 | 34011 | 37.4 | 15982 | 1973 | 9999 |  |  | N | Natural Gas, Distillate Fuel Oil |  |  |  | H2O | [8 empty] | 0.21 | 0.71515 | 0.71515 | 0.71515 | 0.71515 | [11 empty] | Calpine New Jersey Generation LLC | 100 | Energy Capital Partners | 100
Carlls Corner | 2379_G_CA2 | 2379 | G | CA2 | 1430 | Combustion Turbine |  | PJM_EMAC | New Jersey | 34 | Cumberland | 11 | 34011 | 41.2 | 15982 | 1973 | 9999 |  |  | N | Natural Gas, Distillate Fuel Oil |  |  |  | H2O | [8 empty] | 0.21 | 0.72576 | 0.72576 | 0.72576 | 0.72576 | [11 empty] | Calpine New Jersey Generation LLC | 100 | Energy Capital Partners | 100
El Dorado | 238_G_1 | 238 | G | 1 |  | Hydro |  | WEC_CALN | California | 6 | El Dorado | 17 | 06017 | 10.4 | 0 | 1924 | 9999 |  |  | N | Hydro | [13 empty] | 0 | 0 | 0 | 0 | [11 empty] | El Dorado Irrigation District | 100 | El Dorado Irrigation District | 100
El Dorado | 238_G_2 | 238 | G | 2 |  | Hydro |  | WEC_CALN | California | 6 | El Dorado | 17 | 06017 | 10.4 | 0 | 1924 | 9999 |  |  | N | Hydro | [13 empty] | 0 | 0 | 0 | 0 | [11 empty] | El Dorado Irrigation District | 100 | El Dorado Irrigation District | 100
Electra | 239_G_1 | 239 | G | 1 |  | Hydro |  | WEC_CALN | California | 6 | Amador | 5 | 06005 | 30.7 | 0 | 1948 | 9999 |  |  | N | Hydro | [13 empty] | 0 | 0 | 0 | 0 | [11 empty] | Pacific Gas & Electric Co | 100 | PG&E Corp | 100
Electra | 239_G_2 | 239 | G | 2 |  | Hydro |  | WEC_CALN | California | 6 | Amador | 5 | 06005 | 30.7 | 0 | 1948 | 9999 |  |  | N | Hydro | [13 empty] | 0 | 0 | 0 | 0 | [11 empty] | Pacific Gas & Electric Co | 100 | PG&E Corp | 100
Electra | 239_G_3 | 239 | G | 3 |  | Hydro |  | WEC_CALN | California | 6 | Amador | 5 | 06005 | 36.6 | 0 | 1948 | 9999 |  |  | N | Hydro | [13 empty] | 0 | 0 | 0 | 0 | [11 empty] | Pacific Gas & Electric Co | 100 | PG&E Corp | 100
Sayreville | 2390_G_GT1 | 2390 | G | GT1 | 1460 | Combustion Turbine |  | PJM_EMAC | New Jersey | 34 | Middlesex | 23 | 34023 | 50 | 22524 | 1972 | 9999 |  |  | N | Natural Gas, Distillate Fuel Oil |  |  |  | H2O | [8 empty] | 0.001 | 0.14976 | 0.14976 | 0.14976 | 0.14976 | [11 empty] | Sayreville Power LLC | 100 | GenOn Energy Inc | 100
Sayreville | 2390_G_GT2 | 2390 | G | GT2 | 1461 | Combustion Turbine |  | PJM_EMAC | New Jersey | 34 | Middlesex | 23 | 34023 | 50 | 22529 | 1972 | 9999 |  |  | N | Natural Gas, Distillate Fuel Oil |  |  |  | H2O | [8 empty] | 0.001 | 0.14997 | 0.14997 | 0.14997 | 0.14997 | [11 empty] | Sayreville Power LLC | 100 | GenOn Energy Inc | 100
Sayreville | 2390_G_GT3 | 2390 | G | GT3 | 1462 | Combustion Turbine |  | PJM_EMAC | New Jersey | 34 | Middlesex | 23 | 34023 | 50 | 22529 | 1972 | 9999 |  |  | N | Natural Gas, Distillate Fuel Oil |  |  |  | H2O | [8 empty] | 0.001 | 0.14975 | 0.14975 | 0.14975 | 0.14975 | [11 empty] | Sayreville Power LLC | 100 | GenOn Energy Inc | 100
Sayreville | 2390_G_GT4 | 2390 | G | GT4 | 1463 | Combustion Turbine |  | PJM_EMAC | New Jersey | 34 | Middlesex | 23 | 34023 | 50 | 22529 | 1973 | 9999 |  |  | N | Natural Gas, Distillate Fuel Oil |  |  |  | H2O | [8 empty] | 0.001 | 0.14988 | 0.14988 | 0.14988 | 0.14988 | [11 empty] | Sayreville Power LLC | 100 | GenOn Energy Inc | 100
Gilbert | 2393_G_4 | 2393 | G | 4 | 1477 | Combined Cycle |  | PJM_EMAC | New Jersey | 34 | Hunterdon | 19 | 34019 | 47 | 10938 | 1974 | 9999 |  |  | N | Natural Gas |  |  |  | DLNB | [8 empty] | 0.74 | 0.033969 | 0.033969 | 0.033969 | 0.033969 | [11 empty] | Gilbert Power LLC | 100 | GenOn Energy Inc | 100
Gilbert | 2393_G_5 | 2393 | G | 5 | 1478 | Combined Cycle |  | PJM_EMAC | New Jersey | 34 | Hunterdon | 19 | 34019 | 47 | 10938 | 1974 | 9999 |  |  | N | Natural Gas |  |  |  | DLNB | [8 empty] | 0.74 | 0.033969 | 0.033969 | 0.033969 | 0.033969 | [11 empty] | Gilbert Power LLC | 100 | GenOn Energy Inc | 100
Gilbert | 2393_G_6 | 2393 | G | 6 | 1479 | Combined Cycle |  | PJM_EMAC | New Jersey | 34 | Hunterdon | 19 | 34019 | 49 | 10938 | 1974 | 9999 |  |  | N | Natural Gas |  |  |  | DLNB | [8 empty] | 0.74 | 0.033969 | 0.033969 | 0.033969 | 0.033969 | [11 empty] | Gilbert Power LLC | 100 | GenOn Energy Inc | 100
Gilbert | 2393_G_7 | 2393 | G | 7 | 1480 | Combined Cycle |  | PJM_EMAC | New Jersey | 34 | Hunterdon | 19 | 34019 | 47 | 10938 | 1974 | 9999 |  |  | N | Natural Gas |  |  |  | DLNB | [8 empty] | 0.74 | 0.033969 | 0.033969 | 0.033969 | 0.033969 | [11 empty] | Gilbert Power LLC | 100 | GenOn Energy Inc | 100
Gilbert | 2393_G_8 | 2393 | G | 8 | 1477 | Combined Cycle |  | PJM_EMAC | New Jersey | 34 | Hunterdon | 19 | 34019 | 104 | 10938 | 1977 | 9999 |  |  | N | Natural Gas |  |  |  | DLNB | [8 empty] | 0.74 | 0.033969 | 0.033969 | 0.033969 | 0.033969 | [11 empty] | Gilbert Power LLC | 100 | GenOn Energy Inc | 100
Gilbert | 2393_G_9 | 2393 | G | 9 | 1481 | Combustion Turbine |  | PJM_EMAC | New Jersey | 34 | Hunterdon | 19 | 34019 | 150 | 16221 | 1996 | 9999 |  |  | N | Distillate Fuel Oil |  |  |  | DLNB + H2O | [8 empty] | 0.052 | 0.12767 | 0.12767 | 0.12767 | 0.12767 | [11 empty] | Gilbert Power LLC | 100 | GenOn Energy Inc | 100
Bergen Generating Station | 2398_G_1101 | 2398 | G | 1101 | 1485 | Combined Cycle |  | PJM_EMAC | New Jersey | 34 | Bergen | 3 | 34003 | 110 | 7813 | 1995 | 9999 |  |  | N | Natural Gas, Distillate Fuel Oil |  |  |  | DLNB + H2O | [9 empty] | 0.034519 | 0.034519 | 0.034519 | 0.034519 | [11 empty] | PSEG Fossil LLC | 100 | Public Service Enterprise Group Inc | 100
Bergen Generating Station | 2398_G_1201 | 2398 | G | 1201 | 1486 | Combined Cycle |  | PJM_EMAC | New Jersey | 34 | Bergen | 3 | 34003 | 110 | 7813 | 1995 | 9999 |  |  | N | Natural Gas, Distillate Fuel Oil |  |  |  | DLNB + H2O | [9 empty] | 0.034519 | 0.034519 | 0.034519 | 0.034519 | [11 empty] | PSEG Fossil LLC | 100 | Public Service Enterprise Group Inc | 100
Bergen Generating Station | 2398_G_1301 | 2398 | G | 1301 | 1487 | Combined Cycle |  | PJM_EMAC | New Jersey | 34 | Bergen | 3 | 34003 | 110 | 7813 | 1995 | 9999 |  |  | N | Natural Gas, Distillate Fuel Oil |  |  |  | DLNB + H2O | [9 empty] | 0.034519 | 0.034519 | 0.034519 | 0.034519 | [11 empty] | PSEG Fossil LLC | 100 | Public Service Enterprise Group Inc | 100
Bergen Generating Station | 2398_G_1401 | 2398 | G | 1401 | 1488 | Combined Cycle |  | PJM_EMAC | New Jersey | 34 | Bergen | 3 | 34003 | 110 | 7813 | 1995 | 9999 |  |  | N | Natural Gas, Distillate Fuel Oil |  |  |  | DLNB + H2O | [9 empty] | 0.034519 | 0.034519 | 0.034519 | 0.034519 | [11 empty] | PSEG Fossil LLC | 100 | Public Service Enterprise Group Inc | 100
Bergen Generating Station | 2398_G_1501 | 2398 | G | 1501 | 1485 | Combined Cycle |  | PJM_EMAC | New Jersey | 34 | Bergen | 3 | 34003 | 198 | 7813 | 1959 | 9999 | other |  | N | Natural Gas, Distillate Fuel Oil |  |  |  | LNB | [9 empty] | 0.034519 | 0.034519 | 0.034519 | 0.034519 | [11 empty] | PSEG Fossil LLC | 100 | Public Service Enterprise Group Inc | 100
Bergen Generating Station | 2398_G_2101 | 2398 | G | 2101 | 1490 | Combined Cycle |  | PJM_EMAC | New Jersey | 34 | Bergen | 3 | 34003 | 177.3 | 7813 | 2002 | 9999 |  |  | N | Natural Gas, Distillate Fuel Oil |  |  |  | DLNB + H2O | SCR | [7 empty] | 2 | 0.010151 | 0.010151 | 0.010151 | 0.010151 | [11 empty] | PSEG Fossil LLC | 100 | Public Service Enterprise Group Inc | 100
Bergen Generating Station | 2398_G_2201 | 2398 | G | 2201 | 1491 | Combined Cycle |  | PJM_EMAC | New Jersey | 34 | Bergen | 3 | 34003 | 177.3 | 7813 | 2002 | 9999 |  |  | N | Natural Gas, Distillate Fuel Oil |  |  |  | DLNB + H2O | SCR | [7 empty] | 2 | 0.010151 | 0.010151 | 0.010151 | 0.010151 | [11 empty] | PSEG Fossil LLC | 100 | Public Service Enterprise Group Inc | 100
Bergen Generating Station | 2398_G_2301 | 2398 | G | 2301 | 1490 | Combined Cycle |  | PJM_EMAC | New Jersey | 34 | Bergen | 3 | 34003 | 236.4 | 7813 | 2002 | 9999 |  |  | N | Natural Gas, Distillate Fuel Oil |  |  |  | LNB | SCR | [7 empty] | 2 | 0.010151 | 0.010151 | 0.010151 | 0.010151 | [11 empty] | PSEG Fossil LLC | 100 | Public Service Enterprise Group Inc | 100
PSEG Burlington Generating Station | 2399_G_121 | 2399 | G | 121 | 1498 | Combustion Turbine |  | PJM_EMAC | New Jersey | 34 | Burlington | 5 | 34005 | 42 | 10745 | 2000 | 9999 |  |  | N | Natural Gas, Distillate Fuel Oil |  |  |  | H2O | [8 empty] | 0.21 | 0.10493 | 0.10493 | 0.10493 | 0.10493 | [11 empty] | PSEG Fossil LLC | 100 | Public Service Enterprise Group Inc | 100
PSEG Burlington Generating Station | 2399_G_122 | 2399 | G | 122 | 1499 | Combustion Turbine |  | PJM_EMAC | New Jersey | 34 | Burlington | 5 | 34005 | 42 | 10745 | 2000 | 9999 |  |  | N | Natural Gas, Distillate Fuel Oil |  |  |  | H2O | [8 empty] | 0.21 | 0.10639 | 0.10639 | 0.10639 | 0.10639 | [11 empty] | PSEG Fossil LLC | 100 | Public Service Enterprise Group Inc | 100
PSEG Burlington Generating Station | 2399_G_123 | 2399 | G | 123 | 1500 | Combustion Turbine |  | PJM_EMAC | New Jersey | 34 | Burlington | 5 | 34005 | 42 | 10745 | 2000 | 9999 |  |  | N | Natural Gas, Distillate Fuel Oil |  |  |  | H2O | [8 empty] | 0.21 | 0.10407 | 0.10407 | 0.10407 | 0.10407 | [11 empty] | PSEG Fossil LLC | 100 | Public Service Enterprise Group Inc | 100
PSEG Burlington Generating Station | 2399_G_124 | 2399 | G | 124 | 1501 | Combustion Turbine |  | PJM_EMAC | New Jersey | 34 | Burlington | 5 | 34005 | 42 | 10745 | 2000 | 9999 |  |  | N | Natural Gas, Distillate Fuel Oil |  |  |  | H2O | [8 empty] | 0.21 | 0.10988 | 0.10988 | 0.10988 | 0.10988 | [11 empty] | PSEG Fossil LLC | 100 | Public Service Enterprise Group Inc | 100
Haas | 240_G_H1 | 240 | G | H1 |  | Hydro |  | WEC_CALN | California | 6 | Fresno | 19 | 06019 | 72 | 0 | 1958 | 9999 |  |  | N | Hydro | [13 empty] | 0 | 0 | 0 | 0 | [11 empty] | Pacific Gas & Electric Co | 100 | PG&E Corp | 100
Haas | 240_G_H2 | 240 | G | H2 |  | Hydro |  | WEC_CALN | California | 6 | Fresno | 19 | 06019 | 72 | 0 | 1958 | 9999 |  |  | N | Hydro | [13 empty] | 0 | 0 | 0 | 0 | [11 empty] | Pacific Gas & Electric Co | 100 | PG&E Corp | 100
PSEG Essex Generating Station | 2401_G_9 | 2401 | G | 9 | 1534 | Combustion Turbine |  | PJM_EMAC | New Jersey | 34 | Essex | 13 | 34013 | 81 | 17054 | 1990 | 9999 |  |  | N | Natural Gas, Distillate Fuel Oil |  |  |  | H2O | [8 empty] | 0.21 | 0.1099 | 0.1099 | 0.1099 | 0.1099 | [11 empty] | PSEG Fossil LLC | 100 | Public Service Enterprise Group Inc | 100
PSEG Kearny Generating Station | 2404_G_131 | 2404 | G | 131 | 90777 | Combustion Turbine |  | PJM_EMAC | New Jersey | 34 | Hudson | 17 | 34017 | 46.9 | 10745 | 2012 | 9999 |  |  | N | Natural Gas |  |  |  | H2O | SCR | [8 empty] | 0.01142 | 0.00732 | 0.01142 | 0.00732 | [11 empty] | PSEG Fossil LLC | 100 | Public Service Enterprise Group Inc | 100
PSEG Kearny Generating Station | 2404_G_132 | 2404 | G | 132 | 90778 | Combustion Turbine |  | PJM_EMAC | New Jersey | 34 | Hudson | 17 | 34017 | 46.9 | 10745 | 2012 | 9999 |  |  | N | Natural Gas |  |  |  | H2O | SCR | [8 empty] | 0.0093 | 0.00834 | 0.0093 | 0.00834 | [11 empty] | PSEG Fossil LLC | 100 | Public Service Enterprise Group Inc | 100
PSEG Kearny Generating Station | 2404_G_133 | 2404 | G | 133 | 90779 | Combustion Turbine |  | PJM_EMAC | New Jersey | 34 | Hudson | 17 | 34017 | 46.9 | 10745 | 2012 | 9999 |  |  | N | Natural Gas |  |  |  | H2O | SCR | [8 empty] | 0.01162 | 0.00798 | 0.01162 | 0.00798 | [11 empty] | PSEG Fossil LLC | 100 | Public Service Enterprise Group Inc | 100
PSEG Kearny Generating Station | 2404_G_134 | 2404 | G | 134 | 90780 | Combustion Turbine |  | PJM_EMAC | New Jersey | 34 | Hudson | 17 | 34017 | 46.9 | 10745 | 2012 | 9999 |  |  | N | Natural Gas |  |  |  | H2O | SCR | [8 empty] | 0.00932 | 0.0076 | 0.00932 | 0.0076 | [11 empty] | PSEG Fossil LLC | 100 | Public Service Enterprise Group Inc | 100
PSEG Kearny Generating Station | 2404_G_141 | 2404 | G | 141 | 90781 | Combustion Turbine |  | PJM_EMAC | New Jersey | 34 | Hudson | 17 | 34017 | 46.9 | 10745 | 2012 | 9999 |  |  | N | Natural Gas |  |  |  | H2O | SCR | [8 empty] | 0.00901 | 0.00752 | 0.00901 | 0.00752 | [11 empty] | PSEG Fossil LLC | 100 | Public Service Enterprise Group Inc | 100
PSEG Kearny Generating Station | 2404_G_142 | 2404 | G | 142 | 90782 | Combustion Turbine |  | PJM_EMAC | New Jersey | 34 | Hudson | 17 | 34017 | 46.9 | 10745 | 2012 | 9999 |  |  | N | Natural Gas |  |  |  | H2O | SCR | [8 empty] | 0.00806 | 0.00702 | 0.00806 | 0.00702 | [11 empty] | PSEG Fossil LLC | 100 | Public Service Enterprise Group Inc | 100
PSEG Kearny Generating Station | 2404_G_N121 | 2404 | G | N121 | 1540 | Combustion Turbine |  | PJM_EMAC | New Jersey | 34 | Hudson | 17 | 34017 | 44.5 | 10745 | 2001 | 9999 |  |  | N | Natural Gas, Distillate Fuel Oil |  |  |  | H2O | [8 empty] | 0.21 | 0.10186 | 0.10186 | 0.10186 | 0.10186 | [11 empty] | PSEG Fossil LLC | 100 | Public Service Enterprise Group Inc | 100
PSEG Kearny Generating Station | 2404_G_N122 | 2404 | G | N122 | 1541 | Combustion Turbine |  | PJM_EMAC | New Jersey | 34 | Hudson | 17 | 34017 | 44.5 | 10745 | 2001 | 9999 |  |  | N | Natural Gas, Distillate Fuel Oil |  |  |  | H2O | [8 empty] | 0.21 | 0.10145 | 0.10145 | 0.10145 | 0.10145 | [11 empty] | PSEG Fossil LLC | 100 | Public Service Enterprise Group Inc | 100
PSEG Kearny Generating Station | 2404_G_N123 | 2404 | G | N123 | 1542 | Combustion Turbine |  | PJM_EMAC | New Jersey | 34 | Hudson | 17 | 34017 | 44.5 | 10745 | 2001 | 9999 |  |  | N | Natural Gas, Distillate Fuel Oil |  |  |  | H2O | [8 empty] | 0.21 | 0.10036 | 0.10036 | 0.10036 | 0.10036 | [11 empty] | PSEG Fossil LLC | 100 | Public Service Enterprise Group Inc | 100
PSEG Kearny Generating Station | 2404_G_N124 | 2404 | G | N124 | 1543 | Combustion Turbine |  | PJM_EMAC | New Jersey | 34 | Hudson | 17 | 34017 | 44.5 | 10745 | 2001 | 9999 |  |  | N | Natural Gas, Distillate Fuel Oil |  |  |  | H2O | [8 empty] | 0.21 | 0.08984 | 0.08984 | 0.08984 | 0.08984 | [11 empty] | PSEG Fossil LLC | 100 | Public Service Enterprise Group Inc | 100
PSEG Linden Generating Station | 2406_G_1001 | 2406 | G | 1001 | 1552 | Combined Cycle |  | PJM_EMAC | New Jersey | 34 | Union | 39 | 34039 | 238.4 | 7298 | 2006 | 9999 |  |  | N | Natural Gas, Distillate Fuel Oil |  |  |  | LNB | SCR | [7 empty] | 2 | 0.0080302 | 0.0080302 | 0.0080302 | 0.0080302 | [11 empty] | PSEG Fossil LLC | 100 | Public Service Enterprise Group Inc | 100
PSEG Linden Generating Station | 2406_G_1101 | 2406 | G | 1101 | 1552 | Combined Cycle |  | PJM_EMAC | New Jersey | 34 | Union | 39 | 34039 | 188.3 | 7298 | 2006 | 9999 |  |  | N | Natural Gas, Distillate Fuel Oil |  |  |  | DLNB + H2O | SCR | [7 empty] | 2 | 0.0080302 | 0.0080302 | 0.0080302 | 0.0080302 | [11 empty] | PSEG Fossil LLC | 100 | Public Service Enterprise Group Inc | 100
PSEG Linden Generating Station | 2406_G_1201 | 2406 | G | 1201 | 1553 | Combined Cycle |  | PJM_EMAC | New Jersey | 34 | Union | 39 | 34039 | 188.3 | 7298 | 2006 | 9999 |  |  | N | Natural Gas, Distillate Fuel Oil |  |  |  | DLNB + H2O | SCR | [7 empty] | 2 | 0.0080302 | 0.0080302 | 0.0080302 | 0.0080302 | [11 empty] | PSEG Fossil LLC | 100 | Public Service Enterprise Group Inc | 100
PSEG Linden Generating Station | 2406_G_2001 | 2406 | G | 2001 | 1558 | Combined Cycle |  | PJM_EMAC | New Jersey | 34 | Union | 39 | 34039 | 238.4 | 7298 | 2006 | 9999 |  |  | N | Natural Gas, Distillate Fuel Oil |  |  |  | LNB | SCR | [7 empty] | 2 | 0.007629 | 0.007629 | 0.007629 | 0.007629 | [11 empty] | PSEG Fossil LLC | 100 | Public Service Enterprise Group Inc | 100
PSEG Linden Generating Station | 2406_G_2101 | 2406 | G | 2101 | 1558 | Combined Cycle |  | PJM_EMAC | New Jersey | 34 | Union | 39 | 34039 | 188.3 | 7298 | 2006 | 9999 |  |  | N | Natural Gas, Distillate Fuel Oil |  |  |  | DLNB + H2O | SCR | [7 empty] | 2 | 0.007629 | 0.007629 | 0.007629 | 0.007629 | [11 empty] | PSEG Fossil LLC | 100 | Public Service Enterprise Group Inc | 100
PSEG Linden Generating Station | 2406_G_2201 | 2406 | G | 2201 | 1559 | Combined Cycle |  | PJM_EMAC | New Jersey | 34 | Union | 39 | 34039 | 188.3 | 7298 | 2006 | 9999 |  |  | N | Natural Gas, Distillate Fuel Oil |  |  |  | DLNB + H2O | SCR | [7 empty] | 2 | 0.007629 | 0.007629 | 0.007629 | 0.007629 | [11 empty] | PSEG Fossil LLC | 100 | Public Service Enterprise Group Inc | 100
PSEG Linden Generating Station | 2406_G_5 | 2406 | G | 5 | 1561 | Combustion Turbine |  | PJM_EMAC | New Jersey | 34 | Union | 39 | 34039 | 86 | 12987 | 2000 | 9999 |  |  | N | Natural Gas, Distillate Fuel Oil |  |  |  | DLNB + H2O | [8 empty] | 0.21 | 0.06535 | 0.06535 | 0.06535 | 0.06535 | [11 empty] | PSEG Fossil LLC | 100 | Public Service Enterprise Group Inc | 100
PSEG Linden Generating Station | 2406_G_6 | 2406 | G | 6 | 1562 | Combustion Turbine |  | PJM_EMAC | New Jersey | 34 | Union | 39 | 34039 | 86 | 12987 | 2000 | 9999 |  |  | N | Natural Gas, Distillate Fuel Oil |  |  |  | DLNB + H2O | [8 empty] | 0.21 | 0.07755 | 0.07755 | 0.07755 | 0.07755 | [11 empty] | PSEG Fossil LLC | 100 | Public Service Enterprise Group Inc | 100
PSEG Linden Generating Station | 2406_G_7 | 2406 | G | 7 | 1563 | Combustion Turbine |  | PJM_EMAC | New Jersey | 34 | Union | 39 | 34039 | 84 | 12987 | 1995 | 9999 |  |  | N | Natural Gas, Distillate Fuel Oil |  |  |  | DLNB + H2O | [8 empty] | 0.21 | 0.10345 | 0.10345 | 0.10345 | 0.10345 | [11 empty] | PSEG Fossil LLC | 100 | Public Service Enterprise Group Inc | 100
PSEG Linden Generating Station | 2406_G_8 | 2406 | G | 8 | 1565 | Combustion Turbine |  | PJM_EMAC | New Jersey | 34 | Union | 39 | 34039 | 80.2 | 12986 | 1995 | 9999 |  |  | N | Natural Gas, Distillate Fuel Oil |  |  |  | DLNB + H2O | [8 empty] | 0.21 | 0.09637 | 0.09637 | 0.09637 | 0.09637 | [11 empty] | PSEG Fossil LLC | 100 | Public Service Enterprise Group Inc | 100
Halsey | 241_G_1 | 241 | G | 1 |  | Hydro |  | WEC_CALN | California | 6 | Placer | 61 | 06061 | 11 | 0 | 1916 | 9999 |  |  | N | Hydro | [13 empty] | 0 | 0 | 0 | 0 | [11 empty] | Pacific Gas & Electric Co | 100 | PG&E Corp | 100
PSEG Salem Generating Station | 2410_G_1 | 2410 | G | 1 |  | Nuclear |  | PJM_EMAC | New Jersey | 34 | Salem | 33 | 34033 | 1170.2 | 10456 | 1977 | 9999 |  |  | N | Nuclear Fuel | [13 empty] | 0 | 0 | 0 | 0 | [11 empty] | PSEG Nuclear LLC | 57.41 | Public Service Enterprise Group Inc | 57.41
PSEG Salem Generating Station | 2410_G_2 | 2410 | G | 2 |  | Nuclear |  | PJM_EMAC | New Jersey | 34 | Salem | 33 | 34033 | 1158 | 10456 | 1981 | 9999 |  |  | N | Nuclear Fuel | [13 empty] | 0 | 0 | 0 | 0 | [11 empty] | PSEG Nuclear LLC | 57.41 | Public Service Enterprise Group Inc | 57.41
PSEG Salem Generating Station | 2410_G_3 | 2410 | G | 3 | 1572 | Combustion Turbine |  | PJM_EMAC | New Jersey | 34 | Salem | 33 | 34033 | 38.4 | 17445 | 1971 | 9999 |  |  | N | Distillate Fuel Oil | [13 empty] | 1.2009 | 1.2009 | 1.2009 | 1.2009 | [11 empty] | PSEG Nuclear LLC | 57.41 | Public Service Enterprise Group Inc | 57.41
PSEG Sewaren Generating Station | 2411_G_701 | 2411 | G | 701 | 91149 | Combined Cycle |  | PJM_EMAC | New Jersey | 34 | Middlesex | 23 | 34023 | 328 | 7050 | 2018 | 9999 |  |  | N | Natural Gas |  |  |  |  | SCR | [8 empty] | 0.0064418 | 0.0064418 | 0.0064418 | 0.0064418 | [11 empty] | PSEG Fossil LLC | 100 | Public Service Enterprise Group Inc | 100
PSEG Sewaren Generating Station | 2411_G_702 | 2411 | G | 702 | 91149 | Combined Cycle |  | PJM_EMAC | New Jersey | 34 | Middlesex | 23 | 34023 | 196.5 | 7050 | 2018 | 9999 |  |  | N | Natural Gas |  |  |  |  | SCR | [8 empty] | 0.0064418 | 0.0064418 | 0.0064418 | 0.0064418 | [11 empty] | PSEG Fossil LLC | 100 | Public Service Enterprise Group Inc | 100
Hamilton Branch | 242_G_2 | 242 | G | 2 |  | Hydro |  | WEC_CALN | California | 6 | Plumas | 63 | 06063 | 2.4 | 0 | 1921 | 9999 |  |  | N | Hydro | [13 empty] | 0 | 0 | 0 | 0 | [11 empty] | Pacific Gas & Electric Co | 100 | PG&E Corp | 100
Hat Creek 1 | 243_G_1 | 243 | G | 1 |  | Hydro |  | WEC_CALN | California | 6 | Shasta | 89 | 06089 | 8.5 | 0 | 1921 | 9999 |  |  | N | Hydro | [13 empty] | 0 | 0 | 0 | 0 | [11 empty] | Pacific Gas & Electric Co | 100 | PG&E Corp | 100
Howard Down | 2434_G_11 | 2434 | G | 11 | 90625 | Combustion Turbine |  | PJM_EMAC | New Jersey | 34 | Cumberland | 11 | 34011 | 55 | 10745 | 2012 | 9999 |  |  | N | Natural Gas, Distillate Fuel Oil |  |  |  | H2O | SCR | [7 empty] | 2.1 | 0.01632 | 0.01217 | 0.01632 | 0.01217 | [11 empty] | Vineland NJ (City of) | 100 | Vineland NJ (City of) | 100
Hat Creek 2 | 244_G_1 | 244 | G | 1 |  | Hydro |  | WEC_CALN | California | 6 | Shasta | 89 | 06089 | 8.5 | 0 | 1921 | 9999 |  |  | N | Hydro | [13 empty] | 0 | 0 | 0 | 0 | [11 empty] | Pacific Gas & Electric Co | 100 | PG&E Corp | 100
Rio Grande | 2444_G_9 | 2444 | G | 9 | 90701 | Combustion Turbine |  | WECC_NM | New Mexico | 35 | Dona Ana | 13 | 35013 | 87.9 | 10745 | 2013 | 9999 |  |  | N | Natural Gas |  |  |  | DLNB | SCR | [8 empty] | 0.0066 | 0.0066 | 0.0066 | 0.0066 | [11 empty] | El Paso Electric Co | 100 | JPMorgan Chase & Co | 100
Cunningham | 2454_G_3 | 2454 | G | 3 | 1602 | Combustion Turbine |  | SPP_SPS | New Mexico | 35 | Lea | 25 | 35025 | 106 | 11753 | 1998 | 9999 |  |  | N | Natural Gas |  |  |  | DLNB | [8 empty] | 0.74 | 0.06081 | 0.06081 | 0.06081 | 0.06081 | [11 empty] | Southwestern Public Service Co | 100 | Xcel Energy Inc | 100
Cunningham | 2454_G_4 | 2454 | G | 4 | 1603 | Combustion Turbine |  | SPP_SPS | New Mexico | 35 | Lea | 25 | 35025 | 103 | 11755 | 1998 | 9999 |  |  | N | Natural Gas |  |  |  | DLNB | [8 empty] | 0.74 | 0.05561 | 0.05561 | 0.05561 | 0.05561 | [11 empty] | Southwestern Public Service Co | 100 | Xcel Energy Inc | 100
Humboldt Bay | 246_G_IC1 | 246 | G | IC1 |  | Combustion Turbine | IC Engine | WEC_CALN | California | 6 | Humboldt | 23 | 06023 | 16.3 | 10745 | 2010 | 9999 |  |  | N | Natural Gas, Distillate Fuel Oil | [13 empty] | 0.01491 | 0.01491 | 0.01491 | 0.01491 | [11 empty] | Pacific Gas & Electric Co | 100 | PG&E Corp | 100
Humboldt Bay | 246_G_IC10 | 246 | G | IC10 |  | Combustion Turbine | IC Engine | WEC_CALN | California | 6 | Humboldt | 23 | 06023 | 16.3 | 10745 | 2010 | 9999 |  |  | N | Natural Gas, Distillate Fuel Oil | [13 empty] | 0.01491 | 0.01491 | 0.01491 | 0.01491 | [11 empty] | Pacific Gas & Electric Co | 100 | PG&E Corp | 100
Humboldt Bay | 246_G_IC2 | 246 | G | IC2 |  | Combustion Turbine | IC Engine | WEC_CALN | California | 6 | Humboldt | 23 | 06023 | 16.3 | 10745 | 2010 | 9999 |  |  | N | Natural Gas, Distillate Fuel Oil | [13 empty] | 0.01491 | 0.01491 | 0.01491 | 0.01491 | [11 empty] | Pacific Gas & Electric Co | 100 | PG&E Corp | 100
Humboldt Bay | 246_G_IC3 | 246 | G | IC3 |  | Combustion Turbine | IC Engine | WEC_CALN | California | 6 | Humboldt | 23 | 06023 | 16.3 | 10745 | 2011 | 9999 |  |  | N | Natural Gas, Distillate Fuel Oil | [13 empty] | 0.01491 | 0.01491 | 0.01491 | 0.01491 | [11 empty] | Pacific Gas & Electric Co | 100 | PG&E Corp | 100
Humboldt Bay | 246_G_IC4 | 246 | G | IC4 |  | Combustion Turbine | IC Engine | WEC_CALN | California | 6 | Humboldt | 23 | 06023 | 16.3 | 10745 | 2010 | 9999 |  |  | N | Natural Gas, Distillate Fuel Oil | [13 empty] | 0.01491 | 0.01491 | 0.01491 | 0.01491 | [11 empty] | Pacific Gas & Electric Co | 100 | PG&E Corp | 100
Humboldt Bay | 246_G_IC5 | 246 | G | IC5 |  | Combustion Turbine | IC Engine | WEC_CALN | California | 6 | Humboldt | 23 | 06023 | 16.3 | 10745 | 2010 | 9999 |  |  | N | Natural Gas, Distillate Fuel Oil | [13 empty] | 0.01491 | 0.01491 | 0.01491 | 0.01491 | [11 empty] | Pacific Gas & Electric Co | 100 | PG&E Corp | 100
Humboldt Bay | 246_G_IC6 | 246 | G | IC6 |  | Combustion Turbine | IC Engine | WEC_CALN | California | 6 | Humboldt | 23 | 06023 | 16.3 | 10745 | 2010 | 9999 |  |  | N | Natural Gas, Distillate Fuel Oil | [13 empty] | 0.01491 | 0.01491 | 0.01491 | 0.01491 | [11 empty] | Pacific Gas & Electric Co | 100 | PG&E Corp | 100
Humboldt Bay | 246_G_IC7 | 246 | G | IC7 |  | Combustion Turbine | IC Engine | WEC_CALN | California | 6 | Humboldt | 23 | 06023 | 16.3 | 10745 | 2010 | 9999 |  |  | N | Natural Gas, Distillate Fuel Oil | [13 empty] | 0.01491 | 0.01491 | 0.01491 | 0.01491 | [11 empty] | Pacific Gas & Electric Co | 100 | PG&E Corp | 100
Humboldt Bay | 246_G_IC8 | 246 | G | IC8 |  | Combustion Turbine | IC Engine | WEC_CALN | California | 6 | Humboldt | 23 | 06023 | 16.3 | 10745 | 2010 | 9999 |  |  | N | Natural Gas, Distillate Fuel Oil | [13 empty] | 0.01491 | 0.01491 | 0.01491 | 0.01491 | [11 empty] | Pacific Gas & Electric Co | 100 | PG&E Corp | 100
Humboldt Bay | 246_G_IC9 | 246 | G | IC9 |  | Combustion Turbine | IC Engine | WEC_CALN | California | 6 | Humboldt | 23 | 06023 | 16.7 | 10745 | 2010 | 9999 |  |  | N | Natural Gas, Distillate Fuel Oil | [13 empty] | 0.01491 | 0.01491 | 0.01491 | 0.01491 | [11 empty] | Pacific Gas & Electric Co | 100 | PG&E Corp | 100
Inskip | 248_G_1 | 248 | G | 1 |  | Hydro |  | WEC_CALN | California | 6 | Tehama | 103 | 06103 | 8 | 0 | 1979 | 9999 |  |  | N | Hydro | [13 empty] | 0 | 0 | 0 | 0 | [11 empty] | Pacific Gas & Electric Co | 100 | PG&E Corp | 100
Danskammer Generating Station | 2480_G_5 | 2480 | G | 5 |  | Combustion Turbine | IC Engine | NY_Z_G-I | New York | 36 | Orange | 71 | 36071 | 2.5 | 14775 | 1967 | 9999 |  |  | N | Distillate Fuel Oil | [13 empty] | 0.63126 | 0.63126 | 0.63126 | 0.63126 | [11 empty] | Danskammer Energy LLC | 100 | Mercuria Energy Group Ltd | 100
Danskammer Generating Station | 2480_G_6 | 2480 | G | 6 |  | Combustion Turbine | IC Engine | NY_Z_G-I | New York | 36 | Orange | 71 | 36071 | 2.5 | 14775 | 1967 | 9999 |  |  | N | Distillate Fuel Oil | [13 empty] | 0.63126 | 0.63126 | 0.63126 | 0.63126 | [11 empty] | Danskammer Energy LLC | 100 | Mercuria Energy Group Ltd | 100
Dashville | 2481_G_1 | 2481 | G | 1 |  | Hydro |  | NY_Z_G-I | New York | 36 | Ulster | 111 | 36111 | 2.4 | 0 | 1920 | 9999 |  |  | N | Hydro | [13 empty] | 0 | 0 | 0 | 0 | [11 empty] | Central Hudson Gas & Electric Corp | 100 | CH Energy Group Inc | 100
Dashville | 2481_G_2 | 2481 | G | 2 |  | Hydro |  | NY_Z_G-I | New York | 36 | Ulster | 111 | 36111 | 2.4 | 0 | 1920 | 9999 |  |  | N | Hydro | [13 empty] | 0 | 0 | 0 | 0 | [11 empty] | Central Hudson Gas & Electric Corp | 100 | CH Energy Group Inc | 100
Neversink | 2483_G_H1 | 2483 | G | H1 |  | Hydro |  | NY_Z_G-I | New York | 36 | Sullivan | 105 | 36105 | 25 | 0 | 1953 | 9999 |  |  | N | Hydro | [13 empty] | 0 | 0 | 0 | 0 | [11 empty] | Central Hudson Gas & Electric Corp | 100 | CH Energy Group Inc | 100
South Cairo | 2485_G_GT1 | 2485 | G | GT1 |  | Combustion Turbine |  | NY_Z_G-I | New York | 36 | Greene | 39 | 36039 | 20.1 | 15553 | 1970 | 9999 |  |  | N | Distillate Fuel Oil | [12 empty] | 2.106 | 0.16278 | 0.16278 | 0.16278 | 0.16278 | [11 empty] | Central Hudson Gas & Electric Corp | 100 | CH Energy Group Inc | 100
Sturgeon | 2486_G_H1 | 2486 | G | H1 |  | Hydro |  | NY_Z_G-I | New York | 36 | Ulster | 111 | 36111 | 4.8 | 0 | 1924 | 9999 |  |  | N | Hydro | [13 empty] | 0 | 0 | 0 | 0 | [11 empty] | Central Hudson Gas & Electric Corp | 100 | CH Energy Group Inc | 100
Sturgeon | 2486_G_H2 | 2486 | G | H2 |  | Hydro |  | NY_Z_G-I | New York | 36 | Ulster | 111 | 36111 | 4.8 | 0 | 1924 | 9999 |  |  | N | Hydro | [13 empty] | 0 | 0 | 0 | 0 | [11 empty] | Central Hudson Gas & Electric Corp | 100 | CH Energy Group Inc | 100
Sturgeon | 2486_G_H3 | 2486 | G | H3 |  | Hydro |  | NY_Z_G-I | New York | 36 | Ulster | 111 | 36111 | 4.8 | 0 | 1924 | 9999 |  |  | N | Hydro | [13 empty] | 0 | 0 | 0 | 0 | [11 empty] | Central Hudson Gas & Electric Corp | 100 | CH Energy Group Inc | 100
West Coxsackie | 2487_G_GT1 | 2487 | G | GT1 |  | Combustion Turbine |  | NY_Z_G-I | New York | 36 | Greene | 39 | 36039 | 19.6 | 14222 | 1969 | 9999 |  |  | N | Natural Gas, Distillate Fuel Oil | [12 empty] | 2.106 | 0.0919 | 0.0919 | 0.0919 | 0.0919 | [11 empty] | Central Hudson Gas & Electric Corp | 100 | CH Energy Group Inc | 100
James B Black | 249_G_1 | 249 | G | 1 |  | Hydro |  | WEC_CALN | California | 6 | Shasta | 89 | 06089 | 86 | 0 | 1966 | 9999 |  |  | N | Hydro | [13 empty] | 0 | 0 | 0 | 0 | [11 empty] | Pacific Gas & Electric Co | 100 | PG&E Corp | 100
James B Black | 249_G_2 | 249 | G | 2 |  | Hydro |  | WEC_CALN | California | 6 | Shasta | 89 | 06089 | 86 | 0 | 1965 | 9999 |  |  | N | Hydro | [13 empty] | 0 | 0 | 0 | 0 | [11 empty] | Pacific Gas & Electric Co | 100 | PG&E Corp | 100
Arthur Kill Generating Station | 2490_G_GT1 | 2490 | G | GT1 | 1612 | Combustion Turbine |  | NY_Z_J | New York | 36 | Richmond | 85 | 36085 | 12 | 19635 | 1970 | 9999 |  |  | N | Natural Gas | [12 empty] | 1.053 | 0.0919 | 0.0919 | 0.0919 | 0.0919 | [11 empty] | Arthur Kill Power LLC | 100 | ArcLight Capital Partners LLC | 100
East River | 2493_G_1 | 2493 | G | 1 | 1614 | Combustion Turbine |  | NY_Z_J | New York | 36 | New York | 61 | 36061 | 154.7 | 10745 | 2005 | 9999 |  |  | N | Natural Gas, Distillate Fuel Oil |  |  |  | NH3 | SCR | [8 empty] | 0.00756 | 0.00756 | 0.00756 | 0.00756 | [11 empty] | Consolidated Edison Co of New York Inc | 100 | Consolidated Edison Inc | 100
East River | 2493_G_2 | 2493 | G | 2 | 1615 | Combustion Turbine |  | NY_Z_J | New York | 36 | New York | 61 | 36061 | 153.1 | 10745 | 2005 | 9999 |  |  | N | Natural Gas, Distillate Fuel Oil |  |  |  | NH3 | SCR | [8 empty] | 0.00806 | 0.00765 | 0.00806 | 0.00765 | [11 empty] | Consolidated Edison Co of New York Inc | 100 | Consolidated Edison Inc | 100
Gowanus Gas Turbines Generating | 2494_G_GT11 | 2494 | G | GT11 | 1619 | Combustion Turbine |  | NY_Z_J | New York | 36 | Kings | 47 | 36047 | 18.7 | 17321 | 1971 | 9999 |  |  | N | Distillate Fuel Oil | [12 empty] | 0.316 | 0.16278 | 0.16278 | 0.16278 | 0.16278 | [11 empty] | Astoria Generating | 100 | ArcLight Capital Partners LLC | 100
Gowanus Gas Turbines Generating | 2494_G_GT12 | 2494 | G | GT12 | 1620 | Combustion Turbine |  | NY_Z_J | New York | 36 | Kings | 47 | 36047 | 19.1 | 17315 | 1971 | 9999 |  |  | N | Distillate Fuel Oil | [12 empty] | 0.316 | 0.16278 | 0.16278 | 0.16278 | 0.16278 | [11 empty] | Astoria Generating | 100 | ArcLight Capital Partners LLC | 100
Gowanus Gas Turbines Generating | 2494_G_GT13 | 2494 | G | GT13 | 1621 | Combustion Turbine |  | NY_Z_J | New York | 36 | Kings | 47 | 36047 | 17.8 | 17325 | 1971 | 9999 |  |  | N | Distillate Fuel Oil | [12 empty] | 0.316 | 0.16278 | 0.16278 | 0.16278 | 0.16278 | [11 empty] | Astoria Generating | 100 | ArcLight Capital Partners LLC | 100
Gowanus Gas Turbines Generating | 2494_G_GT14 | 2494 | G | GT14 | 1622 | Combustion Turbine |  | NY_Z_J | New York | 36 | Kings | 47 | 36047 | 16.2 | 17316 | 1971 | 9999 |  |  | N | Distillate Fuel Oil | [12 empty] | 0.316 | 0.16278 | 0.16278 | 0.16278 | 0.16278 | [11 empty] | Astoria Generating | 100 | ArcLight Capital Partners LLC | 100
Gowanus Gas Turbines Generating | 2494_G_GT15 | 2494 | G | GT15 | 1623 | Combustion Turbine |  | NY_Z_J | New York | 36 | Kings | 47 | 36047 | 17.2 | 17324 | 1971 | 9999 |  |  | N | Distillate Fuel Oil | [12 empty] | 0.316 | 0.16278 | 0.16278 | 0.16278 | 0.16278 | [11 empty] | Astoria Generating | 100 | ArcLight Capital Partners LLC | 100
Gowanus Gas Turbines Generating | 2494_G_GT16 | 2494 | G | GT16 | 1624 | Combustion Turbine |  | NY_Z_J | New York | 36 | Kings | 47 | 36047 | 16.3 | 17321 | 1971 | 9999 |  |  | N | Distillate Fuel Oil | [12 empty] | 0.316 | 0.16278 | 0.16278 | 0.16278 | 0.16278 | [11 empty] | Astoria Generating | 100 | ArcLight Capital Partners LLC | 100
Gowanus Gas Turbines Generating | 2494_G_GT17 | 2494 | G | GT17 | 1625 | Combustion Turbine |  | NY_Z_J | New York | 36 | Kings | 47 | 36047 | 16.7 | 17317 | 1971 | 9999 |  |  | N | Distillate Fuel Oil | [12 empty] | 0.316 | 0.16278 | 0.16278 | 0.16278 | 0.16278 | [11 empty] | Astoria Generating | 100 | ArcLight Capital Partners LLC | 100
Gowanus Gas Turbines Generating | 2494_G_GT18 | 2494 | G | GT18 | 1626 | Combustion Turbine |  | NY_Z_J | New York | 36 | Kings | 47 | 36047 | 15.1 | 17327 | 1971 | 9999 |  |  | N | Distillate Fuel Oil | [12 empty] | 0.316 | 0.16278 | 0.16278 | 0.16278 | 0.16278 | [11 empty] | Astoria Generating | 100 | ArcLight Capital Partners LLC | 100
Gowanus Gas Turbines Generating | 2494_G_GT21 | 2494 | G | GT21 | 1627 | Combustion Turbine |  | NY_Z_J | New York | 36 | Kings | 47 | 36047 | 17.1 | 17313 | 1971 | 9999 |  |  | N | Natural Gas, Distillate Fuel Oil | [12 empty] | 0.316 | 0.0919 | 0.0919 | 0.0919 | 0.0919 | [11 empty] | Astoria Generating | 100 | ArcLight Capital Partners LLC | 100
Gowanus Gas Turbines Generating | 2494_G_GT22 | 2494 | G | GT22 | 1628 | Combustion Turbine |  | NY_Z_J | New York | 36 | Kings | 47 | 36047 | 18.5 | 17312 | 1971 | 9999 |  |  | N | Natural Gas, Distillate Fuel Oil | [12 empty] | 0.316 | 0.0919 | 0.0919 | 0.0919 | 0.0919 | [11 empty] | Astoria Generating | 100 | ArcLight Capital Partners LLC | 100
Gowanus Gas Turbines Generating | 2494_G_GT23 | 2494 | G | GT23 | 1629 | Combustion Turbine |  | NY_Z_J | New York | 36 | Kings | 47 | 36047 | 20 | 17313 | 1971 | 9999 |  |  | N | Natural Gas, Distillate Fuel Oil | [12 empty] | 0.316 | 0.0919 | 0.0919 | 0.0919 | 0.0919 | [11 empty] | Astoria Generating | 100 | ArcLight Capital Partners LLC | 100
Gowanus Gas Turbines Generating | 2494_G_GT24 | 2494 | G | GT24 | 1630 | Combustion Turbine |  | NY_Z_J | New York | 36 | Kings | 47 | 36047 | 17.4 | 17313 | 1971 | 9999 |  |  | N | Natural Gas, Distillate Fuel Oil | [12 empty] | 0.316 | 0.0919 | 0.0919 | 0.0919 | 0.0919 | [11 empty] | Astoria Generating | 100 | ArcLight Capital Partners LLC | 100
Gowanus Gas Turbines Generating | 2494_G_GT25 | 2494 | G | GT25 | 1631 | Combustion Turbine |  | NY_Z_J | New York | 36 | Kings | 47 | 36047 | 18.8 | 17324 | 1971 | 9999 |  |  | N | Natural Gas, Distillate Fuel Oil | [12 empty] | 0.316 | 0.0919 | 0.0919 | 0.0919 | 0.0919 | [11 empty] | Astoria Generating | 100 | ArcLight Capital Partners LLC | 100
Gowanus Gas Turbines Generating | 2494_G_GT26 | 2494 | G | GT26 | 1632 | Combustion Turbine |  | NY_Z_J | New York | 36 | Kings | 47 | 36047 | 20.2 | 17312 | 1971 | 9999 |  |  | N | Natural Gas, Distillate Fuel Oil | [12 empty] | 0.316 | 0.0919 | 0.0919 | 0.0919 | 0.0919 | [11 empty] | Astoria Generating | 100 | ArcLight Capital Partners LLC | 100
Gowanus Gas Turbines Generating | 2494_G_GT27 | 2494 | G | GT27 | 1633 | Combustion Turbine |  | NY_Z_J | New York | 36 | Kings | 47 | 36047 | 19.1 | 17315 | 1971 | 9999 |  |  | N | Natural Gas, Distillate Fuel Oil | [12 empty] | 0.316 | 0.0919 | 0.0919 | 0.0919 | 0.0919 | [11 empty] | Astoria Generating | 100 | ArcLight Capital Partners LLC | 100
Gowanus Gas Turbines Generating | 2494_G_GT28 | 2494 | G | GT28 | 1634 | Combustion Turbine |  | NY_Z_J | New York | 36 | Kings | 47 | 36047 | 16.1 | 17316 | 1971 | 9999 |  |  | N | Natural Gas, Distillate Fuel Oil | [12 empty] | 0.316 | 0.0919 | 0.0919 | 0.0919 | 0.0919 | [11 empty] | Astoria Generating | 100 | ArcLight Capital Partners LLC | 100
Gowanus Gas Turbines Generating | 2494_G_GT31 | 2494 | G | GT31 | 1635 | Combustion Turbine |  | NY_Z_J | New York | 36 | Kings | 47 | 36047 | 16.7 | 17316 | 1971 | 9999 |  |  | N | Natural Gas, Distillate Fuel Oil | [12 empty] | 0.29 | 0.0919 | 0.0919 | 0.0919 | 0.0919 | [11 empty] | Astoria Generating | 100 | ArcLight Capital Partners LLC | 100
Gowanus Gas Turbines Generating | 2494_G_GT32 | 2494 | G | GT32 | 1636 | Combustion Turbine |  | NY_Z_J | New York | 36 | Kings | 47 | 36047 | 16.8 | 17316 | 1971 | 9999 |  |  | N | Natural Gas, Distillate Fuel Oil | [12 empty] | 0.29 | 0.0919 | 0.0919 | 0.0919 | 0.0919 | [11 empty] | Astoria Generating | 100 | ArcLight Capital Partners LLC | 100
Gowanus Gas Turbines Generating | 2494_G_GT33 | 2494 | G | GT33 | 1637 | Combustion Turbine |  | NY_Z_J | New York | 36 | Kings | 47 | 36047 | 18.1 | 17320 | 1971 | 9999 |  |  | N | Natural Gas, Distillate Fuel Oil | [12 empty] | 0.29 | 0.0919 | 0.0919 | 0.0919 | 0.0919 | [11 empty] | Astoria Generating | 100 | ArcLight Capital Partners LLC | 100
Gowanus Gas Turbines Generating | 2494_G_GT34 | 2494 | G | GT34 | 1638 | Combustion Turbine |  | NY_Z_J | New York | 36 | Kings | 47 | 36047 | 16.2 | 17319 | 1971 | 9999 |  |  | N | Natural Gas, Distillate Fuel Oil | [12 empty] | 0.29 | 0.0919 | 0.0919 | 0.0919 | 0.0919 | [11 empty] | Astoria Generating | 100 | ArcLight Capital Partners LLC | 100
Gowanus Gas Turbines Generating | 2494_G_GT35 | 2494 | G | GT35 | 1639 | Combustion Turbine |  | NY_Z_J | New York | 36 | Kings | 47 | 36047 | 17.3 | 17317 | 1971 | 9999 |  |  | N | Natural Gas, Distillate Fuel Oil | [12 empty] | 0.29 | 0.0919 | 0.0919 | 0.0919 | 0.0919 | [11 empty] | Astoria Generating | 100 | ArcLight Capital Partners LLC | 100
Gowanus Gas Turbines Generating | 2494_G_GT36 | 2494 | G | GT36 | 1640 | Combustion Turbine |  | NY_Z_J | New York | 36 | Kings | 47 | 36047 | 15.5 | 17318 | 1971 | 9999 |  |  | N | Natural Gas, Distillate Fuel Oil | [12 empty] | 0.29 | 0.0919 | 0.0919 | 0.0919 | 0.0919 | [11 empty] | Astoria Generating | 100 | ArcLight Capital Partners LLC | 100
Gowanus Gas Turbines Generating | 2494_G_GT37 | 2494 | G | GT37 | 1641 | Combustion Turbine |  | NY_Z_J | New York | 36 | Kings | 47 | 36047 | 17.9 | 17314 | 1971 | 9999 |  |  | N | Natural Gas, Distillate Fuel Oil | [12 empty] | 0.29 | 0.0919 | 0.0919 | 0.0919 | 0.0919 | [11 empty] | Astoria Generating | 100 | ArcLight Capital Partners LLC | 100
Gowanus Gas Turbines Generating | 2494_G_GT38 | 2494 | G | GT38 | 1642 | Combustion Turbine |  | NY_Z_J | New York | 36 | Kings | 47 | 36047 | 17.6 | 17321 | 1971 | 9999 |  |  | N | Natural Gas, Distillate Fuel Oil | [12 empty] | 0.29 | 0.0919 | 0.0919 | 0.0919 | 0.0919 | [11 empty] | Astoria Generating | 100 | ArcLight Capital Partners LLC | 100
Gowanus Gas Turbines Generating | 2494_G_GT41 | 2494 | G | GT41 | 1643 | Combustion Turbine |  | NY_Z_J | New York | 36 | Kings | 47 | 36047 | 18.2 | 17313 | 1971 | 9999 |  |  | N | Distillate Fuel Oil | [12 empty] | 0.29 | 0.16278 | 0.16278 | 0.16278 | 0.16278 | [11 empty] | Astoria Generating | 100 | ArcLight Capital Partners LLC | 100
Gowanus Gas Turbines Generating | 2494_G_GT42 | 2494 | G | GT42 | 1644 | Combustion Turbine |  | NY_Z_J | New York | 36 | Kings | 47 | 36047 | 17.9 | 17314 | 1971 | 9999 |  |  | N | Distillate Fuel Oil | [12 empty] | 0.29 | 0.16278 | 0.16278 | 0.16278 | 0.16278 | [11 empty] | Astoria Generating | 100 | ArcLight Capital Partners LLC | 100
Gowanus Gas Turbines Generating | 2494_G_GT43 | 2494 | G | GT43 | 1645 | Combustion Turbine |  | NY_Z_J | New York | 36 | Kings | 47 | 36047 | 16.4 | 17311 | 1971 | 9999 |  |  | N | Distillate Fuel Oil | [12 empty] | 0.29 | 0.16278 | 0.16278 | 0.16278 | 0.16278 | [11 empty] | Astoria Generating | 100 | ArcLight Capital Partners LLC | 100
Gowanus Gas Turbines Generating | 2494_G_GT44 | 2494 | G | GT44 | 1646 | Combustion Turbine |  | NY_Z_J | New York | 36 | Kings | 47 | 36047 | 16.5 | 17314 | 1971 | 9999 |  |  | N | Distillate Fuel Oil | [12 empty] | 0.29 | 0.16278 | 0.16278 | 0.16278 | 0.16278 | [11 empty] | Astoria Generating | 100 | ArcLight Capital Partners LLC | 100
Gowanus Gas Turbines Generating | 2494_G_GT45 | 2494 | G | GT45 | 1647 | Combustion Turbine |  | NY_Z_J | New York | 36 | Kings | 47 | 36047 | 16.2 | 17314 | 1971 | 9999 |  |  | N | Distillate Fuel Oil | [12 empty] | 0.29 | 0.16278 | 0.16278 | 0.16278 | 0.16278 | [11 empty] | Astoria Generating | 100 | ArcLight Capital Partners LLC | 100
Gowanus Gas Turbines Generating | 2494_G_GT46 | 2494 | G | GT46 | 1648 | Combustion Turbine |  | NY_Z_J | New York | 36 | Kings | 47 | 36047 | 18 | 17313 | 1971 | 9999 |  |  | N | Distillate Fuel Oil | [12 empty] | 0.29 | 0.16278 | 0.16278 | 0.16278 | 0.16278 | [11 empty] | Astoria Generating | 100 | ArcLight Capital Partners LLC | 100
Gowanus Gas Turbines Generating | 2494_G_GT47 | 2494 | G | GT47 | 1649 | Combustion Turbine |  | NY_Z_J | New York | 36 | Kings | 47 | 36047 | 16.6 | 17318 | 1971 | 9999 |  |  | N | Distillate Fuel Oil | [12 empty] | 0.29 | 0.16278 | 0.16278 | 0.16278 | 0.16278 | [11 empty] | Astoria Generating | 100 | ArcLight Capital Partners LLC | 100
Gowanus Gas Turbines Generating | 2494_G_GT48 | 2494 | G | GT48 | 1650 | Combustion Turbine |  | NY_Z_J | New York | 36 | Kings | 47 | 36047 | 16.6 | 17314 | 1971 | 9999 |  |  | N | Distillate Fuel Oil | [12 empty] | 0.29 | 0.16278 | 0.16278 | 0.16278 | 0.16278 | [11 empty] | Astoria Generating | 100 | ArcLight Capital Partners LLC | 100
Hudson Avenue | 2496_G_GT3 | 2496 | G | GT3 | 1655 | Combustion Turbine |  | NY_Z_J | New York | 36 | Kings | 47 | 36047 | 16.7 | 20335 | 1970 | 9999 |  |  | N | Distillate Fuel Oil | [12 empty] | 0.316 | 0.16278 | 0.16278 | 0.16278 | 0.16278 | [11 empty] | Consolidated Edison Co of New York Inc | 100 | Consolidated Edison Inc | 100
Hudson Avenue | 2496_G_GT5 | 2496 | G | GT5 | 1657 | Combustion Turbine |  | NY_Z_J | New York | 36 | Kings | 47 | 36047 | 14.7 | 20160 | 1970 | 9999 |  |  | N | Distillate Fuel Oil | [12 empty] | 0.316 | 0.16278 | 0.16278 | 0.16278 | 0.16278 | [11 empty] | Consolidated Edison Co of New York Inc | 100 | Consolidated Edison Inc | 100
Narrows Gas Turbines Generating | 2499_G_NT11 | 2499 | G | NT11 | 1659 | Combustion Turbine |  | NY_Z_J | New York | 36 | Kings | 47 | 36047 | 19.6 | 17193 | 1972 | 9999 |  |  | N | Natural Gas, Distillate Fuel Oil | [12 empty] | 0.316 | 0.0919 | 0.0919 | 0.0919 | 0.0919 | [11 empty] | Astoria Generating | 100 | ArcLight Capital Partners LLC | 100
Narrows Gas Turbines Generating | 2499_G_NT12 | 2499 | G | NT12 | 1660 | Combustion Turbine |  | NY_Z_J | New York | 36 | Kings | 47 | 36047 | 17.6 | 17192 | 1972 | 9999 |  |  | N | Natural Gas, Distillate Fuel Oil | [12 empty] | 0.316 | 0.0919 | 0.0919 | 0.0919 | 0.0919 | [11 empty] | Astoria Generating | 100 | ArcLight Capital Partners LLC | 100
Narrows Gas Turbines Generating | 2499_G_NT13 | 2499 | G | NT13 | 1661 | Combustion Turbine |  | NY_Z_J | New York | 36 | Kings | 47 | 36047 | 18.6 | 17192 | 1972 | 9999 |  |  | N | Natural Gas, Distillate Fuel Oil | [12 empty] | 0.316 | 0.0919 | 0.0919 | 0.0919 | 0.0919 | [11 empty] | Astoria Generating | 100 | ArcLight Capital Partners LLC | 100
Narrows Gas Turbines Generating | 2499_G_NT14 | 2499 | G | NT14 | 1662 | Combustion Turbine |  | NY_Z_J | New York | 36 | Kings | 47 | 36047 | 18.7 | 17195 | 1972 | 9999 |  |  | N | Natural Gas, Distillate Fuel Oil | [12 empty] | 0.316 | 0.0919 | 0.0919 | 0.0919 | 0.0919 | [11 empty] | Astoria Generating | 100 | ArcLight Capital Partners LLC | 100
Narrows Gas Turbines Generating | 2499_G_NT15 | 2499 | G | NT15 | 1663 | Combustion Turbine |  | NY_Z_J | New York | 36 | Kings | 47 | 36047 | 20.6 | 17190 | 1972 | 9999 |  |  | N | Natural Gas, Distillate Fuel Oil | [12 empty] | 0.316 | 0.0919 | 0.0919 | 0.0919 | 0.0919 | [11 empty] | Astoria Generating | 100 | ArcLight Capital Partners LLC | 100
Narrows Gas Turbines Generating | 2499_G_NT16 | 2499 | G | NT16 | 1664 | Combustion Turbine |  | NY_Z_J | New York | 36 | Kings | 47 | 36047 | 15.7 | 17193 | 1972 | 9999 |  |  | N | Natural Gas, Distillate Fuel Oil | [12 empty] | 0.316 | 0.0919 | 0.0919 | 0.0919 | 0.0919 | [11 empty] | Astoria Generating | 100 | ArcLight Capital Partners LLC | 100
Narrows Gas Turbines Generating | 2499_G_NT17 | 2499 | G | NT17 | 1665 | Combustion Turbine |  | NY_Z_J | New York | 36 | Kings | 47 | 36047 | 19.8 | 17185 | 1972 | 9999 |  |  | N | Natural Gas, Distillate Fuel Oil | [12 empty] | 0.316 | 0.0919 | 0.0919 | 0.0919 | 0.0919 | [11 empty] | Astoria Generating | 100 | ArcLight Capital Partners LLC | 100
Narrows Gas Turbines Generating | 2499_G_NT18 | 2499 | G | NT18 | 1666 | Combustion Turbine |  | NY_Z_J | New York | 36 | Kings | 47 | 36047 | 17.4 | 17192 | 1972 | 9999 |  |  | N | Natural Gas, Distillate Fuel Oil | [12 empty] | 0.316 | 0.0919 | 0.0919 | 0.0919 | 0.0919 | [11 empty] | Astoria Generating | 100 | ArcLight Capital Partners LLC | 100
Narrows Gas Turbines Generating | 2499_G_NT21 | 2499 | G | NT21 | 1667 | Combustion Turbine |  | NY_Z_J | New York | 36 | Kings | 47 | 36047 | 19 | 17192 | 1972 | 9999 |  |  | N | Natural Gas, Distillate Fuel Oil | [12 empty] | 0.316 | 0.0919 | 0.0919 | 0.0919 | 0.0919 | [11 empty] | Astoria Generating | 100 | ArcLight Capital Partners LLC | 100
Narrows Gas Turbines Generating | 2499_G_NT22 | 2499 | G | NT22 | 1668 | Combustion Turbine |  | NY_Z_J | New York | 36 | Kings | 47 | 36047 | 16.3 | 17192 | 1972 | 9999 |  |  | N | Natural Gas, Distillate Fuel Oil | [12 empty] | 0.316 | 0.0919 | 0.0919 | 0.0919 | 0.0919 | [11 empty] | Astoria Generating | 100 | ArcLight Capital Partners LLC | 100
Narrows Gas Turbines Generating | 2499_G_NT23 | 2499 | G | NT23 | 1669 | Combustion Turbine |  | NY_Z_J | New York | 36 | Kings | 47 | 36047 | 17.7 | 17192 | 1972 | 9999 |  |  | N | Natural Gas, Distillate Fuel Oil | [12 empty] | 0.316 | 0.0919 | 0.0919 | 0.0919 | 0.0919 | [11 empty] | Astoria Generating | 100 | ArcLight Capital Partners LLC | 100
Narrows Gas Turbines Generating | 2499_G_NT24 | 2499 | G | NT24 | 1670 | Combustion Turbine |  | NY_Z_J | New York | 36 | Kings | 47 | 36047 | 18 | 17193 | 1972 | 9999 |  |  | N | Natural Gas, Distillate Fuel Oil | [12 empty] | 0.316 | 0.0919 | 0.0919 | 0.0919 | 0.0919 | [11 empty] | Astoria Generating | 100 | ArcLight Capital Partners LLC | 100
Narrows Gas Turbines Generating | 2499_G_NT25 | 2499 | G | NT25 | 1671 | Combustion Turbine |  | NY_Z_J | New York | 36 | Kings | 47 | 36047 | 18.4 | 17192 | 1972 | 9999 |  |  | N | Natural Gas, Distillate Fuel Oil | [12 empty] | 0.316 | 0.0919 | 0.0919 | 0.0919 | 0.0919 | [11 empty] | Astoria Generating | 100 | ArcLight Capital Partners LLC | 100
Narrows Gas Turbines Generating | 2499_G_NT26 | 2499 | G | NT26 | 1672 | Combustion Turbine |  | NY_Z_J | New York | 36 | Kings | 47 | 36047 | 16.6 | 17190 | 1972 | 9999 |  |  | N | Natural Gas, Distillate Fuel Oil | [12 empty] | 0.316 | 0.0919 | 0.0919 | 0.0919 | 0.0919 | [11 empty] | Astoria Generating | 100 | ArcLight Capital Partners LLC | 100
Narrows Gas Turbines Generating | 2499_G_NT27 | 2499 | G | NT27 | 1673 | Combustion Turbine |  | NY_Z_J | New York | 36 | Kings | 47 | 36047 | 18.9 | 17191 | 1972 | 9999 |  |  | N | Natural Gas, Distillate Fuel Oil | [12 empty] | 0.316 | 0.0919 | 0.0919 | 0.0919 | 0.0919 | [11 empty] | Astoria Generating | 100 | ArcLight Capital Partners LLC | 100
Narrows Gas Turbines Generating | 2499_G_NT28 | 2499 | G | NT28 | 1674 | Combustion Turbine |  | NY_Z_J | New York | 36 | Kings | 47 | 36047 | 16.5 | 17192 | 1972 | 9999 |  |  | N | Natural Gas, Distillate Fuel Oil | [12 empty] | 0.316 | 0.0919 | 0.0919 | 0.0919 | 0.0919 | [11 empty] | Astoria Generating | 100 | ArcLight Capital Partners LLC | 100
Kerckhoff | 250_G_H1 | 250 | G | H1 |  | Hydro |  | WEC_CALN | California | 6 | Fresno | 19 | 06019 | 12.6 | 0 | 1920 | 9999 |  |  | N | Hydro | [13 empty] | 0 | 0 | 0 | 0 | [11 empty] | Pacific Gas & Electric Co | 100 | PG&E Corp | 100
Kerckhoff | 250_G_H3 | 250 | G | H3 |  | Hydro |  | WEC_CALN | California | 6 | Fresno | 19 | 06019 | 12.6 | 0 | 1920 | 9999 |  |  | N | Hydro | [13 empty] | 0 | 0 | 0 | 0 | [11 empty] | Pacific Gas & Electric Co | 100 | PG&E Corp | 100
Ravenswood | 2500_G_4 | 2500 | G | 4 | 89141 | Combined Cycle |  | NY_Z_J | New York | 36 | Queens | 81 | 36081 | 169.7 | 7425 | 2003 | 9999 |  |  | N | Natural Gas, Distillate Fuel Oil |  |  |  | DLNB + NH3 | SCR | [8 empty] | 0.0071411 | 0.0071411 | 0.0071411 | 0.0071411 | [11 empty] | Helix Ravenswood LLC | 100 | LS Power Group | 100
Ravenswood | 2500_G_4S | 2500 | G | 4S | 89141 | Combined Cycle |  | NY_Z_J | New York | 36 | Queens | 81 | 36081 | 79.1 | 7425 | 2003 | 9999 | other |  | N | Natural Gas, Distillate Fuel Oil |  |  |  | LNB | SCR | [8 empty] | 0.0071411 | 0.0071411 | 0.0071411 | 0.0071411 | [11 empty] | Helix Ravenswood LLC | 100 | LS Power Group | 100
Ravenswood | 2500_G_GT1 | 2500 | G | GT1 | 1682 | Combustion Turbine |  | NY_Z_J | New York | 36 | Queens | 81 | 36081 | 8.7 | 16896 | 1967 | 9999 |  |  | N | Natural Gas | [12 empty] | 0.316 | 0.0919 | 0.0919 | 0.0919 | 0.0919 | [11 empty] | Helix Ravenswood LLC | 100 | LS Power Group | 100
Ravenswood | 2500_G_GT10 | 2500 | G | GT10 | 1689 | Combustion Turbine |  | NY_Z_J | New York | 36 | Queens | 81 | 36081 | 19.2 | 16885 | 1969 | 9999 |  |  | N | Natural Gas, Distillate Fuel Oil | [12 empty] | 0.316 | 0.0919 | 0.0919 | 0.0919 | 0.0919 | [11 empty] | Helix Ravenswood LLC | 100 | LS Power Group | 100
Ravenswood | 2500_G_GT11 | 2500 | G | GT11 | 1690 | Combustion Turbine |  | NY_Z_J | New York | 36 | Queens | 81 | 36081 | 17.3 | 16888 | 1969 | 9999 |  |  | N | Natural Gas, Distillate Fuel Oil | [12 empty] | 0.316 | 0.0919 | 0.0919 | 0.0919 | 0.0919 | [11 empty] | Helix Ravenswood LLC | 100 | LS Power Group | 100
59th Street | 2503_G_GT1 | 2503 | G | GT1 | 1713 | Combustion Turbine |  | NY_Z_J | New York | 36 | New York | 61 | 36061 | 15.5 | 18360 | 1969 | 9999 |  |  | N | Natural Gas, Distillate Fuel Oil | [12 empty] | 0.316 | 0.0919 | 0.0919 | 0.0919 | 0.0919 | [11 empty] | Consolidated Edison Co of New York Inc | 100 | Consolidated Edison Inc | 100
74th Street | 2504_G_GT1 | 2504 | G | GT1 | 1717 | Combustion Turbine |  | NY_Z_J | New York | 36 | New York | 61 | 36061 | 19 | 13865 | 1968 | 9999 |  |  | N | Distillate Fuel Oil | [12 empty] | 0.316 | 0.16278 | 0.16278 | 0.16278 | 0.16278 | [11 empty] | Consolidated Edison Co of New York Inc | 100 | Consolidated Edison Inc | 100
74th Street | 2504_G_GT2 | 2504 | G | GT2 | 1718 | Combustion Turbine |  | NY_Z_J | New York | 36 | New York | 61 | 36061 | 18.9 | 13867 | 1968 | 9999 |  |  | N | Distillate Fuel Oil | [12 empty] | 0.316 | 0.16278 | 0.16278 | 0.16278 | 0.16278 | [11 empty] | Consolidated Edison Co of New York Inc | 100 | Consolidated Edison Inc | 100
E F Barrett | 2511_G_10 | 2511 | G | 10 | 1729 | Combustion Turbine |  | NY_Z_K | New York | 36 | Nassau | 59 | 36059 | 39.6 | 16042 | 1971 | 9999 |  |  | N | Natural Gas, Distillate Fuel Oil | [12 empty] | 0.74 | 0.0919 | 0.0919 | 0.0919 | 0.0919 | [11 empty] | National Grid Generation LLC | 100 | National Grid Plc | 100
E F Barrett | 2511_G_11 | 2511 | G | 11 | 1731 | Combustion Turbine |  | NY_Z_K | New York | 36 | Nassau | 59 | 36059 | 40.1 | 16043 | 1971 | 9999 |  |  | N | Natural Gas, Distillate Fuel Oil | [12 empty] | 1.053 | 0.0919 | 0.0919 | 0.0919 | 0.0919 | [11 empty] | National Grid Generation LLC | 100 | National Grid Plc | 100
E F Barrett | 2511_G_12 | 2511 | G | 12 | 1733 | Combustion Turbine |  | NY_Z_K | New York | 36 | Nassau | 59 | 36059 | 40.9 | 16043 | 1971 | 9999 |  |  | N | Natural Gas, Distillate Fuel Oil | [12 empty] | 1.053 | 0.0919 | 0.0919 | 0.0919 | 0.0919 | [11 empty] | National Grid Generation LLC | 100 | National Grid Plc | 100
E F Barrett | 2511_G_3 | 2511 | G | 3 | 1721 | Combustion Turbine |  | NY_Z_K | New York | 36 | Nassau | 59 | 36059 | 17.2 | 16043 | 1970 | 9999 |  |  | N | Natural Gas, Distillate Fuel Oil | [12 empty] | 1.053 | 0.0919 | 0.0919 | 0.0919 | 0.0919 | [11 empty] | National Grid Generation LLC | 100 | National Grid Plc | 100
E F Barrett | 2511_G_4 | 2511 | G | 4 | 1722 | Combustion Turbine |  | NY_Z_K | New York | 36 | Nassau | 59 | 36059 | 17.1 | 16042 | 1970 | 9999 |  |  | N | Natural Gas, Distillate Fuel Oil | [12 empty] | 1.053 | 0.0919 | 0.0919 | 0.0919 | 0.0919 | [11 empty] | National Grid Generation LLC | 100 | National Grid Plc | 100
E F Barrett | 2511_G_5 | 2511 | G | 5 | 1723 | Combustion Turbine |  | NY_Z_K | New York | 36 | Nassau | 59 | 36059 | 17.3 | 16043 | 1970 | 9999 |  |  | N | Natural Gas, Distillate Fuel Oil | [12 empty] | 1.053 | 0.0919 | 0.0919 | 0.0919 | 0.0919 | [11 empty] | National Grid Generation LLC | 100 | National Grid Plc | 100
E F Barrett | 2511_G_6 | 2511 | G | 6 | 1724 | Combustion Turbine |  | NY_Z_K | New York | 36 | Nassau | 59 | 36059 | 17.8 | 16045 | 1970 | 9999 |  |  | N | Natural Gas, Distillate Fuel Oil | [12 empty] | 1.053 | 0.0919 | 0.0919 | 0.0919 | 0.0919 | [11 empty] | National Grid Generation LLC | 100 | National Grid Plc | 100
E F Barrett | 2511_G_8 | 2511 | G | 8 | 1726 | Combustion Turbine |  | NY_Z_K | New York | 36 | Nassau | 59 | 36059 | 16.9 | 16042 | 1970 | 9999 |  |  | N | Natural Gas, Distillate Fuel Oil | [12 empty] | 1.053 | 0.0919 | 0.0919 | 0.0919 | 0.0919 | [11 empty] | National Grid Generation LLC | 100 | National Grid Plc | 100
E F Barrett | 2511_G_9 | 2511 | G | 9 | 1735 | Combustion Turbine |  | NY_Z_K | New York | 36 | Nassau | 59 | 36059 | 40.7 | 16044 | 1971 | 9999 |  |  | N | Natural Gas, Distillate Fuel Oil | [12 empty] | 1.053 | 0.0919 | 0.0919 | 0.0919 | 0.0919 | [11 empty] | National Grid Generation LLC | 100 | National Grid Plc | 100
E F Barrett | 2511_G_GT1 | 2511 | G | GT1 | 1728 | Combustion Turbine |  | NY_Z_K | New York | 36 | Nassau | 59 | 36059 | 17.4 | 16046 | 1970 | 9999 |  |  | N | Natural Gas, Distillate Fuel Oil | [12 empty] | 1.053 | 0.0919 | 0.0919 | 0.0919 | 0.0919 | [11 empty] | National Grid Generation LLC | 100 | National Grid Plc | 100
E F Barrett | 2511_G_GT2 | 2511 | G | GT2 | 1728 | Combustion Turbine |  | NY_Z_K | New York | 36 | Nassau | 59 | 36059 | 17.5 | 16050 | 1970 | 9999 |  |  | N | Natural Gas, Distillate Fuel Oil | [12 empty] | 1.053 | 0.0919 | 0.0919 | 0.0919 | 0.0919 | [11 empty] | National Grid Generation LLC | 100 | National Grid Plc | 100
East Hampton | 2512_G_1 | 2512 | G | 1 | 1737 | Combustion Turbine |  | NY_Z_K | New York | 36 | Suffolk | 103 | 36103 | 19.2 | 13958 | 1970 | 9999 |  |  | N | Distillate Fuel Oil | [12 empty] | 1.053 | 0.16278 | 0.16278 | 0.16278 | 0.16278 | [11 empty] | National Grid Generation LLC | 100 | National Grid Plc | 100
East Hampton | 2512_G_2 | 2512 | G | 2 |  | Combustion Turbine | IC Engine | NY_Z_K | New York | 36 | Suffolk | 103 | 36103 | 2 | 10800 | 1962 | 9999 |  |  | N | Distillate Fuel Oil | [12 empty] | 1.053 | 0.53099 | 0.53099 | 0.53099 | 0.53099 | [11 empty] | National Grid Generation LLC | 100 | National Grid Plc | 100
East Hampton | 2512_G_3 | 2512 | G | 3 |  | Combustion Turbine | IC Engine | NY_Z_K | New York | 36 | Suffolk | 103 | 36103 | 2 | 10800 | 1962 | 9999 |  |  | N | Distillate Fuel Oil | [12 empty] | 1.053 | 0.53099 | 0.53099 | 0.53099 | 0.53099 | [11 empty] | National Grid Generation LLC | 100 | National Grid Plc | 100
East Hampton | 2512_G_4 | 2512 | G | 4 |  | Combustion Turbine | IC Engine | NY_Z_K | New York | 36 | Suffolk | 103 | 36103 | 2 | 10800 | 1962 | 9999 |  |  | N | Distillate Fuel Oil | [12 empty] | 1.053 | 0.53099 | 0.53099 | 0.53099 | 0.53099 | [11 empty] | National Grid Generation LLC | 100 | National Grid Plc | 100
Glenwood | 2514_G_GT2 | 2514 | G | GT2 | 1741 | Combustion Turbine |  | NY_Z_K | New York | 36 | Nassau | 59 | 36059 | 49 | 15453 | 1972 | 9999 |  |  | N | Distillate Fuel Oil | [12 empty] | 2.106 | 0.16278 | 0.16278 | 0.16278 | 0.16278 | [11 empty] | National Grid Generation LLC | 100 | National Grid Plc | 100
Glenwood | 2514_G_GT3 | 2514 | G | GT3 | 1742 | Combustion Turbine |  | NY_Z_K | New York | 36 | Nassau | 59 | 36059 | 55.1 | 15482 | 1972 | 9999 |  |  | N | Distillate Fuel Oil | [12 empty] | 2.106 | 0.16278 | 0.16278 | 0.16278 | 0.16278 | [11 empty] | National Grid Generation LLC | 100 | National Grid Plc | 100
Northport | 2516_G_GT1 | 2516 | G | GT1 | 1747 | Combustion Turbine |  | NY_Z_K | New York | 36 | Suffolk | 103 | 36103 | 11.8 | 25000 | 1967 | 9999 |  |  | N | Distillate Fuel Oil | [12 empty] | 1.053 | 0.16278 | 0.16278 | 0.16278 | 0.16278 | [11 empty] | National Grid Generation LLC | 100 | National Grid Plc | 100
Port Jefferson | 2517_G_GT1 | 2517 | G | GT1 | 1752 | Combustion Turbine |  | NY_Z_K | New York | 36 | Suffolk | 103 | 36103 | 12.1 | 10804 | 1966 | 9999 |  |  | N | Distillate Fuel Oil | [12 empty] | 1.053 | 0.16278 | 0.16278 | 0.16278 | 0.16278 | [11 empty] | National Grid Generation LLC | 100 | National Grid Plc | 100
Port Jefferson | 2517_G_GT2 | 2517 | G | GT2 | 10016 | Combustion Turbine |  | NY_Z_K | New York | 36 | Suffolk | 103 | 36103 | 40.5 | 10808 | 2002 | 9999 |  |  | N | Natural Gas, Distillate Fuel Oil |  |  |  | H2O | SCR | [7 empty] | 1.053 | 0.01605 | 0.01288 | 0.01605 | 0.01288 | [11 empty] | National Grid Generation LLC | 100 | National Grid Plc | 100
Port Jefferson | 2517_G_GT3 | 2517 | G | GT3 | 10017 | Combustion Turbine |  | NY_Z_K | New York | 36 | Suffolk | 103 | 36103 | 41.1 | 10810 | 2002 | 9999 |  |  | N | Natural Gas, Distillate Fuel Oil |  |  |  | H2O | SCR | [7 empty] | 1.053 | 0.01661 | 0.0139 | 0.01661 | 0.0139 | [11 empty] | National Grid Generation LLC | 100 | National Grid Plc | 100
Shoreham | 2518_G_GT1 | 2518 | G | GT1 | 2958 | Combustion Turbine |  | NY_Z_K | New York | 36 | Suffolk | 103 | 36103 | 49.8 | 16203 | 1971 | 9999 |  |  | N | Distillate Fuel Oil |  |  |  |  | SCR | [7 empty] | 1.053 | 0.70389 | 0.02816 | 0.70389 | 0.02816 | [11 empty] | National Grid Generation LLC | 100 | National Grid Plc | 100
Shoreham | 2518_G_GT2 | 2518 | G | GT2 | 2959 | Combustion Turbine |  | NY_Z_K | New York | 36 | Suffolk | 103 | 36103 | 15.9 | 16208 | 1966 | 9999 |  |  | N | Distillate Fuel Oil |  |  |  |  | SCR | [7 empty] | 1.053 | 0.78927 | 0.15785 | 0.78927 | 0.15785 | [11 empty] | National Grid Generation LLC | 100 | National Grid Plc | 100
South Hampton | 2519_G_1 | 2519 | G | 1 |  | Combustion Turbine |  | NY_Z_K | New York | 36 | Suffolk | 103 | 36103 | 8.5 | 25000 | 1963 | 9999 |  |  | N | Distillate Fuel Oil | [12 empty] | 1.053 | 0.4307 | 0.4307 | 0.4307 | 0.4307 | [11 empty] | National Grid Generation LLC | 100 | National Grid Plc | 100
Southold | 2520_G_1 | 2520 | G | 1 |  | Combustion Turbine |  | NY_Z_K | New York | 36 | Suffolk | 103 | 36103 | 10 | 25000 | 1964 | 9999 |  |  | N | Distillate Fuel Oil | [12 empty] | 1.053 | 0.4307 | 0.4307 | 0.4307 | 0.4307 | [11 empty] | National Grid Generation LLC | 100 | National Grid Plc | 100
Cadyville | 2522_G_1 | 2522 | G | 1 |  | Hydro |  | NY_Z_D | New York | 36 | Clinton | 19 | 36019 | 1.2 | 0 | 1921 | 9999 |  |  | N | Hydro | [13 empty] | 0 | 0 | 0 | 0 | [11 empty] | New York State Electric & Gas Corp | 100 | Iberdrola SA | 100
Cadyville | 2522_G_2 | 2522 | G | 2 |  | Hydro |  | NY_Z_D | New York | 36 | Clinton | 19 | 36019 | 1.2 | 0 | 1921 | 9999 |  |  | N | Hydro | [13 empty] | 0 | 0 | 0 | 0 | [11 empty] | New York State Electric & Gas Corp | 100 | Iberdrola SA | 100
Cadyville | 2522_G_3 | 2522 | G | 3 |  | Hydro |  | NY_Z_D | New York | 36 | Clinton | 19 | 36019 | 3.1 | 0 | 1986 | 9999 |  |  | N | Hydro | [13 empty] | 0 | 0 | 0 | 0 | [11 empty] | New York State Electric & Gas Corp | 100 | Iberdrola SA | 100
Harris Lake | 2528_G_1 | 2528 | G | 1 |  | Combustion Turbine | IC Engine | NY_Z_D | New York | 36 | Essex | 31 | 36031 | 1.7 | 15223 | 1967 | 9999 |  |  | N | Distillate Fuel Oil | [12 empty] | 1.053 | 0.27131 | 0.27131 | 0.27131 | 0.27131 | [11 empty] | New York State Electric & Gas Corp | 100 | Iberdrola SA | 100
Harris Lake | 2528_G_2 | 2528 | G | 2 |  | Combustion Turbine | IC Engine | NY_Z_D | New York | 36 | Essex | 31 | 36031 | 2.3 | 15013 | 2017 | 9999 |  |  | N | Distillate Fuel Oil | [13 empty] | 0.63126 | 0.63126 | 0.63126 | 0.63126 | [11 empty] | New York State Electric & Gas Corp | 100 | Iberdrola SA | 100
High Falls - Saranac NY | 2530_G_1 | 2530 | G | 1 |  | Hydro |  | NY_Z_D | New York | 36 | Clinton | 19 | 36019 | 4 | 0 | 1948 | 9999 |  |  | N | Hydro | [13 empty] | 0 | 0 | 0 | 0 | [11 empty] | New York State Electric & Gas Corp | 100 | Iberdrola SA | 100
High Falls - Saranac NY | 2530_G_2 | 2530 | G | 2 |  | Hydro |  | NY_Z_D | New York | 36 | Clinton | 19 | 36019 | 4 | 0 | 1949 | 9999 |  |  | N | Hydro | [13 empty] | 0 | 0 | 0 | 0 | [11 empty] | New York State Electric & Gas Corp | 100 | Iberdrola SA | 100
High Falls - Saranac NY | 2530_G_3 | 2530 | G | 3 |  | Hydro |  | NY_Z_D | New York | 36 | Clinton | 19 | 36019 | 7 | 0 | 1956 | 9999 |  |  | N | Hydro | [13 empty] | 0 | 0 | 0 | 0 | [11 empty] | New York State Electric & Gas Corp | 100 | Iberdrola SA | 100
Kent Falls | 2532_G_1 | 2532 | G | 1 |  | Hydro |  | NY_Z_D | New York | 36 | Clinton | 19 | 36019 | 3.8 | 0 | 1928 | 9999 |  |  | N | Hydro | [13 empty] | 0 | 0 | 0 | 0 | [11 empty] | New York State Electric & Gas Corp | 100 | Iberdrola SA | 100
Kent Falls | 2532_G_2 | 2532 | G | 2 |  | Hydro |  | NY_Z_D | New York | 36 | Clinton | 19 | 36019 | 3.8 | 0 | 1928 | 9999 |  |  | N | Hydro | [13 empty] | 0 | 0 | 0 | 0 | [11 empty] | New York State Electric & Gas Corp | 100 | Iberdrola SA | 100
Kent Falls | 2532_G_3 | 2532 | G | 3 |  | Hydro |  | NY_Z_D | New York | 36 | Clinton | 19 | 36019 | 6 | 0 | 1985 | 9999 |  |  | N | Hydro | [13 empty] | 0 | 0 | 0 | 0 | [11 empty] | New York State Electric & Gas Corp | 100 | Iberdrola SA | 100
Bethlehem Energy Center | 2539_G_5 | 2539 | G | 5 | 1771 | Combined Cycle |  | NY_Z_F | New York | 36 | Albany | 1 | 36001 | 182.6 | 7056 | 2005 | 9999 |  |  | N | Natural Gas |  |  |  | LNB | SCR | [8 empty] | 0.0072206 | 0.0072206 | 0.0072206 | 0.0072206 | [11 empty] | PSEG Power New York Inc | 100 | Public Service Enterprise Group Inc | 100
Bethlehem Energy Center | 2539_G_6 | 2539 | G | 6 | 1772 | Combined Cycle |  | NY_Z_F | New York | 36 | Albany | 1 | 36001 | 182.6 | 7056 | 2005 | 9999 |  |  | N | Natural Gas |  |  |  | LNB | SCR | [8 empty] | 0.0072206 | 0.0072206 | 0.0072206 | 0.0072206 | [11 empty] | PSEG Power New York Inc | 100 | Public Service Enterprise Group Inc | 100
Bethlehem Energy Center | 2539_G_7 | 2539 | G | 7 | 1773 | Combined Cycle |  | NY_Z_F | New York | 36 | Albany | 1 | 36001 | 182.6 | 7056 | 2005 | 9999 |  |  | N | Natural Gas |  |  |  | LNB | SCR | [8 empty] | 0.0072206 | 0.0072206 | 0.0072206 | 0.0072206 | [11 empty] | PSEG Power New York Inc | 100 | Public Service Enterprise Group Inc | 100
Bethlehem Energy Center | 2539_G_8 | 2539 | G | 8 | 1771 | Combined Cycle |  | NY_Z_F | New York | 36 | Albany | 1 | 36001 | 257 | 7056 | 2005 | 9999 |  |  | N | Natural Gas |  |  |  | LNB | SCR | [8 empty] | 0.0072206 | 0.0072206 | 0.0072206 | 0.0072206 | [11 empty] | PSEG Power New York Inc | 100 | Public Service Enterprise Group Inc | 100
Kings River PH | 254_G_H1 | 254 | G | H1 |  | Hydro |  | WEC_CALN | California | 6 | Fresno | 19 | 06019 | 52 | 0 | 1962 | 9999 |  |  | N | Hydro | [13 empty] | 0 | 0 | 0 | 0 | [11 empty] | Pacific Gas & Electric Co | 100 | PG&E Corp | 100
Allens Falls | 2540_G_1 | 2540 | G | 1 |  | Hydro |  | NY_Z_D | New York | 36 | St Lawrence | 89 | 36089 | 3.5 | 0 | 1927 | 9999 |  |  | N | Hydro | [13 empty] | 0 | 0 | 0 | 0 | [11 empty] | Brookfield Renewable Energy Partners LP | 100 | Brookfield Asset Management Inc | 100
Beardslee | 2543_G_1 | 2543 | G | 1 |  | Hydro |  | NY_Z_F | New York | 36 | Herkimer | 43 | 36043 | 8.5 | 0 | 1924 | 9999 |  |  | N | Hydro | [13 empty] | 0 | 0 | 0 | 0 | [11 empty] | Brookfield Renewable Energy Partners LP | 100 | Brookfield Asset Management Inc | 100
Beardslee | 2543_G_2 | 2543 | G | 2 |  | Hydro |  | NY_Z_F | New York | 36 | Herkimer | 43 | 36043 | 8.1 | 0 | 1924 | 9999 |  |  | N | Hydro | [13 empty] | 0 | 0 | 0 | 0 | [11 empty] | Brookfield Renewable Energy Partners LP | 100 | Brookfield Asset Management Inc | 100
Belfort | 2544_G_1 | 2544 | G | 1 |  | Hydro |  | NY_Z_C&E | New York | 36 | Lewis | 49 | 36049 | 0.4 | 0 | 1903 | 9999 |  |  | N | Hydro | [13 empty] | 0 | 0 | 0 | 0 | [11 empty] | Brookfield Renewable Energy Partners LP | 100 | Brookfield Asset Management Inc | 100
Belfort | 2544_G_2 | 2544 | G | 2 |  | Hydro |  | NY_Z_C&E | New York | 36 | Lewis | 49 | 36049 | 0.5 | 0 | 1915 | 9999 |  |  | N | Hydro | [13 empty] | 0 | 0 | 0 | 0 | [11 empty] | Brookfield Renewable Energy Partners LP | 100 | Brookfield Asset Management Inc | 100
Belfort | 2544_G_3 | 2544 | G | 3 |  | Hydro |  | NY_Z_C&E | New York | 36 | Lewis | 49 | 36049 | 0.9 | 0 | 1918 | 9999 |  |  | N | Hydro | [13 empty] | 0 | 0 | 0 | 0 | [11 empty] | Brookfield Renewable Energy Partners LP | 100 | Brookfield Asset Management Inc | 100
Bennetts Bridge | 2545_G_1 | 2545 | G | 1 |  | Hydro |  | NY_Z_C&E | New York | 36 | Oswego | 75 | 36075 | 8.4 | 0 | 1932 | 9999 |  |  | N | Hydro | [13 empty] | 0 | 0 | 0 | 0 | [11 empty] | Brookfield Renewable Energy Partners LP | 100 | Brookfield Asset Management Inc | 100
Bennetts Bridge | 2545_G_2 | 2545 | G | 2 |  | Hydro |  | NY_Z_C&E | New York | 36 | Oswego | 75 | 36075 | 8.4 | 0 | 1932 | 9999 |  |  | N | Hydro | [13 empty] | 0 | 0 | 0 | 0 | [11 empty] | Brookfield Renewable Energy Partners LP | 100 | Brookfield Asset Management Inc | 100
Bennetts Bridge | 2545_G_3 | 2545 | G | 3 |  | Hydro |  | NY_Z_C&E | New York | 36 | Oswego | 75 | 36075 | 6.3 | 0 | 1966 | 9999 |  |  | N | Hydro | [13 empty] | 0 | 0 | 0 | 0 | [11 empty] | Brookfield Renewable Energy Partners LP | 100 | Brookfield Asset Management Inc | 100
Bennetts Bridge | 2545_G_4 | 2545 | G | 4 |  | Hydro |  | NY_Z_C&E | New York | 36 | Oswego | 75 | 36075 | 7.2 | 0 | 1966 | 9999 |  |  | N | Hydro | [13 empty] | 0 | 0 | 0 | 0 | [11 empty] | Brookfield Renewable Energy Partners LP | 100 | Brookfield Asset Management Inc | 100
Black River | 2546_G_1 | 2546 | G | 1 |  | Hydro |  | NY_Z_C&E | New York | 36 | Jefferson | 45 | 36045 | 1.5 | 0 | 1920 | 9999 |  |  | N | Hydro | [13 empty] | 0 | 0 | 0 | 0 | [11 empty] | Brookfield Renewable Energy Partners LP | 100 | Brookfield Asset Management Inc | 100
Black River | 2546_G_2 | 2546 | G | 2 |  | Hydro |  | NY_Z_C&E | New York | 36 | Jefferson | 45 | 36045 | 1.5 | 0 | 1920 | 9999 |  |  | N | Hydro | [13 empty] | 0 | 0 | 0 | 0 | [11 empty] | Brookfield Renewable Energy Partners LP | 100 | Brookfield Asset Management Inc | 100
Black River | 2546_G_3 | 2546 | G | 3 |  | Hydro |  | NY_Z_C&E | New York | 36 | Jefferson | 45 | 36045 | 1.5 | 0 | 1920 | 9999 |  |  | N | Hydro | [13 empty] | 0 | 0 | 0 | 0 | [11 empty] | Brookfield Renewable Energy Partners LP | 100 | Brookfield Asset Management Inc | 100
Blake | 2547_G_1 | 2547 | G | 1 |  | Hydro |  | NY_Z_C&E | New York | 36 | St Lawrence | 89 | 36089 | 14.2 | 0 | 1957 | 9999 |  |  | N | Hydro | [13 empty] | 0 | 0 | 0 | 0 | [11 empty] | Brookfield Renewable Energy Partners LP | 100 | Brookfield Asset Management Inc | 100
Browns Falls | 2548_G_1 | 2548 | G | 1 |  | Hydro |  | NY_Z_C&E | New York | 36 | St Lawrence | 89 | 36089 | 7.9 | 0 | 1923 | 9999 |  |  | N | Hydro | [13 empty] | 0 | 0 | 0 | 0 | [11 empty] | Brookfield Renewable Energy Partners LP | 100 | Brookfield Asset Management Inc | 100
Browns Falls | 2548_G_2 | 2548 | G | 2 |  | Hydro |  | NY_Z_C&E | New York | 36 | St Lawrence | 89 | 36089 | 7.9 | 0 | 1923 | 9999 |  |  | N | Hydro | [13 empty] | 0 | 0 | 0 | 0 | [11 empty] | Brookfield Renewable Energy Partners LP | 100 | Brookfield Asset Management Inc | 100
Lime Saddle | 255_G_1 | 255 | G | 1 |  | Hydro |  | WEC_CALN | California | 6 | Butte | 7 | 06007 | 1 | 0 | 1906 | 9999 |  |  | N | Hydro | [13 empty] | 0 | 0 | 0 | 0 | [11 empty] | Pacific Gas & Electric Co | 100 | PG&E Corp | 100
Lime Saddle | 255_G_2 | 255 | G | 2 |  | Hydro |  | WEC_CALN | California | 6 | Butte | 7 | 06007 | 1 | 0 | 1906 | 9999 |  |  | N | Hydro | [13 empty] | 0 | 0 | 0 | 0 | [11 empty] | Pacific Gas & Electric Co | 100 | PG&E Corp | 100
Chasm | 2550_G_1 | 2550 | G | 1 |  | Hydro |  | NY_Z_D | New York | 36 | Franklin | 33 | 36033 | 0.5 | 0 | 1913 | 9999 |  |  | N | Hydro | [13 empty] | 0 | 0 | 0 | 0 | [11 empty] | Brookfield Renewable Energy Partners LP | 100 | Brookfield Asset Management Inc | 100
Chasm | 2550_G_2 | 2550 | G | 2 |  | Hydro |  | NY_Z_D | New York | 36 | Franklin | 33 | 36033 | 0.5 | 0 | 1913 | 9999 |  |  | N | Hydro | [13 empty] | 0 | 0 | 0 | 0 | [11 empty] | Brookfield Renewable Energy Partners LP | 100 | Brookfield Asset Management Inc | 100
Chasm | 2550_G_3 | 2550 | G | 3 |  | Hydro |  | NY_Z_D | New York | 36 | Franklin | 33 | 36033 | 0.6 | 0 | 1926 | 9999 |  |  | N | Hydro | [13 empty] | 0 | 0 | 0 | 0 | [11 empty] | Brookfield Renewable Energy Partners LP | 100 | Brookfield Asset Management Inc | 100
Colton | 2551_G_1 | 2551 | G | 1 |  | Hydro |  | NY_Z_C&E | New York | 36 | St Lawrence | 89 | 36089 | 9.9 | 0 | 1918 | 9999 |  |  | N | Hydro | [13 empty] | 0 | 0 | 0 | 0 | [11 empty] | Brookfield Renewable Energy Partners LP | 100 | Brookfield Asset Management Inc | 100
Colton | 2551_G_2 | 2551 | G | 2 |  | Hydro |  | NY_Z_C&E | New York | 36 | St Lawrence | 89 | 36089 | 10.3 | 0 | 1918 | 9999 |  |  | N | Hydro | [13 empty] | 0 | 0 | 0 | 0 | [11 empty] | Brookfield Renewable Energy Partners LP | 100 | Brookfield Asset Management Inc | 100
Colton | 2551_G_3 | 2551 | G | 3 |  | Hydro |  | NY_Z_C&E | New York | 36 | St Lawrence | 89 | 36089 | 9.5 | 0 | 1928 | 9999 |  |  | N | Hydro | [13 empty] | 0 | 0 | 0 | 0 | [11 empty] | Brookfield Renewable Energy Partners LP | 100 | Brookfield Asset Management Inc | 100
Deferiet | 2552_G_1 | 2552 | G | 1 |  | Hydro |  | NY_Z_C&E | New York | 36 | Jefferson | 45 | 36045 | 3.6 | 0 | 1925 | 9999 |  |  | N | Hydro | [13 empty] | 0 | 0 | 0 | 0 | [11 empty] | Brookfield Renewable Energy Partners LP | 100 | Brookfield Asset Management Inc | 100
Deferiet | 2552_G_2 | 2552 | G | 2 |  | Hydro |  | NY_Z_C&E | New York | 36 | Jefferson | 45 | 36045 | 3.6 | 0 | 1925 | 9999 |  |  | N | Hydro | [13 empty] | 0 | 0 | 0 | 0 | [11 empty] | Brookfield Renewable Energy Partners LP | 100 | Brookfield Asset Management Inc | 100
Deferiet | 2552_G_3 | 2552 | G | 3 |  | Hydro |  | NY_Z_C&E | New York | 36 | Jefferson | 45 | 36045 | 3.6 | 0 | 1925 | 9999 |  |  | N | Hydro | [13 empty] | 0 | 0 | 0 | 0 | [11 empty] | Brookfield Renewable Energy Partners LP | 100 | Brookfield Asset Management Inc | 100
Eagle | 2555_G_1 | 2555 | G | 1 |  | Hydro |  | NY_Z_C&E | New York | 36 | Lewis | 49 | 36049 | 1.4 | 0 | 1914 | 9999 |  |  | N | Hydro | [13 empty] | 0 | 0 | 0 | 0 | [11 empty] | Brookfield Renewable Energy Partners LP | 100 | Brookfield Asset Management Inc | 100
Eagle | 2555_G_2 | 2555 | G | 2 |  | Hydro |  | NY_Z_C&E | New York | 36 | Lewis | 49 | 36049 | 1.2 | 0 | 1915 | 9999 |  |  | N | Hydro | [13 empty] | 0 | 0 | 0 | 0 | [11 empty] | Brookfield Renewable Energy Partners LP | 100 | Brookfield Asset Management Inc | 100
Eagle | 2555_G_3 | 2555 | G | 3 |  | Hydro |  | NY_Z_C&E | New York | 36 | Lewis | 49 | 36049 | 1.2 | 0 | 1919 | 9999 |  |  | N | Hydro | [13 empty] | 0 | 0 | 0 | 0 | [11 empty] | Brookfield Renewable Energy Partners LP | 100 | Brookfield Asset Management Inc | 100
Eagle | 2555_G_4 | 2555 | G | 4 |  | Hydro |  | NY_Z_C&E | New York | 36 | Lewis | 49 | 36049 | 2 | 0 | 1925 | 9999 |  |  | N | Hydro | [13 empty] | 0 | 0 | 0 | 0 | [11 empty] | Brookfield Renewable Energy Partners LP | 100 | Brookfield Asset Management Inc | 100
Eel Weir | 2556_G_1 | 2556 | G | 1 |  | Hydro |  | NY_Z_C&E | New York | 36 | St Lawrence | 89 | 36089 | 0.4 | 0 | 1928 | 9999 |  |  | N | Hydro | [13 empty] | 0 | 0 | 0 | 0 | [11 empty] | Brookfield Renewable Energy Partners LP | 100 | Brookfield Asset Management Inc | 100
Eel Weir | 2556_G_2 | 2556 | G | 2 |  | Hydro |  | NY_Z_C&E | New York | 36 | St Lawrence | 89 | 36089 | 0.8 | 0 | 1928 | 9999 |  |  | N | Hydro | [13 empty] | 0 | 0 | 0 | 0 | [11 empty] | Brookfield Renewable Energy Partners LP | 100 | Brookfield Asset Management Inc | 100
Eel Weir | 2556_G_3 | 2556 | G | 3 |  | Hydro |  | NY_Z_C&E | New York | 36 | St Lawrence | 89 | 36089 | 0.8 | 0 | 1928 | 9999 |  |  | N | Hydro | [13 empty] | 0 | 0 | 0 | 0 | [11 empty] | Brookfield Renewable Energy Partners LP | 100 | Brookfield Asset Management Inc | 100
Effley | 2557_G_1 | 2557 | G | 1 |  | Hydro |  | NY_Z_C&E | New York | 36 | Lewis | 49 | 36049 | 0.4 | 0 | 1902 | 9999 |  |  | N | Hydro | [13 empty] | 0 | 0 | 0 | 0 | [11 empty] | Brookfield Renewable Energy Partners LP | 100 | Brookfield Asset Management Inc | 100
Effley | 2557_G_2 | 2557 | G | 2 |  | Hydro |  | NY_Z_C&E | New York | 36 | Lewis | 49 | 36049 | 0.4 | 0 | 1907 | 9999 |  |  | N | Hydro | [13 empty] | 0 | 0 | 0 | 0 | [11 empty] | Brookfield Renewable Energy Partners LP | 100 | Brookfield Asset Management Inc | 100
Effley | 2557_G_3 | 2557 | G | 3 |  | Hydro |  | NY_Z_C&E | New York | 36 | Lewis | 49 | 36049 | 0.4 | 0 | 1910 | 9999 |  |  | N | Hydro | [13 empty] | 0 | 0 | 0 | 0 | [11 empty] | Brookfield Renewable Energy Partners LP | 100 | Brookfield Asset Management Inc | 100
Effley | 2557_G_4 | 2557 | G | 4 |  | Hydro |  | NY_Z_C&E | New York | 36 | Lewis | 49 | 36049 | 1.7 | 0 | 1923 | 9999 |  |  | N | Hydro | [13 empty] | 0 | 0 | 0 | 0 | [11 empty] | Brookfield Renewable Energy Partners LP | 100 | Brookfield Asset Management Inc | 100
Elmer | 2559_G_1 | 2559 | G | 1 |  | Hydro |  | NY_Z_C&E | New York | 36 | Lewis | 49 | 36049 | 1 | 0 | 1916 | 9999 |  |  | N | Hydro | [13 empty] | 0 | 0 | 0 | 0 | [11 empty] | Brookfield Renewable Energy Partners LP | 100 | Brookfield Asset Management Inc | 100
Elmer | 2559_G_2 | 2559 | G | 2 |  | Hydro |  | NY_Z_C&E | New York | 36 | Lewis | 49 | 36049 | 1 | 0 | 1916 | 9999 |  |  | N | Hydro | [13 empty] | 0 | 0 | 0 | 0 | [11 empty] | Brookfield Renewable Energy Partners LP | 100 | Brookfield Asset Management Inc | 100
Ephratah | 2560_G_1 | 2560 | G | 1 |  | Hydro |  | NY_Z_F | New York | 36 | Fulton | 35 | 36035 | 0.9 | 0 | 1920 | 9999 |  |  | N | Hydro | [13 empty] | 0 | 0 | 0 | 0 | [11 empty] | Brookfield Renewable Energy Partners LP | 100 | Brookfield Asset Management Inc | 100
Ephratah | 2560_G_2 | 2560 | G | 2 |  | Hydro |  | NY_Z_F | New York | 36 | Fulton | 35 | 36035 | 0.9 | 0 | 1911 | 9999 |  |  | N | Hydro | [13 empty] | 0 | 0 | 0 | 0 | [11 empty] | Brookfield Renewable Energy Partners LP | 100 | Brookfield Asset Management Inc | 100
Ephratah | 2560_G_3 | 2560 | G | 3 |  | Hydro |  | NY_Z_F | New York | 36 | Fulton | 35 | 36035 | 0.9 | 0 | 1911 | 9999 |  |  | N | Hydro | [13 empty] | 0 | 0 | 0 | 0 | [11 empty] | Brookfield Renewable Energy Partners LP | 100 | Brookfield Asset Management Inc | 100
Ephratah | 2560_G_4 | 2560 | G | 4 |  | Hydro |  | NY_Z_F | New York | 36 | Fulton | 35 | 36035 | 1 | 0 | 1911 | 9999 |  |  | N | Hydro | [13 empty] | 0 | 0 | 0 | 0 | [11 empty] | Brookfield Renewable Energy Partners LP | 100 | Brookfield Asset Management Inc | 100
East Norfolk | 2561_G_1 | 2561 | G | 1 |  | Hydro |  | NY_Z_C&E | New York | 36 | St Lawrence | 89 | 36089 | 4.1 | 0 | 1928 | 9999 |  |  | N | Hydro | [13 empty] | 0 | 0 | 0 | 0 | [11 empty] | Brookfield Renewable Energy Partners LP | 100 | Brookfield Asset Management Inc | 100
Five Falls | 2562_G_1 | 2562 | G | 1 |  | Hydro |  | NY_Z_C&E | New York | 36 | St Lawrence | 89 | 36089 | 22.4 | 0 | 1955 | 9999 |  |  | N | Hydro | [13 empty] | 0 | 0 | 0 | 0 | [11 empty] | Brookfield Renewable Energy Partners LP | 100 | Brookfield Asset Management Inc | 100
Flat Rock | 2563_G_1 | 2563 | G | 1 |  | Hydro |  | NY_Z_C&E | New York | 36 | St Lawrence | 89 | 36089 | 2.4 | 0 | 1924 | 9999 |  |  | N | Hydro | [13 empty] | 0 | 0 | 0 | 0 | [11 empty] | Brookfield Renewable Energy Partners LP | 100 | Brookfield Asset Management Inc | 100
Flat Rock | 2563_G_2 | 2563 | G | 2 |  | Hydro |  | NY_Z_C&E | New York | 36 | St Lawrence | 89 | 36089 | 2.8 | 0 | 1924 | 9999 |  |  | N | Hydro | [13 empty] | 0 | 0 | 0 | 0 | [11 empty] | Brookfield Renewable Energy Partners LP | 100 | Brookfield Asset Management Inc | 100
Franklin (NY) | 2564_G_1 | 2564 | G | 1 |  | Hydro |  | NY_Z_D | New York | 36 | Franklin | 33 | 36033 | 0.9 | 0 | 1911 | 9999 |  |  | N | Hydro | [13 empty] | 0 | 0 | 0 | 0 | [11 empty] | Brookfield Renewable Energy Partners LP | 100 | Brookfield Asset Management Inc | 100
Franklin (NY) | 2564_G_2 | 2564 | G | 2 |  | Hydro |  | NY_Z_D | New York | 36 | Franklin | 33 | 36033 | 1.1 | 0 | 1926 | 9999 |  |  | N | Hydro | [13 empty] | 0 | 0 | 0 | 0 | [11 empty] | Brookfield Renewable Energy Partners LP | 100 | Brookfield Asset Management Inc | 100
Fulton Hydro | 2566_G_1 | 2566 | G | 1 |  | Hydro |  | NY_Z_C&E | New York | 36 | Oswego | 75 | 36075 | 0.1 | 0 | 1924 | 9999 |  |  | N | Hydro | [13 empty] | 0 | 0 | 0 | 0 | [11 empty] | Brookfield Renewable Energy Partners LP | 100 | Brookfield Asset Management Inc | 100
Fulton Hydro | 2566_G_2 | 2566 | G | 2 |  | Hydro |  | NY_Z_C&E | New York | 36 | Oswego | 75 | 36075 | 0.1 | 0 | 1928 | 9999 |  |  | N | Hydro | [13 empty] | 0 | 0 | 0 | 0 | [11 empty] | Brookfield Renewable Energy Partners LP | 100 | Brookfield Asset Management Inc | 100
Glenwood Hydro | 2568_G_1 | 2568 | G | 1 |  | Hydro |  | NY_Z_B | New York | 36 | Orleans | 73 | 36073 | 0.5 | 0 | 1950 | 9999 |  |  | N | Hydro | [13 empty] | 0 | 0 | 0 | 0 | [11 empty] | Brookfield Renewable Energy Partners LP | 100 | Brookfield Asset Management Inc | 100
Glenwood Hydro | 2568_G_2 | 2568 | G | 2 |  | Hydro |  | NY_Z_B | New York | 36 | Orleans | 73 | 36073 | 0.5 | 0 | 1950 | 9999 |  |  | N | Hydro | [13 empty] | 0 | 0 | 0 | 0 | [11 empty] | Brookfield Renewable Energy Partners LP | 100 | Brookfield Asset Management Inc | 100
Glenwood Hydro | 2568_G_3 | 2568 | G | 3 |  | Hydro |  | NY_Z_B | New York | 36 | Orleans | 73 | 36073 | 0.5 | 0 | 1950 | 9999 |  |  | N | Hydro | [13 empty] | 0 | 0 | 0 | 0 | [11 empty] | Brookfield Renewable Energy Partners LP | 100 | Brookfield Asset Management Inc | 100
Granby | 2569_G_1 | 2569 | G | 1 |  | Hydro |  | NY_Z_C&E | New York | 36 | Oswego | 75 | 36075 | 5.1 | 0 | 1983 | 9999 |  |  | N | Hydro | [13 empty] | 0 | 0 | 0 | 0 | [11 empty] | Brookfield Renewable Energy Partners LP | 100 | Brookfield Asset Management Inc | 100
Granby | 2569_G_2 | 2569 | G | 2 |  | Hydro |  | NY_Z_C&E | New York | 36 | Oswego | 75 | 36075 | 5.1 | 0 | 1983 | 9999 |  |  | N | Hydro | [13 empty] | 0 | 0 | 0 | 0 | [11 empty] | Brookfield Renewable Energy Partners LP | 100 | Brookfield Asset Management Inc | 100
Hannawa | 2571_G_1 | 2571 | G | 1 |  | Hydro |  | NY_Z_C&E | New York | 36 | St Lawrence | 89 | 36089 | 3.6 | 0 | 1914 | 9999 |  |  | N | Hydro | [13 empty] | 0 | 0 | 0 | 0 | [11 empty] | Brookfield Renewable Energy Partners LP | 100 | Brookfield Asset Management Inc | 100
Hannawa | 2571_G_2 | 2571 | G | 2 |  | Hydro |  | NY_Z_C&E | New York | 36 | St Lawrence | 89 | 36089 | 3.9 | 0 | 1920 | 9999 |  |  | N | Hydro | [13 empty] | 0 | 0 | 0 | 0 | [11 empty] | Brookfield Renewable Energy Partners LP | 100 | Brookfield Asset Management Inc | 100
Herrings | 2572_G_1 | 2572 | G | 1 |  | Hydro |  | NY_Z_C&E | New York | 36 | Jefferson | 45 | 36045 | 1.5 | 0 | 1924 | 9999 |  |  | N | Hydro | [13 empty] | 0 | 0 | 0 | 0 | [11 empty] | Brookfield Renewable Energy Partners LP | 100 | Brookfield Asset Management Inc | 100
Herrings | 2572_G_2 | 2572 | G | 2 |  | Hydro |  | NY_Z_C&E | New York | 36 | Jefferson | 45 | 36045 | 1.5 | 0 | 1924 | 9999 |  |  | N | Hydro | [13 empty] | 0 | 0 | 0 | 0 | [11 empty] | Brookfield Renewable Energy Partners LP | 100 | Brookfield Asset Management Inc | 100
Herrings | 2572_G_3 | 2572 | G | 3 |  | Hydro |  | NY_Z_C&E | New York | 36 | Jefferson | 45 | 36045 | 1.5 | 0 | 1924 | 9999 |  |  | N | Hydro | [13 empty] | 0 | 0 | 0 | 0 | [11 empty] | Brookfield Renewable Energy Partners LP | 100 | Brookfield Asset Management Inc | 100
Heuvelton | 2573_G_1 | 2573 | G | 1 |  | Hydro |  | NY_Z_C&E | New York | 36 | St Lawrence | 89 | 36089 | 0.4 | 0 | 1924 | 9999 |  |  | N | Hydro | [13 empty] | 0 | 0 | 0 | 0 | [11 empty] | Brookfield Renewable Energy Partners LP | 100 | Brookfield Asset Management Inc | 100
Heuvelton | 2573_G_2 | 2573 | G | 2 |  | Hydro |  | NY_Z_C&E | New York | 36 | St Lawrence | 89 | 36089 | 0.4 | 0 | 1924 | 9999 |  |  | N | Hydro | [13 empty] | 0 | 0 | 0 | 0 | [11 empty] | Brookfield Renewable Energy Partners LP | 100 | Brookfield Asset Management Inc | 100
High Dam | 2574_G_1 | 2574 | G | 1 |  | Hydro |  | NY_Z_C&E | New York | 36 | Oswego | 75 | 36075 | 2.2 | 0 | 1928 | 9999 |  |  | N | Hydro | [13 empty] | 0 | 0 | 0 | 0 | [11 empty] | Oswego (City of) | 100 | Oswego (City of) | 100
High Dam | 2574_G_2 | 2574 | G | 2 |  | Hydro |  | NY_Z_C&E | New York | 36 | Oswego | 75 | 36075 | 2.2 | 0 | 1928 | 9999 |  |  | N | Hydro | [13 empty] | 0 | 0 | 0 | 0 | [11 empty] | Oswego (City of) | 100 | Oswego (City of) | 100
High Dam | 2574_G_3 | 2574 | G | 3 |  | Hydro |  | NY_Z_C&E | New York | 36 | Oswego | 75 | 36075 | 2.2 | 0 | 1928 | 9999 |  |  | N | Hydro | [13 empty] | 0 | 0 | 0 | 0 | [11 empty] | Oswego (City of) | 100 | Oswego (City of) | 100
High Dam | 2574_G_4 | 2574 | G | 4 |  | Hydro |  | NY_Z_C&E | New York | 36 | Oswego | 75 | 36075 | 2.2 | 0 | 1949 | 9999 |  |  | N | Hydro | [13 empty] | 0 | 0 | 0 | 0 | [11 empty] | Oswego (City of) | 100 | Oswego (City of) | 100
High Falls - Croghan NY | 2575_G_1 | 2575 | G | 1 |  | Hydro |  | NY_Z_C&E | New York | 36 | Lewis | 49 | 36049 | 1.8 | 0 | 1925 | 9999 |  |  | N | Hydro | [13 empty] | 0 | 0 | 0 | 0 | [11 empty] | Brookfield Renewable Energy Partners LP | 100 | Brookfield Asset Management Inc | 100
High Falls - Croghan NY | 2575_G_2 | 2575 | G | 2 |  | Hydro |  | NY_Z_C&E | New York | 36 | Lewis | 49 | 36049 | 1.8 | 0 | 1925 | 9999 |  |  | N | Hydro | [13 empty] | 0 | 0 | 0 | 0 | [11 empty] | Brookfield Renewable Energy Partners LP | 100 | Brookfield Asset Management Inc | 100
High Falls - Croghan NY | 2575_G_3 | 2575 | G | 3 |  | Hydro |  | NY_Z_C&E | New York | 36 | Lewis | 49 | 36049 | 1.8 | 0 | 1925 | 9999 |  |  | N | Hydro | [13 empty] | 0 | 0 | 0 | 0 | [11 empty] | Brookfield Renewable Energy Partners LP | 100 | Brookfield Asset Management Inc | 100
Higley | 2576_G_1N | 2576 | G | 1N |  | Hydro |  | NY_Z_C&E | New York | 36 | St Lawrence | 89 | 36089 | 1.5 | 0 | 2003 | 9999 |  |  | N | Hydro | [13 empty] | 0 | 0 | 0 | 0 | [11 empty] | Brookfield Renewable Energy Partners LP | 100 | Brookfield Asset Management Inc | 100
Higley | 2576_G_2N | 2576 | G | 2N |  | Hydro |  | NY_Z_C&E | New York | 36 | St Lawrence | 89 | 36089 | 1.6 | 0 | 2003 | 9999 |  |  | N | Hydro | [13 empty] | 0 | 0 | 0 | 0 | [11 empty] | Brookfield Renewable Energy Partners LP | 100 | Brookfield Asset Management Inc | 100
Higley | 2576_G_3N | 2576 | G | 3N |  | Hydro |  | NY_Z_C&E | New York | 36 | St Lawrence | 89 | 36089 | 1.6 | 0 | 2003 | 9999 |  |  | N | Hydro | [13 empty] | 0 | 0 | 0 | 0 | [11 empty] | Brookfield Renewable Energy Partners LP | 100 | Brookfield Asset Management Inc | 100
Higley | 2576_G_4N | 2576 | G | 4N |  | Hydro |  | NY_Z_C&E | New York | 36 | St Lawrence | 89 | 36089 | 1.6 | 0 | 2003 | 9999 |  |  | N | Hydro | [13 empty] | 0 | 0 | 0 | 0 | [11 empty] | Brookfield Renewable Energy Partners LP | 100 | Brookfield Asset Management Inc | 100
Hydraulic Race | 2578_G_1 | 2578 | G | 1 |  | Hydro |  | NY_Z_A | New York | 36 | Niagara | 63 | 36063 | 2.8 | 0 | 1942 | 9999 |  |  | N | Hydro | [13 empty] | 0 | 0 | 0 | 0 | [11 empty] | Brookfield Renewable Energy Partners LP | 100 | Brookfield Asset Management Inc | 100
Inghams | 2579_G_1 | 2579 | G | 1 |  | Hydro |  | NY_Z_C&E | New York | 36 | Fulton | 35 | 36035 | 2.8 | 0 | 1912 | 9999 |  |  | N | Hydro | [13 empty] | 0 | 0 | 0 | 0 | [11 empty] | Brookfield Renewable Energy Partners LP | 100 | Brookfield Asset Management Inc | 100
Inghams | 2579_G_2 | 2579 | G | 2 |  | Hydro |  | NY_Z_C&E | New York | 36 | Fulton | 35 | 36035 | 3.4 | 0 | 1912 | 9999 |  |  | N | Hydro | [13 empty] | 0 | 0 | 0 | 0 | [11 empty] | Brookfield Renewable Energy Partners LP | 100 | Brookfield Asset Management Inc | 100
Merced Falls | 258_G_1 | 258 | G | 1 |  | Hydro |  | WEC_CALN | California | 6 | Merced | 47 | 06047 | 3.5 | 0 | 1930 | 9999 |  |  | N | Hydro | [13 empty] | 0 | 0 | 0 | 0 | [11 empty] | Pacific Gas & Electric Co | 100 | PG&E Corp | 100
Johnsonville Dam | 2580_G_1 | 2580 | G | 1 |  | Hydro |  | NY_Z_F | New York | 36 | Rensselaer | 83 | 36083 | 1.1 | 0 | 1909 | 9999 |  |  | N | Hydro | [13 empty] | 0 | 0 | 0 | 0 | [11 empty] | Brookfield Renewable Energy Partners LP | 100 | Brookfield Asset Management Inc | 100
Johnsonville Dam | 2580_G_2 | 2580 | G | 2 |  | Hydro |  | NY_Z_F | New York | 36 | Rensselaer | 83 | 36083 | 1.4 | 0 | 1909 | 9999 |  |  | N | Hydro | [13 empty] | 0 | 0 | 0 | 0 | [11 empty] | Brookfield Renewable Energy Partners LP | 100 | Brookfield Asset Management Inc | 100
Kamargo | 2581_G_1 | 2581 | G | 1 |  | Hydro |  | NY_Z_C&E | New York | 36 | Jefferson | 45 | 36045 | 1.3 | 0 | 1921 | 9999 |  |  | N | Hydro | [13 empty] | 0 | 0 | 0 | 0 | [11 empty] | Brookfield Renewable Energy Partners LP | 100 | Brookfield Asset Management Inc | 100
Kamargo | 2581_G_2 | 2581 | G | 2 |  | Hydro |  | NY_Z_C&E | New York | 36 | Jefferson | 45 | 36045 | 1.3 | 0 | 1921 | 9999 |  |  | N | Hydro | [13 empty] | 0 | 0 | 0 | 0 | [11 empty] | Brookfield Renewable Energy Partners LP | 100 | Brookfield Asset Management Inc | 100
Kamargo | 2581_G_3 | 2581 | G | 3 |  | Hydro |  | NY_Z_C&E | New York | 36 | Jefferson | 45 | 36045 | 1.3 | 0 | 1921 | 9999 |  |  | N | Hydro | [13 empty] | 0 | 0 | 0 | 0 | [11 empty] | Brookfield Renewable Energy Partners LP | 100 | Brookfield Asset Management Inc | 100
Lighthouse Hill | 2582_G_1 | 2582 | G | 1 |  | Hydro |  | NY_Z_C&E | New York | 36 | Oswego | 75 | 36075 | 4 | 0 | 1930 | 9999 |  |  | N | Hydro | [13 empty] | 0 | 0 | 0 | 0 | [11 empty] | Brookfield Renewable Energy Partners LP | 100 | Brookfield Asset Management Inc | 100
Lighthouse Hill | 2582_G_2 | 2582 | G | 2 |  | Hydro |  | NY_Z_C&E | New York | 36 | Oswego | 75 | 36075 | 3.6 | 0 | 1930 | 9999 |  |  | N | Hydro | [13 empty] | 0 | 0 | 0 | 0 | [11 empty] | Brookfield Renewable Energy Partners LP | 100 | Brookfield Asset Management Inc | 100
Macomb | 2583_G_1 | 2583 | G | 1 |  | Hydro |  | NY_Z_D | New York | 36 | Franklin | 33 | 36033 | 0.8 | 0 | 1940 | 9999 |  |  | N | Hydro | [13 empty] | 0 | 0 | 0 | 0 | [11 empty] | Brookfield Renewable Energy Partners LP | 100 | Brookfield Asset Management Inc | 100
Minetto | 2586_G_1 | 2586 | G | 1 |  | Hydro |  | NY_Z_C&E | New York | 36 | Oswego | 75 | 36075 | 1.4 | 0 | 1915 | 9999 |  |  | N | Hydro | [13 empty] | 0 | 0 | 0 | 0 | [11 empty] | Brookfield Renewable Energy Partners LP | 100 | Brookfield Asset Management Inc | 100
Minetto | 2586_G_2 | 2586 | G | 2 |  | Hydro |  | NY_Z_C&E | New York | 36 | Oswego | 75 | 36075 | 1.4 | 0 | 1915 | 9999 |  |  | N | Hydro | [13 empty] | 0 | 0 | 0 | 0 | [11 empty] | Brookfield Renewable Energy Partners LP | 100 | Brookfield Asset Management Inc | 100
Minetto | 2586_G_3 | 2586 | G | 3 |  | Hydro |  | NY_Z_C&E | New York | 36 | Oswego | 75 | 36075 | 1.4 | 0 | 1915 | 9999 |  |  | N | Hydro | [13 empty] | 0 | 0 | 0 | 0 | [11 empty] | Brookfield Renewable Energy Partners LP | 100 | Brookfield Asset Management Inc | 100
Minetto | 2586_G_4 | 2586 | G | 4 |  | Hydro |  | NY_Z_C&E | New York | 36 | Oswego | 75 | 36075 | 1.4 | 0 | 1915 | 9999 |  |  | N | Hydro | [13 empty] | 0 | 0 | 0 | 0 | [11 empty] | Brookfield Renewable Energy Partners LP | 100 | Brookfield Asset Management Inc | 100
Minetto | 2586_G_5 | 2586 | G | 5 |  | Hydro |  | NY_Z_C&E | New York | 36 | Oswego | 75 | 36075 | 1.4 | 0 | 1915 | 9999 |  |  | N | Hydro | [13 empty] | 0 | 0 | 0 | 0 | [11 empty] | Brookfield Renewable Energy Partners LP | 100 | Brookfield Asset Management Inc | 100
Moshier | 2588_G_1 | 2588 | G | 1 |  | Hydro |  | NY_Z_C&E | New York | 36 | Herkimer | 43 | 36043 | 4 | 0 | 1929 | 9999 |  |  | N | Hydro | [13 empty] | 0 | 0 | 0 | 0 | [11 empty] | Brookfield Renewable Energy Partners LP | 100 | Brookfield Asset Management Inc | 100
Moshier | 2588_G_2 | 2588 | G | 2 |  | Hydro |  | NY_Z_C&E | New York | 36 | Herkimer | 43 | 36043 | 4 | 0 | 1929 | 9999 |  |  | N | Hydro | [13 empty] | 0 | 0 | 0 | 0 | [11 empty] | Brookfield Renewable Energy Partners LP | 100 | Brookfield Asset Management Inc | 100
Nine Mile Point Nuclear Station | 2589_G_1 | 2589 | G | 1 |  | Nuclear |  | NY_Z_C&E | New York | 36 | Oswego | 75 | 36075 | 624.9 | 10456 | 1969 | 9999 |  |  | N | Nuclear Fuel | [13 empty] | 0 | 0 | 0 | 0 | [11 empty] | Nine Mile Point Nuclear Station LLC | 100 | Exelon Corp | 100
Nine Mile Point Nuclear Station | 2589_G_2 | 2589 | G | 2 |  | Nuclear |  | NY_Z_C&E | New York | 36 | Oswego | 75 | 36075 | 1291.7 | 10456 | 1987 | 9999 |  |  | N | Nuclear Fuel | [13 empty] | 0 | 0 | 0 | 0 | [11 empty] | Nine Mile Point Nuclear Station LLC | 82 | Exelon Corp | 82
Norfolk | 2590_G_1 | 2590 | G | 1 |  | Hydro |  | NY_Z_C&E | New York | 36 | St Lawrence | 89 | 36089 | 5.1 | 0 | 1928 | 9999 |  |  | N | Hydro | [13 empty] | 0 | 0 | 0 | 0 | [11 empty] | Brookfield Renewable Energy Partners LP | 100 | Brookfield Asset Management Inc | 100
Norwood | 2591_G_1 | 2591 | G | 1 |  | Hydro |  | NY_Z_C&E | New York | 36 | St Lawrence | 89 | 36089 | 2.2 | 0 | 1928 | 9999 |  |  | N | Hydro | [13 empty] | 0 | 0 | 0 | 0 | [11 empty] | Brookfield Renewable Energy Partners LP | 100 | Brookfield Asset Management Inc | 100
Oswego Falls East | 2595_G_1 | 2595 | G | 1 |  | Hydro |  | NY_Z_C&E | New York | 36 | Oswego | 75 | 36075 | 1.4 | 0 | 1914 | 9999 |  |  | N | Hydro | [13 empty] | 0 | 0 | 0 | 0 | [11 empty] | Brookfield Renewable Energy Partners LP | 100 | Brookfield Asset Management Inc | 100
Oswego Falls East | 2595_G_2 | 2595 | G | 2 |  | Hydro |  | NY_Z_C&E | New York | 36 | Oswego | 75 | 36075 | 1.4 | 0 | 1914 | 9999 |  |  | N | Hydro | [13 empty] | 0 | 0 | 0 | 0 | [11 empty] | Brookfield Renewable Energy Partners LP | 100 | Brookfield Asset Management Inc | 100
Oswego Falls East | 2595_G_3 | 2595 | G | 3 |  | Hydro |  | NY_Z_C&E | New York | 36 | Oswego | 75 | 36075 | 1.4 | 0 | 1914 | 9999 |  |  | N | Hydro | [13 empty] | 0 | 0 | 0 | 0 | [11 empty] | Brookfield Renewable Energy Partners LP | 100 | Brookfield Asset Management Inc | 100
Oswego Falls West | 2596_G_4 | 2596 | G | 4 |  | Hydro |  | NY_Z_C&E | New York | 36 | Oswego | 75 | 36075 | 0.9 | 0 | 1914 | 9999 |  |  | N | Hydro | [13 empty] | 0 | 0 | 0 | 0 | [11 empty] | Brookfield Renewable Energy Partners LP | 100 | Brookfield Asset Management Inc | 100
Oswego Falls West | 2596_G_5 | 2596 | G | 5 |  | Hydro |  | NY_Z_C&E | New York | 36 | Oswego | 75 | 36075 | 0.9 | 0 | 1914 | 9999 |  |  | N | Hydro | [13 empty] | 0 | 0 | 0 | 0 | [11 empty] | Brookfield Renewable Energy Partners LP | 100 | Brookfield Asset Management Inc | 100
Oswego Falls West | 2596_G_6 | 2596 | G | 6 |  | Hydro |  | NY_Z_C&E | New York | 36 | Oswego | 75 | 36075 | 0.4 | 0 | 2008 | 9999 |  |  | N | Hydro | [13 empty] | 0 | 0 | 0 | 0 | [11 empty] | Brookfield Renewable Energy Partners LP | 100 | Brookfield Asset Management Inc | 100
Oswego Falls West | 2596_G_7 | 2596 | G | 7 |  | Hydro |  | NY_Z_C&E | New York | 36 | Oswego | 75 | 36075 | 0.4 | 0 | 2008 | 9999 |  |  | N | Hydro | [13 empty] | 0 | 0 | 0 | 0 | [11 empty] | Brookfield Renewable Energy Partners LP | 100 | Brookfield Asset Management Inc | 100
Parishville | 2597_G_1 | 2597 | G | 1 |  | Hydro |  | NY_Z_D | New York | 36 | St Lawrence | 89 | 36089 | 2.3 | 0 | 1925 | 9999 |  |  | N | Hydro | [13 empty] | 0 | 0 | 0 | 0 | [11 empty] | Brookfield Renewable Energy Partners LP | 100 | Brookfield Asset Management Inc | 100
Piercefield | 2598_G_1 | 2598 | G | 1 |  | Hydro |  | NY_Z_D | New York | 36 | St Lawrence | 89 | 36089 | 1.6 | 0 | 1957 | 9999 |  |  | N | Hydro | [13 empty] | 0 | 0 | 0 | 0 | [11 empty] | Brookfield Renewable Energy Partners LP | 100 | Brookfield Asset Management Inc | 100
Piercefield | 2598_G_2 | 2598 | G | 2 |  | Hydro |  | NY_Z_D | New York | 36 | St Lawrence | 89 | 36089 | 0.6 | 0 | 1924 | 9999 |  |  | N | Hydro | [13 empty] | 0 | 0 | 0 | 0 | [11 empty] | Brookfield Renewable Energy Partners LP | 100 | Brookfield Asset Management Inc | 100
Piercefield | 2598_G_3 | 2598 | G | 3 |  | Hydro |  | NY_Z_D | New York | 36 | St Lawrence | 89 | 36089 | 0.6 | 0 | 1924 | 9999 |  |  | N | Hydro | [13 empty] | 0 | 0 | 0 | 0 | [11 empty] | Brookfield Renewable Energy Partners LP | 100 | Brookfield Asset Management Inc | 100
Prospect | 2599_G_1 | 2599 | G | 1 |  | Hydro |  | NY_Z_C&E | New York | 36 | Oneida | 65 | 36065 | 18.3 | 0 | 1959 | 9999 |  |  | N | Hydro | [13 empty] | 0 | 0 | 0 | 0 | [11 empty] | Brookfield Renewable Energy Partners LP | 100 | Brookfield Asset Management Inc | 100
E C Gaston | 26_G_GT4 | 26 | G | GT4 |  | Combustion Turbine |  | S_SOU | Alabama | 1 | Shelby | 117 | 01117 | 16 | 22876 | 1970 | 9999 |  |  | N | Distillate Fuel Oil | [12 empty] | 0.5 | 0.8805 | 0.8805 | 0.8805 | 0.8805 | [11 empty] | Southern Electric Generating Co | 100 | Southern Co | 100
Dynegy Moss Landing Power Plant | 260_G_CT1A | 260 | G | CT1A | 149 | Combined Cycle |  | WEC_CALN | California | 6 | Monterey | 53 | 06053 | 165 | 7181 | 2002 | 9999 |  |  | N | Natural Gas |  |  |  | DLNB | SCR | [8 empty] | 0.0093426 | 0.0093426 | 0.0093426 | 0.0093426 | [11 empty] | Dynegy Moss Landing LLC | 100 | Vistra Energy | 100
Dynegy Moss Landing Power Plant | 260_G_CT1B | 260 | G | CT1B | 150 | Combined Cycle |  | WEC_CALN | California | 6 | Monterey | 53 | 06053 | 165 | 7181 | 2002 | 9999 |  |  | N | Natural Gas |  |  |  | DLNB | SCR | [8 empty] | 0.0093426 | 0.0093426 | 0.0093426 | 0.0093426 | [11 empty] | Dynegy Moss Landing LLC | 100 | Vistra Energy | 100
Dynegy Moss Landing Power Plant | 260_G_CT2A | 260 | G | CT2A | 152 | Combined Cycle |  | WEC_CALN | California | 6 | Monterey | 53 | 06053 | 165 | 7181 | 2002 | 9999 |  |  | N | Natural Gas |  |  |  | DLNB | SCR | [8 empty] | 0.0089675 | 0.0089675 | 0.0089675 | 0.0089675 | [11 empty] | Dynegy Moss Landing LLC | 100 | Vistra Energy | 100
Dynegy Moss Landing Power Plant | 260_G_CT2B | 260 | G | CT2B | 153 | Combined Cycle |  | WEC_CALN | California | 6 | Monterey | 53 | 06053 | 165 | 7181 | 2002 | 9999 |  |  | N | Natural Gas |  |  |  | DLNB | SCR | [8 empty] | 0.0089675 | 0.0089675 | 0.0089675 | 0.0089675 | [11 empty] | Dynegy Moss Landing LLC | 100 | Vistra Energy | 100
Dynegy Moss Landing Power Plant | 260_G_ST1 | 260 | G | ST1 | 149 | Combined Cycle |  | WEC_CALN | California | 6 | Monterey | 53 | 06053 | 180 | 7181 | 2002 | 9999 | other |  | N | Natural Gas |  |  |  | NH3 | SCR | [8 empty] | 0.0093426 | 0.0093426 | 0.0093426 | 0.0093426 | [11 empty] | Dynegy Moss Landing LLC | 100 | Vistra Energy | 100
Dynegy Moss Landing Power Plant | 260_G_ST2 | 260 | G | ST2 | 152 | Combined Cycle |  | WEC_CALN | California | 6 | Monterey | 53 | 06053 | 180 | 7181 | 2002 | 9999 | other |  | N | Natural Gas |  |  |  | NH3 | SCR | [8 empty] | 0.0089675 | 0.0089675 | 0.0089675 | 0.0089675 | [11 empty] | Dynegy Moss Landing LLC | 100 | Vistra Energy | 100
Rainbow Falls Hydro | 2600_G_1 | 2600 | G | 1 |  | Hydro |  | NY_Z_C&E | New York | 36 | St Lawrence | 89 | 36089 | 24 | 0 | 1956 | 9999 |  |  | N | Hydro | [13 empty] | 0 | 0 | 0 | 0 | [11 empty] | Brookfield Renewable Energy Partners LP | 100 | Brookfield Asset Management Inc | 100
Raymondville | 2601_G_1 | 2601 | G | 1 |  | Hydro |  | NY_Z_C&E | New York | 36 | St Lawrence | 89 | 36089 | 2.3 | 0 | 1928 | 9999 |  |  | N | Hydro | [13 empty] | 0 | 0 | 0 | 0 | [11 empty] | Brookfield Renewable Energy Partners LP | 100 | Brookfield Asset Management Inc | 100
South Edwards | 2604_G_1 | 2604 | G | 1 |  | Hydro |  | NY_Z_C&E | New York | 36 | St Lawrence | 89 | 36089 | 1.2 | 0 | 1912 | 9999 |  |  | N | Hydro | [13 empty] | 0 | 0 | 0 | 0 | [11 empty] | Brookfield Renewable Energy Partners LP | 100 | Brookfield Asset Management Inc | 100
South Edwards | 2604_G_2 | 2604 | G | 2 |  | Hydro |  | NY_Z_C&E | New York | 36 | St Lawrence | 89 | 36089 | 1.2 | 0 | 1912 | 9999 |  |  | N | Hydro | [13 empty] | 0 | 0 | 0 | 0 | [11 empty] | Brookfield Renewable Energy Partners LP | 100 | Brookfield Asset Management Inc | 100
South Edwards | 2604_G_3 | 2604 | G | 3 |  | Hydro |  | NY_Z_C&E | New York | 36 | St Lawrence | 89 | 36089 | 0.8 | 0 | 1921 | 9999 |  |  | N | Hydro | [13 empty] | 0 | 0 | 0 | 0 | [11 empty] | Brookfield Renewable Energy Partners LP | 100 | Brookfield Asset Management Inc | 100
South Edwards | 2604_G_4 | 2604 | G | 4 |  | Hydro |  | NY_Z_C&E | New York | 36 | St Lawrence | 89 | 36089 | 0.2 | 0 | 1994 | 9999 |  |  | N | Hydro | [13 empty] | 0 | 0 | 0 | 0 | [11 empty] | Brookfield Renewable Energy Partners LP | 100 | Brookfield Asset Management Inc | 100
School Street | 2605_G_1 | 2605 | G | 1 |  | Hydro |  | NY_Z_F | New York | 36 | Albany | 1 | 36001 | 7.5 | 0 | 1915 | 9999 |  |  | N | Hydro | [13 empty] | 0 | 0 | 0 | 0 | [11 empty] | Brookfield Renewable Energy Partners LP | 100 | Brookfield Asset Management Inc | 100
School Street | 2605_G_2 | 2605 | G | 2 |  | Hydro |  | NY_Z_F | New York | 36 | Albany | 1 | 36001 | 5.9 | 0 | 1915 | 9999 |  |  | N | Hydro | [13 empty] | 0 | 0 | 0 | 0 | [11 empty] | Brookfield Renewable Energy Partners LP | 100 | Brookfield Asset Management Inc | 100
School Street | 2605_G_3 | 2605 | G | 3 |  | Hydro |  | NY_Z_F | New York | 36 | Albany | 1 | 36001 | 6.1 | 0 | 1915 | 9999 |  |  | N | Hydro | [13 empty] | 0 | 0 | 0 | 0 | [11 empty] | Brookfield Renewable Energy Partners LP | 100 | Brookfield Asset Management Inc | 100
School Street | 2605_G_4 | 2605 | G | 4 |  | Hydro |  | NY_Z_F | New York | 36 | Albany | 1 | 36001 | 6.6 | 0 | 1922 | 9999 |  |  | N | Hydro | [13 empty] | 0 | 0 | 0 | 0 | [11 empty] | Brookfield Renewable Energy Partners LP | 100 | Brookfield Asset Management Inc | 100
School Street | 2605_G_5 | 2605 | G | 5 |  | Hydro |  | NY_Z_F | New York | 36 | Albany | 1 | 36001 | 10.8 | 0 | 1924 | 9999 |  |  | N | Hydro | [13 empty] | 0 | 0 | 0 | 0 | [11 empty] | Brookfield Renewable Energy Partners LP | 100 | Brookfield Asset Management Inc | 100
Schaghticoke | 2606_G_1 | 2606 | G | 1 |  | Hydro |  | NY_Z_F | New York | 36 | Rensselaer | 83 | 36083 | 4 | 0 | 1908 | 9999 |  |  | N | Hydro | [13 empty] | 0 | 0 | 0 | 0 | [11 empty] | Brookfield Renewable Energy Partners LP | 100 | Brookfield Asset Management Inc | 100
Schaghticoke | 2606_G_2 | 2606 | G | 2 |  | Hydro |  | NY_Z_F | New York | 36 | Rensselaer | 83 | 36083 | 4.1 | 0 | 1908 | 9999 |  |  | N | Hydro | [13 empty] | 0 | 0 | 0 | 0 | [11 empty] | Brookfield Renewable Energy Partners LP | 100 | Brookfield Asset Management Inc | 100
Schaghticoke | 2606_G_3 | 2606 | G | 3 |  | Hydro |  | NY_Z_F | New York | 36 | Rensselaer | 83 | 36083 | 3.8 | 0 | 1908 | 9999 |  |  | N | Hydro | [13 empty] | 0 | 0 | 0 | 0 | [11 empty] | Brookfield Renewable Energy Partners LP | 100 | Brookfield Asset Management Inc | 100
Schaghticoke | 2606_G_4 | 2606 | G | 4 |  | Hydro |  | NY_Z_F | New York | 36 | Rensselaer | 83 | 36083 | 4 | 0 | 1908 | 9999 |  |  | N | Hydro | [13 empty] | 0 | 0 | 0 | 0 | [11 empty] | Brookfield Renewable Energy Partners LP | 100 | Brookfield Asset Management Inc | 100
Schuylerville | 2607_G_1 | 2607 | G | 1 |  | Hydro |  | NY_Z_F | New York | 36 | Saratoga | 91 | 36091 | 1.5 | 0 | 1919 | 9999 |  |  | N | Hydro | [13 empty] | 0 | 0 | 0 | 0 | [11 empty] | Brookfield Renewable Energy Partners LP | 100 | Brookfield Asset Management Inc | 100
Sewalls | 2608_G_1 | 2608 | G | 1 |  | Hydro |  | NY_Z_C&E | New York | 36 | Jefferson | 45 | 36045 | 1.1 | 0 | 1925 | 9999 |  |  | N | Hydro | [13 empty] | 0 | 0 | 0 | 0 | [11 empty] | Brookfield Renewable Energy Partners LP | 100 | Brookfield Asset Management Inc | 100
Sewalls | 2608_G_2 | 2608 | G | 2 |  | Hydro |  | NY_Z_C&E | New York | 36 | Jefferson | 45 | 36045 | 1.1 | 0 | 1925 | 9999 |  |  | N | Hydro | [13 empty] | 0 | 0 | 0 | 0 | [11 empty] | Brookfield Renewable Energy Partners LP | 100 | Brookfield Asset Management Inc | 100
Sherman Island | 2609_G_1 | 2609 | G | 1 |  | Hydro |  | NY_Z_F | New York | 36 | Saratoga | 91 | 36091 | 6.7 | 0 | 2009 | 9999 |  |  | N | Hydro | [13 empty] | 0 | 0 | 0 | 0 | [11 empty] | Brookfield Renewable Energy Partners LP | 100 | Brookfield Asset Management Inc | 100
Sherman Island | 2609_G_2 | 2609 | G | 2 |  | Hydro |  | NY_Z_F | New York | 36 | Saratoga | 91 | 36091 | 7 | 0 | 1923 | 9999 |  |  | N | Hydro | [13 empty] | 0 | 0 | 0 | 0 | [11 empty] | Brookfield Renewable Energy Partners LP | 100 | Brookfield Asset Management Inc | 100
Sherman Island | 2609_G_3 | 2609 | G | 3 |  | Hydro |  | NY_Z_F | New York | 36 | Saratoga | 91 | 36091 | 7 | 0 | 1923 | 9999 |  |  | N | Hydro | [13 empty] | 0 | 0 | 0 | 0 | [11 empty] | Brookfield Renewable Energy Partners LP | 100 | Brookfield Asset Management Inc | 100
Sherman Island | 2609_G_4 | 2609 | G | 4 |  | Hydro |  | NY_Z_F | New York | 36 | Saratoga | 91 | 36091 | 7.2 | 0 | 1923 | 9999 |  |  | N | Hydro | [13 empty] | 0 | 0 | 0 | 0 | [11 empty] | Brookfield Renewable Energy Partners LP | 100 | Brookfield Asset Management Inc | 100
Sherman Island | 2609_G_5 | 2609 | G | 5 |  | Hydro |  | NY_Z_F | New York | 36 | Saratoga | 91 | 36091 | 7.7 | 0 | 1923 | 9999 |  |  | N | Hydro | [13 empty] | 0 | 0 | 0 | 0 | [11 empty] | Brookfield Renewable Energy Partners LP | 100 | Brookfield Asset Management Inc | 100
Sherman Island | 2609_G_6 | 2609 | G | 6 |  | Hydro |  | NY_Z_F | New York | 36 | Saratoga | 91 | 36091 | 1.3 | 0 | 2009 | 9999 |  |  | N | Hydro | [13 empty] | 0 | 0 | 0 | 0 | [11 empty] | Brookfield Renewable Energy Partners LP | 100 | Brookfield Asset Management Inc | 100
Murphys | 261_G_1 | 261 | G | 1 |  | Hydro |  | WEC_CALN | California | 6 | Calaveras | 9 | 06009 | 1.7 | 0 | 1954 | 9999 |  |  | N | Hydro | [13 empty] | 0 | 0 | 0 | 0 | [11 empty] | Utica Power Authority | 100 | Utica Power Authority | 100
Soft Maple | 2610_G_1 | 2610 | G | 1 |  | Hydro |  | NY_Z_C&E | New York | 36 | Lewis | 49 | 36049 | 7.2 | 0 | 1925 | 9999 |  |  | N | Hydro | [13 empty] | 0 | 0 | 0 | 0 | [11 empty] | Brookfield Renewable Energy Partners LP | 100 | Brookfield Asset Management Inc | 100
Soft Maple | 2610_G_2 | 2610 | G | 2 |  | Hydro |  | NY_Z_C&E | New York | 36 | Lewis | 49 | 36049 | 7.2 | 0 | 1925 | 9999 |  |  | N | Hydro | [13 empty] | 0 | 0 | 0 | 0 | [11 empty] | Brookfield Renewable Energy Partners LP | 100 | Brookfield Asset Management Inc | 100
South Colton | 2611_G_1 | 2611 | G | 1 |  | Hydro |  | NY_Z_C&E | New York | 36 | St Lawrence | 89 | 36089 | 19.8 | 0 | 1954 | 9999 |  |  | N | Hydro | [13 empty] | 0 | 0 | 0 | 0 | [11 empty] | Brookfield Renewable Energy Partners LP | 100 | Brookfield Asset Management Inc | 100
Spier Falls | 2612_G_8 | 2612 | G | 8 |  | Hydro |  | NY_Z_F | New York | 36 | Saratoga | 91 | 36091 | 8.5 | 0 | 1924 | 9999 |  |  | N | Hydro | [13 empty] | 0 | 0 | 0 | 0 | [11 empty] | Brookfield Renewable Energy Partners LP | 100 | Brookfield Asset Management Inc | 100
Spier Falls | 2612_G_9 | 2612 | G | 9 |  | Hydro |  | NY_Z_F | New York | 36 | Saratoga | 91 | 36091 | 46 | 0 | 1930 | 9999 |  |  | N | Hydro | [13 empty] | 0 | 0 | 0 | 0 | [11 empty] | Brookfield Renewable Energy Partners LP | 100 | Brookfield Asset Management Inc | 100
Stark | 2613_G_1 | 2613 | G | 1 |  | Hydro |  | NY_Z_C&E | New York | 36 | St Lawrence | 89 | 36089 | 23.3 | 0 | 1957 | 9999 |  |  | N | Hydro | [13 empty] | 0 | 0 | 0 | 0 | [11 empty] | Brookfield Renewable Energy Partners LP | 100 | Brookfield Asset Management Inc | 100
Stewarts Bridge | 2614_G_1 | 2614 | G | 1 |  | Hydro |  | NY_Z_F | New York | 36 | Saratoga | 91 | 36091 | 37.5 | 0 | 1952 | 9999 |  |  | N | Hydro | [13 empty] | 0 | 0 | 0 | 0 | [11 empty] | Brookfield Renewable Energy Partners LP | 100 | Brookfield Asset Management Inc | 100
Stewarts Bridge | 2614_G_2 | 2614 | G | 2 |  | Hydro |  | NY_Z_F | New York | 36 | Saratoga | 91 | 36091 | 2.5 | 0 | 2013 | 9999 |  |  | N | Hydro | [13 empty] | 0 | 0 | 0 | 0 | [11 empty] | Brookfield Renewable Energy Partners LP | 100 | Brookfield Asset Management Inc | 100
Sugar Island | 2616_G_1 | 2616 | G | 1 |  | Hydro |  | NY_Z_C&E | New York | 36 | St Lawrence | 89 | 36089 | 2.1 | 0 | 1924 | 9999 |  |  | N | Hydro | [13 empty] | 0 | 0 | 0 | 0 | [11 empty] | Brookfield Renewable Energy Partners LP | 100 | Brookfield Asset Management Inc | 100
Sugar Island | 2616_G_2 | 2616 | G | 2 |  | Hydro |  | NY_Z_C&E | New York | 36 | St Lawrence | 89 | 36089 | 2 | 0 | 1924 | 9999 |  |  | N | Hydro | [13 empty] | 0 | 0 | 0 | 0 | [11 empty] | Brookfield Renewable Energy Partners LP | 100 | Brookfield Asset Management Inc | 100
Taylorville | 2617_G_1 | 2617 | G | 1 |  | Hydro |  | NY_Z_C&E | New York | 36 | Lewis | 49 | 36049 | 1.1 | 0 | 1913 | 9999 |  |  | N | Hydro | [13 empty] | 0 | 0 | 0 | 0 | [11 empty] | Brookfield Renewable Energy Partners LP | 100 | Brookfield Asset Management Inc | 100
Taylorville | 2617_G_2 | 2617 | G | 2 |  | Hydro |  | NY_Z_C&E | New York | 36 | Lewis | 49 | 36049 | 0.9 | 0 | 1913 | 9999 |  |  | N | Hydro | [13 empty] | 0 | 0 | 0 | 0 | [11 empty] | Brookfield Renewable Energy Partners LP | 100 | Brookfield Asset Management Inc | 100
Taylorville | 2617_G_3 | 2617 | G | 3 |  | Hydro |  | NY_Z_C&E | New York | 36 | Lewis | 49 | 36049 | 1.1 | 0 | 1913 | 9999 |  |  | N | Hydro | [13 empty] | 0 | 0 | 0 | 0 | [11 empty] | Brookfield Renewable Energy Partners LP | 100 | Brookfield Asset Management Inc | 100
Taylorville | 2617_G_4 | 2617 | G | 4 |  | Hydro |  | NY_Z_C&E | New York | 36 | Lewis | 49 | 36049 | 1.3 | 0 | 1927 | 9999 |  |  | N | Hydro | [13 empty] | 0 | 0 | 0 | 0 | [11 empty] | Brookfield Renewable Energy Partners LP | 100 | Brookfield Asset Management Inc | 100
Trenton Falls | 2619_G_5 | 2619 | G | 5 |  | Hydro |  | NY_Z_C&E | New York | 36 | Oneida | 65 | 36065 | 8.1 | 0 | 1919 | 9999 |  |  | N | Hydro | [13 empty] | 0 | 0 | 0 | 0 | [11 empty] | Brookfield Renewable Energy Partners LP | 100 | Brookfield Asset Management Inc | 100
Trenton Falls | 2619_G_6 | 2619 | G | 6 |  | Hydro |  | NY_Z_C&E | New York | 36 | Oneida | 65 | 36065 | 8.1 | 0 | 1919 | 9999 |  |  | N | Hydro | [13 empty] | 0 | 0 | 0 | 0 | [11 empty] | Brookfield Renewable Energy Partners LP | 100 | Brookfield Asset Management Inc | 100
Trenton Falls | 2619_G_7 | 2619 | G | 7 |  | Hydro |  | NY_Z_C&E | New York | 36 | Oneida | 65 | 36065 | 9.7 | 0 | 1919 | 9999 |  |  | N | Hydro | [13 empty] | 0 | 0 | 0 | 0 | [11 empty] | Brookfield Renewable Energy Partners LP | 100 | Brookfield Asset Management Inc | 100
Narrows PH | 262_G_1 | 262 | G | 1 |  | Hydro |  | WEC_CALN | California | 6 | Nevada | 57 | 06057 | 12 | 0 | 1942 | 9999 |  |  | N | Hydro | [13 empty] | 0 | 0 | 0 | 0 | [11 empty] | Pacific Gas & Electric Co | 100 | PG&E Corp | 100
Varick | 2621_G_2 | 2621 | G | 2 |  | Hydro |  | NY_Z_C&E | New York | 36 | Oswego | 75 | 36075 | 1.4 | 0 | 1926 | 9999 |  |  | N | Hydro | [13 empty] | 0 | 0 | 0 | 0 | [11 empty] | Brookfield Renewable Energy Partners LP | 100 | Brookfield Asset Management Inc | 100
Varick | 2621_G_3 | 2621 | G | 3 |  | Hydro |  | NY_Z_C&E | New York | 36 | Oswego | 75 | 36075 | 1.4 | 0 | 1926 | 9999 |  |  | N | Hydro | [13 empty] | 0 | 0 | 0 | 0 | [11 empty] | Brookfield Renewable Energy Partners LP | 100 | Brookfield Asset Management Inc | 100
Varick | 2621_G_4 | 2621 | G | 4 |  | Hydro |  | NY_Z_C&E | New York | 36 | Oswego | 75 | 36075 | 1.4 | 0 | 1926 | 9999 |  |  | N | Hydro | [13 empty] | 0 | 0 | 0 | 0 | [11 empty] | Brookfield Renewable Energy Partners LP | 100 | Brookfield Asset Management Inc | 100
Varick | 2621_G_5 | 2621 | G | 5 |  | Hydro |  | NY_Z_C&E | New York | 36 | Oswego | 75 | 36075 | 1.4 | 0 | 1926 | 9999 |  |  | N | Hydro | [13 empty] | 0 | 0 | 0 | 0 | [11 empty] | Brookfield Renewable Energy Partners LP | 100 | Brookfield Asset Management Inc | 100
Waterport | 2623_G_1 | 2623 | G | 1 |  | Hydro |  | NY_Z_B | New York | 36 | Orleans | 73 | 36073 | 1.8 | 0 | 1921 | 9999 |  |  | N | Hydro | [13 empty] | 0 | 0 | 0 | 0 | [11 empty] | Brookfield Renewable Energy Partners LP | 100 | Brookfield Asset Management Inc | 100
Waterport | 2623_G_2 | 2623 | G | 2 |  | Hydro |  | NY_Z_B | New York | 36 | Orleans | 73 | 36073 | 2 | 0 | 1921 | 9999 |  |  | N | Hydro | [13 empty] | 0 | 0 | 0 | 0 | [11 empty] | Brookfield Renewable Energy Partners LP | 100 | Brookfield Asset Management Inc | 100
Yaleville | 2624_G_1 | 2624 | G | 1 |  | Hydro |  | NY_Z_C&E | New York | 36 | St Lawrence | 89 | 36089 | 0.4 | 0 | 1940 | 9999 |  |  | N | Hydro | [13 empty] | 0 | 0 | 0 | 0 | [11 empty] | Brookfield Renewable Energy Partners LP | 100 | Brookfield Asset Management Inc | 100
Yaleville | 2624_G_2 | 2624 | G | 2 |  | Hydro |  | NY_Z_C&E | New York | 36 | St Lawrence | 89 | 36089 | 0.2 | 0 | 1940 | 9999 |  |  | N | Hydro | [13 empty] | 0 | 0 | 0 | 0 | [11 empty] | Brookfield Renewable Energy Partners LP | 100 | Brookfield Asset Management Inc | 100
Grahamsville | 2627_G_GRHM | 2627 | G | GRHM |  | Hydro |  | NY_Z_G-I | New York | 36 | Sullivan | 105 | 36105 | 18 | 0 | 1956 | 9999 |  |  | N | Hydro | [13 empty] | 0 | 0 | 0 | 0 | [11 empty] | New York NY (City of) | 100 | New York NY (City of) | 100
Hillburn | 2628_G_GEN1 | 2628 | G | GEN1 | 1795 | Combustion Turbine |  | NY_Z_G-I | New York | 36 | Rockland | 87 | 36087 | 33.1 | 17931 | 1972 | 9999 |  |  | N | Natural Gas, Distillate Fuel Oil | [12 empty] | 1.053 | 0.0919 | 0.0919 | 0.0919 | 0.0919 | [11 empty] | AER NY Gen LLC | 100 | Alliance Energy Group LLC | 100
Mongaup | 2630_G_GEN1 | 2630 | G | GEN1 |  | Hydro |  | NY_Z_G-I | New York | 36 | Sullivan | 105 | 36105 | 4.3 | 0 | 1923 | 9999 |  |  | N | Hydro | [13 empty] | 0 | 0 | 0 | 0 | [11 empty] | Eagle Creek Hydro Power LLC | 100 | Ontario Power Generation Inc | 100
Mongaup | 2630_G_GEN2 | 2630 | G | GEN2 |  | Hydro |  | NY_Z_G-I | New York | 36 | Sullivan | 105 | 36105 | 1.1 | 0 | 1923 | 9999 |  |  | N | Hydro | [13 empty] | 0 | 0 | 0 | 0 | [11 empty] | Eagle Creek Hydro Power LLC | 100 | Ontario Power Generation Inc | 100
Mongaup | 2630_G_GEN3 | 2630 | G | GEN3 |  | Hydro |  | NY_Z_G-I | New York | 36 | Sullivan | 105 | 36105 | 1.1 | 0 | 1923 | 9999 |  |  | N | Hydro | [13 empty] | 0 | 0 | 0 | 0 | [11 empty] | Eagle Creek Hydro Power LLC | 100 | Ontario Power Generation Inc | 100
Mongaup | 2630_G_GEN4 | 2630 | G | GEN4 |  | Hydro |  | NY_Z_G-I | New York | 36 | Sullivan | 105 | 36105 | 1.1 | 0 | 1923 | 9999 |  |  | N | Hydro | [13 empty] | 0 | 0 | 0 | 0 | [11 empty] | Eagle Creek Hydro Power LLC | 100 | Ontario Power Generation Inc | 100
Rio | 2631_G_RIO | 2631 | G | RIO |  | Hydro |  | NY_Z_G-I | New York | 36 | Sullivan | 105 | 36105 | 10.1 | 0 | 1927 | 9999 |  |  | N | Hydro | [13 empty] | 0 | 0 | 0 | 0 | [11 empty] | Eagle Creek Hydro Power LLC | 100 | Ontario Power Generation Inc | 100
Rio | 2631_G_RIO2 | 2631 | G | RIO2 |  | Hydro |  | NY_Z_G-I | New York | 36 | Sullivan | 105 | 36105 | 0.8 | 0 | 2013 | 9999 |  |  | N | Hydro | [13 empty] | 0 | 0 | 0 | 0 | [11 empty] | Eagle Creek Hydro Power LLC | 100 | Ontario Power Generation Inc | 100
Shoemaker | 2632_G_SHOE | 2632 | G | SHOE | 1799 | Combustion Turbine |  | NY_Z_G-I | New York | 36 | Orange | 71 | 36071 | 33 | 17800 | 1972 | 9999 |  |  | N | Natural Gas, Distillate Fuel Oil | [12 empty] | 1.053 | 0.0919 | 0.0919 | 0.0919 | 0.0919 | [11 empty] | AER NY Gen LLC | 100 | Alliance Energy Group LLC | 100
Swinging Bridge 2 | 2634_G_SWI2 | 2634 | G | SWI2 |  | Hydro |  | NY_Z_G-I | New York | 36 | Sullivan | 105 | 36105 | 8.5 | 0 | 1939 | 9999 |  |  | N | Hydro | [13 empty] | 0 | 0 | 0 | 0 | [11 empty] | Eagle Creek Hydro Power LLC | 100 | Ontario Power Generation Inc | 100
Swinging Bridge 2 | 2634_G_SWI3 | 2634 | G | SWI3 |  | Hydro |  | NY_Z_G-I | New York | 36 | Sullivan | 105 | 36105 | 1.2 | 0 | 2019 | 9999 |  |  | N | Hydro | [13 empty] | 0 | 0 | 0 | 0 | [11 empty] | Eagle Creek Hydro Power LLC | 100 | Ontario Power Generation Inc | 100
Rochester 26 | 2638_G_1 | 2638 | G | 1 |  | Hydro |  | NY_Z_B | New York | 36 | Monroe | 55 | 36055 | 3 | 0 | 1952 | 9999 |  |  | N | Hydro | [13 empty] | 0 | 0 | 0 | 0 | [11 empty] | Rochester Gas & Electric Corp | 100 | Iberdrola SA | 100
Rochester 2 | 2639_G_1 | 2639 | G | 1 |  | Hydro |  | NY_Z_B | New York | 36 | Monroe | 55 | 36055 | 8.5 | 0 | 1960 | 9999 |  |  | N | Hydro | [13 empty] | 0 | 0 | 0 | 0 | [11 empty] | Rochester Gas & Electric Corp | 100 | Iberdrola SA | 100
Phoenix | 264_G_1 | 264 | G | 1 |  | Hydro |  | WEC_CALN | California | 6 | Tuolumne | 109 | 06109 | 2 | 0 | 1940 | 9999 |  |  | N | Hydro | [13 empty] | 0 | 0 | 0 | 0 | [11 empty] | Pacific Gas & Electric Co | 100 | PG&E Corp | 100
Rochester 5 | 2641_G_2 | 2641 | G | 2 |  | Hydro |  | NY_Z_B | New York | 36 | Monroe | 55 | 36055 | 12.9 | 0 | 1918 | 9999 |  |  | N | Hydro | [13 empty] | 0 | 0 | 0 | 0 | [11 empty] | Rochester Gas & Electric Corp | 100 | Iberdrola SA | 100
Rochester 5 | 2641_G_HY1 | 2641 | G | HY1 |  | Hydro |  | NY_Z_B | New York | 36 | Monroe | 55 | 36055 | 12.9 | 0 | 1918 | 9999 |  |  | N | Hydro | [13 empty] | 0 | 0 | 0 | 0 | [11 empty] | Rochester Gas & Electric Corp | 100 | Iberdrola SA | 100
Rochester 5 | 2641_G_HY3 | 2641 | G | HY3 |  | Hydro |  | NY_Z_B | New York | 36 | Monroe | 55 | 36055 | 18 | 0 | 1927 | 9999 |  |  | N | Hydro | [13 empty] | 0 | 0 | 0 | 0 | [11 empty] | Rochester Gas & Electric Corp | 100 | Iberdrola SA | 100
Pit 1 | 265_G_H1 | 265 | G | H1 |  | Hydro |  | WEC_CALN | California | 6 | Shasta | 89 | 06089 | 30.5 | 0 | 1922 | 9999 |  |  | N | Hydro | [13 empty] | 0 | 0 | 0 | 0 | [11 empty] | Pacific Gas & Electric Co | 100 | PG&E Corp | 100
Pit 1 | 265_G_H2 | 265 | G | H2 |  | Hydro |  | WEC_CALN | California | 6 | Shasta | 89 | 06089 | 30.5 | 0 | 1922 | 9999 |  |  | N | Hydro | [13 empty] | 0 | 0 | 0 | 0 | [11 empty] | Pacific Gas & Electric Co | 100 | PG&E Corp | 100
Pit 3 | 266_G_H1 | 266 | G | H1 |  | Hydro |  | WEC_CALN | California | 6 | Shasta | 89 | 06089 | 23.3 | 0 | 1925 | 9999 |  |  | N | Hydro | [13 empty] | 0 | 0 | 0 | 0 | [11 empty] | Pacific Gas & Electric Co | 100 | PG&E Corp | 100
Pit 3 | 266_G_H2 | 266 | G | H2 |  | Hydro |  | WEC_CALN | California | 6 | Shasta | 89 | 06089 | 23.3 | 0 | 1925 | 9999 |  |  | N | Hydro | [13 empty] | 0 | 0 | 0 | 0 | [11 empty] | Pacific Gas & Electric Co | 100 | PG&E Corp | 100
Pit 3 | 266_G_H3 | 266 | G | H3 |  | Hydro |  | WEC_CALN | California | 6 | Shasta | 89 | 06089 | 23.3 | 0 | 1925 | 9999 |  |  | N | Hydro | [13 empty] | 0 | 0 | 0 | 0 | [11 empty] | Pacific Gas & Electric Co | 100 | PG&E Corp | 100
Pit 4 | 267_G_1 | 267 | G | 1 |  | Hydro |  | WEC_CALN | California | 6 | Shasta | 89 | 06089 | 47.5 | 0 | 1955 | 9999 |  |  | N | Hydro | [13 empty] | 0 | 0 | 0 | 0 | [11 empty] | Pacific Gas & Electric Co | 100 | PG&E Corp | 100
Pit 4 | 267_G_2 | 267 | G | 2 |  | Hydro |  | WEC_CALN | California | 6 | Shasta | 89 | 06089 | 47.5 | 0 | 1955 | 9999 |  |  | N | Hydro | [13 empty] | 0 | 0 | 0 | 0 | [11 empty] | Pacific Gas & Electric Co | 100 | PG&E Corp | 100
Plant No 1 Freeport | 2678_G_2 | 2678 | G | 2 |  | Combustion Turbine | IC Engine | NY_Z_K | New York | 36 | Nassau | 59 | 36059 | 2.2 | 14144 | 1949 | 9999 |  |  | N | Distillate Fuel Oil | [12 empty] | 1.053 | 0.57741 | 0.57741 | 0.57741 | 0.57741 | [11 empty] | Freeport Inc (Village of) | 100 | Freeport Inc (Village of) | 100
Plant No 1 Freeport | 2678_G_3 | 2678 | G | 3 |  | Combustion Turbine | IC Engine | NY_Z_K | New York | 36 | Nassau | 59 | 36059 | 2 | 14140 | 1954 | 9999 |  |  | N | Distillate Fuel Oil | [12 empty] | 1.053 | 0.57443 | 0.57443 | 0.57443 | 0.57443 | [11 empty] | Freeport Inc (Village of) | 100 | Freeport Inc (Village of) | 100
Plant No 2 Freeport | 2679_G_3 | 2679 | G | 3 |  | Combustion Turbine |  | NY_Z_K | New York | 36 | Nassau | 59 | 36059 | 16.8 | 10745 | 1973 | 9999 |  |  | N | Distillate Fuel Oil | [12 empty] | 2.106 | 0.16278 | 0.16278 | 0.16278 | 0.16278 | [11 empty] | Freeport Inc (Village of) | 100 | Freeport Inc (Village of) | 100
Plant No 2 Freeport | 2679_G_CT5 | 2679 | G | CT5 | 88098 | Combustion Turbine |  | NY_Z_K | New York | 36 | Nassau | 59 | 36059 | 49 | 10745 | 2004 | 9999 |  |  | N | Natural Gas, Distillate Fuel Oil |  |  |  | H2O | SCR | [7 empty] | 1.053 | 0.01657 | 0.01592 | 0.01657 | 0.01592 | [11 empty] | Freeport Inc (Village of) | 100 | Freeport Inc (Village of) | 100
Pit 5 | 268_G_H1 | 268 | G | H1 |  | Hydro |  | WEC_CALN | California | 6 | Shasta | 89 | 06089 | 40 | 0 | 1944 | 9999 |  |  | N | Hydro | [13 empty] | 0 | 0 | 0 | 0 | [11 empty] | Pacific Gas & Electric Co | 100 | PG&E Corp | 100
Pit 5 | 268_G_H2 | 268 | G | H2 |  | Hydro |  | WEC_CALN | California | 6 | Shasta | 89 | 06089 | 40 | 0 | 1944 | 9999 |  |  | N | Hydro | [13 empty] | 0 | 0 | 0 | 0 | [11 empty] | Pacific Gas & Electric Co | 100 | PG&E Corp | 100
Pit 5 | 268_G_H3 | 268 | G | H3 |  | Hydro |  | WEC_CALN | California | 6 | Shasta | 89 | 06089 | 40 | 0 | 1944 | 9999 |  |  | N | Hydro | [13 empty] | 0 | 0 | 0 | 0 | [11 empty] | Pacific Gas & Electric Co | 100 | PG&E Corp | 100
Pit 5 | 268_G_H4 | 268 | G | H4 |  | Hydro |  | WEC_CALN | California | 6 | Shasta | 89 | 06089 | 40 | 0 | 1944 | 9999 |  |  | N | Hydro | [13 empty] | 0 | 0 | 0 | 0 | [11 empty] | Pacific Gas & Electric Co | 100 | PG&E Corp | 100
Greenport | 2681_G_4 | 2681 | G | 4 |  | Combustion Turbine | IC Engine | NY_Z_K | New York | 36 | Suffolk | 103 | 36103 | 1 | 10745 | 1957 | 9999 |  |  | N | Distillate Fuel Oil | [12 empty] | 1.053 | 0.53099 | 0.53099 | 0.53099 | 0.53099 | [11 empty] | Greenport NY (Village of) | 100 | Greenport NY (Village of) | 100
Greenport | 2681_G_5 | 2681 | G | 5 |  | Combustion Turbine | IC Engine | NY_Z_K | New York | 36 | Suffolk | 103 | 36103 | 1.5 | 10856 | 1965 | 9999 |  |  | N | Distillate Fuel Oil | [12 empty] | 1.053 | 0.53099 | 0.53099 | 0.53099 | 0.53099 | [11 empty] | Greenport NY (Village of) | 100 | Greenport NY (Village of) | 100
Greenport | 2681_G_6 | 2681 | G | 6 |  | Combustion Turbine | IC Engine | NY_Z_K | New York | 36 | Suffolk | 103 | 36103 | 3 | 11230 | 1971 | 9999 |  |  | N | Distillate Fuel Oil | [12 empty] | 1.053 | 0.53099 | 0.53099 | 0.53099 | 0.53099 | [11 empty] | Greenport NY (Village of) | 100 | Greenport NY (Village of) | 100
S A Carlson | 2682_G_7 | 2682 | G | 7 | 1814 | Combustion Turbine |  | NY_Z_A | New York | 36 | Chautauqua | 13 | 36013 | 42 | 10745 | 2001 | 9999 |  |  | N | Natural Gas |  |  |  | H2O | [8 empty] | 1.053 | 0.0919 | 0.0919 | 0.0919 | 0.0919 | [11 empty] | Jamestown Board of Public Utilities | 100 | Jamestown Board of Public Utilities | 100
Crescent | 2685_G_1 | 2685 | G | 1 |  | Hydro |  | NY_Z_F | New York | 36 | Albany | 1 | 36001 | 2.8 | 0 | 1924 | 9999 |  |  | N | Hydro | [13 empty] | 0 | 0 | 0 | 0 | [11 empty] | New York Power Authority | 100 | New York Power Authority | 100
Crescent | 2685_G_2 | 2685 | G | 2 |  | Hydro |  | NY_Z_F | New York | 36 | Albany | 1 | 36001 | 2.8 | 0 | 1924 | 9999 |  |  | N | Hydro | [13 empty] | 0 | 0 | 0 | 0 | [11 empty] | New York Power Authority | 100 | New York Power Authority | 100
Crescent | 2685_G_3 | 2685 | G | 3 |  | Hydro |  | NY_Z_F | New York | 36 | Albany | 1 | 36001 | 3 | 0 | 1991 | 9999 |  |  | N | Hydro | [13 empty] | 0 | 0 | 0 | 0 | [11 empty] | New York Power Authority | 100 | New York Power Authority | 100
Crescent | 2685_G_4 | 2685 | G | 4 |  | Hydro |  | NY_Z_F | New York | 36 | Albany | 1 | 36001 | 3 | 0 | 1991 | 9999 |  |  | N | Hydro | [13 empty] | 0 | 0 | 0 | 0 | [11 empty] | New York Power Authority | 100 | New York Power Authority | 100
Vischer Ferry | 2686_G_1 | 2686 | G | 1 |  | Hydro |  | NY_Z_F | New York | 36 | Saratoga | 91 | 36091 | 2.8 | 0 | 1924 | 9999 |  |  | N | Hydro | [13 empty] | 0 | 0 | 0 | 0 | [11 empty] | New York Power Authority | 100 | New York Power Authority | 100
Vischer Ferry | 2686_G_2 | 2686 | G | 2 |  | Hydro |  | NY_Z_F | New York | 36 | Saratoga | 91 | 36091 | 2.8 | 0 | 1924 | 9999 |  |  | N | Hydro | [13 empty] | 0 | 0 | 0 | 0 | [11 empty] | New York Power Authority | 100 | New York Power Authority | 100
Vischer Ferry | 2686_G_3 | 2686 | G | 3 |  | Hydro |  | NY_Z_F | New York | 36 | Saratoga | 91 | 36091 | 3 | 0 | 1991 | 9999 |  |  | N | Hydro | [13 empty] | 0 | 0 | 0 | 0 | [11 empty] | New York Power Authority | 100 | New York Power Authority | 100
Vischer Ferry | 2686_G_4 | 2686 | G | 4 |  | Hydro |  | NY_Z_F | New York | 36 | Saratoga | 91 | 36091 | 3 | 0 | 1991 | 9999 |  |  | N | Hydro | [13 empty] | 0 | 0 | 0 | 0 | [11 empty] | New York Power Authority | 100 | New York Power Authority | 100
Pit 6 | 269_G_H1 | 269 | G | H1 |  | Hydro |  | WEC_CALN | California | 6 | Shasta | 89 | 06089 | 40 | 0 | 1965 | 9999 |  |  | N | Hydro | [13 empty] | 0 | 0 | 0 | 0 | [11 empty] | Pacific Gas & Electric Co | 100 | PG&E Corp | 100
Pit 6 | 269_G_H2 | 269 | G | H2 |  | Hydro |  | WEC_CALN | California | 6 | Shasta | 89 | 06089 | 40 | 0 | 1965 | 9999 |  |  | N | Hydro | [13 empty] | 0 | 0 | 0 | 0 | [11 empty] | Pacific Gas & Electric Co | 100 | PG&E Corp | 100
Blenheim Gilboa | 2691_G_1 | 2691 | G | 1 |  | Pumped Storage |  | NY_Z_F | New York | 36 | Schoharie | 95 | 36095 | 292.4 | 0 | 1973 | 9999 |  |  | N | Pumped Storage | [13 empty] | 0 | 0 | 0 | 0 | [11 empty] | New York Power Authority | 100 | New York Power Authority | 100
Blenheim Gilboa | 2691_G_2 | 2691 | G | 2 |  | Pumped Storage |  | NY_Z_F | New York | 36 | Schoharie | 95 | 36095 | 291.8 | 0 | 1973 | 9999 |  |  | N | Pumped Storage | [13 empty] | 0 | 0 | 0 | 0 | [11 empty] | New York Power Authority | 100 | New York Power Authority | 100
Blenheim Gilboa | 2691_G_3 | 2691 | G | 3 |  | Pumped Storage |  | NY_Z_F | New York | 36 | Schoharie | 95 | 36095 | 291.8 | 0 | 1973 | 9999 |  |  | N | Pumped Storage | [13 empty] | 0 | 0 | 0 | 0 | [11 empty] | New York Power Authority | 100 | New York Power Authority | 100
Blenheim Gilboa | 2691_G_4 | 2691 | G | 4 |  | Pumped Storage |  | NY_Z_F | New York | 36 | Schoharie | 95 | 36095 | 292.6 | 0 | 1973 | 9999 |  |  | N | Pumped Storage | [13 empty] | 0 | 0 | 0 | 0 | [11 empty] | New York Power Authority | 100 | New York Power Authority | 100
Lewiston Niagara | 2692_G_1 | 2692 | G | 1 |  | Pumped Storage |  | NY_Z_A | New York | 36 | Niagara | 63 | 36063 | 20 | 0 | 1961 | 9999 |  |  | N | Pumped Storage | [13 empty] | 0 | 0 | 0 | 0 | [11 empty] | New York Power Authority | 100 | New York Power Authority | 100
Lewiston Niagara | 2692_G_10 | 2692 | G | 10 |  | Pumped Storage |  | NY_Z_A | New York | 36 | Niagara | 63 | 36063 | 20 | 0 | 1962 | 9999 |  |  | N | Pumped Storage | [13 empty] | 0 | 0 | 0 | 0 | [11 empty] | New York Power Authority | 100 | New York Power Authority | 100
Lewiston Niagara | 2692_G_11 | 2692 | G | 11 |  | Pumped Storage |  | NY_Z_A | New York | 36 | Niagara | 63 | 36063 | 20 | 0 | 1962 | 9999 |  |  | N | Pumped Storage | [13 empty] | 0 | 0 | 0 | 0 | [11 empty] | New York Power Authority | 100 | New York Power Authority | 100
Lewiston Niagara | 2692_G_12 | 2692 | G | 12 |  | Pumped Storage |  | NY_Z_A | New York | 36 | Niagara | 63 | 36063 | 20 | 0 | 1962 | 9999 |  |  | N | Pumped Storage | [13 empty] | 0 | 0 | 0 | 0 | [11 empty] | New York Power Authority | 100 | New York Power Authority | 100
Lewiston Niagara | 2692_G_2 | 2692 | G | 2 |  | Pumped Storage |  | NY_Z_A | New York | 36 | Niagara | 63 | 36063 | 20 | 0 | 1961 | 9999 |  |  | N | Pumped Storage | [13 empty] | 0 | 0 | 0 | 0 | [11 empty] | New York Power Authority | 100 | New York Power Authority | 100
Lewiston Niagara | 2692_G_3 | 2692 | G | 3 |  | Pumped Storage |  | NY_Z_A | New York | 36 | Niagara | 63 | 36063 | 20 | 0 | 1961 | 9999 |  |  | N | Pumped Storage | [13 empty] | 0 | 0 | 0 | 0 | [11 empty] | New York Power Authority | 100 | New York Power Authority | 100
Lewiston Niagara | 2692_G_4 | 2692 | G | 4 |  | Pumped Storage |  | NY_Z_A | New York | 36 | Niagara | 63 | 36063 | 20 | 0 | 1962 | 9999 |  |  | N | Pumped Storage | [13 empty] | 0 | 0 | 0 | 0 | [11 empty] | New York Power Authority | 100 | New York Power Authority | 100
Lewiston Niagara | 2692_G_5 | 2692 | G | 5 |  | Pumped Storage |  | NY_Z_A | New York | 36 | Niagara | 63 | 36063 | 20 | 0 | 1962 | 9999 |  |  | N | Pumped Storage | [13 empty] | 0 | 0 | 0 | 0 | [11 empty] | New York Power Authority | 100 | New York Power Authority | 100
Lewiston Niagara | 2692_G_6 | 2692 | G | 6 |  | Pumped Storage |  | NY_Z_A | New York | 36 | Niagara | 63 | 36063 | 20 | 0 | 1962 | 9999 |  |  | N | Pumped Storage | [13 empty] | 0 | 0 | 0 | 0 | [11 empty] | New York Power Authority | 100 | New York Power Authority | 100
Lewiston Niagara | 2692_G_7 | 2692 | G | 7 |  | Pumped Storage |  | NY_Z_A | New York | 36 | Niagara | 63 | 36063 | 20 | 0 | 1962 | 9999 |  |  | N | Pumped Storage | [13 empty] | 0 | 0 | 0 | 0 | [11 empty] | New York Power Authority | 100 | New York Power Authority | 100
Lewiston Niagara | 2692_G_8 | 2692 | G | 8 |  | Pumped Storage |  | NY_Z_A | New York | 36 | Niagara | 63 | 36063 | 20 | 0 | 1962 | 9999 |  |  | N | Pumped Storage | [13 empty] | 0 | 0 | 0 | 0 | [11 empty] | New York Power Authority | 100 | New York Power Authority | 100
Lewiston Niagara | 2692_G_9 | 2692 | G | 9 |  | Pumped Storage |  | NY_Z_A | New York | 36 | Niagara | 63 | 36063 | 20 | 0 | 1962 | 9999 |  |  | N | Pumped Storage | [13 empty] | 0 | 0 | 0 | 0 | [11 empty] | New York Power Authority | 100 | New York Power Authority | 100
Robert Moses Niagara | 2693_G_1 | 2693 | G | 1 |  | Hydro |  | NY_Z_A | New York | 36 | Niagara | 63 | 36063 | 187.3 | 0 | 1961 | 9999 |  |  | N | Hydro | [13 empty] | 0 | 0 | 0 | 0 | [11 empty] | New York Power Authority | 100 | New York Power Authority | 100
Robert Moses Niagara | 2693_G_10 | 2693 | G | 10 |  | Hydro |  | NY_Z_A | New York | 36 | Niagara | 63 | 36063 | 187.3 | 0 | 1961 | 9999 |  |  | N | Hydro | [13 empty] | 0 | 0 | 0 | 0 | [11 empty] | New York Power Authority | 100 | New York Power Authority | 100
Robert Moses Niagara | 2693_G_11 | 2693 | G | 11 |  | Hydro |  | NY_Z_A | New York | 36 | Niagara | 63 | 36063 | 187.3 | 0 | 1962 | 9999 |  |  | N | Hydro | [13 empty] | 0 | 0 | 0 | 0 | [11 empty] | New York Power Authority | 100 | New York Power Authority | 100
Robert Moses Niagara | 2693_G_12 | 2693 | G | 12 |  | Hydro |  | NY_Z_A | New York | 36 | Niagara | 63 | 36063 | 187.3 | 0 | 1962 | 9999 |  |  | N | Hydro | [13 empty] | 0 | 0 | 0 | 0 | [11 empty] | New York Power Authority | 100 | New York Power Authority | 100
Robert Moses Niagara | 2693_G_13 | 2693 | G | 13 |  | Hydro |  | NY_Z_A | New York | 36 | Niagara | 63 | 36063 | 187.3 | 0 | 1962 | 9999 |  |  | N | Hydro | [13 empty] | 0 | 0 | 0 | 0 | [11 empty] | New York Power Authority | 100 | New York Power Authority | 100
Robert Moses Niagara | 2693_G_2 | 2693 | G | 2 |  | Hydro |  | NY_Z_A | New York | 36 | Niagara | 63 | 36063 | 187.3 | 0 | 1962 | 9999 |  |  | N | Hydro | [13 empty] | 0 | 0 | 0 | 0 | [11 empty] | New York Power Authority | 100 | New York Power Authority | 100
Robert Moses Niagara | 2693_G_3 | 2693 | G | 3 |  | Hydro |  | NY_Z_A | New York | 36 | Niagara | 63 | 36063 | 187.3 | 0 | 1961 | 9999 |  |  | N | Hydro | [13 empty] | 0 | 0 | 0 | 0 | [11 empty] | New York Power Authority | 100 | New York Power Authority | 100
Robert Moses Niagara | 2693_G_4 | 2693 | G | 4 |  | Hydro |  | NY_Z_A | New York | 36 | Niagara | 63 | 36063 | 187.3 | 0 | 1961 | 9999 |  |  | N | Hydro | [13 empty] | 0 | 0 | 0 | 0 | [11 empty] | New York Power Authority | 100 | New York Power Authority | 100
Robert Moses Niagara | 2693_G_5 | 2693 | G | 5 |  | Hydro |  | NY_Z_A | New York | 36 | Niagara | 63 | 36063 | 187.3 | 0 | 1961 | 9999 |  |  | N | Hydro | [13 empty] | 0 | 0 | 0 | 0 | [11 empty] | New York Power Authority | 100 | New York Power Authority | 100
Robert Moses Niagara | 2693_G_6 | 2693 | G | 6 |  | Hydro |  | NY_Z_A | New York | 36 | Niagara | 63 | 36063 | 187.3 | 0 | 1961 | 9999 |  |  | N | Hydro | [13 empty] | 0 | 0 | 0 | 0 | [11 empty] | New York Power Authority | 100 | New York Power Authority | 100
Robert Moses Niagara | 2693_G_7 | 2693 | G | 7 |  | Hydro |  | NY_Z_A | New York | 36 | Niagara | 63 | 36063 | 187.3 | 0 | 1961 | 9999 |  |  | N | Hydro | [13 empty] | 0 | 0 | 0 | 0 | [11 empty] | New York Power Authority | 100 | New York Power Authority | 100
Robert Moses Niagara | 2693_G_8 | 2693 | G | 8 |  | Hydro |  | NY_Z_A | New York | 36 | Niagara | 63 | 36063 | 187.3 | 0 | 1961 | 9999 |  |  | N | Hydro | [13 empty] | 0 | 0 | 0 | 0 | [11 empty] | New York Power Authority | 100 | New York Power Authority | 100
Robert Moses Niagara | 2693_G_9 | 2693 | G | 9 |  | Hydro |  | NY_Z_A | New York | 36 | Niagara | 63 | 36063 | 187.3 | 0 | 1961 | 9999 |  |  | N | Hydro | [13 empty] | 0 | 0 | 0 | 0 | [11 empty] | New York Power Authority | 100 | New York Power Authority | 100
Robert Moses Power Dam | 2694_G_17 | 2694 | G | 17 |  | Hydro |  | NY_Z_D | New York | 36 | St Lawrence | 89 | 36089 | 53.5 | 0 | 1959 | 9999 |  |  | N | Hydro | [13 empty] | 0 | 0 | 0 | 0 | [11 empty] | New York Power Authority | 100 | New York Power Authority | 100
Robert Moses Power Dam | 2694_G_18 | 2694 | G | 18 |  | Hydro |  | NY_Z_D | New York | 36 | St Lawrence | 89 | 36089 | 53.5 | 0 | 1959 | 9999 |  |  | N | Hydro | [13 empty] | 0 | 0 | 0 | 0 | [11 empty] | New York Power Authority | 100 | New York Power Authority | 100
Robert Moses Power Dam | 2694_G_19 | 2694 | G | 19 |  | Hydro |  | NY_Z_D | New York | 36 | St Lawrence | 89 | 36089 | 53.5 | 0 | 1959 | 9999 |  |  | N | Hydro | [13 empty] | 0 | 0 | 0 | 0 | [11 empty] | New York Power Authority | 100 | New York Power Authority | 100
Robert Moses Power Dam | 2694_G_20 | 2694 | G | 20 |  | Hydro |  | NY_Z_D | New York | 36 | St Lawrence | 89 | 36089 | 53.5 | 0 | 1959 | 9999 |  |  | N | Hydro | [13 empty] | 0 | 0 | 0 | 0 | [11 empty] | New York Power Authority | 100 | New York Power Authority | 100
Robert Moses Power Dam | 2694_G_21 | 2694 | G | 21 |  | Hydro |  | NY_Z_D | New York | 36 | St Lawrence | 89 | 36089 | 53.5 | 0 | 1959 | 9999 |  |  | N | Hydro | [13 empty] | 0 | 0 | 0 | 0 | [11 empty] | New York Power Authority | 100 | New York Power Authority | 100
Robert Moses Power Dam | 2694_G_22 | 2694 | G | 22 |  | Hydro |  | NY_Z_D | New York | 36 | St Lawrence | 89 | 36089 | 53.5 | 0 | 1959 | 9999 |  |  | N | Hydro | [13 empty] | 0 | 0 | 0 | 0 | [11 empty] | New York Power Authority | 100 | New York Power Authority | 100
Robert Moses Power Dam | 2694_G_23 | 2694 | G | 23 |  | Hydro |  | NY_Z_D | New York | 36 | St Lawrence | 89 | 36089 | 53.5 | 0 | 1959 | 9999 |  |  | N | Hydro | [13 empty] | 0 | 0 | 0 | 0 | [11 empty] | New York Power Authority | 100 | New York Power Authority | 100
Robert Moses Power Dam | 2694_G_24 | 2694 | G | 24 |  | Hydro |  | NY_Z_D | New York | 36 | St Lawrence | 89 | 36089 | 53.5 | 0 | 1958 | 9999 |  |  | N | Hydro | [13 empty] | 0 | 0 | 0 | 0 | [11 empty] | New York Power Authority | 100 | New York Power Authority | 100
Robert Moses Power Dam | 2694_G_25 | 2694 | G | 25 |  | Hydro |  | NY_Z_D | New York | 36 | St Lawrence | 89 | 36089 | 53.5 | 0 | 1958 | 9999 |  |  | N | Hydro | [13 empty] | 0 | 0 | 0 | 0 | [11 empty] | New York Power Authority | 100 | New York Power Authority | 100
Robert Moses Power Dam | 2694_G_26 | 2694 | G | 26 |  | Hydro |  | NY_Z_D | New York | 36 | St Lawrence | 89 | 36089 | 53.5 | 0 | 1958 | 9999 |  |  | N | Hydro | [13 empty] | 0 | 0 | 0 | 0 | [11 empty] | New York Power Authority | 100 | New York Power Authority | 100
Robert Moses Power Dam | 2694_G_27 | 2694 | G | 27 |  | Hydro |  | NY_Z_D | New York | 36 | St Lawrence | 89 | 36089 | 53.5 | 0 | 1958 | 9999 |  |  | N | Hydro | [13 empty] | 0 | 0 | 0 | 0 | [11 empty] | New York Power Authority | 100 | New York Power Authority | 100
Robert Moses Power Dam | 2694_G_28 | 2694 | G | 28 |  | Hydro |  | NY_Z_D | New York | 36 | St Lawrence | 89 | 36089 | 53.5 | 0 | 1958 | 9999 |  |  | N | Hydro | [13 empty] | 0 | 0 | 0 | 0 | [11 empty] | New York Power Authority | 100 | New York Power Authority | 100
Robert Moses Power Dam | 2694_G_29 | 2694 | G | 29 |  | Hydro |  | NY_Z_D | New York | 36 | St Lawrence | 89 | 36089 | 53.5 | 0 | 1958 | 9999 |  |  | N | Hydro | [13 empty] | 0 | 0 | 0 | 0 | [11 empty] | New York Power Authority | 100 | New York Power Authority | 100
Robert Moses Power Dam | 2694_G_30 | 2694 | G | 30 |  | Hydro |  | NY_Z_D | New York | 36 | St Lawrence | 89 | 36089 | 53.5 | 0 | 1958 | 9999 |  |  | N | Hydro | [13 empty] | 0 | 0 | 0 | 0 | [11 empty] | New York Power Authority | 100 | New York Power Authority | 100
Robert Moses Power Dam | 2694_G_31 | 2694 | G | 31 |  | Hydro |  | NY_Z_D | New York | 36 | St Lawrence | 89 | 36089 | 53.5 | 0 | 1958 | 9999 |  |  | N | Hydro | [13 empty] | 0 | 0 | 0 | 0 | [11 empty] | New York Power Authority | 100 | New York Power Authority | 100
Robert Moses Power Dam | 2694_G_32 | 2694 | G | 32 |  | Hydro |  | NY_Z_D | New York | 36 | St Lawrence | 89 | 36089 | 53.5 | 0 | 1958 | 9999 |  |  | N | Hydro | [13 empty] | 0 | 0 | 0 | 0 | [11 empty] | New York Power Authority | 100 | New York Power Authority | 100
Charles P Keller | 2695_G_10 | 2695 | G | 10 |  | Combustion Turbine | IC Engine | NY_Z_K | New York | 36 | Nassau | 59 | 36059 | 3.2 | 18000 | 1954 | 9999 |  |  | N | Natural Gas, Distillate Fuel Oil | [12 empty] | 1.053 | 0.37682 | 0.37682 | 0.37682 | 0.37682 | [11 empty] | Rockville Centre NY (Village of) | 100 | Rockville Centre NY (Village of) | 100
Charles P Keller | 2695_G_11 | 2695 | G | 11 |  | Combustion Turbine | IC Engine | NY_Z_K | New York | 36 | Nassau | 59 | 36059 | 5.2 | 18000 | 1962 | 9999 |  |  | N | Natural Gas, Distillate Fuel Oil | [12 empty] | 1.053 | 0.37682 | 0.37682 | 0.37682 | 0.37682 | [11 empty] | Rockville Centre NY (Village of) | 100 | Rockville Centre NY (Village of) | 100
Charles P Keller | 2695_G_12 | 2695 | G | 12 |  | Combustion Turbine | IC Engine | NY_Z_K | New York | 36 | Nassau | 59 | 36059 | 5.5 | 18000 | 1967 | 9999 |  |  | N | Natural Gas, Distillate Fuel Oil | [12 empty] | 1.053 | 0.37682 | 0.37682 | 0.37682 | 0.37682 | [11 empty] | Rockville Centre NY (Village of) | 100 | Rockville Centre NY (Village of) | 100
Charles P Keller | 2695_G_13 | 2695 | G | 13 |  | Combustion Turbine | IC Engine | NY_Z_K | New York | 36 | Nassau | 59 | 36059 | 5.5 | 18000 | 1974 | 9999 |  |  | N | Natural Gas, Distillate Fuel Oil | [12 empty] | 1.053 | 0.37682 | 0.37682 | 0.37682 | 0.37682 | [11 empty] | Rockville Centre NY (Village of) | 100 | Rockville Centre NY (Village of) | 100
Charles P Keller | 2695_G_14 | 2695 | G | 14 |  | Combustion Turbine | IC Engine | NY_Z_K | New York | 36 | Nassau | 59 | 36059 | 6.2 | 18000 | 1994 | 9999 |  |  | N | Natural Gas, Distillate Fuel Oil | [12 empty] | 1.053 | 0.37682 | 0.37682 | 0.37682 | 0.37682 | [11 empty] | Rockville Centre NY (Village of) | 100 | Rockville Centre NY (Village of) | 100
Charles P Keller | 2695_G_9 | 2695 | G | 9 |  | Combustion Turbine | IC Engine | NY_Z_K | New York | 36 | Nassau | 59 | 36059 | 3.2 | 18000 | 1954 | 9999 |  |  | N | Natural Gas, Distillate Fuel Oil | [12 empty] | 1.053 | 0.37682 | 0.37682 | 0.37682 | 0.37682 | [11 empty] | Rockville Centre NY (Village of) | 100 | Rockville Centre NY (Village of) | 100
Pit 7 | 270_G_H1 | 270 | G | H1 |  | Hydro |  | WEC_CALN | California | 6 | Shasta | 89 | 06089 | 56 | 0 | 1965 | 9999 |  |  | N | Hydro | [13 empty] | 0 | 0 | 0 | 0 | [11 empty] | Pacific Gas & Electric Co | 100 | PG&E Corp | 100
Pit 7 | 270_G_H2 | 270 | G | H2 |  | Hydro |  | WEC_CALN | California | 6 | Shasta | 89 | 06089 | 57 | 0 | 1965 | 9999 |  |  | N | Hydro | [13 empty] | 0 | 0 | 0 | 0 | [11 empty] | Pacific Gas & Electric Co | 100 | PG&E Corp | 100
Watertown | 2700_G_1 | 2700 | G | 1 |  | Hydro |  | NY_Z_C&E | New York | 36 | Jefferson | 45 | 36045 | 2.1 | 0 | 1924 | 9999 |  |  | N | Hydro | [13 empty] | 0 | 0 | 0 | 0 | [11 empty] | Watertown NY (City of) | 100 | Watertown NY (City of) | 100
Watertown | 2700_G_2 | 2700 | G | 2 |  | Hydro |  | NY_Z_C&E | New York | 36 | Jefferson | 45 | 36045 | 2.1 | 0 | 1924 | 9999 |  |  | N | Hydro | [13 empty] | 0 | 0 | 0 | 0 | [11 empty] | Watertown NY (City of) | 100 | Watertown NY (City of) | 100
Watertown | 2700_G_3 | 2700 | G | 3 |  | Hydro |  | NY_Z_C&E | New York | 36 | Jefferson | 45 | 36045 | 2.1 | 0 | 1924 | 9999 |  |  | N | Hydro | [13 empty] | 0 | 0 | 0 | 0 | [11 empty] | Watertown NY (City of) | 100 | Watertown NY (City of) | 100
Asheville | 2706_G_CT5 | 2706 | G | CT5 |  | Combined Cycle |  | S_VACA | North Carolina | 37 | Buncombe | 21 | 37021 | 191.2 | 7050 | 2019 | 9999 |  |  | N | Natural Gas, Distillate Fuel Oil |  |  |  | DLNB + H2O | SCR | [8 empty] | 0.03806 | 0.03806 | 0.03806 | 0.03806 | [11 empty] | Duke Energy Progress | 100 | Duke Energy Corp | 100
Asheville | 2706_G_CT7 | 2706 | G | CT7 |  | Combined Cycle |  | S_VACA | North Carolina | 37 | Buncombe | 21 | 37021 | 191.2 | 7050 | 2019 | 9999 |  |  | N | Natural Gas, Distillate Fuel Oil |  |  |  | DLNB + H2O | SCR | [8 empty] | 0.039862 | 0.039862 | 0.039862 | 0.039862 | [11 empty] | Duke Energy Progress | 100 | Duke Energy Corp | 100
Asheville | 2706_G_GT1 | 2706 | G | GT1 | 1818 | Combustion Turbine |  | S_VACA | North Carolina | 37 | Buncombe | 21 | 37021 | 160 | 11753 | 1999 | 9999 |  |  | N | Natural Gas, Distillate Fuel Oil |  |  |  | H2O | [8 empty] | 2.3 | 0.11529 | 0.11529 | 0.11529 | 0.11529 | [11 empty] | Duke Energy Progress | 100 | Duke Energy Corp | 100
Asheville | 2706_G_GT2 | 2706 | G | GT2 | 1819 | Combustion Turbine |  | S_VACA | North Carolina | 37 | Buncombe | 21 | 37021 | 160 | 11751 | 2000 | 9999 |  |  | N | Natural Gas, Distillate Fuel Oil |  |  |  | H2O | [8 empty] | 2.3 | 0.09189 | 0.09189 | 0.09189 | 0.09189 | [11 empty] | Duke Energy Progress | 100 | Duke Energy Corp | 100
Asheville | 2706_G_ST6 | 2706 | G | ST6 | 1816 | Combined Cycle |  | S_VACA | North Carolina | 37 | Buncombe | 21 | 37021 | 102 | 7050 | 2019 | 9999 |  |  | N | Natural Gas, Distillate Fuel Oil |  |  |  | DLNB + H2O | SCR | [8 empty] | 0.03806 | 0.03806 | 0.03806 | 0.03806 | [11 empty] | Duke Energy Progress | 100 | Duke Energy Corp | 100
Asheville | 2706_G_ST8 | 2706 | G | ST8 | 1817 | Combined Cycle |  | S_VACA | North Carolina | 37 | Buncombe | 21 | 37021 | 102 | 7050 | 2019 | 9999 |  |  | N | Natural Gas, Distillate Fuel Oil |  |  |  | DLNB + H2O | SCR | [8 empty] | 0.039862 | 0.039862 | 0.039862 | 0.039862 | [11 empty] | Duke Energy Progress | 100 | Duke Energy Corp | 100
Blewett | 2707_G_1 | 2707 | G | 1 |  | Hydro |  | S_VACA | North Carolina | 37 | Anson | 7 | 37007 | 4 | 0 | 1912 | 9999 |  |  | N | Hydro | [13 empty] | 0 | 0 | 0 | 0 | [11 empty] | Duke Energy Progress | 100 | Duke Energy Corp | 100
Blewett | 2707_G_2 | 2707 | G | 2 |  | Hydro |  | S_VACA | North Carolina | 37 | Anson | 7 | 37007 | 4 | 0 | 1912 | 9999 |  |  | N | Hydro | [13 empty] | 0 | 0 | 0 | 0 | [11 empty] | Duke Energy Progress | 100 | Duke Energy Corp | 100
Blewett | 2707_G_3 | 2707 | G | 3 |  | Hydro |  | S_VACA | North Carolina | 37 | Anson | 7 | 37007 | 4 | 0 | 1912 | 9999 |  |  | N | Hydro | [13 empty] | 0 | 0 | 0 | 0 | [11 empty] | Duke Energy Progress | 100 | Duke Energy Corp | 100
Blewett | 2707_G_4 | 2707 | G | 4 |  | Hydro |  | S_VACA | North Carolina | 37 | Anson | 7 | 37007 | 5 | 0 | 1912 | 9999 |  |  | N | Hydro | [13 empty] | 0 | 0 | 0 | 0 | [11 empty] | Duke Energy Progress | 100 | Duke Energy Corp | 100
Blewett | 2707_G_5 | 2707 | G | 5 |  | Hydro |  | S_VACA | North Carolina | 37 | Anson | 7 | 37007 | 5 | 0 | 1912 | 9999 |  |  | N | Hydro | [13 empty] | 0 | 0 | 0 | 0 | [11 empty] | Duke Energy Progress | 100 | Duke Energy Corp | 100
Blewett | 2707_G_6 | 2707 | G | 6 |  | Hydro |  | S_VACA | North Carolina | 37 | Anson | 7 | 37007 | 5 | 0 | 1912 | 9999 |  |  | N | Hydro | [13 empty] | 0 | 0 | 0 | 0 | [11 empty] | Duke Energy Progress | 100 | Duke Energy Corp | 100
Blewett | 2707_G_GT1 | 2707 | G | GT1 | 90042 | Combustion Turbine |  | S_VACA | North Carolina | 37 | Anson | 7 | 37007 | 13 | 25000 | 1971 | 9999 |  |  | N | Distillate Fuel Oil | [12 empty] | 2.3 | 1.198 | 1.198 | 1.198 | 1.198 | [11 empty] | Duke Energy Progress | 100 | Duke Energy Corp | 100
Blewett | 2707_G_GT2 | 2707 | G | GT2 | 90043 | Combustion Turbine |  | S_VACA | North Carolina | 37 | Anson | 7 | 37007 | 13 | 25000 | 1971 | 9999 |  |  | N | Distillate Fuel Oil | [12 empty] | 2.3 | 1.1997 | 1.1997 | 1.1997 | 1.1997 | [11 empty] | Duke Energy Progress | 100 | Duke Energy Corp | 100
Blewett | 2707_G_GT3 | 2707 | G | GT3 | 90044 | Combustion Turbine |  | S_VACA | North Carolina | 37 | Anson | 7 | 37007 | 13 | 25000 | 1971 | 9999 |  |  | N | Distillate Fuel Oil | [12 empty] | 2.3 | 1.1988 | 1.1988 | 1.1988 | 1.1988 | [11 empty] | Duke Energy Progress | 100 | Duke Energy Corp | 100
Blewett | 2707_G_GT4 | 2707 | G | GT4 | 90045 | Combustion Turbine |  | S_VACA | North Carolina | 37 | Anson | 7 | 37007 | 13 | 25000 | 1971 | 9999 |  |  | N | Distillate Fuel Oil | [12 empty] | 2.3 | 1.1994 | 1.1994 | 1.1994 | 1.1994 | [11 empty] | Duke Energy Progress | 100 | Duke Energy Corp | 100
Marshall Dam | 2710_G_HC1 | 2710 | G | HC1 |  | Hydro |  | S_VACA | North Carolina | 37 | Madison | 115 | 37115 | 2 | 0 | 1985 | 9999 |  |  | N | Hydro | [13 empty] | 0 | 0 | 0 | 0 | [11 empty] | Duke Energy Progress | 100 | Duke Energy Corp | 100
Marshall Dam | 2710_G_HC2 | 2710 | G | HC2 |  | Hydro |  | S_VACA | North Carolina | 37 | Madison | 115 | 37115 | 2 | 0 | 1985 | 9999 |  |  | N | Hydro | [13 empty] | 0 | 0 | 0 | 0 | [11 empty] | Duke Energy Progress | 100 | Duke Energy Corp | 100
Tillery | 2714_G_1 | 2714 | G | 1 |  | Hydro |  | S_VACA | North Carolina | 37 | Montgomery | 123 | 37123 | 21 | 0 | 1928 | 9999 |  |  | N | Hydro | [13 empty] | 0 | 0 | 0 | 0 | [11 empty] | Duke Energy Progress | 100 | Duke Energy Corp | 100
Tillery | 2714_G_2 | 2714 | G | 2 |  | Hydro |  | S_VACA | North Carolina | 37 | Montgomery | 123 | 37123 | 18 | 0 | 1928 | 9999 |  |  | N | Hydro | [13 empty] | 0 | 0 | 0 | 0 | [11 empty] | Duke Energy Progress | 100 | Duke Energy Corp | 100
Tillery | 2714_G_3 | 2714 | G | 3 |  | Hydro |  | S_VACA | North Carolina | 37 | Montgomery | 123 | 37123 | 21 | 0 | 1928 | 9999 |  |  | N | Hydro | [13 empty] | 0 | 0 | 0 | 0 | [11 empty] | Duke Energy Progress | 100 | Duke Energy Corp | 100
Tillery | 2714_G_4 | 2714 | G | 4 |  | Hydro |  | S_VACA | North Carolina | 37 | Montgomery | 123 | 37123 | 24 | 0 | 1960 | 9999 |  |  | N | Hydro | [13 empty] | 0 | 0 | 0 | 0 | [11 empty] | Duke Energy Progress | 100 | Duke Energy Corp | 100
Walters | 2715_G_1 | 2715 | G | 1 |  | Hydro |  | S_VACA | North Carolina | 37 | Haywood | 87 | 37087 | 36 | 0 | 1930 | 9999 |  |  | N | Hydro | [13 empty] | 0 | 0 | 0 | 0 | [11 empty] | Duke Energy Progress | 100 | Duke Energy Corp | 100
Walters | 2715_G_2 | 2715 | G | 2 |  | Hydro |  | S_VACA | North Carolina | 37 | Haywood | 87 | 37087 | 40 | 0 | 1930 | 9999 |  |  | N | Hydro | [13 empty] | 0 | 0 | 0 | 0 | [11 empty] | Duke Energy Progress | 100 | Duke Energy Corp | 100
Walters | 2715_G_3 | 2715 | G | 3 |  | Hydro |  | S_VACA | North Carolina | 37 | Haywood | 87 | 37087 | 36 | 0 | 1930 | 9999 |  |  | N | Hydro | [13 empty] | 0 | 0 | 0 | 0 | [11 empty] | Duke Energy Progress | 100 | Duke Energy Corp | 100
W H Weatherspoon | 2716_G_GT1 | 2716 | G | GT1 | 88324 | Combustion Turbine |  | S_VACA | North Carolina | 37 | Robeson | 155 | 37155 | 31 | 25000 | 1970 | 9999 |  |  | N | Distillate Fuel Oil | [12 empty] | 2.3 | 1.2003 | 1.2003 | 1.2003 | 1.2003 | [11 empty] | Duke Energy Progress | 100 | Duke Energy Corp | 100
W H Weatherspoon | 2716_G_GT2 | 2716 | G | GT2 | 88325 | Combustion Turbine |  | S_VACA | North Carolina | 37 | Robeson | 155 | 37155 | 31 | 25000 | 1970 | 9999 |  |  | N | Distillate Fuel Oil | [12 empty] | 2.3 | 1.1999 | 1.1999 | 1.1999 | 1.1999 | [11 empty] | Duke Energy Progress | 100 | Duke Energy Corp | 100
W H Weatherspoon | 2716_G_GT3 | 2716 | G | GT3 | 88326 | Combustion Turbine |  | S_VACA | North Carolina | 37 | Robeson | 155 | 37155 | 32 | 25000 | 1971 | 9999 |  |  | N | Distillate Fuel Oil | [12 empty] | 2.3 | 1.1999 | 1.1999 | 1.1999 | 1.1999 | [11 empty] | Duke Energy Progress | 100 | Duke Energy Corp | 100
W H Weatherspoon | 2716_G_GT4 | 2716 | G | GT4 | 88327 | Combustion Turbine |  | S_VACA | North Carolina | 37 | Robeson | 155 | 37155 | 30 | 25000 | 1971 | 9999 |  |  | N | Distillate Fuel Oil | [12 empty] | 2.3 | 1.1998 | 1.1998 | 1.1998 | 1.1998 | [11 empty] | Duke Energy Progress | 100 | Duke Energy Corp | 100
Bridgewater | 2719_G_1 | 2719 | G | 1 |  | Hydro |  | S_VACA | North Carolina | 37 | Burke | 23 | 37023 | 15 | 0 | 1919 | 9999 |  |  | N | Hydro | [13 empty] | 0 | 0 | 0 | 0 | [11 empty] | Duke Energy Carolinas | 100 | Duke Energy Corp | 100
Bridgewater | 2719_G_2 | 2719 | G | 2 |  | Hydro |  | S_VACA | North Carolina | 37 | Burke | 23 | 37023 | 15 | 0 | 1919 | 9999 |  |  | N | Hydro | [13 empty] | 0 | 0 | 0 | 0 | [11 empty] | Duke Energy Carolinas | 100 | Duke Energy Corp | 100
Bridgewater | 2719_G_3 | 2719 | G | 3 |  | Hydro |  | S_VACA | North Carolina | 37 | Burke | 23 | 37023 | 1.5 | 0 | 2011 | 9999 |  |  | N | Hydro | [13 empty] | 0 | 0 | 0 | 0 | [11 empty] | Duke Energy Carolinas | 100 | Duke Energy Corp | 100
Poe | 272_G_1 | 272 | G | 1 |  | Hydro |  | WEC_CALN | California | 6 | Butte | 7 | 06007 | 60 | 0 | 1958 | 9999 |  |  | N | Hydro | [13 empty] | 0 | 0 | 0 | 0 | [11 empty] | Pacific Gas & Electric Co | 100 | PG&E Corp | 100
Poe | 272_G_2 | 272 | G | 2 |  | Hydro |  | WEC_CALN | California | 6 | Butte | 7 | 06007 | 60 | 0 | 1958 | 9999 |  |  | N | Hydro | [13 empty] | 0 | 0 | 0 | 0 | [11 empty] | Pacific Gas & Electric Co | 100 | PG&E Corp | 100
Buck | 2720_G_CT11 | 2720 | G | CT11 | 90410 | Combined Cycle |  | S_VACA | North Carolina | 37 | Rowan | 159 | 37159 | 178 | 7079 | 2011 | 9999 |  |  | N | Natural Gas |  |  |  | DLNB | SCR | [8 empty] | 0.008456 | 0.008456 | 0.008456 | 0.008456 | [11 empty] | Duke Energy Carolinas | 100 | Duke Energy Corp | 100
Buck | 2720_G_CT12 | 2720 | G | CT12 | 90411 | Combined Cycle |  | S_VACA | North Carolina | 37 | Rowan | 159 | 37159 | 178 | 7079 | 2011 | 9999 |  |  | N | Natural Gas |  |  |  | DLNB | SCR | [8 empty] | 0.008456 | 0.008456 | 0.008456 | 0.008456 | [11 empty] | Duke Energy Carolinas | 100 | Duke Energy Corp | 100
Buck | 2720_G_ST10 | 2720 | G | ST10 | 90410 | Combined Cycle |  | S_VACA | North Carolina | 37 | Rowan | 159 | 37159 | 312 | 7079 | 2011 | 9999 |  |  | N | Natural Gas |  |  |  | DLNB | SCR | [8 empty] | 0.008456 | 0.008456 | 0.008456 | 0.008456 | [11 empty] | Duke Energy Carolinas | 100 | Duke Energy Corp | 100
Cowans Ford | 2722_G_1 | 2722 | G | 1 |  | Hydro |  | S_VACA | North Carolina | 37 | Lincoln | 109 | 37109 | 81 | 0 | 1963 | 9999 |  |  | N | Hydro | [13 empty] | 0 | 0 | 0 | 0 | [11 empty] | Duke Energy Carolinas | 100 | Duke Energy Corp | 100
Cowans Ford | 2722_G_2 | 2722 | G | 2 |  | Hydro |  | S_VACA | North Carolina | 37 | Lincoln | 109 | 37109 | 81 | 0 | 1963 | 9999 |  |  | N | Hydro | [13 empty] | 0 | 0 | 0 | 0 | [11 empty] | Duke Energy Carolinas | 100 | Duke Energy Corp | 100
Cowans Ford | 2722_G_3 | 2722 | G | 3 |  | Hydro |  | S_VACA | North Carolina | 37 | Lincoln | 109 | 37109 | 81 | 0 | 1963 | 9999 |  |  | N | Hydro | [13 empty] | 0 | 0 | 0 | 0 | [11 empty] | Duke Energy Carolinas | 100 | Duke Energy Corp | 100
Cowans Ford | 2722_G_4 | 2722 | G | 4 |  | Hydro |  | S_VACA | North Carolina | 37 | Lincoln | 109 | 37109 | 81 | 0 | 1967 | 9999 |  |  | N | Hydro | [13 empty] | 0 | 0 | 0 | 0 | [11 empty] | Duke Energy Carolinas | 100 | Duke Energy Corp | 100
Dan River | 2723_G_CT8 | 2723 | G | CT8 | 90412 | Combined Cycle |  | S_VACA | North Carolina | 37 | Rockingham | 157 | 37157 | 171 | 7153 | 2012 | 9999 |  |  | N | Natural Gas |  |  |  | DLNB | SCR | [8 empty] | 0.016926 | 0.016926 | 0.016926 | 0.016926 | [11 empty] | Duke Energy Carolinas | 100 | Duke Energy Corp | 100
Dan River | 2723_G_CT9 | 2723 | G | CT9 | 90413 | Combined Cycle |  | S_VACA | North Carolina | 37 | Rockingham | 157 | 37157 | 171 | 7153 | 2012 | 9999 |  |  | N | Natural Gas |  |  |  | DLNB | SCR | [8 empty] | 0.016926 | 0.016926 | 0.016926 | 0.016926 | [11 empty] | Duke Energy Carolinas | 100 | Duke Energy Corp | 100
Dan River | 2723_G_ST7 | 2723 | G | ST7 | 90412 | Combined Cycle |  | S_VACA | North Carolina | 37 | Rockingham | 157 | 37157 | 320 | 7153 | 2012 | 9999 |  |  | N | Natural Gas |  |  |  | DLNB | SCR | [8 empty] | 0.016926 | 0.016926 | 0.016926 | 0.016926 | [11 empty] | Duke Energy Carolinas | 100 | Duke Energy Corp | 100
Lookout Shoals | 2726_G_1 | 2726 | G | 1 |  | Hydro |  | S_VACA | North Carolina | 37 | Iredell | 97 | 37097 | 9 | 0 | 1915 | 9999 |  |  | N | Hydro | [13 empty] | 0 | 0 | 0 | 0 | [11 empty] | Duke Energy Carolinas | 100 | Duke Energy Corp | 100
Lookout Shoals | 2726_G_2 | 2726 | G | 2 |  | Hydro |  | S_VACA | North Carolina | 37 | Iredell | 97 | 37097 | 9 | 0 | 1915 | 9999 |  |  | N | Hydro | [13 empty] | 0 | 0 | 0 | 0 | [11 empty] | Duke Energy Carolinas | 100 | Duke Energy Corp | 100
Lookout Shoals | 2726_G_3 | 2726 | G | 3 |  | Hydro |  | S_VACA | North Carolina | 37 | Iredell | 97 | 37097 | 9 | 0 | 1915 | 9999 |  |  | N | Hydro | [13 empty] | 0 | 0 | 0 | 0 | [11 empty] | Duke Energy Carolinas | 100 | Duke Energy Corp | 100
Mountain Island | 2728_G_1 | 2728 | G | 1 |  | Hydro |  | S_VACA | North Carolina | 37 | Gaston | 71 | 37071 | 14 | 0 | 1923 | 9999 |  |  | N | Hydro | [13 empty] | 0 | 0 | 0 | 0 | [11 empty] | Duke Energy Carolinas | 100 | Duke Energy Corp | 100
Mountain Island | 2728_G_2 | 2728 | G | 2 |  | Hydro |  | S_VACA | North Carolina | 37 | Gaston | 71 | 37071 | 14 | 0 | 1923 | 9999 |  |  | N | Hydro | [13 empty] | 0 | 0 | 0 | 0 | [11 empty] | Duke Energy Carolinas | 100 | Duke Energy Corp | 100
Mountain Island | 2728_G_3 | 2728 | G | 3 |  | Hydro |  | S_VACA | North Carolina | 37 | Gaston | 71 | 37071 | 17 | 0 | 1923 | 9999 |  |  | N | Hydro | [13 empty] | 0 | 0 | 0 | 0 | [11 empty] | Duke Energy Carolinas | 100 | Duke Energy Corp | 100
Mountain Island | 2728_G_4 | 2728 | G | 4 |  | Hydro |  | S_VACA | North Carolina | 37 | Gaston | 71 | 37071 | 17 | 0 | 1923 | 9999 |  |  | N | Hydro | [13 empty] | 0 | 0 | 0 | 0 | [11 empty] | Duke Energy Carolinas | 100 | Duke Energy Corp | 100
Oxford Dam | 2729_G_1 | 2729 | G | 1 |  | Hydro |  | S_VACA | North Carolina | 37 | Catawba | 35 | 37035 | 20 | 0 | 1928 | 9999 |  |  | N | Hydro | [13 empty] | 0 | 0 | 0 | 0 | [11 empty] | Duke Energy Carolinas | 100 | Duke Energy Corp | 100
Oxford Dam | 2729_G_2 | 2729 | G | 2 |  | Hydro |  | S_VACA | North Carolina | 37 | Catawba | 35 | 37035 | 20 | 0 | 1928 | 9999 |  |  | N | Hydro | [13 empty] | 0 | 0 | 0 | 0 | [11 empty] | Duke Energy Carolinas | 100 | Duke Energy Corp | 100
Rhodhiss | 2730_G_1 | 2730 | G | 1 |  | Hydro |  | S_VACA | North Carolina | 37 | Caldwell | 27 | 37027 | 9.5 | 0 | 1925 | 9999 |  |  | N | Hydro | [13 empty] | 0 | 0 | 0 | 0 | [11 empty] | Duke Energy Carolinas | 100 | Duke Energy Corp | 100
Rhodhiss | 2730_G_2 | 2730 | G | 2 |  | Hydro |  | S_VACA | North Carolina | 37 | Caldwell | 27 | 37027 | 11.5 | 0 | 1925 | 9999 |  |  | N | Hydro | [13 empty] | 0 | 0 | 0 | 0 | [11 empty] | Duke Energy Carolinas | 100 | Duke Energy Corp | 100
Rhodhiss | 2730_G_3 | 2730 | G | 3 |  | Hydro |  | S_VACA | North Carolina | 37 | Caldwell | 27 | 37027 | 12.4 | 0 | 1925 | 9999 |  |  | N | Hydro | [13 empty] | 0 | 0 | 0 | 0 | [11 empty] | Duke Energy Carolinas | 100 | Duke Energy Corp | 100
Turner Shoals | 2735_G_1 | 2735 | G | 1 |  | Hydro |  | S_VACA | North Carolina | 37 | Polk | 149 | 37149 | 2.7 | 0 | 1996 | 9999 |  |  | N | Hydro | [13 empty] | 0 | 0 | 0 | 0 | [11 empty] | Northbrook Carolina Hydro LLC | 100 | Ares Management LP | 100
Turner Shoals | 2735_G_2 | 2735 | G | 2 |  | Hydro |  | S_VACA | North Carolina | 37 | Polk | 149 | 37149 | 2.7 | 0 | 1996 | 9999 |  |  | N | Hydro | [13 empty] | 0 | 0 | 0 | 0 | [11 empty] | Northbrook Carolina Hydro LLC | 100 | Ares Management LP | 100
Tuxedo | 2736_G_1 | 2736 | G | 1 |  | Hydro |  | S_VACA | North Carolina | 37 | Henderson | 89 | 37089 | 3.2 | 0 | 1920 | 9999 |  |  | N | Hydro | [13 empty] | 0 | 0 | 0 | 0 | [11 empty] | Northbrook Energy LLC | 100 | Northbrook Energy LLC | 100
Tuxedo | 2736_G_2 | 2736 | G | 2 |  | Hydro |  | S_VACA | North Carolina | 37 | Henderson | 89 | 37089 | 3.2 | 0 | 1920 | 9999 |  |  | N | Hydro | [13 empty] | 0 | 0 | 0 | 0 | [11 empty] | Northbrook Energy LLC | 100 | Northbrook Energy LLC | 100
Potter Valley | 274_G_1 | 274 | G | 1 |  | Hydro |  | WEC_CALN | California | 6 | Mendocino | 45 | 06045 | 4.5 | 0 | 1939 | 9999 |  |  | N | Hydro | [13 empty] | 0 | 0 | 0 | 0 | [11 empty] | Pacific Gas & Electric Co | 100 | PG&E Corp | 100
Potter Valley | 274_G_2 | 274 | G | 2 |  | Hydro |  | WEC_CALN | California | 6 | Mendocino | 45 | 06045 | 2 | 0 | 1910 | 9999 |  |  | N | Hydro | [13 empty] | 0 | 0 | 0 | 0 | [11 empty] | Pacific Gas & Electric Co | 100 | PG&E Corp | 100
Potter Valley | 274_G_3 | 274 | G | 3 |  | Hydro |  | WEC_CALN | California | 6 | Mendocino | 45 | 06045 | 2.7 | 0 | 1917 | 9999 |  |  | N | Hydro | [13 empty] | 0 | 0 | 0 | 0 | [11 empty] | Pacific Gas & Electric Co | 100 | PG&E Corp | 100
Bear Creek Dam | 2741_G_1 | 2741 | G | 1 |  | Hydro |  | S_VACA | North Carolina | 37 | Jackson | 99 | 37099 | 9.5 | 0 | 1954 | 9999 |  |  | N | Hydro | [13 empty] | 0 | 0 | 0 | 0 | [11 empty] | Duke Energy Carolinas | 100 | Duke Energy Corp | 100
Cedar Cliff | 2743_G_1 | 2743 | G | 1 |  | Hydro |  | S_VACA | North Carolina | 37 | Jackson | 99 | 37099 | 6.4 | 0 | 1952 | 9999 |  |  | N | Hydro | [13 empty] | 0 | 0 | 0 | 0 | [11 empty] | Duke Energy Carolinas | 100 | Duke Energy Corp | 100
Franklin (NC) | 2745_G_1 | 2745 | G | 1 |  | Hydro |  | S_VACA | North Carolina | 37 | Macon | 113 | 37113 | 0.5 | 0 | 1925 | 9999 |  |  | N | Hydro | [13 empty] | 0 | 0 | 0 | 0 | [11 empty] | Northbrook Energy LLC | 100 | Northbrook Energy LLC | 100
Franklin (NC) | 2745_G_2 | 2745 | G | 2 |  | Hydro |  | S_VACA | North Carolina | 37 | Macon | 113 | 37113 | 0.5 | 0 | 1925 | 9999 |  |  | N | Hydro | [13 empty] | 0 | 0 | 0 | 0 | [11 empty] | Northbrook Energy LLC | 100 | Northbrook Energy LLC | 100
Mission | 2746_G_1 | 2746 | G | 1 |  | Hydro |  | S_VACA | North Carolina | 37 | Clay | 43 | 37043 | 0.6 | 0 | 1924 | 9999 |  |  | N | Hydro | [13 empty] | 0 | 0 | 0 | 0 | [11 empty] | Northbrook Energy LLC | 100 | Northbrook Energy LLC | 100
Mission | 2746_G_2 | 2746 | G | 2 |  | Hydro |  | S_VACA | North Carolina | 37 | Clay | 43 | 37043 | 0.6 | 0 | 1924 | 9999 |  |  | N | Hydro | [13 empty] | 0 | 0 | 0 | 0 | [11 empty] | Northbrook Energy LLC | 100 | Northbrook Energy LLC | 100
Mission | 2746_G_3 | 2746 | G | 3 |  | Hydro |  | S_VACA | North Carolina | 37 | Clay | 43 | 37043 | 0.6 | 0 | 1943 | 9999 |  |  | N | Hydro | [13 empty] | 0 | 0 | 0 | 0 | [11 empty] | Northbrook Energy LLC | 100 | Northbrook Energy LLC | 100
Nantahala | 2747_G_1 | 2747 | G | 1 |  | Hydro |  | S_VACA | North Carolina | 37 | Macon | 113 | 37113 | 50 | 0 | 1942 | 9999 |  |  | N | Hydro | [13 empty] | 0 | 0 | 0 | 0 | [11 empty] | Duke Energy Carolinas | 100 | Duke Energy Corp | 100
Tennessee Creek | 2749_G_1 | 2749 | G | 1 |  | Hydro |  | S_VACA | North Carolina | 37 | Jackson | 99 | 37099 | 9.8 | 0 | 1955 | 9999 |  |  | N | Hydro | [13 empty] | 0 | 0 | 0 | 0 | [11 empty] | Duke Energy Carolinas | 100 | Duke Energy Corp | 100
Rock Creek | 275_G_H1 | 275 | G | H1 |  | Hydro |  | WEC_CALN | California | 6 | Plumas | 63 | 06063 | 63 | 0 | 1950 | 9999 |  |  | N | Hydro | [13 empty] | 0 | 0 | 0 | 0 | [11 empty] | Pacific Gas & Electric Co | 100 | PG&E Corp | 100
Rock Creek | 275_G_H2 | 275 | G | H2 |  | Hydro |  | WEC_CALN | California | 6 | Plumas | 63 | 06063 | 63 | 0 | 1950 | 9999 |  |  | N | Hydro | [13 empty] | 0 | 0 | 0 | 0 | [11 empty] | Pacific Gas & Electric Co | 100 | PG&E Corp | 100
Thorpe | 2750_G_1 | 2750 | G | 1 |  | Hydro |  | S_VACA | North Carolina | 37 | Jackson | 99 | 37099 | 19.7 | 0 | 1941 | 9999 |  |  | N | Hydro | [13 empty] | 0 | 0 | 0 | 0 | [11 empty] | Duke Energy Carolinas | 100 | Duke Energy Corp | 100
Tuckasegee | 2751_G_1 | 2751 | G | 1 |  | Hydro |  | S_VACA | North Carolina | 37 | Jackson | 99 | 37099 | 2.5 | 0 | 1950 | 9999 |  |  | N | Hydro | [13 empty] | 0 | 0 | 0 | 0 | [11 empty] | Duke Energy Carolinas | 100 | Duke Energy Corp | 100
Gaston | 2756_G_1 | 2756 | G | 1 |  | Hydro |  | PJM_Dom | North Carolina | 37 | Halifax | 83 | 37083 | 55 | 0 | 1963 | 9999 |  |  | N | Hydro | [13 empty] | 0 | 0 | 0 | 0 | [11 empty] | Virginia Electric & Power Co | 100 | Dominion Energy Inc | 100
Gaston | 2756_G_2 | 2756 | G | 2 |  | Hydro |  | PJM_Dom | North Carolina | 37 | Halifax | 83 | 37083 | 55 | 0 | 1963 | 9999 |  |  | N | Hydro | [13 empty] | 0 | 0 | 0 | 0 | [11 empty] | Virginia Electric & Power Co | 100 | Dominion Energy Inc | 100
Gaston | 2756_G_3 | 2756 | G | 3 |  | Hydro |  | PJM_Dom | North Carolina | 37 | Halifax | 83 | 37083 | 55 | 0 | 1963 | 9999 |  |  | N | Hydro | [13 empty] | 0 | 0 | 0 | 0 | [11 empty] | Virginia Electric & Power Co | 100 | Dominion Energy Inc | 100
Gaston | 2756_G_4 | 2756 | G | 4 |  | Hydro |  | PJM_Dom | North Carolina | 37 | Halifax | 83 | 37083 | 55 | 0 | 1963 | 9999 |  |  | N | Hydro | [13 empty] | 0 | 0 | 0 | 0 | [11 empty] | Virginia Electric & Power Co | 100 | Dominion Energy Inc | 100
Roanoke Rapids | 2758_G_1 | 2758 | G | 1 |  | Hydro |  | PJM_Dom | North Carolina | 37 | Halifax | 83 | 37083 | 24 | 0 | 1955 | 9999 |  |  | N | Hydro | [13 empty] | 0 | 0 | 0 | 0 | [11 empty] | Virginia Electric & Power Co | 100 | Dominion Energy Inc | 100
Roanoke Rapids | 2758_G_2 | 2758 | G | 2 |  | Hydro |  | PJM_Dom | North Carolina | 37 | Halifax | 83 | 37083 | 24 | 0 | 1955 | 9999 |  |  | N | Hydro | [13 empty] | 0 | 0 | 0 | 0 | [11 empty] | Virginia Electric & Power Co | 100 | Dominion Energy Inc | 100
Roanoke Rapids | 2758_G_3 | 2758 | G | 3 |  | Hydro |  | PJM_Dom | North Carolina | 37 | Halifax | 83 | 37083 | 24 | 0 | 1955 | 9999 |  |  | N | Hydro | [13 empty] | 0 | 0 | 0 | 0 | [11 empty] | Virginia Electric & Power Co | 100 | Dominion Energy Inc | 100
Roanoke Rapids | 2758_G_4 | 2758 | G | 4 |  | Hydro |  | PJM_Dom | North Carolina | 37 | Halifax | 83 | 37083 | 23 | 0 | 1955 | 9999 |  |  | N | Hydro | [13 empty] | 0 | 0 | 0 | 0 | [11 empty] | Virginia Electric & Power Co | 100 | Dominion Energy Inc | 100
San Joaquin 2 | 276_G_1 | 276 | G | 1 |  | Hydro |  | WEC_CALN | California | 6 | Madera | 39 | 06039 | 3.2 | 0 | 1917 | 9999 |  |  | N | Hydro | [13 empty] | 0 | 0 | 0 | 0 | [11 empty] | Pacific Gas & Electric Co | 100 | PG&E Corp | 100
San Joaquin 3 | 277_G_3 | 277 | G | 3 |  | Hydro |  | WEC_CALN | California | 6 | Madera | 39 | 06039 | 4.2 | 0 | 1923 | 9999 |  |  | N | Hydro | [13 empty] | 0 | 0 | 0 | 0 | [11 empty] | Pacific Gas & Electric Co | 100 | PG&E Corp | 100
Lake Lure | 2773_G_1 | 2773 | G | 1 |  | Hydro |  | S_VACA | North Carolina | 37 | Rutherford | 161 | 37161 | 1.2 | 0 | 1927 | 9999 |  |  | N | Hydro | [13 empty] | 0 | 0 | 0 | 0 | [11 empty] | Lake Lure (Town of) | 100 | Lake Lure (Town of) | 100
Lake Lure | 2773_G_2 | 2773 | G | 2 |  | Hydro |  | S_VACA | North Carolina | 37 | Rutherford | 161 | 37161 | 2.4 | 0 | 1927 | 9999 |  |  | N | Hydro | [13 empty] | 0 | 0 | 0 | 0 | [11 empty] | Lake Lure (Town of) | 100 | Lake Lure (Town of) | 100
Chatuge | 2778_G_1 | 2778 | G | 1 |  | Hydro |  | S_C_TVA | North Carolina | 37 | Clay | 43 | 37043 | 13.9 | 0 | 1954 | 9999 |  |  | N | Hydro | [13 empty] | 0 | 0 | 0 | 0 | [11 empty] | Tennessee Valley Authority | 100 | Tennessee Valley Authority | 100
Fontana Dam | 2779_G_1 | 2779 | G | 1 |  | Hydro |  | S_C_TVA | North Carolina | 37 | Swain | 173 | 37173 | 101.4 | 0 | 1945 | 9999 |  |  | N | Hydro | [13 empty] | 0 | 0 | 0 | 0 | [11 empty] | Tennessee Valley Authority | 100 | Tennessee Valley Authority | 100
Fontana Dam | 2779_G_2 | 2779 | G | 2 |  | Hydro |  | S_C_TVA | North Carolina | 37 | Swain | 173 | 37173 | 101.4 | 0 | 1945 | 9999 |  |  | N | Hydro | [13 empty] | 0 | 0 | 0 | 0 | [11 empty] | Tennessee Valley Authority | 100 | Tennessee Valley Authority | 100
Fontana Dam | 2779_G_3 | 2779 | G | 3 |  | Hydro |  | S_C_TVA | North Carolina | 37 | Swain | 173 | 37173 | 101.4 | 0 | 1954 | 9999 |  |  | N | Hydro | [13 empty] | 0 | 0 | 0 | 0 | [11 empty] | Tennessee Valley Authority | 100 | Tennessee Valley Authority | 100
Hiwassee Dam | 2780_G_1 | 2780 | G | 1 |  | Hydro |  | S_C_TVA | North Carolina | 37 | Cherokee | 39 | 37039 | 87.7 | 0 | 1940 | 9999 |  |  | N | Hydro | [13 empty] | 0 | 0 | 0 | 0 | [11 empty] | Tennessee Valley Authority | 100 | Tennessee Valley Authority | 100
Hiwassee Dam | 2780_G_2 | 2780 | G | 2 |  | Pumped Storage |  | S_C_TVA | North Carolina | 37 | Cherokee | 39 | 37039 | 86 | 0 | 1956 | 9999 |  |  | N | Pumped Storage | [13 empty] | 0 | 0 | 0 | 0 | [11 empty] | Tennessee Valley Authority | 100 | Tennessee Valley Authority | 100
Buxton | 2783_G_1A | 2783 | G | 1A |  | Combustion Turbine | IC Engine | PJM_Dom | North Carolina | 37 | Dare | 55 | 37055 | 3 | 16560 | 1991 | 9999 |  |  | N | Distillate Fuel Oil | [12 empty] | 2.3 | 1.6498 | 1.6498 | 1.6498 | 1.6498 | [11 empty] | North Carolina Electric Membership Corp | 100 | North Carolina Electric Membership Corp | 100
Buxton | 2783_G_2A | 2783 | G | 2A |  | Combustion Turbine | IC Engine | PJM_Dom | North Carolina | 37 | Dare | 55 | 37055 | 3 | 16555 | 1991 | 9999 |  |  | N | Distillate Fuel Oil | [12 empty] | 2.3 | 1.6498 | 1.6498 | 1.6498 | 1.6498 | [11 empty] | North Carolina Electric Membership Corp | 100 | North Carolina Electric Membership Corp | 100
Buxton | 2783_G_3A | 2783 | G | 3A |  | Combustion Turbine | IC Engine | PJM_Dom | North Carolina | 37 | Dare | 55 | 37055 | 3 | 16555 | 1991 | 9999 |  |  | N | Distillate Fuel Oil | [12 empty] | 2.3 | 1.6498 | 1.6498 | 1.6498 | 1.6498 | [11 empty] | North Carolina Electric Membership Corp | 100 | North Carolina Electric Membership Corp | 100
Buxton | 2783_G_4A | 2783 | G | 4A |  | Combustion Turbine | IC Engine | PJM_Dom | North Carolina | 37 | Dare | 55 | 37055 | 3 | 16555 | 1991 | 9999 |  |  | N | Distillate Fuel Oil | [12 empty] | 2.3 | 1.6498 | 1.6498 | 1.6498 | 1.6498 | [11 empty] | North Carolina Electric Membership Corp | 100 | North Carolina Electric Membership Corp | 100
Buxton | 2783_G_5A | 2783 | G | 5A |  | Combustion Turbine | IC Engine | PJM_Dom | North Carolina | 37 | Dare | 55 | 37055 | 3 | 16555 | 1991 | 9999 |  |  | N | Distillate Fuel Oil | [12 empty] | 2.3 | 1.6498 | 1.6498 | 1.6498 | 1.6498 | [11 empty] | North Carolina Electric Membership Corp | 100 | North Carolina Electric Membership Corp | 100
Salt Springs | 279_G_1 | 279 | G | 1 |  | Hydro |  | WEC_CALN | California | 6 | Amador | 5 | 06005 | 11 | 0 | 1931 | 9999 |  |  | N | Hydro | [13 empty] | 0 | 0 | 0 | 0 | [11 empty] | Pacific Gas & Electric Co | 100 | PG&E Corp | 100
Salt Springs | 279_G_2 | 279 | G | 2 |  | Hydro |  | WEC_CALN | California | 6 | Amador | 5 | 06005 | 33 | 0 | 1953 | 9999 |  |  | N | Hydro | [13 empty] | 0 | 0 | 0 | 0 | [11 empty] | Pacific Gas & Electric Co | 100 | PG&E Corp | 100
R M Heskett | 2790_G_3 | 2790 | G | 3 | 90931 | Combustion Turbine |  | MIS_MAPP | North Dakota | 38 | Morton | 59 | 38059 | 88 | 18700 | 2014 | 9999 |  |  | N | Natural Gas |  |  |  | DLNB | [9 empty] | 0.14583 | 0.14583 | 0.14583 | 0.14583 | [11 empty] | MDU Resources Group Inc | 100 | MDU Resources Group Inc | 100
South | 280_G_1 | 280 | G | 1 |  | Hydro |  | WEC_CALN | California | 6 | Tehama | 103 | 06103 | 7 | 0 | 1979 | 9999 |  |  | N | Hydro | [13 empty] | 0 | 0 | 0 | 0 | [11 empty] | Pacific Gas & Electric Co | 100 | PG&E Corp | 100
Jamestown | 2801_G_1 | 2801 | G | 1 |  | Combustion Turbine |  | MIS_MAPP | North Dakota | 38 | Stutsman | 93 | 38093 | 20.5 | 25000 | 1976 | 9999 |  |  | N | Distillate Fuel Oil | [12 empty] | 3 | 1.01 | 1.01 | 1.01 | 1.01 | [11 empty] | Otter Tail Power Co | 100 | Otter Tail Corp | 100
Jamestown | 2801_G_2 | 2801 | G | 2 |  | Combustion Turbine |  | MIS_MAPP | North Dakota | 38 | Stutsman | 93 | 38093 | 21.2 | 25000 | 1978 | 9999 |  |  | N | Distillate Fuel Oil | [12 empty] | 3 | 1.01 | 1.01 | 1.01 | 1.01 | [11 empty] | Otter Tail Power Co | 100 | Otter Tail Corp | 100
Spaulding 1 | 281_G_1 | 281 | G | 1 |  | Hydro |  | WEC_CALN | California | 6 | Nevada | 57 | 06057 | 7 | 0 | 1928 | 9999 |  |  | N | Hydro | [13 empty] | 0 | 0 | 0 | 0 | [11 empty] | Pacific Gas & Electric Co | 100 | PG&E Corp | 100
Grafton | 2811_G_1 | 2811 | G | 1 |  | Combustion Turbine | IC Engine | MIS_MAPP | North Dakota | 38 | Walsh | 99 | 38099 | 0.6 | 12283 | 1937 | 9999 |  |  | N | Distillate Fuel Oil | [12 empty] | 3 | 1.6498 | 1.6498 | 1.6498 | 1.6498 | [11 empty] | Grafton ND (City of) | 100 | Grafton ND (City of) | 100
Grafton | 2811_G_2 | 2811 | G | 2 |  | Combustion Turbine | IC Engine | MIS_MAPP | North Dakota | 38 | Walsh | 99 | 38099 | 0.8 | 12283 | 1949 | 9999 |  |  | N | Distillate Fuel Oil | [12 empty] | 3 | 1.6498 | 1.6498 | 1.6498 | 1.6498 | [11 empty] | Grafton ND (City of) | 100 | Grafton ND (City of) | 100
Grafton | 2811_G_3 | 2811 | G | 3 |  | Combustion Turbine | IC Engine | MIS_MAPP | North Dakota | 38 | Walsh | 99 | 38099 | 1.3 | 12283 | 1956 | 9999 |  |  | N | Distillate Fuel Oil | [12 empty] | 3 | 1.6498 | 1.6498 | 1.6498 | 1.6498 | [11 empty] | Grafton ND (City of) | 100 | Grafton ND (City of) | 100
Grafton | 2811_G_4 | 2811 | G | 4 |  | Combustion Turbine | IC Engine | MIS_MAPP | North Dakota | 38 | Walsh | 99 | 38099 | 1.3 | 12283 | 1956 | 9999 |  |  | N | Distillate Fuel Oil | [12 empty] | 3 | 1.6498 | 1.6498 | 1.6498 | 1.6498 | [11 empty] | Grafton ND (City of) | 100 | Grafton ND (City of) | 100
Garrison | 2815_G_1 | 2815 | G | 1 |  | Hydro |  | SPP_WAUE | North Dakota | 38 | Mercer | 57 | 38057 | 102 | 0 | 1956 | 9999 |  |  | N | Hydro | [13 empty] | 0 | 0 | 0 | 0 | [11 empty] | USACE Omaha District | 100 | U S Army Corps of Engineers | 100
Garrison | 2815_G_2 | 2815 | G | 2 |  | Hydro |  | SPP_WAUE | North Dakota | 38 | Mercer | 57 | 38057 | 102 | 0 | 1956 | 9999 |  |  | N | Hydro | [13 empty] | 0 | 0 | 0 | 0 | [11 empty] | USACE Omaha District | 100 | U S Army Corps of Engineers | 100
Garrison | 2815_G_3 | 2815 | G | 3 |  | Hydro |  | SPP_WAUE | North Dakota | 38 | Mercer | 57 | 38057 | 102 | 0 | 1956 | 9999 |  |  | N | Hydro | [13 empty] | 0 | 0 | 0 | 0 | [11 empty] | USACE Omaha District | 100 | U S Army Corps of Engineers | 100
Garrison | 2815_G_4 | 2815 | G | 4 |  | Hydro |  | SPP_WAUE | North Dakota | 38 | Mercer | 57 | 38057 | 102 | 0 | 1960 | 9999 |  |  | N | Hydro | [13 empty] | 0 | 0 | 0 | 0 | [11 empty] | USACE Omaha District | 100 | U S Army Corps of Engineers | 100
Garrison | 2815_G_5 | 2815 | G | 5 |  | Hydro |  | SPP_WAUE | North Dakota | 38 | Mercer | 57 | 38057 | 102 | 0 | 1960 | 9999 |  |  | N | Hydro | [13 empty] | 0 | 0 | 0 | 0 | [11 empty] | USACE Omaha District | 100 | U S Army Corps of Engineers | 100
Spaulding 2 | 282_G_1 | 282 | G | 1 |  | Hydro |  | WEC_CALN | California | 6 | Nevada | 57 | 06057 | 4.4 | 0 | 1928 | 9999 |  |  | N | Hydro | [13 empty] | 0 | 0 | 0 | 0 | [11 empty] | Pacific Gas & Electric Co | 100 | PG&E Corp | 100
Spaulding 3 | 283_G_1 | 283 | G | 1 |  | Hydro |  | WEC_CALN | California | 6 | Nevada | 57 | 06057 | 5.8 | 0 | 1929 | 9999 |  |  | N | Hydro | [13 empty] | 0 | 0 | 0 | 0 | [11 empty] | Pacific Gas & Electric Co | 100 | PG&E Corp | 100
Walter C Beckjord | 2830_G_BECK1 | 2830 | G | BECK1 |  | Energy Storage |  | PJM_West | Ohio | 39 | Clermont | 25 | 39025 | 2 | 0 | 2015 | 9999 |  |  | N | Energy Storage | [13 empty] | 0 | 0 | 0 | 0 | [11 empty] | Dayton Power & Light Co (The) | 50 | AES Corp (The) | 50
Dicks Creek | 2831_G_1 | 2831 | G | 1 | 9185 | Combustion Turbine |  | PJM_West | Ohio | 39 | Butler | 17 | 39017 | 92 | 18700 | 1965 | 9999 |  |  | N | Natural Gas | [12 empty] | 0.5 | 0.7 | 0.7 | 0.7 | 0.7 | [11 empty] | Dicks Creek Power Co LLC | 100 | Vistra Energy | 100
Dicks Creek | 2831_G_3 | 2831 | G | 3 |  | Combustion Turbine |  | PJM_West | Ohio | 39 | Butler | 17 | 39017 | 14.2 | 23452 | 1969 | 9999 |  |  | N | Natural Gas | [12 empty] | 0.5 | 0.39763 | 0.39763 | 0.39763 | 0.39763 | [11 empty] | Dicks Creek Power Co LLC | 100 | Vistra Energy | 100
Dicks Creek | 2831_G_4 | 2831 | G | 4 |  | Combustion Turbine |  | PJM_West | Ohio | 39 | Butler | 17 | 39017 | 15 | 23452 | 1969 | 9999 |  |  | N | Distillate Fuel Oil | [12 empty] | 0.5 | 0.54894 | 0.54894 | 0.54894 | 0.54894 | [11 empty] | Dicks Creek Power Co LLC | 100 | Vistra Energy | 100
Dicks Creek | 2831_G_5 | 2831 | G | 5 |  | Combustion Turbine |  | PJM_West | Ohio | 39 | Butler | 17 | 39017 | 15 | 23452 | 1969 | 9999 |  |  | N | Distillate Fuel Oil | [12 empty] | 0.5 | 0.59152 | 0.59152 | 0.59152 | 0.59152 | [11 empty] | Dicks Creek Power Co LLC | 100 | Vistra Energy | 100
Miami Fort | 2832_G_GT3 | 2832 | G | GT3 |  | Combustion Turbine |  | PJM_West | Ohio | 39 | Hamilton | 61 | 39061 | 14 | 23420 | 1971 | 9999 |  |  | N | Distillate Fuel Oil | [12 empty] | 0.5 | 0.86604 | 0.86604 | 0.86604 | 0.86604 | [11 empty] | Miami Fort Power Co LLC | 100 | Vistra Energy | 100
Miami Fort | 2832_G_GT4 | 2832 | G | GT4 |  | Combustion Turbine |  | PJM_West | Ohio | 39 | Hamilton | 61 | 39061 | 14 | 23448 | 1971 | 9999 |  |  | N | Distillate Fuel Oil | [12 empty] | 0.5 | 0.11379 | 0.11379 | 0.11379 | 0.11379 | [11 empty] | Miami Fort Power Co LLC | 100 | Vistra Energy | 100
Miami Fort | 2832_G_GT5 | 2832 | G | GT5 |  | Combustion Turbine |  | PJM_West | Ohio | 39 | Hamilton | 61 | 39061 | 14 | 23448 | 1971 | 9999 |  |  | N | Distillate Fuel Oil | [12 empty] | 0.5 | 0.12079 | 0.12079 | 0.12079 | 0.12079 | [11 empty] | Miami Fort Power Co LLC | 100 | Vistra Energy | 100
Miami Fort | 2832_G_GT6 | 2832 | G | GT6 |  | Combustion Turbine |  | PJM_West | Ohio | 39 | Hamilton | 61 | 39061 | 14 | 23448 | 1971 | 9999 |  |  | N | Distillate Fuel Oil | [12 empty] | 0.5 | 0.02988 | 0.02988 | 0.02988 | 0.02988 | [11 empty] | Miami Fort Power Co LLC | 100 | Vistra Energy | 100
Spring Gap | 284_G_1 | 284 | G | 1 |  | Hydro |  | WEC_CALN | California | 6 | Tuolumne | 109 | 06109 | 7 | 0 | 1921 | 9999 |  |  | N | Hydro | [13 empty] | 0 | 0 | 0 | 0 | [11 empty] | Pacific Gas & Electric Co | 100 | PG&E Corp | 100
Frank M Tait | 2847_G_GT1 | 2847 | G | GT1 | 1928 | Combustion Turbine |  | PJM_West | Ohio | 39 | Montgomery | 113 | 39113 | 88 | 12380 | 1995 | 9999 |  |  | N | Natural Gas, Distillate Fuel Oil |  |  |  | H2O | [8 empty] | 0.5 | 0.12361 | 0.12361 | 0.12361 | 0.12361 | [11 empty] | Dayton Power & Light Co (The) | 100 | AES Corp (The) | 100
Frank M Tait | 2847_G_GT2 | 2847 | G | GT2 | 1929 | Combustion Turbine |  | PJM_West | Ohio | 39 | Montgomery | 113 | 39113 | 89 | 12380 | 1996 | 9999 |  |  | N | Natural Gas, Distillate Fuel Oil |  |  |  | H2O | [8 empty] | 0.5 | 0.13162 | 0.13162 | 0.13162 | 0.13162 | [11 empty] | Dayton Power & Light Co (The) | 100 | AES Corp (The) | 100
Frank M Tait | 2847_G_GT3 | 2847 | G | GT3 | 1930 | Combustion Turbine |  | PJM_West | Ohio | 39 | Montgomery | 113 | 39113 | 79 | 12380 | 1998 | 9999 |  |  | N | Natural Gas, Distillate Fuel Oil |  |  |  | DLNB + H2O | [8 empty] | 0.5 | 0.07194 | 0.07194 | 0.07194 | 0.07194 | [11 empty] | Dayton Power & Light Co (The) | 100 | AES Corp (The) | 100
Frank M Tait | 2847_G_IC1 | 2847 | G | IC1 |  | Combustion Turbine | IC Engine | PJM_West | Ohio | 39 | Montgomery | 113 | 39113 | 2.5 | 25000 | 1967 | 9999 |  |  | N | Distillate Fuel Oil | [12 empty] | 0.5 | 1.6498 | 1.6498 | 1.6498 | 1.6498 | [11 empty] | Dayton Power & Light Co (The) | 100 | AES Corp (The) | 100
Frank M Tait | 2847_G_IC2 | 2847 | G | IC2 |  | Combustion Turbine | IC Engine | PJM_West | Ohio | 39 | Montgomery | 113 | 39113 | 2.5 | 25000 | 1967 | 9999 |  |  | N | Distillate Fuel Oil | [12 empty] | 0.5 | 1.6498 | 1.6498 | 1.6498 | 1.6498 | [11 empty] | Dayton Power & Light Co (The) | 100 | AES Corp (The) | 100
Frank M Tait | 2847_G_IC3 | 2847 | G | IC3 |  | Combustion Turbine | IC Engine | PJM_West | Ohio | 39 | Montgomery | 113 | 39113 | 2.5 | 25000 | 1967 | 9999 |  |  | N | Distillate Fuel Oil | [12 empty] | 0.5 | 1.6498 | 1.6498 | 1.6498 | 1.6498 | [11 empty] | Dayton Power & Light Co (The) | 100 | AES Corp (The) | 100
Frank M Tait | 2847_G_IC4 | 2847 | G | IC4 |  | Combustion Turbine | IC Engine | PJM_West | Ohio | 39 | Montgomery | 113 | 39113 | 2.5 | 25000 | 1967 | 9999 |  |  | N | Distillate Fuel Oil | [12 empty] | 0.5 | 1.6498 | 1.6498 | 1.6498 | 1.6498 | [11 empty] | Dayton Power & Light Co (The) | 100 | AES Corp (The) | 100
O H Hutchings | 2848_G_7 | 2848 | G | 7 | 88237 | Combustion Turbine |  | PJM_West | Ohio | 39 | Montgomery | 113 | 39113 | 25 | 25000 | 1968 | 9999 |  |  | N | Natural Gas, Distillate Fuel Oil | [12 empty] | 0.5 | 0.69883 | 0.69883 | 0.69883 | 0.69883 | [11 empty] | OH Hutchings CT LLC | 100 | Rockland Capital | 100
Stanislaus | 285_G_HC1 | 285 | G | HC1 |  | Hydro |  | WEC_CALN | California | 6 | Tuolumne | 109 | 06109 | 91 | 0 | 1963 | 9999 |  |  | N | Hydro | [13 empty] | 0 | 0 | 0 | 0 | [11 empty] | Pacific Gas & Electric Co | 100 | PG&E Corp | 100
Monument | 2851_G_1 | 2851 | G | 1 |  | Combustion Turbine | IC Engine | PJM_West | Ohio | 39 | Montgomery | 113 | 39113 | 2.4 | 10745 | 1968 | 9999 |  |  | N | Distillate Fuel Oil | [12 empty] | 0.5 | 1.6498 | 1.6498 | 1.6498 | 1.6498 | [11 empty] | Monument Generating Station LLC | 100 | Rockland Capital | 100
Monument | 2851_G_2 | 2851 | G | 2 |  | Combustion Turbine | IC Engine | PJM_West | Ohio | 39 | Montgomery | 113 | 39113 | 2.4 | 10770 | 1968 | 9999 |  |  | N | Distillate Fuel Oil | [12 empty] | 0.5 | 1.6498 | 1.6498 | 1.6498 | 1.6498 | [11 empty] | Monument Generating Station LLC | 100 | Rockland Capital | 100
Monument | 2851_G_3 | 2851 | G | 3 |  | Combustion Turbine | IC Engine | PJM_West | Ohio | 39 | Montgomery | 113 | 39113 | 2.4 | 10770 | 1968 | 9999 |  |  | N | Distillate Fuel Oil | [12 empty] | 0.5 | 1.6498 | 1.6498 | 1.6498 | 1.6498 | [11 empty] | Monument Generating Station LLC | 100 | Rockland Capital | 100
Monument | 2851_G_4 | 2851 | G | 4 |  | Combustion Turbine | IC Engine | PJM_West | Ohio | 39 | Montgomery | 113 | 39113 | 2.4 | 10770 | 1968 | 9999 |  |  | N | Distillate Fuel Oil | [12 empty] | 0.5 | 1.6498 | 1.6498 | 1.6498 | 1.6498 | [11 empty] | Monument Generating Station LLC | 100 | Rockland Capital | 100
Monument | 2851_G_5 | 2851 | G | 5 |  | Combustion Turbine | IC Engine | PJM_West | Ohio | 39 | Montgomery | 113 | 39113 | 2.4 | 10770 | 1968 | 9999 |  |  | N | Distillate Fuel Oil | [12 empty] | 0.5 | 1.6498 | 1.6498 | 1.6498 | 1.6498 | [11 empty] | Monument Generating Station LLC | 100 | Rockland Capital | 100
Sidney (OH) | 2852_G_1 | 2852 | G | 1 |  | Combustion Turbine | IC Engine | PJM_West | Ohio | 39 | Shelby | 149 | 39149 | 2.4 | 10745 | 1968 | 9999 |  |  | N | Distillate Fuel Oil | [12 empty] | 0.5 | 1.6498 | 1.6498 | 1.6498 | 1.6498 | [11 empty] | Sidney LLC | 100 | Rockland Capital | 100
Sidney (OH) | 2852_G_2 | 2852 | G | 2 |  | Combustion Turbine | IC Engine | PJM_West | Ohio | 39 | Shelby | 149 | 39149 | 2.4 | 10745 | 1968 | 9999 |  |  | N | Distillate Fuel Oil | [12 empty] | 0.5 | 1.6498 | 1.6498 | 1.6498 | 1.6498 | [11 empty] | Sidney LLC | 100 | Rockland Capital | 100
Sidney (OH) | 2852_G_3 | 2852 | G | 3 |  | Combustion Turbine | IC Engine | PJM_West | Ohio | 39 | Shelby | 149 | 39149 | 2.4 | 10745 | 1968 | 9999 |  |  | N | Distillate Fuel Oil | [12 empty] | 0.5 | 1.6498 | 1.6498 | 1.6498 | 1.6498 | [11 empty] | Sidney LLC | 100 | Rockland Capital | 100
Sidney (OH) | 2852_G_4 | 2852 | G | 4 |  | Combustion Turbine | IC Engine | PJM_West | Ohio | 39 | Shelby | 149 | 39149 | 2.4 | 10745 | 1968 | 9999 |  |  | N | Distillate Fuel Oil | [12 empty] | 0.5 | 1.6498 | 1.6498 | 1.6498 | 1.6498 | [11 empty] | Sidney LLC | 100 | Rockland Capital | 100
Sidney (OH) | 2852_G_5 | 2852 | G | 5 |  | Combustion Turbine | IC Engine | PJM_West | Ohio | 39 | Shelby | 149 | 39149 | 2.4 | 10745 | 1968 | 9999 |  |  | N | Distillate Fuel Oil | [12 empty] | 0.5 | 1.6498 | 1.6498 | 1.6498 | 1.6498 | [11 empty] | Sidney LLC | 100 | Rockland Capital | 100
Yankee Street | 2854_G_1 | 2854 | G | 1 |  | Combustion Turbine |  | PJM_West | Ohio | 39 | Montgomery | 113 | 39113 | 19.5 | 17347 | 1969 | 9999 |  |  | N | Natural Gas, Distillate Fuel Oil | [12 empty] | 0.5 | 0.29916 | 0.29916 | 0.29916 | 0.29916 | [11 empty] | Yankee Street LLC | 100 | Rockland Capital | 100
Yankee Street | 2854_G_2 | 2854 | G | 2 |  | Combustion Turbine |  | PJM_West | Ohio | 39 | Montgomery | 113 | 39113 | 19.5 | 17348 | 1969 | 9999 |  |  | N | Natural Gas, Distillate Fuel Oil | [12 empty] | 0.5 | 0.39829 | 0.39829 | 0.39829 | 0.39829 | [11 empty] | Yankee Street LLC | 100 | Rockland Capital | 100
Yankee Street | 2854_G_3 | 2854 | G | 3 |  | Combustion Turbine |  | PJM_West | Ohio | 39 | Montgomery | 113 | 39113 | 19.3 | 17348 | 1969 | 9999 |  |  | N | Natural Gas, Distillate Fuel Oil | [12 empty] | 0.5 | 0.33394 | 0.33394 | 0.33394 | 0.33394 | [11 empty] | Yankee Street LLC | 100 | Rockland Capital | 100
Yankee Street | 2854_G_4 | 2854 | G | 4 |  | Combustion Turbine |  | PJM_West | Ohio | 39 | Montgomery | 113 | 39113 | 11 | 17345 | 1970 | 9999 |  |  | N | Natural Gas, Distillate Fuel Oil | [12 empty] | 0.5 | 0.17799 | 0.17799 | 0.17799 | 0.17799 | [11 empty] | Yankee Street LLC | 100 | Rockland Capital | 100
Yankee Street | 2854_G_5 | 2854 | G | 5 |  | Combustion Turbine |  | PJM_West | Ohio | 39 | Montgomery | 113 | 39113 | 9 | 17346 | 1970 | 9999 |  |  | N | Natural Gas, Distillate Fuel Oil | [12 empty] | 0.5 | 0.26875 | 0.26875 | 0.26875 | 0.26875 | [11 empty] | Yankee Street LLC | 100 | Rockland Capital | 100
Yankee Street | 2854_G_6 | 2854 | G | 6 |  | Combustion Turbine |  | PJM_West | Ohio | 39 | Montgomery | 113 | 39113 | 12 | 17347 | 1970 | 9999 |  |  | N | Natural Gas, Distillate Fuel Oil | [12 empty] | 0.5 | 0.26965 | 0.26965 | 0.26965 | 0.26965 | [11 empty] | Yankee Street LLC | 100 | Rockland Capital | 100
Yankee Street | 2854_G_7 | 2854 | G | 7 |  | Combustion Turbine |  | PJM_West | Ohio | 39 | Montgomery | 113 | 39113 | 11 | 17345 | 1970 | 9999 |  |  | N | Natural Gas, Distillate Fuel Oil | [12 empty] | 0.5 | 0.29157 | 0.29157 | 0.29157 | 0.29157 | [11 empty] | Yankee Street LLC | 100 | Rockland Capital | 100
Yankee Street | 2854_G_YS1 | 2854 | G | YS1 |  | Solar PV |  | PJM_West | Ohio | 39 | Montgomery | 113 | 39113 | 1.1 | 0 | 2010 | 9999 |  |  | N | Solar | [13 empty] | 0 | 0 | 0 | 0 | [11 empty] | Yankee Street LLC | 100 | Rockland Capital | 100
Geysers Unit 5-20 | 286_G_U11 | 286 | G | U11 |  | Geothermal |  | WEC_CALN | California | 6 | Sonoma | 97 | 06097 | 68 | 9771 | 1975 | 9999 |  |  | N | Geothermal | [13 empty] | 0 | 0 | 0 | 0 | 0.3713 | 0.3713 | 0.3713 | [8 empty] | Geysers Power Co LLC | 100 | Energy Capital Partners | 100
Geysers Unit 5-20 | 286_G_U12 | 286 | G | U12 |  | Geothermal |  | WEC_CALN | California | 6 | Sonoma | 97 | 06097 | 50 | 9771 | 1979 | 9999 |  |  | N | Geothermal | [13 empty] | 0 | 0 | 0 | 0 | 0.3713 | 0.3713 | 0.3713 | [8 empty] | Geysers Power Co LLC | 100 | Energy Capital Partners | 100
Geysers Unit 5-20 | 286_G_U13 | 286 | G | U13 |  | Geothermal |  | WEC_CALN | California | 6 | Sonoma | 97 | 06097 | 56 | 9771 | 1980 | 9999 |  |  | N | Geothermal | [13 empty] | 0 | 0 | 0 | 0 | 0.3713 | 0.3713 | 0.3713 | [8 empty] | Geysers Power Co LLC | 100 | Energy Capital Partners | 100
Geysers Unit 5-20 | 286_G_U14 | 286 | G | U14 |  | Geothermal |  | WEC_CALN | California | 6 | Sonoma | 97 | 06097 | 50 | 9771 | 1980 | 9999 |  |  | N | Geothermal | [13 empty] | 0 | 0 | 0 | 0 | 0.3713 | 0.3713 | 0.3713 | [8 empty] | Geysers Power Co LLC | 100 | Energy Capital Partners | 100
Geysers Unit 5-20 | 286_G_U16 | 286 | G | U16 |  | Geothermal |  | WEC_CALN | California | 6 | Sonoma | 97 | 06097 | 49 | 9771 | 1985 | 9999 |  |  | N | Geothermal | [13 empty] | 0 | 0 | 0 | 0 | 0.3713 | 0.3713 | 0.3713 | [8 empty] | Geysers Power Co LLC | 100 | Energy Capital Partners | 100
Geysers Unit 5-20 | 286_G_U17 | 286 | G | U17 |  | Geothermal |  | WEC_CALN | California | 6 | Sonoma | 97 | 06097 | 56 | 9771 | 1982 | 9999 |  |  | N | Geothermal | [13 empty] | 0 | 0 | 0 | 0 | 0.3713 | 0.3713 | 0.3713 | [8 empty] | Geysers Power Co LLC | 100 | Energy Capital Partners | 100
Geysers Unit 5-20 | 286_G_U18 | 286 | G | U18 |  | Geothermal |  | WEC_CALN | California | 6 | Sonoma | 97 | 06097 | 45 | 9771 | 1983 | 9999 |  |  | N | Geothermal | [13 empty] | 0 | 0 | 0 | 0 | 0.3713 | 0.3713 | 0.3713 | [8 empty] | Geysers Power Co LLC | 100 | Energy Capital Partners | 100
Geysers Unit 5-20 | 286_G_U20 | 286 | G | U20 |  | Geothermal |  | WEC_CALN | California | 6 | Sonoma | 97 | 06097 | 40 | 9771 | 1985 | 9999 |  |  | N | Geothermal | [13 empty] | 0 | 0 | 0 | 0 | 0.3713 | 0.3713 | 0.3713 | [8 empty] | Geysers Power Co LLC | 100 | Energy Capital Partners | 100
Geysers Unit 5-20 | 286_G_U5 | 286 | G | U5 |  | Geothermal |  | WEC_CALN | California | 6 | Sonoma | 97 | 06097 | 42 | 9771 | 1971 | 9999 |  |  | N | Geothermal | [13 empty] | 0 | 0 | 0 | 0 | 0.3713 | 0.3713 | 0.3713 | [8 empty] | Geysers Power Co LLC | 100 | Energy Capital Partners | 100
Geysers Unit 5-20 | 286_G_U6 | 286 | G | U6 |  | Geothermal |  | WEC_CALN | California | 6 | Sonoma | 97 | 06097 | 42 | 9771 | 1971 | 9999 |  |  | N | Geothermal | [13 empty] | 0 | 0 | 0 | 0 | 0.3713 | 0.3713 | 0.3713 | [8 empty] | Geysers Power Co LLC | 100 | Energy Capital Partners | 100
Geysers Unit 5-20 | 286_G_U7 | 286 | G | U7 |  | Geothermal |  | WEC_CALN | California | 6 | Sonoma | 97 | 06097 | 40 | 9771 | 1972 | 9999 |  |  | N | Geothermal | [13 empty] | 0 | 0 | 0 | 0 | 0.3713 | 0.3713 | 0.3713 | [8 empty] | Geysers Power Co LLC | 100 | Energy Capital Partners | 100
Geysers Unit 5-20 | 286_G_U8 | 286 | G | U8 |  | Geothermal |  | WEC_CALN | California | 6 | Sonoma | 97 | 06097 | 40 | 9771 | 1972 | 9999 |  |  | N | Geothermal | [13 empty] | 0 | 0 | 0 | 0 | 0.3713 | 0.3713 | 0.3713 | [8 empty] | Geysers Power Co LLC | 100 | Energy Capital Partners | 100
Niles Power Plant | 2861_G_GT1 | 2861 | G | GT1 | 9278 | Combustion Turbine |  | PJM_ATSI | Ohio | 39 | Trumbull | 155 | 39155 | 25 | 25000 | 1972 | 9999 |  |  | N | Distillate Fuel Oil | [12 empty] | 0.5 | 1.1998 | 1.1998 | 1.1998 | 1.1998 | [11 empty] | GenOn Power Midwest LP | 100 | GenOn Energy Inc | 100
FirstEnergy West Lorain | 2869_G_1A | 2869 | G | 1A | 9279 | Combustion Turbine |  | PJM_ATSI | Ohio | 39 | Lorain | 93 | 39093 | 57 | 14558 | 1973 | 9999 |  |  | N | Distillate Fuel Oil | [12 empty] | 0.5 | 0.57206 | 0.57206 | 0.57206 | 0.57206 | [11 empty] | Vermillion Power LLC | 100 | Starwood Capital Group Global LLC | 100
FirstEnergy West Lorain | 2869_G_1B | 2869 | G | 1B | 9280 | Combustion Turbine |  | PJM_ATSI | Ohio | 39 | Lorain | 93 | 39093 | 57 | 14558 | 1973 | 9999 |  |  | N | Distillate Fuel Oil | [12 empty] | 0.5 | 0.57195 | 0.57195 | 0.57195 | 0.57195 | [11 empty] | Vermillion Power LLC | 100 | Starwood Capital Group Global LLC | 100
FirstEnergy West Lorain | 2869_G_2 | 2869 | G | 2 | 8316 | Combustion Turbine |  | PJM_ATSI | Ohio | 39 | Lorain | 93 | 39093 | 85 | 14558 | 2001 | 9999 |  |  | N | Natural Gas, Distillate Fuel Oil |  |  |  | DLNB + H2O | [8 empty] | 0.03 | 0.04726 | 0.04726 | 0.04726 | 0.04726 | [11 empty] | Vermillion Power LLC | 100 | Starwood Capital Group Global LLC | 100
FirstEnergy West Lorain | 2869_G_3 | 2869 | G | 3 | 8318 | Combustion Turbine |  | PJM_ATSI | Ohio | 39 | Lorain | 93 | 39093 | 85 | 14558 | 2001 | 9999 |  |  | N | Natural Gas, Distillate Fuel Oil |  |  |  | DLNB + H2O | [8 empty] | 0.03 | 0.07272 | 0.07272 | 0.07272 | 0.07272 | [11 empty] | Vermillion Power LLC | 100 | Starwood Capital Group Global LLC | 100
FirstEnergy West Lorain | 2869_G_4 | 2869 | G | 4 | 8320 | Combustion Turbine |  | PJM_ATSI | Ohio | 39 | Lorain | 93 | 39093 | 85 | 14558 | 2001 | 9999 |  |  | N | Natural Gas, Distillate Fuel Oil |  |  |  | DLNB + H2O | [8 empty] | 0.03 | 0.10729 | 0.10729 | 0.10729 | 0.10729 | [11 empty] | Vermillion Power LLC | 100 | Starwood Capital Group Global LLC | 100
FirstEnergy West Lorain | 2869_G_5 | 2869 | G | 5 | 8322 | Combustion Turbine |  | PJM_ATSI | Ohio | 39 | Lorain | 93 | 39093 | 85 | 14558 | 2001 | 9999 |  |  | N | Natural Gas, Distillate Fuel Oil |  |  |  | DLNB + H2O | [8 empty] | 0.03 | 0.09122 | 0.09122 | 0.09122 | 0.09122 | [11 empty] | Vermillion Power LLC | 100 | Starwood Capital Group Global LLC | 100
FirstEnergy West Lorain | 2869_G_6 | 2869 | G | 6 | 8324 | Combustion Turbine |  | PJM_ATSI | Ohio | 39 | Lorain | 93 | 39093 | 85 | 14558 | 2001 | 9999 |  |  | N | Natural Gas, Distillate Fuel Oil |  |  |  | DLNB + H2O | [8 empty] | 0.03 | 0.05828 | 0.05828 | 0.05828 | 0.05828 | [11 empty] | Vermillion Power LLC | 100 | Starwood Capital Group Global LLC | 100
Tiger Creek | 287_G_H1 | 287 | G | H1 |  | Hydro |  | WEC_CALN | California | 6 | Amador | 5 | 06005 | 29 | 0 | 1931 | 9999 |  |  | N | Hydro | [13 empty] | 0 | 0 | 0 | 0 | [11 empty] | Pacific Gas & Electric Co | 100 | PG&E Corp | 100
Tiger Creek | 287_G_H2 | 287 | G | H2 |  | Hydro |  | WEC_CALN | California | 6 | Amador | 5 | 06005 | 29 | 0 | 1931 | 9999 |  |  | N | Hydro | [13 empty] | 0 | 0 | 0 | 0 | [11 empty] | Pacific Gas & Electric Co | 100 | PG&E Corp | 100
FirstEnergy Bay Shore | 2878_G_CT | 2878 | G | CT |  | Combustion Turbine |  | PJM_ATSI | Ohio | 39 | Lucas | 95 | 39095 | 16 | 25000 | 1967 | 9999 |  |  | N | Distillate Fuel Oil | [12 empty] | 0.5 | 1.2 | 1.2 | 1.2 | 1.2 | [11 empty] | Walleye Power LLC | 100 | ArcLight Capital Partners LLC | 100
Richland | 2880_G_1 | 2880 | G | 1 |  | Combustion Turbine |  | PJM_ATSI | Ohio | 39 | Defiance | 39 | 39039 | 11 | 11067 | 1965 | 9999 |  |  | N | Distillate Fuel Oil | [12 empty] | 0.7 | 1.2 | 1.2 | 1.2 | 1.2 | [11 empty] | Richland Stryker Generation LLC | 100 | Vistra Energy | 100
Richland | 2880_G_2 | 2880 | G | 2 |  | Combustion Turbine |  | PJM_ATSI | Ohio | 39 | Defiance | 39 | 39039 | 11 | 11067 | 1966 | 9999 |  |  | N | Natural Gas | [12 empty] | 0.5 | 0.47388 | 0.47388 | 0.47388 | 0.47388 | [11 empty] | Richland Stryker Generation LLC | 100 | Vistra Energy | 100
Richland | 2880_G_3 | 2880 | G | 3 |  | Combustion Turbine |  | PJM_ATSI | Ohio | 39 | Defiance | 39 | 39039 | 11 | 11067 | 1966 | 9999 |  |  | N | Natural Gas | [12 empty] | 0.5 | 0.47388 | 0.47388 | 0.47388 | 0.47388 | [11 empty] | Richland Stryker Generation LLC | 100 | Vistra Energy | 100
Richland | 2880_G_4 | 2880 | G | 4 | 1988 | Combustion Turbine |  | PJM_ATSI | Ohio | 39 | Defiance | 39 | 39039 | 112 | 11067 | 2001 | 9999 |  |  | N | Natural Gas |  |  |  | H2O | [8 empty] | 0.5 | 0.08551 | 0.08551 | 0.08551 | 0.08551 | [11 empty] | Richland Stryker Generation LLC | 100 | Vistra Energy | 100
Richland | 2880_G_5 | 2880 | G | 5 | 1989 | Combustion Turbine |  | PJM_ATSI | Ohio | 39 | Defiance | 39 | 39039 | 112 | 11067 | 2001 | 9999 |  |  | N | Natural Gas |  |  |  | H2O | [8 empty] | 0.5 | 0.08593 | 0.08593 | 0.08593 | 0.08593 | [11 empty] | Richland Stryker Generation LLC | 100 | Vistra Energy | 100
Richland | 2880_G_6 | 2880 | G | 6 | 1990 | Combustion Turbine |  | PJM_ATSI | Ohio | 39 | Defiance | 39 | 39039 | 112 | 11067 | 2001 | 9999 |  |  | N | Natural Gas |  |  |  | H2O | [8 empty] | 0.5 | 0.08678 | 0.08678 | 0.08678 | 0.08678 | [11 empty] | Richland Stryker Generation LLC | 100 | Vistra Energy | 100
Stryker | 2881_G_1 | 2881 | G | 1 |  | Combustion Turbine |  | PJM_ATSI | Ohio | 39 | Williams | 171 | 39171 | 17 | 25000 | 1968 | 9999 |  |  | N | Distillate Fuel Oil | [12 empty] | 0.5 | 1.2 | 1.2 | 1.2 | 1.2 | [11 empty] | Richland Stryker Generation LLC | 100 | Vistra Energy | 100
Tule River | 289_G_1 | 289 | G | 1 |  | Hydro |  | WECC_SCE | California | 6 | Tulare | 107 | 06107 | 3.2 | 0 | 1914 | 9999 |  |  | N | Hydro | [13 empty] | 0 | 0 | 0 | 0 | [11 empty] | Pacific Gas & Electric Co | 100 | PG&E Corp | 100
Tule River | 289_G_2 | 289 | G | 2 |  | Hydro |  | WECC_SCE | California | 6 | Tulare | 107 | 06107 | 3.2 | 0 | 1914 | 9999 |  |  | N | Hydro | [13 empty] | 0 | 0 | 0 | 0 | [11 empty] | Pacific Gas & Electric Co | 100 | PG&E Corp | 100
Volta 1 | 290_G_1 | 290 | G | 1 |  | Hydro |  | WEC_CALN | California | 6 | Shasta | 89 | 06089 | 9 | 0 | 1980 | 9999 |  |  | N | Hydro | [13 empty] | 0 | 0 | 0 | 0 | [11 empty] | Pacific Gas & Electric Co | 100 | PG&E Corp | 100
Arcanum | 2902_G_1 | 2902 | G | 1 |  | Combustion Turbine | IC Engine | PJM_West | Ohio | 39 | Darke | 37 | 39037 | 0.8 | 11458 | 1951 | 9999 |  |  | N | Distillate Fuel Oil | [12 empty] | 0.5 | 1.6498 | 1.6498 | 1.6498 | 1.6498 | [11 empty] | Arcanum OH (City of) | 100 | Arcanum OH (City of) | 100
Arcanum | 2902_G_2 | 2902 | G | 2 |  | Combustion Turbine | IC Engine | PJM_West | Ohio | 39 | Darke | 37 | 39037 | 0.6 | 11444 | 1946 | 9999 |  |  | N | Distillate Fuel Oil | [12 empty] | 0.5 | 1.6498 | 1.6498 | 1.6498 | 1.6498 | [11 empty] | Arcanum OH (City of) | 100 | Arcanum OH (City of) | 100
Bryan (OH) | 2903_G_1 | 2903 | G | 1 |  | Combustion Turbine |  | PJM_ATSI | Ohio | 39 | Williams | 171 | 39171 | 12.5 | 17197 | 1970 | 9999 |  |  | N | Natural Gas, Distillate Fuel Oil | [12 empty] | 0.5 | 0.35396 | 0.35396 | 0.35396 | 0.35396 | [11 empty] | Bryan Municipal Utilities | 100 | Bryan OH (City of) | 100
Bryan (OH) | 2903_G_2 | 2903 | G | 2 |  | Combustion Turbine |  | PJM_ATSI | Ohio | 39 | Williams | 171 | 39171 | 12.5 | 17197 | 1988 | 9999 |  |  | N | Natural Gas, Distillate Fuel Oil | [12 empty] | 0.5 | 0.34415 | 0.34415 | 0.34415 | 0.34415 | [11 empty] | Bryan Municipal Utilities | 100 | Bryan OH (City of) | 100
Bryan (OH) | 2903_G_5 | 2903 | G | 5 |  | Combustion Turbine | IC Engine | PJM_ATSI | Ohio | 39 | Williams | 171 | 39171 | 2.5 | 14105 | 1948 | 9999 |  |  | N | Distillate Fuel Oil | [12 empty] | 0.5 | 1.5411 | 1.5411 | 1.5411 | 1.5411 | [11 empty] | Bryan Municipal Utilities | 100 | Bryan OH (City of) | 100
Bryan (OH) | 2903_G_6 | 2903 | G | 6 |  | Combustion Turbine |  | PJM_ATSI | Ohio | 39 | Williams | 171 | 39171 | 4 | 17197 | 1963 | 9999 |  |  | N | Natural Gas, Distillate Fuel Oil | [12 empty] | 0.5 | 0.47388 | 0.47388 | 0.47388 | 0.47388 | [11 empty] | Bryan Municipal Utilities | 100 | Bryan OH (City of) | 100
Collinwood | 2906_G_3 | 2906 | G | 3 |  | Combustion Turbine |  | PJM_ATSI | Ohio | 39 | Cuyahoga | 35 | 39035 | 16 | 25000 | 1971 | 9999 |  |  | N | Natural Gas, Distillate Fuel Oil | [12 empty] | 0.5 | 0.47388 | 0.47388 | 0.47388 | 0.47388 | [11 empty] | Cleveland Public Power | 100 | Cleveland Public Power | 100
West 41st Street | 2909_G_1 | 2909 | G | 1 |  | Combustion Turbine |  | PJM_ATSI | Ohio | 39 | Cuyahoga | 35 | 39035 | 16 | 12657 | 1970 | 9999 |  |  | N | Natural Gas, Distillate Fuel Oil | [12 empty] | 0.5 | 0.36504 | 0.36504 | 0.36504 | 0.36504 | [11 empty] | Cleveland Public Power | 100 | Cleveland Public Power | 100
West 41st Street | 2909_G_2 | 2909 | G | 2 |  | Combustion Turbine |  | PJM_ATSI | Ohio | 39 | Cuyahoga | 35 | 39035 | 16 | 12666 | 1970 | 9999 |  |  | N | Natural Gas, Distillate Fuel Oil | [12 empty] | 0.5 | 0.32006 | 0.32006 | 0.32006 | 0.32006 | [11 empty] | Cleveland Public Power | 100 | Cleveland Public Power | 100
West Point PH | 291_G_1 | 291 | G | 1 |  | Hydro |  | WEC_CALN | California | 6 | Amador | 5 | 06005 | 14.5 | 0 | 1948 | 9999 |  |  | N | Hydro | [13 empty] | 0 | 0 | 0 | 0 | [11 empty] | Pacific Gas & Electric Co | 100 | PG&E Corp | 100
Dover | 2914_G_5 | 2914 | G | 5 |  | Combustion Turbine | IC Engine | PJM_West | Ohio | 39 | Tuscarawas | 157 | 39157 | 2.4 | 10745 | 1966 | 9999 |  |  | N | Distillate Fuel Oil | [12 empty] | 0.5 | 1.6498 | 1.6498 | 1.6498 | 1.6498 | [11 empty] | Dover OH (City of) | 100 | Dover OH (City of) | 100
Dover | 2914_G_6 | 2914 | G | 6 |  | Combustion Turbine |  | PJM_West | Ohio | 39 | Tuscarawas | 157 | 39157 | 15.3 | 16741 | 1992 | 9999 |  |  | N | Natural Gas | [12 empty] | 0.5 | 0.23894 | 0.23894 | 0.23894 | 0.23894 | [11 empty] | Dover OH (City of) | 100 | Dover OH (City of) | 100
Hamilton (OH) | 2917_G_GT2 | 2917 | G | GT2 |  | Combustion Turbine |  | PJM_West | Ohio | 39 | Butler | 17 | 39017 | 12 | 25000 | 1971 | 9999 |  |  | N | Natural Gas | [12 empty] | 0.5 | 0.47388 | 0.47388 | 0.47388 | 0.47388 | [11 empty] | Hamilton Dept of Public Utilities | 100 | Hamilton Dept of Public Utilities | 100
Wise | 292_G_1 | 292 | G | 1 |  | Hydro |  | WEC_CALN | California | 6 | Placer | 61 | 06061 | 14 | 0 | 1917 | 9999 |  |  | N | Hydro | [13 empty] | 0 | 0 | 0 | 0 | [11 empty] | Pacific Gas & Electric Co | 100 | PG&E Corp | 100
Wise | 292_G_2 | 292 | G | 2 |  | Hydro |  | WEC_CALN | California | 6 | Placer | 61 | 06061 | 3.2 | 0 | 1986 | 9999 |  |  | N | Hydro | [13 empty] | 0 | 0 | 0 | 0 | [11 empty] | Pacific Gas & Electric Co | 100 | PG&E Corp | 100
A G Wishon | 293_G_1 | 293 | G | 1 |  | Hydro |  | WEC_CALN | California | 6 | Madera | 39 | 06039 | 5 | 0 | 1910 | 9999 |  |  | N | Hydro | [13 empty] | 0 | 0 | 0 | 0 | [11 empty] | Pacific Gas & Electric Co | 100 | PG&E Corp | 100
A G Wishon | 293_G_2 | 293 | G | 2 |  | Hydro |  | WEC_CALN | California | 6 | Madera | 39 | 06039 | 5 | 0 | 1910 | 9999 |  |  | N | Hydro | [13 empty] | 0 | 0 | 0 | 0 | [11 empty] | Pacific Gas & Electric Co | 100 | PG&E Corp | 100
A G Wishon | 293_G_3 | 293 | G | 3 |  | Hydro |  | WEC_CALN | California | 6 | Madera | 39 | 06039 | 5 | 0 | 1910 | 9999 |  |  | N | Hydro | [13 empty] | 0 | 0 | 0 | 0 | [11 empty] | Pacific Gas & Electric Co | 100 | PG&E Corp | 100
A G Wishon | 293_G_4 | 293 | G | 4 |  | Hydro |  | WEC_CALN | California | 6 | Madera | 39 | 06039 | 5 | 0 | 1910 | 9999 |  |  | N | Hydro | [13 empty] | 0 | 0 | 0 | 0 | [11 empty] | Pacific Gas & Electric Co | 100 | PG&E Corp | 100
Oberlin (OH) | 2933_G_1 | 2933 | G | 1 |  | Combustion Turbine | IC Engine | PJM_ATSI | Ohio | 39 | Lorain | 93 | 39093 | 1 | 25000 | 1948 | 9999 |  |  | N | Distillate Fuel Oil | [12 empty] | 0.5 | 1.6498 | 1.6498 | 1.6498 | 1.6498 | [11 empty] | Oberlin OH (City of) | 100 | Oberlin OH (City of) | 100
Oberlin (OH) | 2933_G_10 | 2933 | G | 10 |  | Combustion Turbine | IC Engine | PJM_ATSI | Ohio | 39 | Lorain | 93 | 39093 | 0.5 | 18000 | 1990 | 9999 |  |  | N | Natural Gas | [12 empty] | 0.5 | 1.061 | 1.061 | 1.061 | 1.061 | [11 empty] | Oberlin OH (City of) | 100 | Oberlin OH (City of) | 100
Oberlin (OH) | 2933_G_2A | 2933 | G | 2A |  | Combustion Turbine | IC Engine | PJM_ATSI | Ohio | 39 | Lorain | 93 | 39093 | 3.1 | 18000 | 2001 | 9999 |  |  | N | Natural Gas, Distillate Fuel Oil | [12 empty] | 0.5 | 1.061 | 1.061 | 1.061 | 1.061 | [11 empty] | Oberlin OH (City of) | 100 | Oberlin OH (City of) | 100
Oberlin (OH) | 2933_G_3A | 2933 | G | 3A |  | Combustion Turbine | IC Engine | PJM_ATSI | Ohio | 39 | Lorain | 93 | 39093 | 3.1 | 18000 | 2001 | 9999 |  |  | N | Natural Gas, Distillate Fuel Oil | [12 empty] | 0.5 | 1.061 | 1.061 | 1.061 | 1.061 | [11 empty] | Oberlin OH (City of) | 100 | Oberlin OH (City of) | 100
Oberlin (OH) | 2933_G_6 | 2933 | G | 6 |  | Combustion Turbine | IC Engine | PJM_ATSI | Ohio | 39 | Lorain | 93 | 39093 | 2 | 18000 | 1958 | 9999 |  |  | N | Natural Gas, Distillate Fuel Oil | [12 empty] | 0.5 | 1.061 | 1.061 | 1.061 | 1.061 | [11 empty] | Oberlin OH (City of) | 100 | Oberlin OH (City of) | 100
Oberlin (OH) | 2933_G_7 | 2933 | G | 7 |  | Combustion Turbine | IC Engine | PJM_ATSI | Ohio | 39 | Lorain | 93 | 39093 | 2.7 | 18000 | 1961 | 9999 |  |  | N | Natural Gas, Distillate Fuel Oil | [12 empty] | 0.5 | 1.061 | 1.061 | 1.061 | 1.061 | [11 empty] | Oberlin OH (City of) | 100 | Oberlin OH (City of) | 100
Oberlin (OH) | 2933_G_8 | 2933 | G | 8 |  | Combustion Turbine | IC Engine | PJM_ATSI | Ohio | 39 | Lorain | 93 | 39093 | 3 | 18000 | 1966 | 9999 |  |  | N | Natural Gas, Distillate Fuel Oil | [12 empty] | 0.5 | 1.061 | 1.061 | 1.061 | 1.061 | [11 empty] | Oberlin OH (City of) | 100 | Oberlin OH (City of) | 100
Oberlin (OH) | 2933_G_9 | 2933 | G | 9 |  | Combustion Turbine | IC Engine | PJM_ATSI | Ohio | 39 | Lorain | 93 | 39093 | 0.4 | 18000 | 1990 | 9999 |  |  | N | Natural Gas | [12 empty] | 0.5 | 1.061 | 1.061 | 1.061 | 1.061 | [11 empty] | Oberlin OH (City of) | 100 | Oberlin OH (City of) | 100
Oberlin (OH) | 2933_G_IC4 | 2933 | G | IC4 |  | Combustion Turbine | IC Engine | PJM_ATSI | Ohio | 39 | Lorain | 93 | 39093 | 2.1 | 18000 | 1996 | 9999 |  |  | N | Natural Gas | [12 empty] | 0.5 | 1.061 | 1.061 | 1.061 | 1.061 | [11 empty] | Oberlin OH (City of) | 100 | Oberlin OH (City of) | 100
Painesville | 2936_G_WPCP1 | 2936 | G | WPCP1 |  | Combustion Turbine | IC Engine | PJM_ATSI | Ohio | 39 | Lake | 85 | 39085 | 1.8 | 10745 | 2010 | 9999 |  |  | N | Distillate Fuel Oil | [13 empty] | 1.6498 | 1.6498 | 1.6498 | 1.6498 | [11 empty] | Painesville Electric Light Dept | 100 | Painesville Electric Light Dept | 100
Piqua Power Plant | 2937_G_11 | 2937 | G | 11 |  | Combustion Turbine |  | PJM_West | Ohio | 39 | Miami | 109 | 39109 | 16.5 | 21159 | 1989 | 9999 |  |  | N | Distillate Fuel Oil | [12 empty] | 0.5 | 1.2 | 1.2 | 1.2 | 1.2 | [11 empty] | Piqua Municipal Power System | 100 | Piqua Municipal Power System | 100
Piqua Power Plant | 2937_G_8 | 2937 | G | 8 |  | Combustion Turbine |  | PJM_West | Ohio | 39 | Miami | 109 | 39109 | 20 | 21162 | 1972 | 9999 |  |  | N | Distillate Fuel Oil | [12 empty] | 0.5 | 0.89004 | 0.89004 | 0.89004 | 0.89004 | [11 empty] | Piqua Municipal Power System | 100 | Piqua Municipal Power System | 100
Copco 1 | 294_G_1 | 294 | G | 1 |  | Hydro |  | WECC_PNW | California | 6 | Siskiyou | 93 | 06093 | 14 | 0 | 1918 | 9999 |  |  | N | Hydro | [13 empty] | 0 | 0 | 0 | 0 | [11 empty] | PacifiCorp | 100 | Berkshire Hathaway Inc | 100
Copco 1 | 294_G_2 | 294 | G | 2 |  | Hydro |  | WECC_PNW | California | 6 | Siskiyou | 93 | 06093 | 14 | 0 | 1918 | 9999 |  |  | N | Hydro | [13 empty] | 0 | 0 | 0 | 0 | [11 empty] | PacifiCorp | 100 | Berkshire Hathaway Inc | 100
St Marys | 2942_G_7 | 2942 | G | 7 |  | Combustion Turbine |  | PJM_West | Ohio | 39 | Auglaize | 11 | 39011 | 12 | 25000 | 1992 | 9999 |  |  | N | Distillate Fuel Oil | [13 empty] | 1.01 | 1.01 | 1.01 | 1.01 | [11 empty] | Saint Marys OH (City of) | 100 | Saint Marys OH (City of) | 100
St Marys | 2942_G_GT1 | 2942 | G | GT1 |  | Combustion Turbine |  | PJM_West | Ohio | 39 | Auglaize | 11 | 39011 | 10.4 | 25000 | 1999 | 9999 |  |  | N | Natural Gas | [12 empty] | 0.5 | 0.23894 | 0.23894 | 0.23894 | 0.23894 | [11 empty] | Ohio Municipal Electric Agency Joint Venture 2 | 100 | Hamilton Dept of Public Utilities | 100
Anadarko | 2945_G_10 | 2945 | G | 10 |  | Combustion Turbine | IC Engine | PJM_West | Ohio | 39 | Monroe | 111 | 39111 | 1.2 | 25000 | 1983 | 9999 |  |  | N | Distillate Fuel Oil | [12 empty] | 0.5 | 1.6498 | 1.6498 | 1.6498 | 1.6498 | [11 empty] | Woodsfield Board of Public Affairs | 100 | Woodsfield Board of Public Affairs | 100
Anadarko | 2945_G_11 | 2945 | G | 11 |  | Combustion Turbine | IC Engine | PJM_West | Ohio | 39 | Monroe | 111 | 39111 | 1.2 | 25000 | 1983 | 9999 |  |  | N | Distillate Fuel Oil | [12 empty] | 0.5 | 1.6498 | 1.6498 | 1.6498 | 1.6498 | [11 empty] | Woodsfield Board of Public Affairs | 100 | Woodsfield Board of Public Affairs | 100
Anadarko | 2945_G_6 | 2945 | G | 6 |  | Combustion Turbine | IC Engine | PJM_West | Ohio | 39 | Monroe | 111 | 39111 | 0.6 | 25000 | 1949 | 9999 |  |  | N | Distillate Fuel Oil | [12 empty] | 0.5 | 1.6498 | 1.6498 | 1.6498 | 1.6498 | [11 empty] | Woodsfield Board of Public Affairs | 100 | Woodsfield Board of Public Affairs | 100
Anadarko | 2945_G_7 | 2945 | G | 7 |  | Combustion Turbine | IC Engine | PJM_West | Ohio | 39 | Monroe | 111 | 39111 | 1.2 | 25000 | 1957 | 9999 |  |  | N | Distillate Fuel Oil | [12 empty] | 0.5 | 1.6498 | 1.6498 | 1.6498 | 1.6498 | [11 empty] | Woodsfield Board of Public Affairs | 100 | Woodsfield Board of Public Affairs | 100
Anadarko | 2945_G_8 | 2945 | G | 8 |  | Combustion Turbine | IC Engine | PJM_West | Ohio | 39 | Monroe | 111 | 39111 | 1.5 | 25000 | 1965 | 9999 |  |  | N | Distillate Fuel Oil | [12 empty] | 0.5 | 1.6498 | 1.6498 | 1.6498 | 1.6498 | [11 empty] | Woodsfield Board of Public Affairs | 100 | Woodsfield Board of Public Affairs | 100
Anadarko | 2945_G_9 | 2945 | G | 9 |  | Combustion Turbine | IC Engine | PJM_West | Ohio | 39 | Monroe | 111 | 39111 | 2.1 | 25000 | 1971 | 9999 |  |  | N | Distillate Fuel Oil | [12 empty] | 0.5 | 1.6498 | 1.6498 | 1.6498 | 1.6498 | [11 empty] | Woodsfield Board of Public Affairs | 100 | Woodsfield Board of Public Affairs | 100
Copco 2 | 295_G_1 | 295 | G | 1 |  | Hydro |  | WECC_PNW | California | 6 | Siskiyou | 93 | 06093 | 17 | 0 | 1925 | 9999 |  |  | N | Hydro | [13 empty] | 0 | 0 | 0 | 0 | [11 empty] | PacifiCorp | 100 | Berkshire Hathaway Inc | 100
Copco 2 | 295_G_2 | 295 | G | 2 |  | Hydro |  | WECC_PNW | California | 6 | Siskiyou | 93 | 06093 | 17 | 0 | 1925 | 9999 |  |  | N | Hydro | [13 empty] | 0 | 0 | 0 | 0 | [11 empty] | PacifiCorp | 100 | Berkshire Hathaway Inc | 100
Horseshoe Lake | 2951_G_10 | 2951 | G | 10 | 1999 | Combustion Turbine |  | SPP_WEST | Oklahoma | 40 | Oklahoma | 109 | 40109 | 41.8 | 10745 | 2001 | 9999 |  |  | N | Natural Gas |  |  |  | H2O | [8 empty] | 0.8 | 0.09472 | 0.09472 | 0.09472 | 0.09472 | [11 empty] | Oklahoma Gas & Electric Co | 100 | OGE Energy Corp | 100
Horseshoe Lake | 2951_G_9 | 2951 | G | 9 | 2003 | Combustion Turbine |  | SPP_WEST | Oklahoma | 40 | Oklahoma | 109 | 40109 | 43.2 | 10745 | 2001 | 9999 |  |  | N | Natural Gas |  |  |  | H2O | [8 empty] | 0.8 | 0.0959 | 0.0959 | 0.0959 | 0.0959 | [11 empty] | Oklahoma Gas & Electric Co | 100 | OGE Energy Corp | 100
Mustang | 2953_G_GT1 | 2953 | G | GT1 | 91175 | Combustion Turbine |  | SPP_WEST | Oklahoma | 40 | Canadian | 17 | 40017 | 57 | 14633 | 2017 | 9999 |  |  | N | Natural Gas | [13 empty] | 0.07719 | 0.07719 | 0.07719 | 0.07719 | [11 empty] | Oklahoma Gas & Electric Co | 100 | OGE Energy Corp | 100
Mustang | 2953_G_GT2 | 2953 | G | GT2 | 91176 | Combustion Turbine |  | SPP_WEST | Oklahoma | 40 | Canadian | 17 | 40017 | 57 | 14575 | 2017 | 9999 |  |  | N | Natural Gas | [13 empty] | 0.07904 | 0.07904 | 0.07904 | 0.07904 | [11 empty] | Oklahoma Gas & Electric Co | 100 | OGE Energy Corp | 100
Mustang | 2953_G_GT3 | 2953 | G | GT3 | 91177 | Combustion Turbine |  | SPP_WEST | Oklahoma | 40 | Canadian | 17 | 40017 | 58 | 14579 | 2017 | 9999 |  |  | N | Natural Gas | [13 empty] | 0.07994 | 0.07994 | 0.07994 | 0.07994 | [11 empty] | Oklahoma Gas & Electric Co | 100 | OGE Energy Corp | 100
Mustang | 2953_G_GT4 | 2953 | G | GT4 | 91171 | Combustion Turbine |  | SPP_WEST | Oklahoma | 40 | Canadian | 17 | 40017 | 58 | 14559 | 2017 | 9999 |  |  | N | Natural Gas | [13 empty] | 0.08046 | 0.08046 | 0.08046 | 0.08046 | [11 empty] | Oklahoma Gas & Electric Co | 100 | OGE Energy Corp | 100
Mustang | 2953_G_GT5 | 2953 | G | GT5 | 91172 | Combustion Turbine |  | SPP_WEST | Oklahoma | 40 | Canadian | 17 | 40017 | 57 | 14556 | 2017 | 9999 |  |  | N | Natural Gas | [13 empty] | 0.08188 | 0.08188 | 0.08188 | 0.08188 | [11 empty] | Oklahoma Gas & Electric Co | 100 | OGE Energy Corp | 100
Mustang | 2953_G_GT6 | 2953 | G | GT6 | 91173 | Combustion Turbine |  | SPP_WEST | Oklahoma | 40 | Canadian | 17 | 40017 | 57 | 14556 | 2017 | 9999 |  |  | N | Natural Gas | [13 empty] | 0.0764 | 0.0764 | 0.0764 | 0.0764 | [11 empty] | Oklahoma Gas & Electric Co | 100 | OGE Energy Corp | 100
Mustang | 2953_G_GT7 | 2953 | G | GT7 | 91174 | Combustion Turbine |  | SPP_WEST | Oklahoma | 40 | Canadian | 17 | 40017 | 57 | 14556 | 2017 | 9999 |  |  | N | Natural Gas | [13 empty] | 0.07612 | 0.07612 | 0.07612 | 0.07612 | [11 empty] | Oklahoma Gas & Electric Co | 100 | OGE Energy Corp | 100
Mustang | 2953_G_SLR1 | 2953 | G | SLR1 |  | Solar PV |  | SPP_WEST | Oklahoma | 40 | Canadian | 17 | 40017 | 2.5 | 0 | 2015 | 9999 |  |  | N | Solar | [13 empty] | 0 | 0 | 0 | 0 | [11 empty] | Oklahoma Gas & Electric Co | 100 | OGE Energy Corp | 100
Fall Creek | 296_G_1 | 296 | G | 1 |  | Hydro |  | WECC_PNW | California | 6 | Siskiyou | 93 | 06093 | 0.4 | 0 | 1903 | 9999 |  |  | N | Hydro | [13 empty] | 0 | 0 | 0 | 0 | [11 empty] | PacifiCorp | 100 | Berkshire Hathaway Inc | 100
Fall Creek | 296_G_2 | 296 | G | 2 |  | Hydro |  | WECC_PNW | California | 6 | Siskiyou | 93 | 06093 | 0.4 | 0 | 1907 | 9999 |  |  | N | Hydro | [13 empty] | 0 | 0 | 0 | 0 | [11 empty] | PacifiCorp | 100 | Berkshire Hathaway Inc | 100
Fall Creek | 296_G_3 | 296 | G | 3 |  | Hydro |  | WECC_PNW | California | 6 | Siskiyou | 93 | 06093 | 1.1 | 0 | 1910 | 9999 |  |  | N | Hydro | [13 empty] | 0 | 0 | 0 | 0 | [11 empty] | PacifiCorp | 100 | Berkshire Hathaway Inc | 100
Northeastern | 2963_G_1 | 2963 | G | 1 | 2016 | Combined Cycle |  | SPP_WEST | Oklahoma | 40 | Rogers | 131 | 40131 | 146 | 8028 | 1961 | 9999 |  |  | N | Natural Gas |  |  |  | LNB | [9 empty] | 0.040878 | 0.040878 | 0.040878 | 0.040878 | [11 empty] | Public Service Co of Oklahoma | 100 | American Electric Power Co Inc | 100
Northeastern | 2963_G_1A | 2963 | G | 1A | 2016 | Combined Cycle |  | SPP_WEST | Oklahoma | 40 | Rogers | 131 | 40131 | 149 | 8028 | 2001 | 9999 |  |  | N | Natural Gas | [13 empty] | 0.040878 | 0.040878 | 0.040878 | 0.040878 | [11 empty] | Public Service Co of Oklahoma | 100 | American Electric Power Co Inc | 100
Northeastern | 2963_G_1B | 2963 | G | 1B | 2017 | Combined Cycle |  | SPP_WEST | Oklahoma | 40 | Rogers | 131 | 40131 | 149 | 8028 | 2001 | 9999 |  |  | N | Natural Gas | [13 empty] | 0.040878 | 0.040878 | 0.040878 | 0.040878 | [11 empty] | Public Service Co of Oklahoma | 100 | American Electric Power Co Inc | 100
Northeastern | 2963_G_IC1 | 2963 | G | IC1 |  | Combustion Turbine | IC Engine | SPP_WEST | Oklahoma | 40 | Rogers | 131 | 40131 | 4 | 12283 | 1980 | 9999 |  |  | N | Distillate Fuel Oil | [12 empty] | 0.8 | 1.6498 | 1.6498 | 1.6498 | 1.6498 | [11 empty] | Public Service Co of Oklahoma | 100 | American Electric Power Co Inc | 100
Southwestern | 2964_G_4 | 2964 | G | 4 | 91253 | Combustion Turbine |  | SPP_WEST | Oklahoma | 40 | Caddo | 15 | 40015 | 76 | 14349 | 2008 | 9999 |  |  | N | Natural Gas |  |  |  | CM | [9 empty] | 0.13758 | 0.13758 | 0.13758 | 0.13758 | [11 empty] | Public Service Co of Oklahoma | 100 | American Electric Power Co Inc | 100
Southwestern | 2964_G_5 | 2964 | G | 5 | 91254 | Combustion Turbine |  | SPP_WEST | Oklahoma | 40 | Caddo | 15 | 40015 | 76 | 14350 | 2008 | 9999 |  |  | N | Natural Gas |  |  |  | CM | [9 empty] | 0.13605 | 0.13605 | 0.13605 | 0.13605 | [11 empty] | Public Service Co of Oklahoma | 100 | American Electric Power Co Inc | 100
Tulsa | 2965_G_IC1 | 2965 | G | IC1 |  | Combustion Turbine | IC Engine | SPP_WEST | Oklahoma | 40 | Tulsa | 143 | 40143 | 8.3 | 12283 | 1967 | 9999 |  |  | N | Distillate Fuel Oil | [12 empty] | 0.8 | 1.6498 | 1.6498 | 1.6498 | 1.6498 | [11 empty] | Public Service Co of Oklahoma | 100 | American Electric Power Co Inc | 100
Weleetka | 2966_G_IC1 | 2966 | G | IC1 |  | Combustion Turbine | IC Engine | SPP_WEST | Oklahoma | 40 | Okfuskee | 107 | 40107 | 4 | 12283 | 1963 | 9999 |  |  | N | Distillate Fuel Oil | [12 empty] | 0.8 | 1.6498 | 1.6498 | 1.6498 | 1.6498 | [11 empty] | Public Service Co of Oklahoma | 100 | American Electric Power Co Inc | 100
Iron Gate | 297_G_1 | 297 | G | 1 |  | Hydro |  | WECC_PNW | California | 6 | Siskiyou | 93 | 06093 | 18.8 | 0 | 1962 | 9999 |  |  | N | Hydro | [13 empty] | 0 | 0 | 0 | 0 | [11 empty] | PacifiCorp | 100 | Berkshire Hathaway Inc | 100
Cushing | 2975_G_1 | 2975 | G | 1 |  | Combustion Turbine | IC Engine | SPP_WEST | Oklahoma | 40 | Payne | 119 | 40119 | 1.8 | 10745 | 1956 | 9999 |  |  | N | Natural Gas, Distillate Fuel Oil | [12 empty] | 0.8 | 1.6498 | 1.6498 | 1.6498 | 1.6498 | [11 empty] | Cushing OK (City of) | 100 | Cushing OK (City of) | 100
Cushing | 2975_G_10 | 2975 | G | 10 |  | Combustion Turbine | IC Engine | SPP_WEST | Oklahoma | 40 | Payne | 119 | 40119 | 4 | 10745 | 1972 | 9999 |  |  | N | Natural Gas, Distillate Fuel Oil | [12 empty] | 0.8 | 1.6498 | 1.6498 | 1.6498 | 1.6498 | [11 empty] | Cushing OK (City of) | 100 | Cushing OK (City of) | 100
Cushing | 2975_G_11 | 2975 | G | 11 |  | Combustion Turbine | IC Engine | SPP_WEST | Oklahoma | 40 | Payne | 119 | 40119 | 6.3 | 10745 | 1988 | 9999 |  |  | N | Natural Gas, Distillate Fuel Oil | [12 empty] | 0.8 | 1.6498 | 1.6498 | 1.6498 | 1.6498 | [11 empty] | Cushing OK (City of) | 100 | Cushing OK (City of) | 100
Cushing | 2975_G_2 | 2975 | G | 2 |  | Combustion Turbine | IC Engine | SPP_WEST | Oklahoma | 40 | Payne | 119 | 40119 | 0.8 | 10745 | 1949 | 9999 |  |  | N | Natural Gas, Distillate Fuel Oil | [12 empty] | 0.8 | 1.6498 | 1.6498 | 1.6498 | 1.6498 | [11 empty] | Cushing OK (City of) | 100 | Cushing OK (City of) | 100
Cushing | 2975_G_3 | 2975 | G | 3 |  | Combustion Turbine | IC Engine | SPP_WEST | Oklahoma | 40 | Payne | 119 | 40119 | 0.4 | 10745 | 1936 | 9999 |  |  | N | Natural Gas, Distillate Fuel Oil | [12 empty] | 0.8 | 1.6498 | 1.6498 | 1.6498 | 1.6498 | [11 empty] | Cushing OK (City of) | 100 | Cushing OK (City of) | 100
Cushing | 2975_G_4 | 2975 | G | 4 |  | Combustion Turbine | IC Engine | SPP_WEST | Oklahoma | 40 | Payne | 119 | 40119 | 0.4 | 10745 | 1936 | 9999 |  |  | N | Natural Gas, Distillate Fuel Oil | [12 empty] | 0.8 | 1.6498 | 1.6498 | 1.6498 | 1.6498 | [11 empty] | Cushing OK (City of) | 100 | Cushing OK (City of) | 100
Cushing | 2975_G_5 | 2975 | G | 5 |  | Combustion Turbine | IC Engine | SPP_WEST | Oklahoma | 40 | Payne | 119 | 40119 | 0.4 | 10745 | 1936 | 9999 |  |  | N | Natural Gas, Distillate Fuel Oil | [12 empty] | 0.8 | 1.6498 | 1.6498 | 1.6498 | 1.6498 | [11 empty] | Cushing OK (City of) | 100 | Cushing OK (City of) | 100
Cushing | 2975_G_6 | 2975 | G | 6 |  | Combustion Turbine | IC Engine | SPP_WEST | Oklahoma | 40 | Payne | 119 | 40119 | 0.6 | 10745 | 1939 | 9999 |  |  | N | Natural Gas, Distillate Fuel Oil | [12 empty] | 0.8 | 1.6498 | 1.6498 | 1.6498 | 1.6498 | [11 empty] | Cushing OK (City of) | 100 | Cushing OK (City of) | 100
Cushing | 2975_G_7 | 2975 | G | 7 |  | Combustion Turbine | IC Engine | SPP_WEST | Oklahoma | 40 | Payne | 119 | 40119 | 1.9 | 10745 | 1956 | 9999 |  |  | N | Natural Gas, Distillate Fuel Oil | [12 empty] | 0.8 | 1.6498 | 1.6498 | 1.6498 | 1.6498 | [11 empty] | Cushing OK (City of) | 100 | Cushing OK (City of) | 100
Cushing | 2975_G_8 | 2975 | G | 8 |  | Combustion Turbine | IC Engine | SPP_WEST | Oklahoma | 40 | Payne | 119 | 40119 | 1.9 | 10745 | 1956 | 9999 |  |  | N | Natural Gas, Distillate Fuel Oil | [12 empty] | 0.8 | 1.6498 | 1.6498 | 1.6498 | 1.6498 | [11 empty] | Cushing OK (City of) | 100 | Cushing OK (City of) | 100
Cushing | 2975_G_9 | 2975 | G | 9 |  | Combustion Turbine | IC Engine | SPP_WEST | Oklahoma | 40 | Payne | 119 | 40119 | 2.7 | 10745 | 1965 | 9999 |  |  | N | Natural Gas, Distillate Fuel Oil | [12 empty] | 0.8 | 1.6498 | 1.6498 | 1.6498 | 1.6498 | [11 empty] | Cushing OK (City of) | 100 | Cushing OK (City of) | 100
Markham | 2980_G_1 | 2980 | G | 1 |  | Hydro |  | SPP_WEST | Oklahoma | 40 | Mayes | 97 | 40097 | 32 | 0 | 1964 | 9999 |  |  | N | Hydro | [13 empty] | 0 | 0 | 0 | 0 | [11 empty] | Grand River Dam Authority | 100 | Grand River Dam Authority | 100
Markham | 2980_G_2 | 2980 | G | 2 |  | Hydro |  | SPP_WEST | Oklahoma | 40 | Mayes | 97 | 40097 | 32 | 0 | 1964 | 9999 |  |  | N | Hydro | [13 empty] | 0 | 0 | 0 | 0 | [11 empty] | Grand River Dam Authority | 100 | Grand River Dam Authority | 100
Markham | 2980_G_3 | 2980 | G | 3 |  | Hydro |  | SPP_WEST | Oklahoma | 40 | Mayes | 97 | 40097 | 32 | 0 | 1964 | 9999 |  |  | N | Hydro | [13 empty] | 0 | 0 | 0 | 0 | [11 empty] | Grand River Dam Authority | 100 | Grand River Dam Authority | 100
Markham | 2980_G_4 | 2980 | G | 4 |  | Hydro |  | SPP_WEST | Oklahoma | 40 | Mayes | 97 | 40097 | 32 | 0 | 1964 | 9999 |  |  | N | Hydro | [13 empty] | 0 | 0 | 0 | 0 | [11 empty] | Grand River Dam Authority | 100 | Grand River Dam Authority | 100
Pensacola | 2981_G_1 | 2981 | G | 1 |  | Hydro |  | SPP_WEST | Oklahoma | 40 | Mayes | 97 | 40097 | 21 | 0 | 1940 | 9999 |  |  | N | Hydro | [13 empty] | 0 | 0 | 0 | 0 | [11 empty] | Grand River Dam Authority | 100 | Grand River Dam Authority | 100
Pensacola | 2981_G_2 | 2981 | G | 2 |  | Hydro |  | SPP_WEST | Oklahoma | 40 | Mayes | 97 | 40097 | 21 | 0 | 1940 | 9999 |  |  | N | Hydro | [13 empty] | 0 | 0 | 0 | 0 | [11 empty] | Grand River Dam Authority | 100 | Grand River Dam Authority | 100
Pensacola | 2981_G_3 | 2981 | G | 3 |  | Hydro |  | SPP_WEST | Oklahoma | 40 | Mayes | 97 | 40097 | 21 | 0 | 1940 | 9999 |  |  | N | Hydro | [13 empty] | 0 | 0 | 0 | 0 | [11 empty] | Grand River Dam Authority | 100 | Grand River Dam Authority | 100
Pensacola | 2981_G_4 | 2981 | G | 4 |  | Hydro |  | SPP_WEST | Oklahoma | 40 | Mayes | 97 | 40097 | 21 | 0 | 1940 | 9999 |  |  | N | Hydro | [13 empty] | 0 | 0 | 0 | 0 | [11 empty] | Grand River Dam Authority | 100 | Grand River Dam Authority | 100
Pensacola | 2981_G_5 | 2981 | G | 5 |  | Hydro |  | SPP_WEST | Oklahoma | 40 | Mayes | 97 | 40097 | 21 | 0 | 1946 | 9999 |  |  | N | Hydro | [13 empty] | 0 | 0 | 0 | 0 | [11 empty] | Grand River Dam Authority | 100 | Grand River Dam Authority | 100
Pensacola | 2981_G_6 | 2981 | G | 6 |  | Hydro |  | SPP_WEST | Oklahoma | 40 | Mayes | 97 | 40097 | 21 | 0 | 1946 | 9999 |  |  | N | Hydro | [13 empty] | 0 | 0 | 0 | 0 | [11 empty] | Grand River Dam Authority | 100 | Grand River Dam Authority | 100
Salina | 2982_G_1 | 2982 | G | 1 |  | Pumped Storage |  | SPP_WEST | Oklahoma | 40 | Mayes | 97 | 40097 | 43 | 0 | 1968 | 9999 |  |  | N | Pumped Storage | [13 empty] | 0 | 0 | 0 | 0 | [11 empty] | Grand River Dam Authority | 100 | Grand River Dam Authority | 100
Salina | 2982_G_2 | 2982 | G | 2 |  | Pumped Storage |  | SPP_WEST | Oklahoma | 40 | Mayes | 97 | 40097 | 43 | 0 | 1968 | 9999 |  |  | N | Pumped Storage | [13 empty] | 0 | 0 | 0 | 0 | [11 empty] | Grand River Dam Authority | 100 | Grand River Dam Authority | 100
Salina | 2982_G_3 | 2982 | G | 3 |  | Pumped Storage |  | SPP_WEST | Oklahoma | 40 | Mayes | 97 | 40097 | 43 | 0 | 1968 | 9999 |  |  | N | Pumped Storage | [13 empty] | 0 | 0 | 0 | 0 | [11 empty] | Grand River Dam Authority | 100 | Grand River Dam Authority | 100
Salina | 2982_G_4 | 2982 | G | 4 |  | Pumped Storage |  | SPP_WEST | Oklahoma | 40 | Mayes | 97 | 40097 | 43 | 0 | 1971 | 9999 |  |  | N | Pumped Storage | [13 empty] | 0 | 0 | 0 | 0 | [11 empty] | Grand River Dam Authority | 100 | Grand River Dam Authority | 100
Salina | 2982_G_5 | 2982 | G | 5 |  | Pumped Storage |  | SPP_WEST | Oklahoma | 40 | Mayes | 97 | 40097 | 43 | 0 | 1971 | 9999 |  |  | N | Pumped Storage | [13 empty] | 0 | 0 | 0 | 0 | [11 empty] | Grand River Dam Authority | 100 | Grand River Dam Authority | 100
Salina | 2982_G_6 | 2982 | G | 6 |  | Pumped Storage |  | SPP_WEST | Oklahoma | 40 | Mayes | 97 | 40097 | 43 | 0 | 1971 | 9999 |  |  | N | Pumped Storage | [13 empty] | 0 | 0 | 0 | 0 | [11 empty] | Grand River Dam Authority | 100 | Grand River Dam Authority | 100
Keystone Dam | 2984_G_1 | 2984 | G | 1 |  | Hydro |  | SPP_WEST | Oklahoma | 40 | Tulsa | 143 | 40143 | 40 | 0 | 1968 | 9999 |  |  | N | Hydro | [13 empty] | 0 | 0 | 0 | 0 | [11 empty] | USACE Tulsa District | 100 | U S Army Corps of Engineers | 100
Keystone Dam | 2984_G_2 | 2984 | G | 2 |  | Hydro |  | SPP_WEST | Oklahoma | 40 | Tulsa | 143 | 40143 | 40 | 0 | 1968 | 9999 |  |  | N | Hydro | [13 empty] | 0 | 0 | 0 | 0 | [11 empty] | USACE Tulsa District | 100 | U S Army Corps of Engineers | 100
Robert S Kerr | 2985_G_1 | 2985 | G | 1 |  | Hydro |  | SPP_WEST | Oklahoma | 40 | Sequoyah | 135 | 40135 | 65.6 | 0 | 1971 | 9999 |  |  | N | Hydro | [13 empty] | 0 | 0 | 0 | 0 | [11 empty] | USACE Tulsa District | 100 | U S Army Corps of Engineers | 100
Robert S Kerr | 2985_G_2 | 2985 | G | 2 |  | Hydro |  | SPP_WEST | Oklahoma | 40 | Sequoyah | 135 | 40135 | 65.6 | 0 | 1971 | 9999 |  |  | N | Hydro | [13 empty] | 0 | 0 | 0 | 0 | [11 empty] | USACE Tulsa District | 100 | U S Army Corps of Engineers | 100
Robert S Kerr | 2985_G_3 | 2985 | G | 3 |  | Hydro |  | SPP_WEST | Oklahoma | 40 | Sequoyah | 135 | 40135 | 31.6 | 0 | 1971 | 9999 |  |  | N | Hydro | [13 empty] | 0 | 0 | 0 | 0 | [11 empty] | USACE Tulsa District | 100 | U S Army Corps of Engineers | 100
Robert S Kerr | 2985_G_4 | 2985 | G | 4 |  | Hydro |  | SPP_WEST | Oklahoma | 40 | Sequoyah | 135 | 40135 | 20 | 0 | 1971 | 9999 |  |  | N | Hydro | [13 empty] | 0 | 0 | 0 | 0 | [11 empty] | USACE Tulsa District | 100 | U S Army Corps of Engineers | 100
Kingfisher | 2986_G_3 | 2986 | G | 3 |  | Combustion Turbine | IC Engine | SPP_WEST | Oklahoma | 40 | Kingfisher | 73 | 40073 | 2.9 | 14286 | 1965 | 9999 |  |  | N | Natural Gas, Distillate Fuel Oil | [12 empty] | 0.8 | 1.061 | 1.061 | 1.061 | 1.061 | [11 empty] | Kingfisher OK (City of) | 100 | Kingfisher OK (City of) | 100
Kingfisher | 2986_G_4 | 2986 | G | 4 |  | Combustion Turbine | IC Engine | SPP_WEST | Oklahoma | 40 | Kingfisher | 73 | 40073 | 1.2 | 14286 | 1959 | 9999 |  |  | N | Natural Gas, Distillate Fuel Oil | [12 empty] | 0.8 | 1.061 | 1.061 | 1.061 | 1.061 | [11 empty] | Kingfisher OK (City of) | 100 | Kingfisher OK (City of) | 100
Kingfisher | 2986_G_5 | 2986 | G | 5 |  | Combustion Turbine | IC Engine | SPP_WEST | Oklahoma | 40 | Kingfisher | 73 | 40073 | 3 | 14286 | 1970 | 9999 |  |  | N | Natural Gas, Distillate Fuel Oil | [12 empty] | 0.8 | 1.061 | 1.061 | 1.061 | 1.061 | [11 empty] | Kingfisher OK (City of) | 100 | Kingfisher OK (City of) | 100
Kingfisher | 2986_G_IC1 | 2986 | G | IC1 |  | Combustion Turbine | IC Engine | SPP_WEST | Oklahoma | 40 | Kingfisher | 73 | 40073 | 1 | 14286 | 1954 | 9999 |  |  | N | Natural Gas, Distillate Fuel Oil | [12 empty] | 0.8 | 1.061 | 1.061 | 1.061 | 1.061 | [11 empty] | Kingfisher OK (City of) | 100 | Kingfisher OK (City of) | 100
Kingfisher | 2986_G_IC2 | 2986 | G | IC2 |  | Combustion Turbine | IC Engine | SPP_WEST | Oklahoma | 40 | Kingfisher | 73 | 40073 | 0.6 | 14286 | 1954 | 9999 |  |  | N | Natural Gas, Distillate Fuel Oil | [12 empty] | 0.8 | 1.061 | 1.061 | 1.061 | 1.061 | [11 empty] | Kingfisher OK (City of) | 100 | Kingfisher OK (City of) | 100
Webbers Falls | 2987_G_1 | 2987 | G | 1 |  | Hydro |  | SPP_WEST | Oklahoma | 40 | Muskogee | 101 | 40101 | 25 | 0 | 1973 | 9999 |  |  | N | Hydro | [13 empty] | 0 | 0 | 0 | 0 | [11 empty] | USACE Tulsa District | 100 | U S Army Corps of Engineers | 100
Webbers Falls | 2987_G_2 | 2987 | G | 2 |  | Hydro |  | SPP_WEST | Oklahoma | 40 | Muskogee | 101 | 40101 | 25 | 0 | 1973 | 9999 |  |  | N | Hydro | [13 empty] | 0 | 0 | 0 | 0 | [11 empty] | USACE Tulsa District | 100 | U S Army Corps of Engineers | 100
Webbers Falls | 2987_G_3 | 2987 | G | 3 |  | Hydro |  | SPP_WEST | Oklahoma | 40 | Muskogee | 101 | 40101 | 25 | 0 | 1973 | 9999 |  |  | N | Hydro | [13 empty] | 0 | 0 | 0 | 0 | [11 empty] | USACE Tulsa District | 100 | U S Army Corps of Engineers | 100
Mangum | 2991_G_1 | 2991 | G | 1 |  | Combustion Turbine | IC Engine | SPP_WEST | Oklahoma | 40 | Greer | 55 | 40055 | 0.9 | 14286 | 1946 | 9999 |  |  | N | Natural Gas, Distillate Fuel Oil | [12 empty] | 0.8 | 1.061 | 1.061 | 1.061 | 1.061 | [11 empty] | Mangum Utility Authority | 100 | Mangum Utility Authority | 100
Mangum | 2991_G_4 | 2991 | G | 4 |  | Combustion Turbine | IC Engine | SPP_WEST | Oklahoma | 40 | Greer | 55 | 40055 | 1.2 | 14286 | 1956 | 9999 |  |  | N | Natural Gas, Distillate Fuel Oil | [12 empty] | 0.8 | 1.061 | 1.061 | 1.061 | 1.061 | [11 empty] | Mangum Utility Authority | 100 | Mangum Utility Authority | 100
Mangum | 2991_G_5 | 2991 | G | 5 |  | Combustion Turbine | IC Engine | SPP_WEST | Oklahoma | 40 | Greer | 55 | 40055 | 1.7 | 14286 | 1963 | 9999 |  |  | N | Natural Gas, Distillate Fuel Oil | [12 empty] | 0.8 | 1.061 | 1.061 | 1.061 | 1.061 | [11 empty] | Mangum Utility Authority | 100 | Mangum Utility Authority | 100
Mangum | 2991_G_6 | 2991 | G | 6 |  | Combustion Turbine | IC Engine | SPP_WEST | Oklahoma | 40 | Greer | 55 | 40055 | 1.6 | 14286 | 1969 | 9999 |  |  | N | Natural Gas, Distillate Fuel Oil | [12 empty] | 0.8 | 1.061 | 1.061 | 1.061 | 1.061 | [11 empty] | Mangum Utility Authority | 100 | Mangum Utility Authority | 100
Pawhuska | 2995_G_1 | 2995 | G | 1 |  | Combustion Turbine | IC Engine | SPP_WEST | Oklahoma | 40 | Osage | 113 | 40113 | 1.1 | 14775 | 1949 | 9999 |  |  | N | Distillate Fuel Oil | [12 empty] | 0.8 | 1.6498 | 1.6498 | 1.6498 | 1.6498 | [11 empty] | Pawhuska Electric Production | 100 | Pawhuska Electric Production | 100
Pawhuska | 2995_G_2 | 2995 | G | 2 |  | Combustion Turbine | IC Engine | SPP_WEST | Oklahoma | 40 | Osage | 113 | 40113 | 1.2 | 14775 | 1954 | 9999 |  |  | N | Distillate Fuel Oil | [12 empty] | 0.8 | 1.6498 | 1.6498 | 1.6498 | 1.6498 | [11 empty] | Pawhuska Electric Production | 100 | Pawhuska Electric Production | 100
Pawhuska | 2995_G_3 | 2995 | G | 3 |  | Combustion Turbine | IC Engine | SPP_WEST | Oklahoma | 40 | Osage | 113 | 40113 | 2.5 | 14775 | 1966 | 9999 |  |  | N | Distillate Fuel Oil | [12 empty] | 0.8 | 1.6498 | 1.6498 | 1.6498 | 1.6498 | [11 empty] | Pawhuska Electric Production | 100 | Pawhuska Electric Production | 100
Pawhuska | 2995_G_5 | 2995 | G | 5 |  | Combustion Turbine | IC Engine | SPP_WEST | Oklahoma | 40 | Osage | 113 | 40113 | 2 | 14775 | 1960 | 9999 |  |  | N | Distillate Fuel Oil | [12 empty] | 0.8 | 1.6498 | 1.6498 | 1.6498 | 1.6498 | [11 empty] | Pawhuska Electric Production | 100 | Pawhuska Electric Production | 100
Barry | 3_G_A1CT | 3 | G | A1CT | 6 | Combined Cycle |  | S_SOU | Alabama | 1 | Mobile | 97 | 01097 | 175.6 | 7050 | 2000 | 9999 |  |  | N | Natural Gas |  |  |  | DLNB | SCR | [7 empty] | 0.001 | 0.0077676 | 0.0077676 | 0.0077676 | 0.0077676 | [11 empty] | Alabama Power Co | 100 | Southern Co | 100
Barry | 3_G_A1CT2 | 3 | G | A1CT2 | 7 | Combined Cycle |  | S_SOU | Alabama | 1 | Mobile | 97 | 01097 | 175.6 | 7050 | 2000 | 9999 |  |  | N | Natural Gas |  |  |  | DLNB | SCR | [8 empty] | 0.0077676 | 0.0077676 | 0.0077676 | 0.0077676 | [11 empty] | Alabama Power Co | 100 | Southern Co | 100
Barry | 3_G_A1ST | 3 | G | A1ST | 6 | Combined Cycle |  | S_SOU | Alabama | 1 | Mobile | 97 | 01097 | 200 | 7050 | 2000 | 9999 |  |  | N | Natural Gas |  |  |  | LNB | SCR | [7 empty] | 0.001 | 0.0077676 | 0.0077676 | 0.0077676 | 0.0077676 | [11 empty] | Alabama Power Co | 100 | Southern Co | 100
Barry | 3_G_A2C1 | 3 | G | A2C1 | 8 | Combined Cycle |  | S_SOU | Alabama | 1 | Mobile | 97 | 01097 | 178.6 | 7050 | 2000 | 9999 |  |  | N | Natural Gas |  |  |  | DLNB | SCR | [7 empty] | 0.001 | 0.0081107 | 0.0081107 | 0.0081107 | 0.0081107 | [11 empty] | Alabama Power Co | 100 | Southern Co | 100
Barry | 3_G_A2C2 | 3 | G | A2C2 | 9 | Combined Cycle |  | S_SOU | Alabama | 1 | Mobile | 97 | 01097 | 178.6 | 7050 | 2000 | 9999 |  |  | N | Natural Gas |  |  |  | DLNB | SCR | [7 empty] | 0.001 | 0.0081107 | 0.0081107 | 0.0081107 | 0.0081107 | [11 empty] | Alabama Power Co | 100 | Southern Co | 100
Barry | 3_G_A2ST | 3 | G | A2ST | 8 | Combined Cycle |  | S_SOU | Alabama | 1 | Mobile | 97 | 01097 | 200 | 7050 | 2000 | 9999 |  |  | N | Natural Gas |  |  |  | LNB | SCR | [7 empty] | 0.001 | 0.0081107 | 0.0081107 | 0.0081107 | 0.0081107 | [11 empty] | Alabama Power Co | 100 | Southern Co | 100
Madelia | 30_G_1 | 30 | G | 1 |  | Combustion Turbine | IC Engine | MIS_MNWI | Minnesota | 27 | Watonwan | 165 | 27165 | 3.1 | 12283 | 2001 | 9999 |  |  | N | Natural Gas, Distillate Fuel Oil | [13 empty] | 1.061 | 1.061 | 1.061 | 1.061 | [11 empty] | Madelia MN (City of) | 100 | Madelia MN (City of) | 100
Madelia | 30_G_2 | 30 | G | 2 |  | Combustion Turbine | IC Engine | MIS_MNWI | Minnesota | 27 | Watonwan | 165 | 27165 | 1.5 | 12283 | 1965 | 9999 |  |  | N | Natural Gas, Distillate Fuel Oil | [13 empty] | 1.061 | 1.061 | 1.061 | 1.061 | [11 empty] | Madelia MN (City of) | 100 | Madelia MN (City of) | 100
Madelia | 30_G_3 | 30 | G | 3 |  | Combustion Turbine | IC Engine | MIS_MNWI | Minnesota | 27 | Watonwan | 165 | 27165 | 0.9 | 12283 | 1959 | 9999 |  |  | N | Natural Gas, Distillate Fuel Oil | [13 empty] | 1.061 | 1.061 | 1.061 | 1.061 | [11 empty] | Madelia MN (City of) | 100 | Madelia MN (City of) | 100
Madelia | 30_G_4 | 30 | G | 4 |  | Combustion Turbine | IC Engine | MIS_MNWI | Minnesota | 27 | Watonwan | 165 | 27165 | 3.7 | 12283 | 1973 | 9999 |  |  | N | Natural Gas, Distillate Fuel Oil | [13 empty] | 1.061 | 1.061 | 1.061 | 1.061 | [11 empty] | Madelia MN (City of) | 100 | Madelia MN (City of) | 100
Madelia | 30_G_5 | 30 | G | 5 |  | Combustion Turbine | IC Engine | MIS_MNWI | Minnesota | 27 | Watonwan | 165 | 27165 | 1.1 | 12283 | 1954 | 9999 |  |  | N | Natural Gas, Distillate Fuel Oil | [13 empty] | 1.061 | 1.061 | 1.061 | 1.061 | [11 empty] | Madelia MN (City of) | 100 | Madelia MN (City of) | 100
Boomer Lake Station | 3000_G_3 | 3000 | G | 3 |  | Combustion Turbine | IC Engine | SPP_WEST | Oklahoma | 40 | Payne | 119 | 40119 | 2 | 10745 | 2004 | 9999 |  |  | N | Distillate Fuel Oil | [12 empty] | 0.8 | 0.38768 | 0.38768 | 0.38768 | 0.38768 | [11 empty] | Stillwater Utilities Authority | 100 | Stillwater Utilities Authority | 100
Boomer Lake Station | 3000_G_4 | 3000 | G | 4 |  | Combustion Turbine | IC Engine | SPP_WEST | Oklahoma | 40 | Payne | 119 | 40119 | 2 | 10745 | 2004 | 9999 |  |  | N | Distillate Fuel Oil | [12 empty] | 0.8 | 0.28268 | 0.28268 | 0.28268 | 0.28268 | [11 empty] | Stillwater Utilities Authority | 100 | Stillwater Utilities Authority | 100
Boomer Lake Station | 3000_G_5 | 3000 | G | 5 |  | Combustion Turbine | IC Engine | SPP_WEST | Oklahoma | 40 | Payne | 119 | 40119 | 2 | 10745 | 2004 | 9999 |  |  | N | Distillate Fuel Oil | [12 empty] | 0.8 | 0.3053 | 0.3053 | 0.3053 | 0.3053 | [11 empty] | Stillwater Utilities Authority | 100 | Stillwater Utilities Authority | 100
Fort Gibson | 3003_G_1 | 3003 | G | 1 |  | Hydro |  | SPP_WEST | Oklahoma | 40 | Cherokee | 21 | 40021 | 12.9 | 0 | 1953 | 9999 |  |  | N | Hydro | [13 empty] | 0 | 0 | 0 | 0 | [11 empty] | USACE Tulsa District | 100 | U S Army Corps of Engineers | 100
Fort Gibson | 3003_G_2 | 3003 | G | 2 |  | Hydro |  | SPP_WEST | Oklahoma | 40 | Cherokee | 21 | 40021 | 12.9 | 0 | 1953 | 9999 |  |  | N | Hydro | [13 empty] | 0 | 0 | 0 | 0 | [11 empty] | USACE Tulsa District | 100 | U S Army Corps of Engineers | 100
Fort Gibson | 3003_G_3 | 3003 | G | 3 |  | Hydro |  | SPP_WEST | Oklahoma | 40 | Cherokee | 21 | 40021 | 12.9 | 0 | 1953 | 9999 |  |  | N | Hydro | [13 empty] | 0 | 0 | 0 | 0 | [11 empty] | USACE Tulsa District | 100 | U S Army Corps of Engineers | 100
Fort Gibson | 3003_G_4 | 3003 | G | 4 |  | Hydro |  | SPP_WEST | Oklahoma | 40 | Cherokee | 21 | 40021 | 12.5 | 0 | 1953 | 9999 |  |  | N | Hydro | [13 empty] | 0 | 0 | 0 | 0 | [11 empty] | USACE Tulsa District | 100 | U S Army Corps of Engineers | 100
Tenkiller Ferry | 3004_G_1 | 3004 | G | 1 |  | Hydro |  | SPP_WEST | Oklahoma | 40 | Sequoyah | 135 | 40135 | 21 | 0 | 1953 | 9999 |  |  | N | Hydro | [13 empty] | 0 | 0 | 0 | 0 | [11 empty] | USACE Tulsa District | 100 | U S Army Corps of Engineers | 100
Tenkiller Ferry | 3004_G_2 | 3004 | G | 2 |  | Hydro |  | SPP_WEST | Oklahoma | 40 | Sequoyah | 135 | 40135 | 21 | 0 | 1953 | 9999 |  |  | N | Hydro | [13 empty] | 0 | 0 | 0 | 0 | [11 empty] | USACE Tulsa District | 100 | U S Army Corps of Engineers | 100
Anadarko Plant | 3006_G_10 | 3006 | G | 10 | 90430 | Combustion Turbine |  | SPP_WEST | Oklahoma | 40 | Caddo | 15 | 40015 | 45 | 10745 | 2009 | 9999 |  |  | N | Natural Gas |  |  |  | H2O | [9 empty] | 0.08745 | 0.08745 | 0.08745 | 0.08745 | [11 empty] | Western Farmers Electric Coop | 100 | Western Farmers Electric Coop | 100
Anadarko Plant | 3006_G_11 | 3006 | G | 11 | 90431 | Combustion Turbine |  | SPP_WEST | Oklahoma | 40 | Caddo | 15 | 40015 | 45 | 10745 | 2009 | 9999 |  |  | N | Natural Gas |  |  |  | H2O | [9 empty] | 0.08724 | 0.08724 | 0.08724 | 0.08724 | [11 empty] | Western Farmers Electric Coop | 100 | Western Farmers Electric Coop | 100
Anadarko Plant | 3006_G_4 | 3006 | G | 4 | 90966 | Combined Cycle |  | SPP_WEST | Oklahoma | 40 | Caddo | 15 | 40015 | 94 | 8789 | 1977 | 9999 |  |  | N | Natural Gas |  |  |  | DLNB | [9 empty] | 0.021775 | 0.021775 | 0.021775 | 0.021775 | [11 empty] | Western Farmers Electric Coop | 100 | Western Farmers Electric Coop | 100
Anadarko Plant | 3006_G_5 | 3006 | G | 5 | 90967 | Combined Cycle |  | SPP_WEST | Oklahoma | 40 | Caddo | 15 | 40015 | 94 | 8859 | 1977 | 9999 |  |  | N | Natural Gas |  |  |  | DLNB | [9 empty] | 0.015724 | 0.015724 | 0.015724 | 0.015724 | [11 empty] | Western Farmers Electric Coop | 100 | Western Farmers Electric Coop | 100
Anadarko Plant | 3006_G_6 | 3006 | G | 6 | 90968 | Combined Cycle |  | SPP_WEST | Oklahoma | 40 | Caddo | 15 | 40015 | 94 | 8593 | 1977 | 9999 |  |  | N | Natural Gas |  |  |  | DLNB | [9 empty] | 0.021155 | 0.021155 | 0.021155 | 0.021155 | [11 empty] | Western Farmers Electric Coop | 100 | Western Farmers Electric Coop | 100
Anadarko Plant | 3006_G_9 | 3006 | G | 9 | 90429 | Combustion Turbine |  | SPP_WEST | Oklahoma | 40 | Caddo | 15 | 40015 | 45 | 10745 | 2009 | 9999 |  |  | N | Natural Gas |  |  |  | H2O | [9 empty] | 0.08927 | 0.08927 | 0.08927 | 0.08927 | [11 empty] | Western Farmers Electric Coop | 100 | Western Farmers Electric Coop | 100
Hells Canyon | 3013_G_1 | 3013 | G | 1 |  | Hydro |  | WECC_PNW | Oregon | 41 | Wallowa | 63 | 41063 | 145.8 | 0 | 1967 | 9999 |  |  | N | Hydro | [13 empty] | 0 | 0 | 0 | 0 | [11 empty] | Idaho Power Co | 100 | IDACORP Inc | 100
Hells Canyon | 3013_G_2 | 3013 | G | 2 |  | Hydro |  | WECC_PNW | Oregon | 41 | Wallowa | 63 | 41063 | 150 | 0 | 1967 | 9999 |  |  | N | Hydro | [13 empty] | 0 | 0 | 0 | 0 | [11 empty] | Idaho Power Co | 100 | IDACORP Inc | 100
Hells Canyon | 3013_G_3 | 3013 | G | 3 |  | Hydro |  | WECC_PNW | Oregon | 41 | Wallowa | 63 | 41063 | 149.2 | 0 | 1967 | 9999 |  |  | N | Hydro | [13 empty] | 0 | 0 | 0 | 0 | [11 empty] | Idaho Power Co | 100 | IDACORP Inc | 100
Oxbow (OR) | 3014_G_1 | 3014 | G | 1 |  | Hydro |  | WECC_PNW | Oregon | 41 | Baker | 1 | 41001 | 55.3 | 0 | 1961 | 9999 |  |  | N | Hydro | [13 empty] | 0 | 0 | 0 | 0 | [11 empty] | Idaho Power Co | 100 | IDACORP Inc | 100
Oxbow (OR) | 3014_G_2 | 3014 | G | 2 |  | Hydro |  | WECC_PNW | Oregon | 41 | Baker | 1 | 41001 | 54.8 | 0 | 1961 | 9999 |  |  | N | Hydro | [13 empty] | 0 | 0 | 0 | 0 | [11 empty] | Idaho Power Co | 100 | IDACORP Inc | 100
Oxbow (OR) | 3014_G_3 | 3014 | G | 3 |  | Hydro |  | WECC_PNW | Oregon | 41 | Baker | 1 | 41001 | 54.9 | 0 | 1961 | 9999 |  |  | N | Hydro | [13 empty] | 0 | 0 | 0 | 0 | [11 empty] | Idaho Power Co | 100 | IDACORP Inc | 100
Oxbow (OR) | 3014_G_4 | 3014 | G | 4 |  | Hydro |  | WECC_PNW | Oregon | 41 | Baker | 1 | 41001 | 54.8 | 0 | 1961 | 9999 |  |  | N | Hydro | [13 empty] | 0 | 0 | 0 | 0 | [11 empty] | Idaho Power Co | 100 | IDACORP Inc | 100
Clearwater 1 | 3020_G_1 | 3020 | G | 1 |  | Hydro |  | WECC_PNW | Oregon | 41 | Douglas | 19 | 41019 | 17.9 | 0 | 1953 | 9999 |  |  | N | Hydro | [13 empty] | 0 | 0 | 0 | 0 | [11 empty] | PacifiCorp | 100 | Berkshire Hathaway Inc | 100
Clearwater 2 | 3021_G_1 | 3021 | G | 1 |  | Hydro |  | WECC_PNW | Oregon | 41 | Douglas | 19 | 41019 | 31 | 0 | 1953 | 9999 |  |  | N | Hydro | [13 empty] | 0 | 0 | 0 | 0 | [11 empty] | PacifiCorp | 100 | Berkshire Hathaway Inc | 100
Eagle Point | 3024_G_1 | 3024 | G | 1 |  | Hydro |  | WECC_PNW | Oregon | 41 | Jackson | 29 | 41029 | 2.8 | 0 | 1957 | 9999 |  |  | N | Hydro | [13 empty] | 0 | 0 | 0 | 0 | [11 empty] | PacifiCorp | 100 | Berkshire Hathaway Inc | 100
East Side | 3025_G_1 | 3025 | G | 1 |  | Hydro |  | WECC_PNW | Oregon | 41 | Klamath | 35 | 41035 | 3 | 0 | 1924 | 9999 |  |  | N | Hydro | [13 empty] | 0 | 0 | 0 | 0 | [11 empty] | PacifiCorp | 100 | Berkshire Hathaway Inc | 100
Fish Creek | 3026_G_1 | 3026 | G | 1 |  | Hydro |  | WECC_PNW | Oregon | 41 | Douglas | 19 | 41019 | 10.4 | 0 | 1952 | 9999 |  |  | N | Hydro | [13 empty] | 0 | 0 | 0 | 0 | [11 empty] | PacifiCorp | 100 | Berkshire Hathaway Inc | 100
John C Boyle | 3028_G_1 | 3028 | G | 1 |  | Hydro |  | WECC_PNW | Oregon | 41 | Klamath | 35 | 41035 | 50.4 | 0 | 1958 | 9999 |  |  | N | Hydro | [13 empty] | 0 | 0 | 0 | 0 | [11 empty] | PacifiCorp | 100 | Berkshire Hathaway Inc | 100
John C Boyle | 3028_G_2 | 3028 | G | 2 |  | Hydro |  | WECC_PNW | Oregon | 41 | Klamath | 35 | 41035 | 47.6 | 0 | 1958 | 9999 |  |  | N | Hydro | [13 empty] | 0 | 0 | 0 | 0 | [11 empty] | PacifiCorp | 100 | Berkshire Hathaway Inc | 100
Lemolo 1 | 3029_G_1 | 3029 | G | 1 |  | Hydro |  | WECC_PNW | Oregon | 41 | Douglas | 19 | 41019 | 32 | 0 | 1955 | 9999 |  |  | N | Hydro | [13 empty] | 0 | 0 | 0 | 0 | [11 empty] | PacifiCorp | 100 | Berkshire Hathaway Inc | 100
Prospect 1 | 3032_G_1 | 3032 | G | 1 |  | Hydro |  | WECC_PNW | Oregon | 41 | Jackson | 29 | 41029 | 4.6 | 0 | 1912 | 9999 |  |  | N | Hydro | [13 empty] | 0 | 0 | 0 | 0 | [11 empty] | PacifiCorp | 100 | Berkshire Hathaway Inc | 100
Prospect 2 | 3033_G_1 | 3033 | G | 1 |  | Hydro |  | WECC_PNW | Oregon | 41 | Jackson | 29 | 41029 | 18 | 0 | 1928 | 9999 |  |  | N | Hydro | [13 empty] | 0 | 0 | 0 | 0 | [11 empty] | PacifiCorp | 100 | Berkshire Hathaway Inc | 100
Prospect 2 | 3033_G_2 | 3033 | G | 2 |  | Hydro |  | WECC_PNW | Oregon | 41 | Jackson | 29 | 41029 | 18 | 0 | 1928 | 9999 |  |  | N | Hydro | [13 empty] | 0 | 0 | 0 | 0 | [11 empty] | PacifiCorp | 100 | Berkshire Hathaway Inc | 100
Prospect 3 | 3034_G_1 | 3034 | G | 1 |  | Hydro |  | WECC_PNW | Oregon | 41 | Jackson | 29 | 41029 | 7.7 | 0 | 1932 | 9999 |  |  | N | Hydro | [13 empty] | 0 | 0 | 0 | 0 | [11 empty] | PacifiCorp | 100 | Berkshire Hathaway Inc | 100
Prospect 4 | 3035_G_1 | 3035 | G | 1 |  | Hydro |  | WECC_PNW | Oregon | 41 | Jackson | 29 | 41029 | 0.9 | 0 | 1944 | 9999 |  |  | N | Hydro | [13 empty] | 0 | 0 | 0 | 0 | [11 empty] | PacifiCorp | 100 | Berkshire Hathaway Inc | 100
Slide Creek | 3036_G_1 | 3036 | G | 1 |  | Hydro |  | WECC_PNW | Oregon | 41 | Douglas | 19 | 41019 | 18 | 0 | 1951 | 9999 |  |  | N | Hydro | [13 empty] | 0 | 0 | 0 | 0 | [11 empty] | PacifiCorp | 100 | Berkshire Hathaway Inc | 100
Soda Springs | 3037_G_1 | 3037 | G | 1 |  | Hydro |  | WECC_PNW | Oregon | 41 | Douglas | 19 | 41019 | 11.6 | 0 | 1952 | 9999 |  |  | N | Hydro | [13 empty] | 0 | 0 | 0 | 0 | [11 empty] | PacifiCorp | 100 | Berkshire Hathaway Inc | 100
Toketee Falls | 3040_G_1 | 3040 | G | 1 |  | Hydro |  | WECC_PNW | Oregon | 41 | Douglas | 19 | 41019 | 15 | 0 | 1950 | 9999 |  |  | N | Hydro | [13 empty] | 0 | 0 | 0 | 0 | [11 empty] | PacifiCorp | 100 | Berkshire Hathaway Inc | 100
Toketee Falls | 3040_G_2 | 3040 | G | 2 |  | Hydro |  | WECC_PNW | Oregon | 41 | Douglas | 19 | 41019 | 15 | 0 | 1949 | 9999 |  |  | N | Hydro | [13 empty] | 0 | 0 | 0 | 0 | [11 empty] | PacifiCorp | 100 | Berkshire Hathaway Inc | 100
Toketee Falls | 3040_G_3 | 3040 | G | 3 |  | Hydro |  | WECC_PNW | Oregon | 41 | Douglas | 19 | 41019 | 15 | 0 | 1950 | 9999 |  |  | N | Hydro | [13 empty] | 0 | 0 | 0 | 0 | [11 empty] | PacifiCorp | 100 | Berkshire Hathaway Inc | 100
Wallowa Falls | 3041_G_1 | 3041 | G | 1 |  | Hydro |  | WECC_PNW | Oregon | 41 | Wallowa | 63 | 41063 | 1.1 | 0 | 1921 | 9999 |  |  | N | Hydro | [13 empty] | 0 | 0 | 0 | 0 | [11 empty] | PacifiCorp | 100 | Berkshire Hathaway Inc | 100
Faraday | 3045_G_6 | 3045 | G | 6 |  | Hydro |  | WECC_PNW | Oregon | 41 | Clackamas | 5 | 41005 | 23.9 | 0 | 1958 | 9999 |  |  | N | Hydro | [13 empty] | 0 | 0 | 0 | 0 | [11 empty] | Portland General Electric Co | 100 | Portland General Electric Co | 100
Faraday | 3045_G_7 | 3045 | G | 7 |  | Hydro |  | WECC_PNW | Oregon | 41 | Clackamas | 5 | 41005 | 9 | 0 | 2020 | 9999 |  |  | N | Hydro | [13 empty] | 0 | 0 | 0 | 0 | [11 empty] | Portland General Electric Co | 100 | Portland General Electric Co | 100
Faraday | 3045_G_8 | 3045 | G | 8 |  | Hydro |  | WECC_PNW | Oregon | 41 | Clackamas | 5 | 41005 | 9 | 0 | 2020 | 9999 |  |  | N | Hydro | [13 empty] | 0 | 0 | 0 | 0 | [11 empty] | Portland General Electric Co | 100 | Portland General Electric Co | 100
North Fork | 3047_G_1 | 3047 | G | 1 |  | Hydro |  | WECC_PNW | Oregon | 41 | Clackamas | 5 | 41005 | 27 | 0 | 1958 | 9999 |  |  | N | Hydro | [13 empty] | 0 | 0 | 0 | 0 | [11 empty] | Portland General Electric Co | 100 | Portland General Electric Co | 100
North Fork | 3047_G_2 | 3047 | G | 2 |  | Hydro |  | WECC_PNW | Oregon | 41 | Clackamas | 5 | 41005 | 31 | 0 | 1958 | 9999 |  |  | N | Hydro | [13 empty] | 0 | 0 | 0 | 0 | [11 empty] | Portland General Electric Co | 100 | Portland General Electric Co | 100
Pelton | 3048_G_1 | 3048 | G | 1 |  | Hydro |  | WECC_PNW | Oregon | 41 | Jefferson | 31 | 41031 | 38 | 0 | 1957 | 9999 |  |  | N | Hydro | [13 empty] | 0 | 0 | 0 | 0 | [11 empty] | Portland General Electric Co | 66.67 | Portland General Electric Co | 66.67
Pelton | 3048_G_2 | 3048 | G | 2 |  | Hydro |  | WECC_PNW | Oregon | 41 | Jefferson | 31 | 41031 | 36 | 0 | 1958 | 9999 |  |  | N | Hydro | [13 empty] | 0 | 0 | 0 | 0 | [11 empty] | Portland General Electric Co | 66.67 | Portland General Electric Co | 66.67
Pelton | 3048_G_3 | 3048 | G | 3 |  | Hydro |  | WECC_PNW | Oregon | 41 | Jefferson | 31 | 41031 | 36 | 0 | 1958 | 9999 |  |  | N | Hydro | [13 empty] | 0 | 0 | 0 | 0 | [11 empty] | Portland General Electric Co | 66.67 | Portland General Electric Co | 66.67
River Mill | 3049_G_1 | 3049 | G | 1 |  | Hydro |  | WECC_PNW | Oregon | 41 | Clackamas | 5 | 41005 | 4.3 | 0 | 1911 | 9999 |  |  | N | Hydro | [13 empty] | 0 | 0 | 0 | 0 | [11 empty] | Portland General Electric Co | 100 | Portland General Electric Co | 100
River Mill | 3049_G_2 | 3049 | G | 2 |  | Hydro |  | WECC_PNW | Oregon | 41 | Clackamas | 5 | 41005 | 4.3 | 0 | 1911 | 9999 |  |  | N | Hydro | [13 empty] | 0 | 0 | 0 | 0 | [11 empty] | Portland General Electric Co | 100 | Portland General Electric Co | 100
River Mill | 3049_G_3 | 3049 | G | 3 |  | Hydro |  | WECC_PNW | Oregon | 41 | Clackamas | 5 | 41005 | 4.3 | 0 | 1912 | 9999 |  |  | N | Hydro | [13 empty] | 0 | 0 | 0 | 0 | [11 empty] | Portland General Electric Co | 100 | Portland General Electric Co | 100
River Mill | 3049_G_4 | 3049 | G | 4 |  | Hydro |  | WECC_PNW | Oregon | 41 | Clackamas | 5 | 41005 | 5.2 | 0 | 1927 | 9999 |  |  | N | Hydro | [13 empty] | 0 | 0 | 0 | 0 | [11 empty] | Portland General Electric Co | 100 | Portland General Electric Co | 100
River Mill | 3049_G_5 | 3049 | G | 5 |  | Hydro |  | WECC_PNW | Oregon | 41 | Clackamas | 5 | 41005 | 6.6 | 0 | 1952 | 9999 |  |  | N | Hydro | [13 empty] | 0 | 0 | 0 | 0 | [11 empty] | Portland General Electric Co | 100 | Portland General Electric Co | 100
Round Butte | 3050_G_1 | 3050 | G | 1 |  | Hydro |  | WECC_PNW | Oregon | 41 | Jefferson | 31 | 41031 | 110 | 0 | 1964 | 9999 |  |  | N | Hydro | [13 empty] | 0 | 0 | 0 | 0 | [11 empty] | Portland General Electric Co | 66.67 | Portland General Electric Co | 66.67
Round Butte | 3050_G_2 | 3050 | G | 2 |  | Hydro |  | WECC_PNW | Oregon | 41 | Jefferson | 31 | 41031 | 121.5 | 0 | 1964 | 9999 |  |  | N | Hydro | [13 empty] | 0 | 0 | 0 | 0 | [11 empty] | Portland General Electric Co | 66.67 | Portland General Electric Co | 66.67
Round Butte | 3050_G_3 | 3050 | G | 3 |  | Hydro |  | WECC_PNW | Oregon | 41 | Jefferson | 31 | 41031 | 121.5 | 0 | 1964 | 9999 |  |  | N | Hydro | [13 empty] | 0 | 0 | 0 | 0 | [11 empty] | Portland General Electric Co | 66.67 | Portland General Electric Co | 66.67
Sullivan | 3053_G_1 | 3053 | G | 1 |  | Hydro |  | WECC_PNW | Oregon | 41 | Clackamas | 5 | 41005 | 1.4 | 0 | 1952 | 9999 |  |  | N | Hydro | [13 empty] | 0 | 0 | 0 | 0 | [11 empty] | Portland General Electric Co | 100 | Portland General Electric Co | 100
Sullivan | 3053_G_10 | 3053 | G | 10 |  | Hydro |  | WECC_PNW | Oregon | 41 | Clackamas | 5 | 41005 | 1.5 | 0 | 1952 | 9999 |  |  | N | Hydro | [13 empty] | 0 | 0 | 0 | 0 | [11 empty] | Portland General Electric Co | 100 | Portland General Electric Co | 100
Sullivan | 3053_G_11 | 3053 | G | 11 |  | Hydro |  | WECC_PNW | Oregon | 41 | Clackamas | 5 | 41005 | 1.4 | 0 | 1952 | 9999 |  |  | N | Hydro | [13 empty] | 0 | 0 | 0 | 0 | [11 empty] | Portland General Electric Co | 100 | Portland General Electric Co | 100
Sullivan | 3053_G_12 | 3053 | G | 12 |  | Hydro |  | WECC_PNW | Oregon | 41 | Clackamas | 5 | 41005 | 1.4 | 0 | 1952 | 9999 |  |  | N | Hydro | [13 empty] | 0 | 0 | 0 | 0 | [11 empty] | Portland General Electric Co | 100 | Portland General Electric Co | 100
Sullivan | 3053_G_13 | 3053 | G | 13 |  | Hydro |  | WECC_PNW | Oregon | 41 | Clackamas | 5 | 41005 | 1.2 | 0 | 1952 | 9999 |  |  | N | Hydro | [13 empty] | 0 | 0 | 0 | 0 | [11 empty] | Portland General Electric Co | 100 | Portland General Electric Co | 100
Sullivan | 3053_G_2 | 3053 | G | 2 |  | Hydro |  | WECC_PNW | Oregon | 41 | Clackamas | 5 | 41005 | 1.5 | 0 | 1952 | 9999 |  |  | N | Hydro | [13 empty] | 0 | 0 | 0 | 0 | [11 empty] | Portland General Electric Co | 100 | Portland General Electric Co | 100
Sullivan | 3053_G_3 | 3053 | G | 3 |  | Hydro |  | WECC_PNW | Oregon | 41 | Clackamas | 5 | 41005 | 1.5 | 0 | 1952 | 9999 |  |  | N | Hydro | [13 empty] | 0 | 0 | 0 | 0 | [11 empty] | Portland General Electric Co | 100 | Portland General Electric Co | 100
Sullivan | 3053_G_4 | 3053 | G | 4 |  | Hydro |  | WECC_PNW | Oregon | 41 | Clackamas | 5 | 41005 | 1.5 | 0 | 1952 | 9999 |  |  | N | Hydro | [13 empty] | 0 | 0 | 0 | 0 | [11 empty] | Portland General Electric Co | 100 | Portland General Electric Co | 100
Sullivan | 3053_G_5 | 3053 | G | 5 |  | Hydro |  | WECC_PNW | Oregon | 41 | Clackamas | 5 | 41005 | 1.5 | 0 | 1952 | 9999 |  |  | N | Hydro | [13 empty] | 0 | 0 | 0 | 0 | [11 empty] | Portland General Electric Co | 100 | Portland General Electric Co | 100
Sullivan | 3053_G_6 | 3053 | G | 6 |  | Hydro |  | WECC_PNW | Oregon | 41 | Clackamas | 5 | 41005 | 1.5 | 0 | 1952 | 9999 |  |  | N | Hydro | [13 empty] | 0 | 0 | 0 | 0 | [11 empty] | Portland General Electric Co | 100 | Portland General Electric Co | 100
Sullivan | 3053_G_7 | 3053 | G | 7 |  | Hydro |  | WECC_PNW | Oregon | 41 | Clackamas | 5 | 41005 | 1.5 | 0 | 1952 | 9999 |  |  | N | Hydro | [13 empty] | 0 | 0 | 0 | 0 | [11 empty] | Portland General Electric Co | 100 | Portland General Electric Co | 100
Sullivan | 3053_G_8 | 3053 | G | 8 |  | Hydro |  | WECC_PNW | Oregon | 41 | Clackamas | 5 | 41005 | 1.4 | 0 | 1952 | 9999 |  |  | N | Hydro | [13 empty] | 0 | 0 | 0 | 0 | [11 empty] | Portland General Electric Co | 100 | Portland General Electric Co | 100
Sullivan | 3053_G_9 | 3053 | G | 9 |  | Hydro |  | WECC_PNW | Oregon | 41 | Clackamas | 5 | 41005 | 1 | 0 | 1924 | 9999 |  |  | N | Hydro | [13 empty] | 0 | 0 | 0 | 0 | [11 empty] | Portland General Electric Co | 100 | Portland General Electric Co | 100
Carmen Smith | 3067_G_1 | 3067 | G | 1 |  | Hydro |  | WECC_PNW | Oregon | 41 | Linn | 43 | 41043 | 50 | 0 | 1963 | 9999 |  |  | N | Hydro | [13 empty] | 0 | 0 | 0 | 0 | [11 empty] | Eugene Water & Electric Board | 100 | Eugene Water & Electric Board | 100
Carmen Smith | 3067_G_2 | 3067 | G | 2 |  | Hydro |  | WECC_PNW | Oregon | 41 | Linn | 43 | 41043 | 50 | 0 | 1963 | 9999 |  |  | N | Hydro | [13 empty] | 0 | 0 | 0 | 0 | [11 empty] | Eugene Water & Electric Board | 100 | Eugene Water & Electric Board | 100
Leaburg | 3068_G_1 | 3068 | G | 1 |  | Hydro |  | WECC_PNW | Oregon | 41 | Lane | 39 | 41039 | 4 | 0 | 1930 | 9999 |  |  | N | Hydro | [13 empty] | 0 | 0 | 0 | 0 | [11 empty] | Eugene Water & Electric Board | 100 | Eugene Water & Electric Board | 100
Leaburg | 3068_G_2 | 3068 | G | 2 |  | Hydro |  | WECC_PNW | Oregon | 41 | Lane | 39 | 41039 | 4 | 0 | 1950 | 9999 |  |  | N | Hydro | [13 empty] | 0 | 0 | 0 | 0 | [11 empty] | Eugene Water & Electric Board | 100 | Eugene Water & Electric Board | 100
Walterville | 3071_G_1 | 3071 | G | 1 |  | Hydro |  | WECC_PNW | Oregon | 41 | Lane | 39 | 41039 | 7.5 | 0 | 1949 | 9999 |  |  | N | Hydro | [13 empty] | 0 | 0 | 0 | 0 | [11 empty] | Eugene Water & Electric Board | 100 | Eugene Water & Electric Board | 100
Big Cliff | 3074_G_1 | 3074 | G | 1 |  | Hydro |  | WECC_PNW | Oregon | 41 | Marion | 47 | 41047 | 21 | 0 | 1954 | 9999 |  |  | N | Hydro | [13 empty] | 0 | 0 | 0 | 0 | [11 empty] | USACE Northwestern Division | 100 | U S Army Corps of Engineers | 100
Bonneville | 3075_G_1 | 3075 | G | 1 |  | Hydro |  | WECC_PNW | Oregon | 41 | Multnomah | 51 | 41051 | 53.5 | 0 | 1938 | 9999 |  |  | N | Hydro | [13 empty] | 0 | 0 | 0 | 0 | [11 empty] | USACE Northwestern Division | 100 | U S Army Corps of Engineers | 100
Bonneville | 3075_G_10 | 3075 | G | 10 |  | Hydro |  | WECC_PNW | Oregon | 41 | Multnomah | 51 | 41051 | 54 | 0 | 1944 | 9999 |  |  | N | Hydro | [13 empty] | 0 | 0 | 0 | 0 | [11 empty] | USACE Northwestern Division | 100 | U S Army Corps of Engineers | 100
Bonneville | 3075_G_11 | 3075 | G | 11 |  | Hydro |  | WECC_PNW | Oregon | 41 | Multnomah | 51 | 41051 | 66.5 | 0 | 1982 | 9999 |  |  | N | Hydro | [13 empty] | 0 | 0 | 0 | 0 | [11 empty] | USACE Northwestern Division | 100 | U S Army Corps of Engineers | 100
Bonneville | 3075_G_12 | 3075 | G | 12 |  | Hydro |  | WECC_PNW | Oregon | 41 | Multnomah | 51 | 41051 | 66.5 | 0 | 1982 | 9999 |  |  | N | Hydro | [13 empty] | 0 | 0 | 0 | 0 | [11 empty] | USACE Northwestern Division | 100 | U S Army Corps of Engineers | 100
Bonneville | 3075_G_13 | 3075 | G | 13 |  | Hydro |  | WECC_PNW | Oregon | 41 | Multnomah | 51 | 41051 | 66.5 | 0 | 1982 | 9999 |  |  | N | Hydro | [13 empty] | 0 | 0 | 0 | 0 | [11 empty] | USACE Northwestern Division | 100 | U S Army Corps of Engineers | 100
Bonneville | 3075_G_14 | 3075 | G | 14 |  | Hydro |  | WECC_PNW | Oregon | 41 | Multnomah | 51 | 41051 | 66.5 | 0 | 1982 | 9999 |  |  | N | Hydro | [13 empty] | 0 | 0 | 0 | 0 | [11 empty] | USACE Northwestern Division | 100 | U S Army Corps of Engineers | 100
Bonneville | 3075_G_15 | 3075 | G | 15 |  | Hydro |  | WECC_PNW | Oregon | 41 | Multnomah | 51 | 41051 | 66.5 | 0 | 1982 | 9999 |  |  | N | Hydro | [13 empty] | 0 | 0 | 0 | 0 | [11 empty] | USACE Northwestern Division | 100 | U S Army Corps of Engineers | 100
Bonneville | 3075_G_16 | 3075 | G | 16 |  | Hydro |  | WECC_PNW | Oregon | 41 | Multnomah | 51 | 41051 | 66.5 | 0 | 1981 | 9999 |  |  | N | Hydro | [13 empty] | 0 | 0 | 0 | 0 | [11 empty] | USACE Northwestern Division | 100 | U S Army Corps of Engineers | 100
Bonneville | 3075_G_17 | 3075 | G | 17 |  | Hydro |  | WECC_PNW | Oregon | 41 | Multnomah | 51 | 41051 | 66.5 | 0 | 1981 | 9999 |  |  | N | Hydro | [13 empty] | 0 | 0 | 0 | 0 | [11 empty] | USACE Northwestern Division | 100 | U S Army Corps of Engineers | 100
Bonneville | 3075_G_18 | 3075 | G | 18 |  | Hydro |  | WECC_PNW | Oregon | 41 | Multnomah | 51 | 41051 | 66.5 | 0 | 1981 | 9999 |  |  | N | Hydro | [13 empty] | 0 | 0 | 0 | 0 | [11 empty] | USACE Northwestern Division | 100 | U S Army Corps of Engineers | 100
Bonneville | 3075_G_2 | 3075 | G | 2 |  | Hydro |  | WECC_PNW | Oregon | 41 | Multnomah | 51 | 41051 | 53.5 | 0 | 1938 | 9999 |  |  | N | Hydro | [13 empty] | 0 | 0 | 0 | 0 | [11 empty] | USACE Northwestern Division | 100 | U S Army Corps of Engineers | 100
Bonneville | 3075_G_3 | 3075 | G | 3 |  | Hydro |  | WECC_PNW | Oregon | 41 | Multnomah | 51 | 41051 | 62.1 | 0 | 1941 | 9999 |  |  | N | Hydro | [13 empty] | 0 | 0 | 0 | 0 | [11 empty] | USACE Northwestern Division | 100 | U S Army Corps of Engineers | 100
Bonneville | 3075_G_4 | 3075 | G | 4 |  | Hydro |  | WECC_PNW | Oregon | 41 | Multnomah | 51 | 41051 | 62.1 | 0 | 1941 | 9999 |  |  | N | Hydro | [13 empty] | 0 | 0 | 0 | 0 | [11 empty] | USACE Northwestern Division | 100 | U S Army Corps of Engineers | 100
Bonneville | 3075_G_5 | 3075 | G | 5 |  | Hydro |  | WECC_PNW | Oregon | 41 | Multnomah | 51 | 41051 | 62.1 | 0 | 1941 | 9999 |  |  | N | Hydro | [13 empty] | 0 | 0 | 0 | 0 | [11 empty] | USACE Northwestern Division | 100 | U S Army Corps of Engineers | 100
Bonneville | 3075_G_6 | 3075 | G | 6 |  | Hydro |  | WECC_PNW | Oregon | 41 | Multnomah | 51 | 41051 | 62.1 | 0 | 1942 | 9999 |  |  | N | Hydro | [13 empty] | 0 | 0 | 0 | 0 | [11 empty] | USACE Northwestern Division | 100 | U S Army Corps of Engineers | 100
Bonneville | 3075_G_7 | 3075 | G | 7 |  | Hydro |  | WECC_PNW | Oregon | 41 | Multnomah | 51 | 41051 | 62.1 | 0 | 1943 | 9999 |  |  | N | Hydro | [13 empty] | 0 | 0 | 0 | 0 | [11 empty] | USACE Northwestern Division | 100 | U S Army Corps of Engineers | 100
Bonneville | 3075_G_8 | 3075 | G | 8 |  | Hydro |  | WECC_PNW | Oregon | 41 | Multnomah | 51 | 41051 | 62.1 | 0 | 1943 | 9999 |  |  | N | Hydro | [13 empty] | 0 | 0 | 0 | 0 | [11 empty] | USACE Northwestern Division | 100 | U S Army Corps of Engineers | 100
Bonneville | 3075_G_9 | 3075 | G | 9 |  | Hydro |  | WECC_PNW | Oregon | 41 | Multnomah | 51 | 41051 | 62.1 | 0 | 1943 | 9999 |  |  | N | Hydro | [13 empty] | 0 | 0 | 0 | 0 | [11 empty] | USACE Northwestern Division | 100 | U S Army Corps of Engineers | 100
Bonneville | 3075_G_F1 | 3075 | G | F1 |  | Hydro |  | WECC_PNW | Oregon | 41 | Multnomah | 51 | 41051 | 13.1 | 0 | 1982 | 9999 |  |  | N | Hydro | [13 empty] | 0 | 0 | 0 | 0 | [11 empty] | USACE Northwestern Division | 100 | U S Army Corps of Engineers | 100
Bonneville | 3075_G_F2 | 3075 | G | F2 |  | Hydro |  | WECC_PNW | Oregon | 41 | Multnomah | 51 | 41051 | 13.1 | 0 | 1981 | 9999 |  |  | N | Hydro | [13 empty] | 0 | 0 | 0 | 0 | [11 empty] | USACE Northwestern Division | 100 | U S Army Corps of Engineers | 100
Cougar | 3076_G_1 | 3076 | G | 1 |  | Hydro |  | WECC_PNW | Oregon | 41 | Lane | 39 | 41039 | 13 | 0 | 1964 | 9999 |  |  | N | Hydro | [13 empty] | 0 | 0 | 0 | 0 | [11 empty] | USACE Northwestern Division | 100 | U S Army Corps of Engineers | 100
Cougar | 3076_G_2 | 3076 | G | 2 |  | Hydro |  | WECC_PNW | Oregon | 41 | Lane | 39 | 41039 | 13 | 0 | 1964 | 9999 |  |  | N | Hydro | [13 empty] | 0 | 0 | 0 | 0 | [11 empty] | USACE Northwestern Division | 100 | U S Army Corps of Engineers | 100
Detroit | 3077_G_1 | 3077 | G | 1 |  | Hydro |  | WECC_PNW | Oregon | 41 | Marion | 47 | 41047 | 50 | 0 | 1953 | 9999 |  |  | N | Hydro | [13 empty] | 0 | 0 | 0 | 0 | [11 empty] | USACE Northwestern Division | 100 | U S Army Corps of Engineers | 100
Detroit | 3077_G_2 | 3077 | G | 2 |  | Hydro |  | WECC_PNW | Oregon | 41 | Marion | 47 | 41047 | 50 | 0 | 1953 | 9999 |  |  | N | Hydro | [13 empty] | 0 | 0 | 0 | 0 | [11 empty] | USACE Northwestern Division | 100 | U S Army Corps of Engineers | 100
Dexter | 3078_G_1 | 3078 | G | 1 |  | Hydro |  | WECC_PNW | Oregon | 41 | Lane | 39 | 41039 | 17 | 0 | 1955 | 9999 |  |  | N | Hydro | [13 empty] | 0 | 0 | 0 | 0 | [11 empty] | USACE Northwestern Division | 100 | U S Army Corps of Engineers | 100
Green Peter | 3080_G_1 | 3080 | G | 1 |  | Hydro |  | WECC_PNW | Oregon | 41 | Linn | 43 | 41043 | 40 | 0 | 1967 | 9999 |  |  | N | Hydro | [13 empty] | 0 | 0 | 0 | 0 | [11 empty] | USACE Northwestern Division | 100 | U S Army Corps of Engineers | 100
Green Peter | 3080_G_2 | 3080 | G | 2 |  | Hydro |  | WECC_PNW | Oregon | 41 | Linn | 43 | 41043 | 40 | 0 | 1967 | 9999 |  |  | N | Hydro | [13 empty] | 0 | 0 | 0 | 0 | [11 empty] | USACE Northwestern Division | 100 | U S Army Corps of Engineers | 100
Hills Creek | 3081_G_1 | 3081 | G | 1 |  | Hydro |  | WECC_PNW | Oregon | 41 | Lane | 39 | 41039 | 15 | 0 | 1962 | 9999 |  |  | N | Hydro | [13 empty] | 0 | 0 | 0 | 0 | [11 empty] | USACE Northwestern Division | 100 | U S Army Corps of Engineers | 100
Hills Creek | 3081_G_2 | 3081 | G | 2 |  | Hydro |  | WECC_PNW | Oregon | 41 | Lane | 39 | 41039 | 15 | 0 | 1962 | 9999 |  |  | N | Hydro | [13 empty] | 0 | 0 | 0 | 0 | [11 empty] | USACE Northwestern Division | 100 | U S Army Corps of Engineers | 100
John Day | 3082_G_1 | 3082 | G | 1 |  | Hydro |  | WECC_PNW | Oregon | 41 | Sherman | 55 | 41055 | 135 | 0 | 1968 | 9999 |  |  | N | Hydro | [13 empty] | 0 | 0 | 0 | 0 | [11 empty] | USACE Northwestern Division | 100 | U S Army Corps of Engineers | 100
John Day | 3082_G_10 | 3082 | G | 10 |  | Hydro |  | WECC_PNW | Oregon | 41 | Sherman | 55 | 41055 | 135 | 0 | 1969 | 9999 |  |  | N | Hydro | [13 empty] | 0 | 0 | 0 | 0 | [11 empty] | USACE Northwestern Division | 100 | U S Army Corps of Engineers | 100
John Day | 3082_G_11 | 3082 | G | 11 |  | Hydro |  | WECC_PNW | Oregon | 41 | Sherman | 55 | 41055 | 118 | 0 | 1970 | 9999 |  |  | N | Hydro | [13 empty] | 0 | 0 | 0 | 0 | [11 empty] | USACE Northwestern Division | 100 | U S Army Corps of Engineers | 100
John Day | 3082_G_12 | 3082 | G | 12 |  | Hydro |  | WECC_PNW | Oregon | 41 | Sherman | 55 | 41055 | 118 | 0 | 1970 | 9999 |  |  | N | Hydro | [13 empty] | 0 | 0 | 0 | 0 | [11 empty] | USACE Northwestern Division | 100 | U S Army Corps of Engineers | 100
John Day | 3082_G_13 | 3082 | G | 13 |  | Hydro |  | WECC_PNW | Oregon | 41 | Sherman | 55 | 41055 | 135 | 0 | 1970 | 9999 |  |  | N | Hydro | [13 empty] | 0 | 0 | 0 | 0 | [11 empty] | USACE Northwestern Division | 100 | U S Army Corps of Engineers | 100
John Day | 3082_G_14 | 3082 | G | 14 |  | Hydro |  | WECC_PNW | Oregon | 41 | Sherman | 55 | 41055 | 135 | 0 | 1971 | 9999 |  |  | N | Hydro | [13 empty] | 0 | 0 | 0 | 0 | [11 empty] | USACE Northwestern Division | 100 | U S Army Corps of Engineers | 100
John Day | 3082_G_15 | 3082 | G | 15 |  | Hydro |  | WECC_PNW | Oregon | 41 | Sherman | 55 | 41055 | 135 | 0 | 1971 | 9999 |  |  | N | Hydro | [13 empty] | 0 | 0 | 0 | 0 | [11 empty] | USACE Northwestern Division | 100 | U S Army Corps of Engineers | 100
John Day | 3082_G_16 | 3082 | G | 16 |  | Hydro |  | WECC_PNW | Oregon | 41 | Sherman | 55 | 41055 | 135 | 0 | 1971 | 9999 |  |  | N | Hydro | [13 empty] | 0 | 0 | 0 | 0 | [11 empty] | USACE Northwestern Division | 100 | U S Army Corps of Engineers | 100
John Day | 3082_G_2 | 3082 | G | 2 |  | Hydro |  | WECC_PNW | Oregon | 41 | Sherman | 55 | 41055 | 135 | 0 | 1968 | 9999 |  |  | N | Hydro | [13 empty] | 0 | 0 | 0 | 0 | [11 empty] | USACE Northwestern Division | 100 | U S Army Corps of Engineers | 100
John Day | 3082_G_3 | 3082 | G | 3 |  | Hydro |  | WECC_PNW | Oregon | 41 | Sherman | 55 | 41055 | 135 | 0 | 1968 | 9999 |  |  | N | Hydro | [13 empty] | 0 | 0 | 0 | 0 | [11 empty] | USACE Northwestern Division | 100 | U S Army Corps of Engineers | 100
John Day | 3082_G_4 | 3082 | G | 4 |  | Hydro |  | WECC_PNW | Oregon | 41 | Sherman | 55 | 41055 | 118 | 0 | 1968 | 9999 |  |  | N | Hydro | [13 empty] | 0 | 0 | 0 | 0 | [11 empty] | USACE Northwestern Division | 100 | U S Army Corps of Engineers | 100
John Day | 3082_G_5 | 3082 | G | 5 |  | Hydro |  | WECC_PNW | Oregon | 41 | Sherman | 55 | 41055 | 118 | 0 | 1969 | 9999 |  |  | N | Hydro | [13 empty] | 0 | 0 | 0 | 0 | [11 empty] | USACE Northwestern Division | 100 | U S Army Corps of Engineers | 100
John Day | 3082_G_6 | 3082 | G | 6 |  | Hydro |  | WECC_PNW | Oregon | 41 | Sherman | 55 | 41055 | 135 | 0 | 1969 | 9999 |  |  | N | Hydro | [13 empty] | 0 | 0 | 0 | 0 | [11 empty] | USACE Northwestern Division | 100 | U S Army Corps of Engineers | 100
John Day | 3082_G_7 | 3082 | G | 7 |  | Hydro |  | WECC_PNW | Oregon | 41 | Sherman | 55 | 41055 | 135 | 0 | 1969 | 9999 |  |  | N | Hydro | [13 empty] | 0 | 0 | 0 | 0 | [11 empty] | USACE Northwestern Division | 100 | U S Army Corps of Engineers | 100
John Day | 3082_G_8 | 3082 | G | 8 |  | Hydro |  | WECC_PNW | Oregon | 41 | Sherman | 55 | 41055 | 118 | 0 | 1969 | 9999 |  |  | N | Hydro | [13 empty] | 0 | 0 | 0 | 0 | [11 empty] | USACE Northwestern Division | 100 | U S Army Corps of Engineers | 100
John Day | 3082_G_9 | 3082 | G | 9 |  | Hydro |  | WECC_PNW | Oregon | 41 | Sherman | 55 | 41055 | 118 | 0 | 1969 | 9999 |  |  | N | Hydro | [13 empty] | 0 | 0 | 0 | 0 | [11 empty] | USACE Northwestern Division | 100 | U S Army Corps of Engineers | 100
Lookout Point | 3083_G_1 | 3083 | G | 1 |  | Hydro |  | WECC_PNW | Oregon | 41 | Lane | 39 | 41039 | 40 | 0 | 1955 | 9999 |  |  | N | Hydro | [13 empty] | 0 | 0 | 0 | 0 | [11 empty] | USACE Northwestern Division | 100 | U S Army Corps of Engineers | 100
Lookout Point | 3083_G_2 | 3083 | G | 2 |  | Hydro |  | WECC_PNW | Oregon | 41 | Lane | 39 | 41039 | 40 | 0 | 1955 | 9999 |  |  | N | Hydro | [13 empty] | 0 | 0 | 0 | 0 | [11 empty] | USACE Northwestern Division | 100 | U S Army Corps of Engineers | 100
Lookout Point | 3083_G_3 | 3083 | G | 3 |  | Hydro |  | WECC_PNW | Oregon | 41 | Lane | 39 | 41039 | 40 | 0 | 1955 | 9999 |  |  | N | Hydro | [13 empty] | 0 | 0 | 0 | 0 | [11 empty] | USACE Northwestern Division | 100 | U S Army Corps of Engineers | 100
McNary | 3084_G_1 | 3084 | G | 1 |  | Hydro |  | WECC_PNW | Oregon | 41 | Umatilla | 59 | 41059 | 70 | 0 | 1953 | 9999 |  |  | N | Hydro | [13 empty] | 0 | 0 | 0 | 0 | [11 empty] | USACE Northwestern Division | 100 | U S Army Corps of Engineers | 100
McNary | 3084_G_10 | 3084 | G | 10 |  | Hydro |  | WECC_PNW | Oregon | 41 | Umatilla | 59 | 41059 | 70 | 0 | 1955 | 9999 |  |  | N | Hydro | [13 empty] | 0 | 0 | 0 | 0 | [11 empty] | USACE Northwestern Division | 100 | U S Army Corps of Engineers | 100
McNary | 3084_G_11 | 3084 | G | 11 |  | Hydro |  | WECC_PNW | Oregon | 41 | Umatilla | 59 | 41059 | 70 | 0 | 1956 | 9999 |  |  | N | Hydro | [13 empty] | 0 | 0 | 0 | 0 | [11 empty] | USACE Northwestern Division | 100 | U S Army Corps of Engineers | 100
McNary | 3084_G_12 | 3084 | G | 12 |  | Hydro |  | WECC_PNW | Oregon | 41 | Umatilla | 59 | 41059 | 70 | 0 | 1956 | 9999 |  |  | N | Hydro | [13 empty] | 0 | 0 | 0 | 0 | [11 empty] | USACE Northwestern Division | 100 | U S Army Corps of Engineers | 100
McNary | 3084_G_13 | 3084 | G | 13 |  | Hydro |  | WECC_PNW | Oregon | 41 | Umatilla | 59 | 41059 | 70 | 0 | 1957 | 9999 |  |  | N | Hydro | [13 empty] | 0 | 0 | 0 | 0 | [11 empty] | USACE Northwestern Division | 100 | U S Army Corps of Engineers | 100
McNary | 3084_G_14 | 3084 | G | 14 |  | Hydro |  | WECC_PNW | Oregon | 41 | Umatilla | 59 | 41059 | 80.5 | 0 | 1957 | 9999 |  |  | N | Hydro | [13 empty] | 0 | 0 | 0 | 0 | [11 empty] | USACE Northwestern Division | 100 | U S Army Corps of Engineers | 100
McNary | 3084_G_2 | 3084 | G | 2 |  | Hydro |  | WECC_PNW | Oregon | 41 | Umatilla | 59 | 41059 | 70 | 0 | 1954 | 9999 |  |  | N | Hydro | [13 empty] | 0 | 0 | 0 | 0 | [11 empty] | USACE Northwestern Division | 100 | U S Army Corps of Engineers | 100
McNary | 3084_G_3 | 3084 | G | 3 |  | Hydro |  | WECC_PNW | Oregon | 41 | Umatilla | 59 | 41059 | 70 | 0 | 1954 | 9999 |  |  | N | Hydro | [13 empty] | 0 | 0 | 0 | 0 | [11 empty] | USACE Northwestern Division | 100 | U S Army Corps of Engineers | 100
McNary | 3084_G_4 | 3084 | G | 4 |  | Hydro |  | WECC_PNW | Oregon | 41 | Umatilla | 59 | 41059 | 70 | 0 | 1954 | 9999 |  |  | N | Hydro | [13 empty] | 0 | 0 | 0 | 0 | [11 empty] | USACE Northwestern Division | 100 | U S Army Corps of Engineers | 100
McNary | 3084_G_5 | 3084 | G | 5 |  | Hydro |  | WECC_PNW | Oregon | 41 | Umatilla | 59 | 41059 | 70 | 0 | 1954 | 9999 |  |  | N | Hydro | [13 empty] | 0 | 0 | 0 | 0 | [11 empty] | USACE Northwestern Division | 100 | U S Army Corps of Engineers | 100
McNary | 3084_G_6 | 3084 | G | 6 |  | Hydro |  | WECC_PNW | Oregon | 41 | Umatilla | 59 | 41059 | 48 | 0 | 1955 | 9999 |  |  | N | Hydro | [13 empty] | 0 | 0 | 0 | 0 | [11 empty] | USACE Northwestern Division | 100 | U S Army Corps of Engineers | 100
McNary | 3084_G_7 | 3084 | G | 7 |  | Hydro |  | WECC_PNW | Oregon | 41 | Umatilla | 59 | 41059 | 70 | 0 | 1955 | 9999 |  |  | N | Hydro | [13 empty] | 0 | 0 | 0 | 0 | [11 empty] | USACE Northwestern Division | 100 | U S Army Corps of Engineers | 100
McNary | 3084_G_8 | 3084 | G | 8 |  | Hydro |  | WECC_PNW | Oregon | 41 | Umatilla | 59 | 41059 | 70 | 0 | 1955 | 9999 |  |  | N | Hydro | [13 empty] | 0 | 0 | 0 | 0 | [11 empty] | USACE Northwestern Division | 100 | U S Army Corps of Engineers | 100
McNary | 3084_G_9 | 3084 | G | 9 |  | Hydro |  | WECC_PNW | Oregon | 41 | Umatilla | 59 | 41059 | 70 | 0 | 1956 | 9999 |  |  | N | Hydro | [13 empty] | 0 | 0 | 0 | 0 | [11 empty] | USACE Northwestern Division | 100 | U S Army Corps of Engineers | 100
Brunot Island | 3096_G_1A | 3096 | G | 1A |  | Combustion Turbine |  | PJM_West | Pennsylvania | 42 | Allegheny | 3 | 42003 | 15 | 25000 | 1972 | 9999 |  |  | N | Distillate Fuel Oil | [12 empty] | 0.5 | 0.41347 | 0.41347 | 0.41347 | 0.41347 | [11 empty] | Brunot Island Power LLC | 100 | GenOn Energy Inc | 100
Brunot Island | 3096_G_2A | 3096 | G | 2A | 2032 | Combined Cycle |  | PJM_West | Pennsylvania | 42 | Allegheny | 3 | 42003 | 46 | 11247 | 1973 | 9999 |  |  | N | Natural Gas |  |  |  | H2O | SCR | [7 empty] | 0.003 | 0.039173 | 0.036319 | 0.039173 | 0.036319 | [11 empty] | Brunot Island Power LLC | 100 | GenOn Energy Inc | 100
Brunot Island | 3096_G_2B | 3096 | G | 2B | 2033 | Combined Cycle |  | PJM_West | Pennsylvania | 42 | Allegheny | 3 | 42003 | 48 | 11247 | 1973 | 9999 |  |  | N | Natural Gas |  |  |  | H2O | SCR | [7 empty] | 0.003 | 0.039173 | 0.036319 | 0.039173 | 0.036319 | [11 empty] | Brunot Island Power LLC | 100 | GenOn Energy Inc | 100
Brunot Island | 3096_G_3 | 3096 | G | 3 | 2034 | Combined Cycle |  | PJM_West | Pennsylvania | 42 | Allegheny | 3 | 42003 | 49 | 11247 | 1973 | 9999 |  |  | N | Natural Gas |  |  |  | H2O | SCR | [7 empty] | 0.003 | 0.039173 | 0.036319 | 0.039173 | 0.036319 | [11 empty] | Brunot Island Power LLC | 100 | GenOn Energy Inc | 100
Brunot Island | 3096_G_ST4 | 3096 | G | ST4 | 2032 | Combined Cycle |  | PJM_West | Pennsylvania | 42 | Allegheny | 3 | 42003 | 101 | 11247 | 1974 | 9999 |  |  | N | Natural Gas |  |  |  | H2O | SCR | [7 empty] | 0.003 | 0.039173 | 0.036319 | 0.039173 | 0.036319 | [11 empty] | Brunot Island Power LLC | 100 | GenOn Energy Inc | 100
Hamilton (PA) | 3109_G_1 | 3109 | G | 1 |  | Combustion Turbine |  | PJM_WMAC | Pennsylvania | 42 | Adams | 1 | 42001 | 18 | 25000 | 1971 | 9999 |  |  | N | Distillate Fuel Oil | [12 empty] | 1.315 | 0.41347 | 0.41347 | 0.41347 | 0.41347 | [11 empty] | Hamilton Power LLC | 100 | GenOn Energy Inc | 100
Hunterstown | 3110_G_1 | 3110 | G | 1 |  | Combustion Turbine |  | PJM_WMAC | Pennsylvania | 42 | Adams | 1 | 42001 | 18 | 21162 | 1971 | 9999 |  |  | N | Natural Gas, Distillate Fuel Oil | [13 empty] | 0.18686 | 0.18686 | 0.18686 | 0.18686 | [11 empty] | Kestrel Acquisition LLC | 100 | Platinum Equity | 100
Hunterstown | 3110_G_2 | 3110 | G | 2 |  | Combustion Turbine |  | PJM_WMAC | Pennsylvania | 42 | Adams | 1 | 42001 | 17 | 21160 | 1971 | 9999 |  |  | N | Natural Gas, Distillate Fuel Oil | [13 empty] | 0.18686 | 0.18686 | 0.18686 | 0.18686 | [11 empty] | Kestrel Acquisition LLC | 100 | Platinum Equity | 100
Hunterstown | 3110_G_3 | 3110 | G | 3 |  | Combustion Turbine |  | PJM_WMAC | Pennsylvania | 42 | Adams | 1 | 42001 | 18 | 21160 | 1971 | 9999 |  |  | N | Natural Gas, Distillate Fuel Oil | [13 empty] | 0.18686 | 0.18686 | 0.18686 | 0.18686 | [11 empty] | Kestrel Acquisition LLC | 100 | Platinum Equity | 100
Mountain | 3111_G_1 | 3111 | G | 1 | 2049 | Combustion Turbine |  | PJM_WMAC | Pennsylvania | 42 | Cumberland | 41 | 42041 | 18 | 15722 | 1972 | 9999 |  |  | N | Distillate Fuel Oil | [12 empty] | 1.315 | 0.18686 | 0.18686 | 0.18686 | 0.18686 | [11 empty] | Mountain Power LLC | 100 | GenOn Energy Inc | 100
Mountain | 3111_G_2 | 3111 | G | 2 | 2050 | Combustion Turbine |  | PJM_WMAC | Pennsylvania | 42 | Cumberland | 41 | 42041 | 18 | 15724 | 1972 | 9999 |  |  | N | Distillate Fuel Oil | [12 empty] | 1.315 | 0.18686 | 0.18686 | 0.18686 | 0.18686 | [11 empty] | Mountain Power LLC | 100 | GenOn Energy Inc | 100
Orrtanna | 3112_G_1 | 3112 | G | 1 |  | Combustion Turbine |  | PJM_WMAC | Pennsylvania | 42 | Adams | 1 | 42001 | 18 | 19793 | 1971 | 9999 |  |  | N | Distillate Fuel Oil | [12 empty] | 1.315 | 0.41347 | 0.41347 | 0.41347 | 0.41347 | [11 empty] | Orrtanna Power LLC | 100 | GenOn Energy Inc | 100
Portland (PA) | 3113_G_3 | 3113 | G | 3 |  | Combustion Turbine |  | PJM_WMAC | Pennsylvania | 42 | Northampton | 95 | 42095 | 13 | 25000 | 1967 | 9999 |  |  | N | Natural Gas, Distillate Fuel Oil | [12 empty] | 1.315 | 0.06227 | 0.06227 | 0.06227 | 0.06227 | [11 empty] | Portland Power LLC | 100 | GenOn Energy Inc | 100
Portland (PA) | 3113_G_4 | 3113 | G | 4 |  | Combustion Turbine |  | PJM_WMAC | Pennsylvania | 42 | Northampton | 95 | 42095 | 17 | 25000 | 1971 | 9999 |  |  | N | Natural Gas, Distillate Fuel Oil | [12 empty] | 1.315 | 0.00572 | 0.00572 | 0.00572 | 0.00572 | [11 empty] | Portland Power LLC | 100 | GenOn Energy Inc | 100
Portland (PA) | 3113_G_5 | 3113 | G | 5 | 2056 | Combustion Turbine |  | PJM_WMAC | Pennsylvania | 42 | Northampton | 95 | 42095 | 134 | 25000 | 1997 | 9999 |  |  | N | Distillate Fuel Oil |  |  |  | DLNB + H2O | [8 empty] | 0.057 | 0.26919 | 0.26919 | 0.26919 | 0.26919 | [11 empty] | Portland Power LLC | 100 | GenOn Energy Inc | 100
Shawnee (PA) | 3114_G_1 | 3114 | G | 1 |  | Combustion Turbine |  | PJM_WMAC | Pennsylvania | 42 | Monroe | 89 | 42089 | 17 | 25000 | 1972 | 9999 |  |  | N | Distillate Fuel Oil | [12 empty] | 4 | 0.41347 | 0.41347 | 0.41347 | 0.41347 | [11 empty] | Shawnee Power LLC | 100 | GenOn Energy Inc | 100
Titus | 3115_G_4 | 3115 | G | 4 |  | Combustion Turbine |  | PJM_WMAC | Pennsylvania | 42 | Berks | 11 | 42011 | 13 | 25000 | 1967 | 9999 |  |  | N | Distillate Fuel Oil | [12 empty] | 3.7 | 0.18686 | 0.18686 | 0.18686 | 0.18686 | [11 empty] | Titus Power LLC | 100 | GenOn Energy Inc | 100
Titus | 3115_G_5 | 3115 | G | 5 |  | Combustion Turbine |  | PJM_WMAC | Pennsylvania | 42 | Berks | 11 | 42011 | 14 | 25000 | 1970 | 9999 |  |  | N | Distillate Fuel Oil | [12 empty] | 3.7 | 0.18686 | 0.18686 | 0.18686 | 0.18686 | [11 empty] | Titus Power LLC | 100 | GenOn Energy Inc | 100
Tolna | 3116_G_1 | 3116 | G | 1 | 2063 | Combustion Turbine |  | PJM_WMAC | Pennsylvania | 42 | York | 133 | 42133 | 18 | 23022 | 1972 | 9999 |  |  | N | Distillate Fuel Oil | [12 empty] | 1.315 | 0.41347 | 0.41347 | 0.41347 | 0.41347 | [11 empty] | Tolna Power LLC | 100 | GenOn Energy Inc | 100
Tolna | 3116_G_2 | 3116 | G | 2 | 2064 | Combustion Turbine |  | PJM_WMAC | Pennsylvania | 42 | York | 133 | 42133 | 18 | 23033 | 1972 | 9999 |  |  | N | Distillate Fuel Oil | [12 empty] | 1.315 | 0.41347 | 0.41347 | 0.41347 | 0.41347 | [11 empty] | Tolna Power LLC | 100 | GenOn Energy Inc | 100
York Haven | 3117_G_1 | 3117 | G | 1 |  | Hydro |  | PJM_WMAC | Pennsylvania | 42 | York | 133 | 42133 | 19 | 0 | 1905 | 9999 |  |  | N | Hydro | [13 empty] | 0 | 0 | 0 | 0 | [11 empty] | York Haven Power Co | 100 | Olympus Holdings LLC | 100
Conemaugh | 3118_G_A | 3118 | G | A |  | Combustion Turbine | IC Engine | PJM_PENE | Pennsylvania | 42 | Indiana | 63 | 42063 | 2.8 | 10745 | 1970 | 9999 |  |  | N | Distillate Fuel Oil | [12 empty] | 3.7 | 1.2219 | 1.2219 | 1.2219 | 1.2219 | [11 empty] | Chief Conemaugh Power LLC | 35.11 | ArcLight Capital Partners LLC | 57.61
Conemaugh | 3118_G_B | 3118 | G | B |  | Combustion Turbine | IC Engine | PJM_PENE | Pennsylvania | 42 | Indiana | 63 | 42063 | 2.8 | 10745 | 1970 | 9999 |  |  | N | Distillate Fuel Oil | [12 empty] | 3.7 | 1.2219 | 1.2219 | 1.2219 | 1.2219 | [11 empty] | Chief Conemaugh Power LLC | 35.11 | ArcLight Capital Partners LLC | 57.61
Conemaugh | 3118_G_C | 3118 | G | C |  | Combustion Turbine | IC Engine | PJM_PENE | Pennsylvania | 42 | Indiana | 63 | 42063 | 2.8 | 10745 | 1970 | 9999 |  |  | N | Distillate Fuel Oil | [12 empty] | 3.7 | 1.2219 | 1.2219 | 1.2219 | 1.2219 | [11 empty] | Chief Conemaugh Power LLC | 35.11 | ArcLight Capital Partners LLC | 57.61
Conemaugh | 3118_G_D | 3118 | G | D |  | Combustion Turbine | IC Engine | PJM_PENE | Pennsylvania | 42 | Indiana | 63 | 42063 | 2.8 | 10745 | 1970 | 9999 |  |  | N | Distillate Fuel Oil | [12 empty] | 3.7 | 1.2219 | 1.2219 | 1.2219 | 1.2219 | [11 empty] | Chief Conemaugh Power LLC | 35.11 | ArcLight Capital Partners LLC | 57.61
Blossburg | 3120_G_1 | 3120 | G | 1 |  | Combustion Turbine |  | PJM_PENE | Pennsylvania | 42 | Tioga | 117 | 42117 | 16 | 13745 | 1971 | 9999 |  |  | N | Natural Gas | [12 empty] | 3.7 | 0.18686 | 0.18686 | 0.18686 | 0.18686 | [11 empty] | Blossburg Power LLC | 100 | GenOn Energy Inc | 100
Piney | 3124_G_1 | 3124 | G | 1 |  | Hydro |  | PJM_PENE | Pennsylvania | 42 | Clarion | 31 | 42031 | 11.8 | 0 | 1924 | 9999 |  |  | N | Hydro | [13 empty] | 0 | 0 | 0 | 0 | [11 empty] | Brookfield Renewable Energy Partners LP | 100 | Brookfield Asset Management Inc | 100
Piney | 3124_G_2 | 3124 | G | 2 |  | Hydro |  | PJM_PENE | Pennsylvania | 42 | Clarion | 31 | 42031 | 11.8 | 0 | 1924 | 9999 |  |  | N | Hydro | [13 empty] | 0 | 0 | 0 | 0 | [11 empty] | Brookfield Renewable Energy Partners LP | 100 | Brookfield Asset Management Inc | 100
Piney | 3124_G_3 | 3124 | G | 3 |  | Hydro |  | PJM_PENE | Pennsylvania | 42 | Clarion | 31 | 42031 | 9.6 | 0 | 1928 | 9999 |  |  | N | Hydro | [13 empty] | 0 | 0 | 0 | 0 | [11 empty] | Brookfield Renewable Energy Partners LP | 100 | Brookfield Asset Management Inc | 100
Shawville | 3131_G_5 | 3131 | G | 5 |  | Combustion Turbine | IC Engine | PJM_PENE | Pennsylvania | 42 | Clearfield | 33 | 42033 | 2 | 25000 | 1960 | 9999 |  |  | N | Distillate Fuel Oil | [12 empty] | 3.7 | 0.2569 | 0.2569 | 0.2569 | 0.2569 | [11 empty] | Shawville Power LLC | 100 | GenOn Energy Inc | 100
Shawville | 3131_G_6 | 3131 | G | 6 |  | Combustion Turbine | IC Engine | PJM_PENE | Pennsylvania | 42 | Clearfield | 33 | 42033 | 2 | 25000 | 1966 | 9999 |  |  | N | Distillate Fuel Oil | [12 empty] | 3.7 | 0.2569 | 0.2569 | 0.2569 | 0.2569 | [11 empty] | Shawville Power LLC | 100 | GenOn Energy Inc | 100
Shawville | 3131_G_7 | 3131 | G | 7 |  | Combustion Turbine | IC Engine | PJM_PENE | Pennsylvania | 42 | Clearfield | 33 | 42033 | 2 | 25000 | 1960 | 9999 |  |  | N | Distillate Fuel Oil | [12 empty] | 3.7 | 0.2569 | 0.2569 | 0.2569 | 0.2569 | [11 empty] | Shawville Power LLC | 100 | GenOn Energy Inc | 100
Warren | 3132_G_3 | 3132 | G | 3 | 2082 | Combustion Turbine |  | PJM_PENE | Pennsylvania | 42 | Warren | 123 | 42123 | 46 | 14988 | 1972 | 9999 |  |  | N | Natural Gas, Distillate Fuel Oil | [13 empty] | 0.18686 | 0.18686 | 0.18686 | 0.18686 | [11 empty] | Warren Generation LLC | 100 | GenOn Energy Inc | 100
Keystone | 3136_G_3 | 3136 | G | 3 |  | Combustion Turbine | IC Engine | PJM_PENE | Pennsylvania | 42 | Armstrong | 5 | 42005 | 2.8 | 12582 | 1968 | 9999 |  |  | N | Distillate Fuel Oil | [12 empty] | 3.7 | 1.2219 | 1.2219 | 1.2219 | 1.2219 | [11 empty] | Chief Keystone Power LLC | 44.45 | ArcLight Capital Partners LLC | 67.29
Keystone | 3136_G_4 | 3136 | G | 4 |  | Combustion Turbine | IC Engine | PJM_PENE | Pennsylvania | 42 | Armstrong | 5 | 42005 | 2.8 | 12654 | 1968 | 9999 |  |  | N | Distillate Fuel Oil | [12 empty] | 3.7 | 1.221 | 1.221 | 1.221 | 1.221 | [11 empty] | Chief Keystone Power LLC | 44.45 | ArcLight Capital Partners LLC | 67.29
Keystone | 3136_G_5 | 3136 | G | 5 |  | Combustion Turbine | IC Engine | PJM_PENE | Pennsylvania | 42 | Armstrong | 5 | 42005 | 2.8 | 12654 | 1968 | 9999 |  |  | N | Distillate Fuel Oil | [12 empty] | 3.7 | 1.221 | 1.221 | 1.221 | 1.221 | [11 empty] | Chief Keystone Power LLC | 44.45 | ArcLight Capital Partners LLC | 67.29
Keystone | 3136_G_6 | 3136 | G | 6 |  | Combustion Turbine | IC Engine | PJM_PENE | Pennsylvania | 42 | Armstrong | 5 | 42005 | 2.8 | 12654 | 1968 | 9999 |  |  | N | Distillate Fuel Oil | [12 empty] | 3.7 | 1.221 | 1.221 | 1.221 | 1.221 | [11 empty] | Chief Keystone Power LLC | 44.45 | ArcLight Capital Partners LLC | 67.29
New Castle Plant | 3138_G_EMDA | 3138 | G | EMDA |  | Combustion Turbine | IC Engine | PJM_ATSI | Pennsylvania | 42 | Lawrence | 73 | 42073 | 2.5 | 14775 | 1968 | 9999 |  |  | N | Distillate Fuel Oil | [12 empty] | 3.7 | 0.3054 | 0.3054 | 0.3054 | 0.3054 | [11 empty] | New Castle Power LLC | 100 | GenOn Energy Inc | 100
Drop 5 | 314_G_1 | 314 | G | 1 |  | Hydro |  | WECC_IID | California | 6 | Imperial | 25 | 06025 | 1.9 | 0 | 1982 | 9999 |  |  | N | Hydro | [13 empty] | 0 | 0 | 0 | 0 | [11 empty] | Imperial Irrigation District | 100 | Imperial Irrigation District | 100
Drop 5 | 314_G_2 | 314 | G | 2 |  | Hydro |  | WECC_IID | California | 6 | Imperial | 25 | 06025 | 1.9 | 0 | 1982 | 9999 |  |  | N | Hydro | [13 empty] | 0 | 0 | 0 | 0 | [11 empty] | Imperial Irrigation District | 100 | Imperial Irrigation District | 100
Holtwood | 3145_G_HW1 | 3145 | G | HW1 |  | Hydro |  | PJM_WMAC | Pennsylvania | 42 | Lancaster | 71 | 42071 | 10 | 0 | 1910 | 9999 |  |  | N | Hydro | [13 empty] | 0 | 0 | 0 | 0 | [11 empty] | BIF III Holtwood LLC | 100 | Brookfield Asset Management Inc | 100
Holtwood | 3145_G_HW10 | 3145 | G | HW10 |  | Hydro |  | PJM_WMAC | Pennsylvania | 42 | Lancaster | 71 | 42071 | 13.2 | 0 | 1924 | 9999 |  |  | N | Hydro | [13 empty] | 0 | 0 | 0 | 0 | [11 empty] | BIF III Holtwood LLC | 100 | Brookfield Asset Management Inc | 100
Holtwood | 3145_G_HW11 | 3145 | G | HW11 |  | Hydro |  | PJM_EMAC | Pennsylvania | 42 | Lancaster | 71 | 42071 | 1.2 | 0 | 2011 | 9999 |  |  | N | Hydro | [13 empty] | 0 | 0 | 0 | 0 | [11 empty] | BIF III Holtwood LLC | 100 | Brookfield Asset Management Inc | 100
Holtwood | 3145_G_HW13 | 3145 | G | HW13 |  | Hydro |  | PJM_EMAC | Pennsylvania | 42 | Lancaster | 71 | 42071 | 1.2 | 0 | 2011 | 9999 |  |  | N | Hydro | [13 empty] | 0 | 0 | 0 | 0 | [11 empty] | BIF III Holtwood LLC | 100 | Brookfield Asset Management Inc | 100
Holtwood | 3145_G_HW18 | 3145 | G | HW18 |  | Hydro |  | PJM_EMAC | Pennsylvania | 42 | Lancaster | 71 | 42071 | 64.6 | 0 | 2013 | 9999 |  |  | N | Hydro | [13 empty] | 0 | 0 | 0 | 0 | [11 empty] | BIF III Holtwood LLC | 100 | Brookfield Asset Management Inc | 100
Holtwood | 3145_G_HW19 | 3145 | G | HW19 |  | Hydro |  | PJM_EMAC | Pennsylvania | 42 | Lancaster | 71 | 42071 | 64.6 | 0 | 2013 | 9999 |  |  | N | Hydro | [13 empty] | 0 | 0 | 0 | 0 | [11 empty] | BIF III Holtwood LLC | 100 | Brookfield Asset Management Inc | 100
Holtwood | 3145_G_HW2 | 3145 | G | HW2 |  | Hydro |  | PJM_WMAC | Pennsylvania | 42 | Lancaster | 71 | 42071 | 11.7 | 0 | 1911 | 9999 |  |  | N | Hydro | [13 empty] | 0 | 0 | 0 | 0 | [11 empty] | BIF III Holtwood LLC | 100 | Brookfield Asset Management Inc | 100
Holtwood | 3145_G_HW3 | 3145 | G | HW3 |  | Hydro |  | PJM_WMAC | Pennsylvania | 42 | Lancaster | 71 | 42071 | 12.7 | 0 | 1911 | 9999 |  |  | N | Hydro | [13 empty] | 0 | 0 | 0 | 0 | [11 empty] | BIF III Holtwood LLC | 100 | Brookfield Asset Management Inc | 100
Holtwood | 3145_G_HW4 | 3145 | G | HW4 |  | Hydro |  | PJM_WMAC | Pennsylvania | 42 | Lancaster | 71 | 42071 | 11.2 | 0 | 1911 | 9999 |  |  | N | Hydro | [13 empty] | 0 | 0 | 0 | 0 | [11 empty] | BIF III Holtwood LLC | 100 | Brookfield Asset Management Inc | 100
Holtwood | 3145_G_HW5 | 3145 | G | HW5 |  | Hydro |  | PJM_WMAC | Pennsylvania | 42 | Lancaster | 71 | 42071 | 12.1 | 0 | 1911 | 9999 |  |  | N | Hydro | [13 empty] | 0 | 0 | 0 | 0 | [11 empty] | BIF III Holtwood LLC | 100 | Brookfield Asset Management Inc | 100
Holtwood | 3145_G_HW6 | 3145 | G | HW6 |  | Hydro |  | PJM_WMAC | Pennsylvania | 42 | Lancaster | 71 | 42071 | 12.5 | 0 | 1911 | 9999 |  |  | N | Hydro | [13 empty] | 0 | 0 | 0 | 0 | [11 empty] | BIF III Holtwood LLC | 100 | Brookfield Asset Management Inc | 100
Holtwood | 3145_G_HW7 | 3145 | G | HW7 |  | Hydro |  | PJM_WMAC | Pennsylvania | 42 | Lancaster | 71 | 42071 | 10.3 | 0 | 1913 | 9999 |  |  | N | Hydro | [13 empty] | 0 | 0 | 0 | 0 | [11 empty] | BIF III Holtwood LLC | 100 | Brookfield Asset Management Inc | 100
Holtwood | 3145_G_HW8 | 3145 | G | HW8 |  | Hydro |  | PJM_WMAC | Pennsylvania | 42 | Lancaster | 71 | 42071 | 10.5 | 0 | 1914 | 9999 |  |  | N | Hydro | [13 empty] | 0 | 0 | 0 | 0 | [11 empty] | BIF III Holtwood LLC | 100 | Brookfield Asset Management Inc | 100
Holtwood | 3145_G_HW9 | 3145 | G | HW9 |  | Hydro |  | PJM_WMAC | Pennsylvania | 42 | Lancaster | 71 | 42071 | 13.2 | 0 | 1914 | 9999 |  |  | N | Hydro | [13 empty] | 0 | 0 | 0 | 0 | [11 empty] | BIF III Holtwood LLC | 100 | Brookfield Asset Management Inc | 100
Sunbury Generation LP | 3152_G_CTG1 | 3152 | G | CTG1 |  | Combustion Turbine |  | PJM_WMAC | Pennsylvania | 42 | Snyder | 109 | 42109 | 18 | 16576 | 1971 | 9999 |  |  | N | Distillate Fuel Oil | [12 empty] | 4 | 0.20261 | 0.20261 | 0.20261 | 0.20261 | [11 empty] | Hummel Generation LLC | 100 | LS Power Group | 100
Sunbury Generation LP | 3152_G_CTG2 | 3152 | G | CTG2 |  | Combustion Turbine |  | PJM_WMAC | Pennsylvania | 42 | Snyder | 109 | 42109 | 18 | 16586 | 1971 | 9999 |  |  | N | Distillate Fuel Oil | [12 empty] | 4 | 0.19064 | 0.19064 | 0.19064 | 0.19064 | [11 empty] | Hummel Generation LLC | 100 | LS Power Group | 100
Sunbury Generation LP | 3152_G_DI2 | 3152 | G | DI2 |  | Combustion Turbine | IC Engine | PJM_WMAC | Pennsylvania | 42 | Snyder | 109 | 42109 | 5 | 13280 | 1967 | 9999 |  |  | N | Distillate Fuel Oil | [12 empty] | 4 | 1.1088 | 1.1088 | 1.1088 | 1.1088 | [11 empty] | Hummel Generation LLC | 100 | LS Power Group | 100
Wallenpaupack | 3153_G_WP1 | 3153 | G | WP1 |  | Hydro |  | PJM_WMAC | Pennsylvania | 42 | Wayne | 127 | 42127 | 22 | 0 | 1926 | 9999 |  |  | N | Hydro | [13 empty] | 0 | 0 | 0 | 0 | [11 empty] | BIF III Holtwood LLC | 100 | Brookfield Asset Management Inc | 100
Wallenpaupack | 3153_G_WP2 | 3153 | G | WP2 |  | Hydro |  | PJM_WMAC | Pennsylvania | 42 | Wayne | 127 | 42127 | 22 | 0 | 1926 | 9999 |  |  | N | Hydro | [13 empty] | 0 | 0 | 0 | 0 | [11 empty] | BIF III Holtwood LLC | 100 | Brookfield Asset Management Inc | 100
Chester Generating Station | 3157_G_7 | 3157 | G | 7 |  | Combustion Turbine |  | PJM_EMAC | Pennsylvania | 42 | Chester | 29 | 42029 | 13 | 13512 | 1969 | 9999 |  |  | N | Distillate Fuel Oil | [12 empty] | 1.2 | 0.41347 | 0.41347 | 0.41347 | 0.41347 | [11 empty] | Exelon Generation Supply LLC | 100 | Exelon Corp | 100
Chester Generating Station | 3157_G_8 | 3157 | G | 8 |  | Combustion Turbine |  | PJM_EMAC | Pennsylvania | 42 | Chester | 29 | 42029 | 13 | 13514 | 1969 | 9999 |  |  | N | Distillate Fuel Oil | [12 empty] | 1.2 | 0.41347 | 0.41347 | 0.41347 | 0.41347 | [11 empty] | Exelon Generation Supply LLC | 100 | Exelon Corp | 100
Chester Generating Station | 3157_G_9 | 3157 | G | 9 |  | Combustion Turbine |  | PJM_EMAC | Pennsylvania | 42 | Chester | 29 | 42029 | 13 | 13514 | 1969 | 9999 |  |  | N | Distillate Fuel Oil | [12 empty] | 1.2 | 0.41347 | 0.41347 | 0.41347 | 0.41347 | [11 empty] | Exelon Generation Supply LLC | 100 | Exelon Corp | 100
Sepulveda Canyon | 316_G_1 | 316 | G | 1 |  | Hydro |  | WEC_LADW | California | 6 | Los Angeles | 37 | 06037 | 8.5 | 0 | 1982 | 9999 |  |  | N | Hydro | [13 empty] | 0 | 0 | 0 | 0 | [11 empty] | Metropolitan Water District | 100 | Metropolitan Water District | 100
Delaware Generating Station | 3160_G_10 | 3160 | G | 10 |  | Combustion Turbine |  | PJM_EMAC | Pennsylvania | 42 | Philadelphia | 101 | 42101 | 13 | 15644 | 1969 | 9999 |  |  | N | Distillate Fuel Oil | [12 empty] | 0.2 | 0.41347 | 0.41347 | 0.41347 | 0.41347 | [11 empty] | Exelon Generation Supply LLC | 100 | Exelon Corp | 100
Delaware Generating Station | 3160_G_11 | 3160 | G | 11 |  | Combustion Turbine |  | PJM_EMAC | Pennsylvania | 42 | Philadelphia | 101 | 42101 | 13 | 15644 | 1969 | 9999 |  |  | N | Distillate Fuel Oil | [12 empty] | 0.2 | 0.41347 | 0.41347 | 0.41347 | 0.41347 | [11 empty] | Exelon Generation Supply LLC | 100 | Exelon Corp | 100
Delaware Generating Station | 3160_G_12 | 3160 | G | 12 |  | Combustion Turbine |  | PJM_EMAC | Pennsylvania | 42 | Philadelphia | 101 | 42101 | 13 | 15644 | 1969 | 9999 |  |  | N | Distillate Fuel Oil | [12 empty] | 0.2 | 0.35663 | 0.35663 | 0.35663 | 0.35663 | [11 empty] | Exelon Generation Supply LLC | 100 | Exelon Corp | 100
Delaware Generating Station | 3160_G_9 | 3160 | G | 9 |  | Combustion Turbine |  | PJM_EMAC | Pennsylvania | 42 | Philadelphia | 101 | 42101 | 17 | 15636 | 1970 | 9999 |  |  | N | Distillate Fuel Oil | [12 empty] | 0.2 | 0.31601 | 0.31601 | 0.31601 | 0.31601 | [11 empty] | Exelon Generation Supply LLC | 100 | Exelon Corp | 100
Eddystone Generating Station | 3161_G_10 | 3161 | G | 10 |  | Combustion Turbine |  | PJM_EMAC | Pennsylvania | 42 | Delaware | 45 | 42045 | 13 | 13430 | 1967 | 9999 |  |  | N | Distillate Fuel Oil | [12 empty] | 1 | 0.41347 | 0.41347 | 0.41347 | 0.41347 | [11 empty] | Exelon Generation Supply LLC | 100 | Exelon Corp | 100
Eddystone Generating Station | 3161_G_20 | 3161 | G | 20 |  | Combustion Turbine |  | PJM_EMAC | Pennsylvania | 42 | Delaware | 45 | 42045 | 13 | 13430 | 1967 | 9999 |  |  | N | Distillate Fuel Oil | [12 empty] | 1 | 0.41347 | 0.41347 | 0.41347 | 0.41347 | [11 empty] | Exelon Generation Supply LLC | 100 | Exelon Corp | 100
Eddystone Generating Station | 3161_G_30 | 3161 | G | 30 |  | Combustion Turbine |  | PJM_EMAC | Pennsylvania | 42 | Delaware | 45 | 42045 | 17 | 13428 | 1970 | 9999 |  |  | N | Distillate Fuel Oil | [12 empty] | 1 | 0.41347 | 0.41347 | 0.41347 | 0.41347 | [11 empty] | Exelon Generation Supply LLC | 100 | Exelon Corp | 100
Eddystone Generating Station | 3161_G_40 | 3161 | G | 40 |  | Combustion Turbine |  | PJM_EMAC | Pennsylvania | 42 | Delaware | 45 | 42045 | 17 | 13428 | 1970 | 9999 |  |  | N | Distillate Fuel Oil | [12 empty] | 1 | 0.36474 | 0.36474 | 0.36474 | 0.36474 | [11 empty] | Exelon Generation Supply LLC | 100 | Exelon Corp | 100
Falls | 3162_G_1 | 3162 | G | 1 |  | Combustion Turbine |  | PJM_EMAC | Pennsylvania | 42 | Bucks | 17 | 42017 | 17 | 18533 | 1970 | 9999 |  |  | N | Distillate Fuel Oil | [12 empty] | 1 | 0.41347 | 0.41347 | 0.41347 | 0.41347 | [11 empty] | Exelon Generation Supply LLC | 100 | Exelon Corp | 100
Falls | 3162_G_2 | 3162 | G | 2 |  | Combustion Turbine |  | PJM_EMAC | Pennsylvania | 42 | Bucks | 17 | 42017 | 17 | 18535 | 1970 | 9999 |  |  | N | Distillate Fuel Oil | [12 empty] | 1 | 0.41347 | 0.41347 | 0.41347 | 0.41347 | [11 empty] | Exelon Generation Supply LLC | 100 | Exelon Corp | 100
Falls | 3162_G_3 | 3162 | G | 3 |  | Combustion Turbine |  | PJM_EMAC | Pennsylvania | 42 | Bucks | 17 | 42017 | 17 | 18535 | 1970 | 9999 |  |  | N | Distillate Fuel Oil | [12 empty] | 1 | 0.41347 | 0.41347 | 0.41347 | 0.41347 | [11 empty] | Exelon Generation Supply LLC | 100 | Exelon Corp | 100
Moser Generating Station | 3163_G_1 | 3163 | G | 1 |  | Combustion Turbine |  | PJM_EMAC | Pennsylvania | 42 | Montgomery | 91 | 42091 | 17 | 14389 | 1970 | 9999 |  |  | N | Distillate Fuel Oil | [12 empty] | 1 | 0.41347 | 0.41347 | 0.41347 | 0.41347 | [11 empty] | Exelon Generation Supply LLC | 100 | Exelon Corp | 100
Moser Generating Station | 3163_G_2 | 3163 | G | 2 |  | Combustion Turbine |  | PJM_EMAC | Pennsylvania | 42 | Montgomery | 91 | 42091 | 17 | 14389 | 1970 | 9999 |  |  | N | Distillate Fuel Oil | [12 empty] | 1 | 0.15987 | 0.15987 | 0.15987 | 0.15987 | [11 empty] | Exelon Generation Supply LLC | 100 | Exelon Corp | 100
Moser Generating Station | 3163_G_3 | 3163 | G | 3 |  | Combustion Turbine |  | PJM_EMAC | Pennsylvania | 42 | Montgomery | 91 | 42091 | 17 | 14389 | 1970 | 9999 |  |  | N | Distillate Fuel Oil | [12 empty] | 1 | 0.41347 | 0.41347 | 0.41347 | 0.41347 | [11 empty] | Exelon Generation Supply LLC | 100 | Exelon Corp | 100
Muddy Run | 3164_G_1 | 3164 | G | 1 |  | Pumped Storage |  | PJM_EMAC | Pennsylvania | 42 | Lancaster | 71 | 42071 | 134 | 0 | 1967 | 9999 |  |  | N | Pumped Storage | [13 empty] | 0 | 0 | 0 | 0 | [11 empty] | Exelon Generation Supply LLC | 100 | Exelon Corp | 100
Muddy Run | 3164_G_2 | 3164 | G | 2 |  | Pumped Storage |  | PJM_EMAC | Pennsylvania | 42 | Lancaster | 71 | 42071 | 133 | 0 | 1967 | 9999 |  |  | N | Pumped Storage | [13 empty] | 0 | 0 | 0 | 0 | [11 empty] | Exelon Generation Supply LLC | 100 | Exelon Corp | 100
Muddy Run | 3164_G_3 | 3164 | G | 3 |  | Pumped Storage |  | PJM_EMAC | Pennsylvania | 42 | Lancaster | 71 | 42071 | 134 | 0 | 1967 | 9999 |  |  | N | Pumped Storage | [13 empty] | 0 | 0 | 0 | 0 | [11 empty] | Exelon Generation Supply LLC | 100 | Exelon Corp | 100
Muddy Run | 3164_G_4 | 3164 | G | 4 |  | Pumped Storage |  | PJM_EMAC | Pennsylvania | 42 | Lancaster | 71 | 42071 | 134 | 0 | 1967 | 9999 |  |  | N | Pumped Storage | [13 empty] | 0 | 0 | 0 | 0 | [11 empty] | Exelon Generation Supply LLC | 100 | Exelon Corp | 100
Muddy Run | 3164_G_5 | 3164 | G | 5 |  | Pumped Storage |  | PJM_EMAC | Pennsylvania | 42 | Lancaster | 71 | 42071 | 134 | 0 | 1967 | 9999 |  |  | N | Pumped Storage | [13 empty] | 0 | 0 | 0 | 0 | [11 empty] | Exelon Generation Supply LLC | 100 | Exelon Corp | 100
Muddy Run | 3164_G_6 | 3164 | G | 6 |  | Pumped Storage |  | PJM_EMAC | Pennsylvania | 42 | Lancaster | 71 | 42071 | 133 | 0 | 1967 | 9999 |  |  | N | Pumped Storage | [13 empty] | 0 | 0 | 0 | 0 | [11 empty] | Exelon Generation Supply LLC | 100 | Exelon Corp | 100
Muddy Run | 3164_G_7 | 3164 | G | 7 |  | Pumped Storage |  | PJM_EMAC | Pennsylvania | 42 | Lancaster | 71 | 42071 | 134 | 0 | 1968 | 9999 |  |  | N | Pumped Storage | [13 empty] | 0 | 0 | 0 | 0 | [11 empty] | Exelon Generation Supply LLC | 100 | Exelon Corp | 100
Muddy Run | 3164_G_8 | 3164 | G | 8 |  | Pumped Storage |  | PJM_EMAC | Pennsylvania | 42 | Lancaster | 71 | 42071 | 134 | 0 | 1968 | 9999 |  |  | N | Pumped Storage | [13 empty] | 0 | 0 | 0 | 0 | [11 empty] | Exelon Generation Supply LLC | 100 | Exelon Corp | 100
Peach Bottom | 3166_G_2 | 3166 | G | 2 |  | Nuclear |  | PJM_EMAC | Pennsylvania | 42 | York | 133 | 42133 | 1223.7 | 10456 | 1974 | 9999 |  |  | N | Nuclear Fuel | [13 empty] | 0 | 0 | 0 | 0 | [11 empty] | Exelon Generation Supply LLC | 50 | Exelon Corp | 50
Peach Bottom | 3166_G_3 | 3166 | G | 3 |  | Nuclear |  | PJM_EMAC | Pennsylvania | 42 | York | 133 | 42133 | 1226.7 | 10456 | 1974 | 9999 |  |  | N | Nuclear Fuel | [13 empty] | 0 | 0 | 0 | 0 | [11 empty] | Exelon Generation Supply LLC | 50 | Exelon Corp | 50
Richmond Generating Station | 3168_G_91 | 3168 | G | 91 | 2164 | Combustion Turbine |  | PJM_EMAC | Pennsylvania | 42 | Philadelphia | 101 | 42101 | 49 | 12309 | 1973 | 9999 |  |  | N | Distillate Fuel Oil | [12 empty] | 0.2 | 0.41347 | 0.41347 | 0.41347 | 0.41347 | [11 empty] | Exelon Generation Supply LLC | 100 | Exelon Corp | 100
Richmond Generating Station | 3168_G_92 | 3168 | G | 92 | 2165 | Combustion Turbine |  | PJM_EMAC | Pennsylvania | 42 | Philadelphia | 101 | 42101 | 49 | 12311 | 1973 | 9999 |  |  | N | Distillate Fuel Oil | [12 empty] | 0.2 | 0.41347 | 0.41347 | 0.41347 | 0.41347 | [11 empty] | Exelon Generation Supply LLC | 100 | Exelon Corp | 100
Schuylkill Generating Station | 3169_G_10 | 3169 | G | 10 |  | Combustion Turbine |  | PJM_EMAC | Pennsylvania | 42 | Philadelphia | 101 | 42101 | 13 | 25000 | 1969 | 9999 |  |  | N | Distillate Fuel Oil | [12 empty] | 0.2 | 0.03042 | 0.03042 | 0.03042 | 0.03042 | [11 empty] | Exelon Generation Supply LLC | 100 | Exelon Corp | 100
Schuylkill Generating Station | 3169_G_11 | 3169 | G | 11 |  | Combustion Turbine |  | PJM_EMAC | Pennsylvania | 42 | Philadelphia | 101 | 42101 | 17 | 25000 | 1971 | 9999 |  |  | N | Distillate Fuel Oil | [12 empty] | 0.2 | 0.02854 | 0.02854 | 0.02854 | 0.02854 | [11 empty] | Exelon Generation Supply LLC | 100 | Exelon Corp | 100
Big Creek 1 | 317_G_1 | 317 | G | 1 |  | Hydro |  | WECC_SCE | California | 6 | Fresno | 19 | 06019 | 19.8 | 0 | 1913 | 9999 |  |  | N | Hydro | [13 empty] | 0 | 0 | 0 | 0 | [11 empty] | Southern California Edison Co | 100 | Edison International | 100
Big Creek 1 | 317_G_2 | 317 | G | 2 |  | Hydro |  | WECC_SCE | California | 6 | Fresno | 19 | 06019 | 15.8 | 0 | 1913 | 9999 |  |  | N | Hydro | [13 empty] | 0 | 0 | 0 | 0 | [11 empty] | Southern California Edison Co | 100 | Edison International | 100
Big Creek 1 | 317_G_3 | 317 | G | 3 |  | Hydro |  | WECC_SCE | California | 6 | Fresno | 19 | 06019 | 21.6 | 0 | 1923 | 9999 |  |  | N | Hydro | [13 empty] | 0 | 0 | 0 | 0 | [11 empty] | Southern California Edison Co | 100 | Edison International | 100
Big Creek 1 | 317_G_4 | 317 | G | 4 |  | Hydro |  | WECC_SCE | California | 6 | Fresno | 19 | 06019 | 31.2 | 0 | 1925 | 9999 |  |  | N | Hydro | [13 empty] | 0 | 0 | 0 | 0 | [11 empty] | Southern California Edison Co | 100 | Edison International | 100
Southwark | 3170_G_3 | 3170 | G | 3 |  | Combustion Turbine |  | PJM_EMAC | Pennsylvania | 42 | Philadelphia | 101 | 42101 | 13 | 14053 | 1967 | 9999 |  |  | N | Distillate Fuel Oil | [12 empty] | 0.2 | 0.41347 | 0.41347 | 0.41347 | 0.41347 | [11 empty] | Exelon Generation Supply LLC | 100 | Exelon Corp | 100
Southwark | 3170_G_4 | 3170 | G | 4 |  | Combustion Turbine |  | PJM_EMAC | Pennsylvania | 42 | Philadelphia | 101 | 42101 | 13 | 14066 | 1967 | 9999 |  |  | N | Distillate Fuel Oil | [12 empty] | 0.2 | 0.41347 | 0.41347 | 0.41347 | 0.41347 | [11 empty] | Exelon Generation Supply LLC | 100 | Exelon Corp | 100
Southwark | 3170_G_5 | 3170 | G | 5 |  | Combustion Turbine |  | PJM_EMAC | Pennsylvania | 42 | Philadelphia | 101 | 42101 | 13 | 14066 | 1967 | 9999 |  |  | N | Distillate Fuel Oil | [12 empty] | 0.2 | 0.41347 | 0.41347 | 0.41347 | 0.41347 | [11 empty] | Exelon Generation Supply LLC | 100 | Exelon Corp | 100
Southwark | 3170_G_6 | 3170 | G | 6 |  | Combustion Turbine |  | PJM_EMAC | Pennsylvania | 42 | Philadelphia | 101 | 42101 | 13 | 14066 | 1968 | 9999 |  |  | N | Distillate Fuel Oil | [12 empty] | 0.2 | 0.35126 | 0.35126 | 0.35126 | 0.35126 | [11 empty] | Exelon Generation Supply LLC | 100 | Exelon Corp | 100
Safe Harbor | 3175_G_1 | 3175 | G | 1 |  | Hydro |  | PJM_WMAC | Pennsylvania | 42 | Lancaster | 71 | 42071 | 33 | 0 | 1940 | 9999 |  |  | N | Hydro | [13 empty] | 0 | 0 | 0 | 0 | [11 empty] | Safe Harbor Water Power Corp | 100 | Brookfield Asset Management Inc | 100
Safe Harbor | 3175_G_10 | 3175 | G | 10 |  | Hydro |  | PJM_WMAC | Pennsylvania | 42 | Lancaster | 71 | 42071 | 37.5 | 0 | 1985 | 9999 |  |  | N | Hydro | [13 empty] | 0 | 0 | 0 | 0 | [11 empty] | Safe Harbor Water Power Corp | 100 | Brookfield Asset Management Inc | 100
Safe Harbor | 3175_G_11 | 3175 | G | 11 |  | Hydro |  | PJM_WMAC | Pennsylvania | 42 | Lancaster | 71 | 42071 | 37.5 | 0 | 1986 | 9999 |  |  | N | Hydro | [13 empty] | 0 | 0 | 0 | 0 | [11 empty] | Safe Harbor Water Power Corp | 100 | Brookfield Asset Management Inc | 100
Safe Harbor | 3175_G_12 | 3175 | G | 12 |  | Hydro |  | PJM_WMAC | Pennsylvania | 42 | Lancaster | 71 | 42071 | 37.5 | 0 | 1985 | 9999 |  |  | N | Hydro | [13 empty] | 0 | 0 | 0 | 0 | [11 empty] | Safe Harbor Water Power Corp | 100 | Brookfield Asset Management Inc | 100
Safe Harbor | 3175_G_2 | 3175 | G | 2 |  | Hydro |  | PJM_WMAC | Pennsylvania | 42 | Lancaster | 71 | 42071 | 33 | 0 | 1934 | 9999 |  |  | N | Hydro | [13 empty] | 0 | 0 | 0 | 0 | [11 empty] | Safe Harbor Water Power Corp | 100 | Brookfield Asset Management Inc | 100
Safe Harbor | 3175_G_3 | 3175 | G | 3 |  | Hydro |  | PJM_WMAC | Pennsylvania | 42 | Lancaster | 71 | 42071 | 32 | 0 | 1931 | 9999 |  |  | N | Hydro | [13 empty] | 0 | 0 | 0 | 0 | [11 empty] | Safe Harbor Water Power Corp | 100 | Brookfield Asset Management Inc | 100
Safe Harbor | 3175_G_4 | 3175 | G | 4 |  | Hydro |  | PJM_WMAC | Pennsylvania | 42 | Lancaster | 71 | 42071 | 32 | 0 | 1931 | 9999 |  |  | N | Hydro | [13 empty] | 0 | 0 | 0 | 0 | [11 empty] | Safe Harbor Water Power Corp | 100 | Brookfield Asset Management Inc | 100
Safe Harbor | 3175_G_41 | 3175 | G | 41 |  | Hydro |  | PJM_WMAC | Pennsylvania | 42 | Lancaster | 71 | 42071 | 2 | 0 | 1931 | 9999 |  |  | N | Hydro | [13 empty] | 0 | 0 | 0 | 0 | [11 empty] | Safe Harbor Water Power Corp | 100 | Brookfield Asset Management Inc | 100
Safe Harbor | 3175_G_42 | 3175 | G | 42 |  | Hydro |  | PJM_WMAC | Pennsylvania | 42 | Lancaster | 71 | 42071 | 2 | 0 | 1931 | 9999 |  |  | N | Hydro | [13 empty] | 0 | 0 | 0 | 0 | [11 empty] | Safe Harbor Water Power Corp | 100 | Brookfield Asset Management Inc | 100
Safe Harbor | 3175_G_5 | 3175 | G | 5 |  | Hydro |  | PJM_WMAC | Pennsylvania | 42 | Lancaster | 71 | 42071 | 32 | 0 | 1932 | 9999 |  |  | N | Hydro | [13 empty] | 0 | 0 | 0 | 0 | [11 empty] | Safe Harbor Water Power Corp | 100 | Brookfield Asset Management Inc | 100
Safe Harbor | 3175_G_6 | 3175 | G | 6 |  | Hydro |  | PJM_WMAC | Pennsylvania | 42 | Lancaster | 71 | 42071 | 32 | 0 | 1932 | 9999 |  |  | N | Hydro | [13 empty] | 0 | 0 | 0 | 0 | [11 empty] | Safe Harbor Water Power Corp | 100 | Brookfield Asset Management Inc | 100
Safe Harbor | 3175_G_7 | 3175 | G | 7 |  | Hydro |  | PJM_WMAC | Pennsylvania | 42 | Lancaster | 71 | 42071 | 32 | 0 | 1933 | 9999 |  |  | N | Hydro | [13 empty] | 0 | 0 | 0 | 0 | [11 empty] | Safe Harbor Water Power Corp | 100 | Brookfield Asset Management Inc | 100
Safe Harbor | 3175_G_8 | 3175 | G | 8 |  | Hydro |  | PJM_WMAC | Pennsylvania | 42 | Lancaster | 71 | 42071 | 37.5 | 0 | 1985 | 9999 |  |  | N | Hydro | [13 empty] | 0 | 0 | 0 | 0 | [11 empty] | Safe Harbor Water Power Corp | 100 | Brookfield Asset Management Inc | 100
Safe Harbor | 3175_G_9 | 3175 | G | 9 |  | Hydro |  | PJM_WMAC | Pennsylvania | 42 | Lancaster | 71 | 42071 | 37.5 | 0 | 1986 | 9999 |  |  | N | Hydro | [13 empty] | 0 | 0 | 0 | 0 | [11 empty] | Safe Harbor Water Power Corp | 100 | Brookfield Asset Management Inc | 100
Hunlock Power Station | 3176_G_3 | 3176 | G | 3 |  | Combined Cycle |  | PJM_WMAC | Pennsylvania | 42 | Luzerne | 79 | 42079 | 29 | 8196 | 1959 | 9999 |  |  | N | Natural Gas |  |  |  |  | SCR | [8 empty] | 0.13186 | 0.013768 | 0.13186 | 0.013768 | [11 empty] | UGI Utilities Inc | 100 | UGI Corp | 100
Hunlock Power Station | 3176_G_5 | 3176 | G | 5 | 90563 | Combined Cycle |  | PJM_WMAC | Pennsylvania | 42 | Luzerne | 79 | 42079 | 49.2 | 8196 | 2011 | 9999 |  |  | N | Natural Gas |  |  |  | H2O | SCR | [8 empty] | 0.13186 | 0.013768 | 0.13186 | 0.013768 | [11 empty] | UGI Utilities Inc | 100 | UGI Corp | 100
Hunlock Power Station | 3176_G_6 | 3176 | G | 6 | 90564 | Combined Cycle |  | PJM_WMAC | Pennsylvania | 42 | Luzerne | 79 | 42079 | 48.5 | 8196 | 2011 | 9999 |  |  | N | Natural Gas |  |  |  | H2O | SCR | [8 empty] | 0.13186 | 0.013768 | 0.13186 | 0.013768 | [11 empty] | UGI Utilities Inc | 100 | UGI Corp | 100
Big Creek 2 | 318_G_3 | 318 | G | 3 |  | Hydro |  | WECC_SCE | California | 6 | Fresno | 19 | 06019 | 15.8 | 0 | 1913 | 9999 |  |  | N | Hydro | [13 empty] | 0 | 0 | 0 | 0 | [11 empty] | Southern California Edison Co | 100 | Edison International | 100
Big Creek 2 | 318_G_4 | 318 | G | 4 |  | Hydro |  | WECC_SCE | California | 6 | Fresno | 19 | 06019 | 15.8 | 0 | 1914 | 9999 |  |  | N | Hydro | [13 empty] | 0 | 0 | 0 | 0 | [11 empty] | Southern California Edison Co | 100 | Edison International | 100
Big Creek 2 | 318_G_5 | 318 | G | 5 |  | Hydro |  | WECC_SCE | California | 6 | Fresno | 19 | 06019 | 17.5 | 0 | 1921 | 9999 |  |  | N | Hydro | [13 empty] | 0 | 0 | 0 | 0 | [11 empty] | Southern California Edison Co | 100 | Edison International | 100
Big Creek 2 | 318_G_6 | 318 | G | 6 |  | Hydro |  | WECC_SCE | California | 6 | Fresno | 19 | 06019 | 17.5 | 0 | 1925 | 9999 |  |  | N | Hydro | [13 empty] | 0 | 0 | 0 | 0 | [11 empty] | Southern California Edison Co | 100 | Edison International | 100
Big Creek 3 | 319_G_1 | 319 | G | 1 |  | Hydro |  | WECC_SCE | California | 6 | Fresno | 19 | 06019 | 34 | 0 | 1923 | 9999 |  |  | N | Hydro | [13 empty] | 0 | 0 | 0 | 0 | [11 empty] | Southern California Edison Co | 100 | Edison International | 100
Big Creek 3 | 319_G_2 | 319 | G | 2 |  | Hydro |  | WECC_SCE | California | 6 | Fresno | 19 | 06019 | 34 | 0 | 1923 | 9999 |  |  | N | Hydro | [13 empty] | 0 | 0 | 0 | 0 | [11 empty] | Southern California Edison Co | 100 | Edison International | 100
Big Creek 3 | 319_G_3 | 319 | G | 3 |  | Hydro |  | WECC_SCE | California | 6 | Fresno | 19 | 06019 | 33 | 0 | 1923 | 9999 |  |  | N | Hydro | [13 empty] | 0 | 0 | 0 | 0 | [11 empty] | Southern California Edison Co | 100 | Edison International | 100
Big Creek 3 | 319_G_4 | 319 | G | 4 |  | Hydro |  | WECC_SCE | California | 6 | Fresno | 19 | 06019 | 36 | 0 | 1948 | 9999 |  |  | N | Hydro | [13 empty] | 0 | 0 | 0 | 0 | [11 empty] | Southern California Edison Co | 100 | Edison International | 100
Big Creek 3 | 319_G_5 | 319 | G | 5 |  | Hydro |  | WECC_SCE | California | 6 | Fresno | 19 | 06019 | 36.5 | 0 | 1980 | 9999 |  |  | N | Hydro | [13 empty] | 0 | 0 | 0 | 0 | [11 empty] | Southern California Edison Co | 100 | Edison International | 100
Big Creek 8 | 321_G_1 | 321 | G | 1 |  | Hydro |  | WECC_SCE | California | 6 | Fresno | 19 | 06019 | 25.8 | 0 | 1921 | 9999 |  |  | N | Hydro | [13 empty] | 0 | 0 | 0 | 0 | [11 empty] | Southern California Edison Co | 100 | Edison International | 100
Big Creek 8 | 321_G_2 | 321 | G | 2 |  | Hydro |  | WECC_SCE | California | 6 | Fresno | 19 | 06019 | 45 | 0 | 1929 | 9999 |  |  | N | Hydro | [13 empty] | 0 | 0 | 0 | 0 | [11 empty] | Southern California Edison Co | 100 | Edison International | 100
Big Creek 2A | 322_G_1 | 322 | G | 1 |  | Hydro |  | WECC_SCE | California | 6 | Fresno | 19 | 06019 | 50 | 0 | 1928 | 9999 |  |  | N | Hydro | [13 empty] | 0 | 0 | 0 | 0 | [11 empty] | Southern California Edison Co | 100 | Edison International | 100
Big Creek 2A | 322_G_2 | 322 | G | 2 |  | Hydro |  | WECC_SCE | California | 6 | Fresno | 19 | 06019 | 50 | 0 | 1928 | 9999 |  |  | N | Hydro | [13 empty] | 0 | 0 | 0 | 0 | [11 empty] | Southern California Edison Co | 100 | Edison International | 100
Bishop Creek 2 | 323_G_1 | 323 | G | 1 |  | Hydro |  | WECC_SCE | California | 6 | Inyo | 27 | 06027 | 2.5 | 0 | 1908 | 9999 |  |  | N | Hydro | [13 empty] | 0 | 0 | 0 | 0 | [11 empty] | Southern California Edison Co | 100 | Edison International | 100
Bishop Creek 2 | 323_G_2 | 323 | G | 2 |  | Hydro |  | WECC_SCE | California | 6 | Inyo | 27 | 06027 | 2.5 | 0 | 1908 | 9999 |  |  | N | Hydro | [13 empty] | 0 | 0 | 0 | 0 | [11 empty] | Southern California Edison Co | 100 | Edison International | 100
Bishop Creek 2 | 323_G_3 | 323 | G | 3 |  | Hydro |  | WECC_SCE | California | 6 | Inyo | 27 | 06027 | 2.3 | 0 | 1911 | 9999 |  |  | N | Hydro | [13 empty] | 0 | 0 | 0 | 0 | [11 empty] | Southern California Edison Co | 100 | Edison International | 100
Manchester Street | 3236_G_G10A | 3236 | G | G10A | 2191 | Combined Cycle |  | NENGREST | Rhode Island | 44 | Providence | 7 | 44007 | 110.1 | 8070 | 1995 | 9999 |  |  | N | Natural Gas, Distillate Fuel Oil |  |  |  | DLNB + STM | SCR | [8 empty] | 0.02777 | 0.02777 | 0.02777 | 0.02777 | [11 empty] | Manchester Street LLC | 100 | Starwood Capital Group Global LLC | 100
Manchester Street | 3236_G_G11A | 3236 | G | G11A | 2192 | Combined Cycle |  | NENGREST | Rhode Island | 44 | Providence | 7 | 44007 | 110.2 | 8070 | 1995 | 9999 |  |  | N | Natural Gas, Distillate Fuel Oil |  |  |  | DLNB + STM | SCR | [8 empty] | 0.02992 | 0.02992 | 0.02992 | 0.02992 | [11 empty] | Manchester Street LLC | 100 | Starwood Capital Group Global LLC | 100
Manchester Street | 3236_G_GE10 | 3236 | G | GE10 | 2191 | Combined Cycle |  | NENGREST | Rhode Island | 44 | Providence | 7 | 44007 | 46.9 | 8070 | 1995 | 9999 |  |  | N | Natural Gas, Distillate Fuel Oil |  |  |  | DLNB + STM | SCR | [8 empty] | 0.02777 | 0.02777 | 0.02777 | 0.02777 | [11 empty] | Manchester Street LLC | 100 | Starwood Capital Group Global LLC | 100
Manchester Street | 3236_G_GE11 | 3236 | G | GE11 | 2192 | Combined Cycle |  | NENGREST | Rhode Island | 44 | Providence | 7 | 44007 | 46.8 | 8070 | 1995 | 9999 |  |  | N | Natural Gas, Distillate Fuel Oil |  |  |  | DLNB + STM | SCR | [8 empty] | 0.02992 | 0.02992 | 0.02992 | 0.02992 | [11 empty] | Manchester Street LLC | 100 | Starwood Capital Group Global LLC | 100
Manchester Street | 3236_G_GE9A | 3236 | G | GE9A | 2196 | Combined Cycle |  | NENGREST | Rhode Island | 44 | Providence | 7 | 44007 | 110.1 | 8070 | 1995 | 9999 |  |  | N | Natural Gas, Distillate Fuel Oil |  |  |  | DLNB + STM | SCR | [8 empty] | 0.031582 | 0.031582 | 0.031582 | 0.031582 | [11 empty] | Manchester Street LLC | 100 | Starwood Capital Group Global LLC | 100
Manchester Street | 3236_G_GEN9 | 3236 | G | GEN9 | 2196 | Combined Cycle |  | NENGREST | Rhode Island | 44 | Providence | 7 | 44007 | 46.9 | 8070 | 1995 | 9999 |  |  | N | Natural Gas, Distillate Fuel Oil |  |  |  | DLNB + STM | SCR | [8 empty] | 0.031582 | 0.031582 | 0.031582 | 0.031582 | [11 empty] | Manchester Street LLC | 100 | Starwood Capital Group Global LLC | 100
Bishop Creek 3 | 324_G_1 | 324 | G | 1 |  | Hydro |  | WECC_SCE | California | 6 | Inyo | 27 | 06027 | 2.8 | 0 | 1913 | 9999 |  |  | N | Hydro | [13 empty] | 0 | 0 | 0 | 0 | [11 empty] | Southern California Edison Co | 100 | Edison International | 100
Bishop Creek 3 | 324_G_2 | 324 | G | 2 |  | Hydro |  | WECC_SCE | California | 6 | Inyo | 27 | 06027 | 2.8 | 0 | 1913 | 9999 |  |  | N | Hydro | [13 empty] | 0 | 0 | 0 | 0 | [11 empty] | Southern California Edison Co | 100 | Edison International | 100
Bishop Creek 3 | 324_G_3 | 324 | G | 3 |  | Hydro |  | WECC_SCE | California | 6 | Inyo | 27 | 06027 | 2.8 | 0 | 1913 | 9999 |  |  | N | Hydro | [13 empty] | 0 | 0 | 0 | 0 | [11 empty] | Southern California Edison Co | 100 | Edison International | 100
Bishop Creek 4 | 325_G_1 | 325 | G | 1 |  | Hydro |  | WECC_SCE | California | 6 | Inyo | 27 | 06027 | 1 | 0 | 1905 | 9999 |  |  | N | Hydro | [13 empty] | 0 | 0 | 0 | 0 | [11 empty] | Southern California Edison Co | 100 | Edison International | 100
Bishop Creek 4 | 325_G_2 | 325 | G | 2 |  | Hydro |  | WECC_SCE | California | 6 | Inyo | 27 | 06027 | 1 | 0 | 1905 | 9999 |  |  | N | Hydro | [13 empty] | 0 | 0 | 0 | 0 | [11 empty] | Southern California Edison Co | 100 | Edison International | 100
Bishop Creek 4 | 325_G_3 | 325 | G | 3 |  | Hydro |  | WECC_SCE | California | 6 | Inyo | 27 | 06027 | 2 | 0 | 1906 | 9999 |  |  | N | Hydro | [13 empty] | 0 | 0 | 0 | 0 | [11 empty] | Southern California Edison Co | 100 | Edison International | 100
Bishop Creek 4 | 325_G_4 | 325 | G | 4 |  | Hydro |  | WECC_SCE | California | 6 | Inyo | 27 | 06027 | 2.2 | 0 | 1907 | 9999 |  |  | N | Hydro | [13 empty] | 0 | 0 | 0 | 0 | [11 empty] | Southern California Edison Co | 100 | Edison International | 100
Bishop Creek 4 | 325_G_5 | 325 | G | 5 |  | Hydro |  | WECC_SCE | California | 6 | Inyo | 27 | 06027 | 2 | 0 | 1909 | 9999 |  |  | N | Hydro | [13 empty] | 0 | 0 | 0 | 0 | [11 empty] | Southern California Edison Co | 100 | Edison International | 100
Darlington County | 3250_G_12 | 3250 | G | 12 | 2199 | Combustion Turbine |  | S_VACA | South Carolina | 45 | Darlington | 31 | 45031 | 118 | 13636 | 1997 | 9999 |  |  | N | Natural Gas, Distillate Fuel Oil |  |  |  | H2O | [8 empty] | 3.5 | 0.08334 | 0.08334 | 0.08334 | 0.08334 | [11 empty] | Duke Energy Progress | 100 | Duke Energy Corp | 100
Darlington County | 3250_G_13 | 3250 | G | 13 | 2200 | Combustion Turbine |  | S_VACA | South Carolina | 45 | Darlington | 31 | 45031 | 116 | 13636 | 1997 | 9999 |  |  | N | Natural Gas, Distillate Fuel Oil |  |  |  | H2O | [8 empty] | 3.5 | 0.09686 | 0.09686 | 0.09686 | 0.09686 | [11 empty] | Duke Energy Progress | 100 | Duke Energy Corp | 100
H B Robinson | 3251_G_2 | 3251 | G | 2 |  | Nuclear |  | S_VACA | South Carolina | 45 | Darlington | 31 | 45031 | 741 | 10456 | 1971 | 9999 |  |  | N | Nuclear Fuel | [13 empty] | 0 | 0 | 0 | 0 | [11 empty] | Duke Energy Progress | 100 | Duke Energy Corp | 100
Boyds Mill Hydro | 3253_G_1 | 3253 | G | 1 |  | Hydro |  | S_VACA | South Carolina | 45 | Greenville | 45 | 45045 | 0.7 | 0 | 1996 | 9999 |  |  | N | Hydro | [13 empty] | 0 | 0 | 0 | 0 | [11 empty] | Northbrook Carolina Hydro LLC | 100 | Ares Management LP | 100
Boyds Mill Hydro | 3253_G_2 | 3253 | G | 2 |  | Hydro |  | S_VACA | South Carolina | 45 | Greenville | 45 | 45045 | 0.7 | 0 | 1996 | 9999 |  |  | N | Hydro | [13 empty] | 0 | 0 | 0 | 0 | [11 empty] | Northbrook Carolina Hydro LLC | 100 | Ares Management LP | 100
Buzzard Roost | 3254_G_HC1 | 3254 | G | HC1 |  | Hydro |  | S_VACA | South Carolina | 45 | Greenwood | 47 | 45047 | 2.3 | 0 | 1940 | 9999 |  |  | N | Hydro | [13 empty] | 0 | 0 | 0 | 0 | [11 empty] | Greenwood SC (City of) | 100 | Greenwood SC (City of) | 100
Buzzard Roost | 3254_G_HC2 | 3254 | G | HC2 |  | Hydro |  | S_VACA | South Carolina | 45 | Greenwood | 47 | 45047 | 2.3 | 0 | 1940 | 9999 |  |  | N | Hydro | [13 empty] | 0 | 0 | 0 | 0 | [11 empty] | Greenwood SC (City of) | 100 | Greenwood SC (City of) | 100
Buzzard Roost | 3254_G_HC3 | 3254 | G | HC3 |  | Hydro |  | S_VACA | South Carolina | 45 | Greenwood | 47 | 45047 | 2.3 | 0 | 1940 | 9999 |  |  | N | Hydro | [13 empty] | 0 | 0 | 0 | 0 | [11 empty] | Greenwood SC (City of) | 100 | Greenwood SC (City of) | 100
Cedar Creek | 3255_G_1 | 3255 | G | 1 |  | Hydro |  | S_VACA | South Carolina | 45 | Lancaster | 57 | 45057 | 15 | 0 | 1926 | 9999 |  |  | N | Hydro | [13 empty] | 0 | 0 | 0 | 0 | [11 empty] | Duke Energy Carolinas | 100 | Duke Energy Corp | 100
Cedar Creek | 3255_G_2 | 3255 | G | 2 |  | Hydro |  | S_VACA | South Carolina | 45 | Lancaster | 57 | 45057 | 15 | 0 | 1926 | 9999 |  |  | N | Hydro | [13 empty] | 0 | 0 | 0 | 0 | [11 empty] | Duke Energy Carolinas | 100 | Duke Energy Corp | 100
Cedar Creek | 3255_G_3 | 3255 | G | 3 |  | Hydro |  | S_VACA | South Carolina | 45 | Lancaster | 57 | 45057 | 15 | 0 | 1926 | 9999 |  |  | N | Hydro | [13 empty] | 0 | 0 | 0 | 0 | [11 empty] | Duke Energy Carolinas | 100 | Duke Energy Corp | 100
Dearborn | 3256_G_1 | 3256 | G | 1 |  | Hydro |  | S_VACA | South Carolina | 45 | Chester | 23 | 45023 | 14 | 0 | 1923 | 9999 |  |  | N | Hydro | [13 empty] | 0 | 0 | 0 | 0 | [11 empty] | Duke Energy Carolinas | 100 | Duke Energy Corp | 100
Dearborn | 3256_G_2 | 3256 | G | 2 |  | Hydro |  | S_VACA | South Carolina | 45 | Chester | 23 | 45023 | 14 | 0 | 1923 | 9999 |  |  | N | Hydro | [13 empty] | 0 | 0 | 0 | 0 | [11 empty] | Duke Energy Carolinas | 100 | Duke Energy Corp | 100
Dearborn | 3256_G_3 | 3256 | G | 3 |  | Hydro |  | S_VACA | South Carolina | 45 | Chester | 23 | 45023 | 14 | 0 | 1923 | 9999 |  |  | N | Hydro | [13 empty] | 0 | 0 | 0 | 0 | [11 empty] | Duke Energy Carolinas | 100 | Duke Energy Corp | 100
Fishing Creek | 3257_G_1 | 3257 | G | 1 |  | Hydro |  | S_VACA | South Carolina | 45 | Chester | 23 | 45023 | 11 | 0 | 1916 | 9999 |  |  | N | Hydro | [13 empty] | 0 | 0 | 0 | 0 | [11 empty] | Duke Energy Carolinas | 100 | Duke Energy Corp | 100
Fishing Creek | 3257_G_2 | 3257 | G | 2 |  | Hydro |  | S_VACA | South Carolina | 45 | Chester | 23 | 45023 | 10 | 0 | 1916 | 9999 |  |  | N | Hydro | [13 empty] | 0 | 0 | 0 | 0 | [11 empty] | Duke Energy Carolinas | 100 | Duke Energy Corp | 100
Fishing Creek | 3257_G_3 | 3257 | G | 3 |  | Hydro |  | S_VACA | South Carolina | 45 | Chester | 23 | 45023 | 10 | 0 | 1916 | 9999 |  |  | N | Hydro | [13 empty] | 0 | 0 | 0 | 0 | [11 empty] | Duke Energy Carolinas | 100 | Duke Energy Corp | 100
Fishing Creek | 3257_G_4 | 3257 | G | 4 |  | Hydro |  | S_VACA | South Carolina | 45 | Chester | 23 | 45023 | 11 | 0 | 1916 | 9999 |  |  | N | Hydro | [13 empty] | 0 | 0 | 0 | 0 | [11 empty] | Duke Energy Carolinas | 100 | Duke Energy Corp | 100
Fishing Creek | 3257_G_5 | 3257 | G | 5 |  | Hydro |  | S_VACA | South Carolina | 45 | Chester | 23 | 45023 | 8 | 0 | 1916 | 9999 |  |  | N | Hydro | [13 empty] | 0 | 0 | 0 | 0 | [11 empty] | Duke Energy Carolinas | 100 | Duke Energy Corp | 100
Gaston Shoals | 3258_G_3 | 3258 | G | 3 |  | Hydro |  | S_VACA | South Carolina | 45 | Cherokee | 21 | 45021 | 1 | 0 | 1908 | 9999 |  |  | N | Hydro | [13 empty] | 0 | 0 | 0 | 0 | [11 empty] | Northbrook Energy LLC | 100 | Northbrook Energy LLC | 100
Gaston Shoals | 3258_G_4 | 3258 | G | 4 |  | Hydro |  | S_VACA | South Carolina | 45 | Cherokee | 21 | 45021 | 2 | 0 | 1908 | 9999 |  |  | N | Hydro | [13 empty] | 0 | 0 | 0 | 0 | [11 empty] | Northbrook Energy LLC | 100 | Northbrook Energy LLC | 100
Gaston Shoals | 3258_G_5 | 3258 | G | 5 |  | Hydro |  | S_VACA | South Carolina | 45 | Cherokee | 21 | 45021 | 2 | 0 | 1908 | 9999 |  |  | N | Hydro | [13 empty] | 0 | 0 | 0 | 0 | [11 empty] | Northbrook Energy LLC | 100 | Northbrook Energy LLC | 100
Gaston Shoals | 3258_G_6 | 3258 | G | 6 |  | Hydro |  | S_VACA | South Carolina | 45 | Cherokee | 21 | 45021 | 2.5 | 0 | 1927 | 9999 |  |  | N | Hydro | [13 empty] | 0 | 0 | 0 | 0 | [11 empty] | Northbrook Energy LLC | 100 | Northbrook Energy LLC | 100
Great Falls (SC) | 3259_G_1 | 3259 | G | 1 |  | Hydro |  | S_VACA | South Carolina | 45 | Chester | 23 | 45023 | 3 | 0 | 1907 | 9999 |  |  | N | Hydro | [13 empty] | 0 | 0 | 0 | 0 | [11 empty] | Duke Energy Carolinas | 100 | Duke Energy Corp | 100
Great Falls (SC) | 3259_G_2 | 3259 | G | 2 |  | Hydro |  | S_VACA | South Carolina | 45 | Chester | 23 | 45023 | 3 | 0 | 1907 | 9999 |  |  | N | Hydro | [13 empty] | 0 | 0 | 0 | 0 | [11 empty] | Duke Energy Carolinas | 100 | Duke Energy Corp | 100
Great Falls (SC) | 3259_G_5 | 3259 | G | 5 |  | Hydro |  | S_VACA | South Carolina | 45 | Chester | 23 | 45023 | 3 | 0 | 1907 | 9999 |  |  | N | Hydro | [13 empty] | 0 | 0 | 0 | 0 | [11 empty] | Duke Energy Carolinas | 100 | Duke Energy Corp | 100
Great Falls (SC) | 3259_G_6 | 3259 | G | 6 |  | Hydro |  | S_VACA | South Carolina | 45 | Chester | 23 | 45023 | 3 | 0 | 1907 | 9999 |  |  | N | Hydro | [13 empty] | 0 | 0 | 0 | 0 | [11 empty] | Duke Energy Carolinas | 100 | Duke Energy Corp | 100
Bishop Creek 5 | 326_G_1 | 326 | G | 1 |  | Hydro |  | WECC_SCE | California | 6 | Inyo | 27 | 06027 | 2 | 0 | 1943 | 9999 |  |  | N | Hydro | [13 empty] | 0 | 0 | 0 | 0 | [11 empty] | Southern California Edison Co | 100 | Edison International | 100
Bishop Creek 5 | 326_G_2 | 326 | G | 2 |  | Hydro |  | WECC_SCE | California | 6 | Inyo | 27 | 06027 | 1.8 | 0 | 1919 | 9999 |  |  | N | Hydro | [13 empty] | 0 | 0 | 0 | 0 | [11 empty] | Southern California Edison Co | 100 | Edison International | 100
Hollidays Bridge Hydro | 3261_G_1 | 3261 | G | 1 |  | Hydro |  | S_VACA | South Carolina | 45 | Anderson | 7 | 45007 | 1.2 | 0 | 1996 | 9999 |  |  | N | Hydro | [13 empty] | 0 | 0 | 0 | 0 | [11 empty] | Northbrook Carolina Hydro LLC | 100 | Ares Management LP | 100
Hollidays Bridge Hydro | 3261_G_2 | 3261 | G | 2 |  | Hydro |  | S_VACA | South Carolina | 45 | Anderson | 7 | 45007 | 1.2 | 0 | 1996 | 9999 |  |  | N | Hydro | [13 empty] | 0 | 0 | 0 | 0 | [11 empty] | Northbrook Carolina Hydro LLC | 100 | Ares Management LP | 100
Hollidays Bridge Hydro | 3261_G_3 | 3261 | G | 3 |  | Hydro |  | S_VACA | South Carolina | 45 | Anderson | 7 | 45007 | 1.2 | 0 | 1996 | 9999 |  |  | N | Hydro | [13 empty] | 0 | 0 | 0 | 0 | [11 empty] | Northbrook Carolina Hydro LLC | 100 | Ares Management LP | 100
Hollidays Bridge Hydro | 3261_G_4 | 3261 | G | 4 |  | Hydro |  | S_VACA | South Carolina | 45 | Anderson | 7 | 45007 | 1.2 | 0 | 1996 | 9999 |  |  | N | Hydro | [13 empty] | 0 | 0 | 0 | 0 | [11 empty] | Northbrook Carolina Hydro LLC | 100 | Ares Management LP | 100
Jocassee | 3262_G_1 | 3262 | G | 1 |  | Pumped Storage |  | S_VACA | South Carolina | 45 | Pickens | 77 | 45077 | 195 | 0 | 1973 | 9999 |  |  | N | Pumped Storage | [13 empty] | 0 | 0 | 0 | 0 | [11 empty] | Duke Energy Carolinas | 100 | Duke Energy Corp | 100
Jocassee | 3262_G_2 | 3262 | G | 2 |  | Pumped Storage |  | S_VACA | South Carolina | 45 | Pickens | 77 | 45077 | 195 | 0 | 1973 | 9999 |  |  | N | Pumped Storage | [13 empty] | 0 | 0 | 0 | 0 | [11 empty] | Duke Energy Carolinas | 100 | Duke Energy Corp | 100
Jocassee | 3262_G_3 | 3262 | G | 3 |  | Pumped Storage |  | S_VACA | South Carolina | 45 | Pickens | 77 | 45077 | 195 | 0 | 1975 | 9999 |  |  | N | Pumped Storage | [13 empty] | 0 | 0 | 0 | 0 | [11 empty] | Duke Energy Carolinas | 100 | Duke Energy Corp | 100
Jocassee | 3262_G_4 | 3262 | G | 4 |  | Pumped Storage |  | S_VACA | South Carolina | 45 | Pickens | 77 | 45077 | 195 | 0 | 1975 | 9999 |  |  | N | Pumped Storage | [13 empty] | 0 | 0 | 0 | 0 | [11 empty] | Duke Energy Carolinas | 100 | Duke Energy Corp | 100
W S Lee | 3264_G_7 | 3264 | G | 7 | 89636 | Combustion Turbine |  | S_VACA | South Carolina | 45 | Anderson | 7 | 45007 | 42 | 10745 | 2007 | 9999 |  |  | N | Natural Gas, Distillate Fuel Oil |  |  |  | H2O | [8 empty] | 3.5 | 0.11196 | 0.11196 | 0.11196 | 0.11196 | [11 empty] | Duke Energy Carolinas | 100 | Duke Energy Corp | 100
W S Lee | 3264_G_8 | 3264 | G | 8 | 89637 | Combustion Turbine |  | S_VACA | South Carolina | 45 | Anderson | 7 | 45007 | 42 | 10745 | 2007 | 9999 |  |  | N | Natural Gas, Distillate Fuel Oil |  |  |  | H2O | [8 empty] | 3.5 | 0.0901 | 0.0901 | 0.0901 | 0.0901 | [11 empty] | Duke Energy Carolinas | 100 | Duke Energy Corp | 100
W S Lee | 3264_G_CT11 | 3264 | G | CT11 | 91015 | Combined Cycle |  | S_VACA | South Carolina | 45 | Anderson | 7 | 45007 | 237 | 7050 | 2018 | 9999 |  |  | N | Natural Gas |  |  |  | DLNB | SCR | [8 empty] | 0.0094544 | 0.0094544 | 0.0094544 | 0.0094544 | [11 empty] | Duke Energy Carolinas | 87.27 | Duke Energy Corp | 87.27
W S Lee | 3264_G_CT12 | 3264 | G | CT12 | 91016 | Combined Cycle |  | S_VACA | South Carolina | 45 | Anderson | 7 | 45007 | 236 | 7050 | 2018 | 9999 |  |  | N | Natural Gas |  |  |  | DLNB | SCR | [8 empty] | 0.0094544 | 0.0094544 | 0.0094544 | 0.0094544 | [11 empty] | Duke Energy Carolinas | 87.27 | Duke Energy Corp | 87.27
W S Lee | 3264_G_ST10 | 3264 | G | ST10 | 91015 | Combined Cycle |  | S_VACA | South Carolina | 45 | Anderson | 7 | 45007 | 313 | 7050 | 2018 | 9999 |  |  | N | Natural Gas |  |  |  |  | SCR | [8 empty] | 0.0094544 | 0.0094544 | 0.0094544 | 0.0094544 | [11 empty] | Duke Energy Carolinas | 87.27 | Duke Energy Corp | 87.27
Oconee | 3265_G_1 | 3265 | G | 1 |  | Nuclear |  | S_VACA | South Carolina | 45 | Oconee | 73 | 45073 | 847 | 10456 | 1973 | 9999 |  |  | N | Nuclear Fuel | [13 empty] | 0 | 0 | 0 | 0 | [11 empty] | Duke Energy Carolinas | 100 | Duke Energy Corp | 100
Oconee | 3265_G_2 | 3265 | G | 2 |  | Nuclear |  | S_VACA | South Carolina | 45 | Oconee | 73 | 45073 | 848 | 10456 | 1974 | 9999 |  |  | N | Nuclear Fuel | [13 empty] | 0 | 0 | 0 | 0 | [11 empty] | Duke Energy Carolinas | 100 | Duke Energy Corp | 100
Oconee | 3265_G_3 | 3265 | G | 3 |  | Nuclear |  | S_VACA | South Carolina | 45 | Oconee | 73 | 45073 | 859 | 10456 | 1974 | 9999 |  |  | N | Nuclear Fuel | [13 empty] | 0 | 0 | 0 | 0 | [11 empty] | Duke Energy Carolinas | 100 | Duke Energy Corp | 100
Saluda Dam | 3267_G_1 | 3267 | G | 1 |  | Hydro |  | S_VACA | South Carolina | 45 | Greenville | 45 | 45045 | 0.6 | 0 | 1996 | 9999 |  |  | N | Hydro | [13 empty] | 0 | 0 | 0 | 0 | [11 empty] | Northbrook Carolina Hydro LLC | 100 | Ares Management LP | 100
Saluda Dam | 3267_G_2 | 3267 | G | 2 |  | Hydro |  | S_VACA | South Carolina | 45 | Greenville | 45 | 45045 | 0.6 | 0 | 1996 | 9999 |  |  | N | Hydro | [13 empty] | 0 | 0 | 0 | 0 | [11 empty] | Northbrook Carolina Hydro LLC | 100 | Ares Management LP | 100
Saluda Dam | 3267_G_3 | 3267 | G | 3 |  | Hydro |  | S_VACA | South Carolina | 45 | Greenville | 45 | 45045 | 0.6 | 0 | 1996 | 9999 |  |  | N | Hydro | [13 empty] | 0 | 0 | 0 | 0 | [11 empty] | Northbrook Carolina Hydro LLC | 100 | Ares Management LP | 100
Saluda Dam | 3267_G_4 | 3267 | G | 4 |  | Hydro |  | S_VACA | South Carolina | 45 | Greenville | 45 | 45045 | 0.6 | 0 | 1996 | 9999 |  |  | N | Hydro | [13 empty] | 0 | 0 | 0 | 0 | [11 empty] | Northbrook Carolina Hydro LLC | 100 | Ares Management LP | 100
Bishop Creek 6 | 327_G_1 | 327 | G | 1 |  | Hydro |  | WECC_SCE | California | 6 | Inyo | 27 | 06027 | 1.6 | 0 | 1913 | 9999 |  |  | N | Hydro | [13 empty] | 0 | 0 | 0 | 0 | [11 empty] | Southern California Edison Co | 100 | Edison International | 100
Wateree Hydro | 3270_G_1 | 3270 | G | 1 |  | Hydro |  | S_VACA | South Carolina | 45 | Kershaw | 55 | 45055 | 17 | 0 | 1919 | 9999 |  |  | N | Hydro | [13 empty] | 0 | 0 | 0 | 0 | [11 empty] | Duke Energy Carolinas | 100 | Duke Energy Corp | 100
Wateree Hydro | 3270_G_2 | 3270 | G | 2 |  | Hydro |  | S_VACA | South Carolina | 45 | Kershaw | 55 | 45055 | 17 | 0 | 1919 | 9999 |  |  | N | Hydro | [13 empty] | 0 | 0 | 0 | 0 | [11 empty] | Duke Energy Carolinas | 100 | Duke Energy Corp | 100
Wateree Hydro | 3270_G_3 | 3270 | G | 3 |  | Hydro |  | S_VACA | South Carolina | 45 | Kershaw | 55 | 45055 | 17 | 0 | 1919 | 9999 |  |  | N | Hydro | [13 empty] | 0 | 0 | 0 | 0 | [11 empty] | Duke Energy Carolinas | 100 | Duke Energy Corp | 100
Wateree Hydro | 3270_G_4 | 3270 | G | 4 |  | Hydro |  | S_VACA | South Carolina | 45 | Kershaw | 55 | 45055 | 17 | 0 | 1919 | 9999 |  |  | N | Hydro | [13 empty] | 0 | 0 | 0 | 0 | [11 empty] | Duke Energy Carolinas | 100 | Duke Energy Corp | 100
Wateree Hydro | 3270_G_5 | 3270 | G | 5 |  | Hydro |  | S_VACA | South Carolina | 45 | Kershaw | 55 | 45055 | 17 | 0 | 1919 | 9999 |  |  | N | Hydro | [13 empty] | 0 | 0 | 0 | 0 | [11 empty] | Duke Energy Carolinas | 100 | Duke Energy Corp | 100
Wylie | 3271_G_1 | 3271 | G | 1 |  | Hydro |  | S_VACA | South Carolina | 45 | York | 91 | 45091 | 18 | 0 | 1925 | 9999 |  |  | N | Hydro | [13 empty] | 0 | 0 | 0 | 0 | [11 empty] | Duke Energy Carolinas | 100 | Duke Energy Corp | 100
Wylie | 3271_G_2 | 3271 | G | 2 |  | Hydro |  | S_VACA | South Carolina | 45 | York | 91 | 45091 | 18 | 0 | 1925 | 9999 |  |  | N | Hydro | [13 empty] | 0 | 0 | 0 | 0 | [11 empty] | Duke Energy Carolinas | 100 | Duke Energy Corp | 100
Wylie | 3271_G_3 | 3271 | G | 3 |  | Hydro |  | S_VACA | South Carolina | 45 | York | 91 | 45091 | 18 | 0 | 1925 | 9999 |  |  | N | Hydro | [13 empty] | 0 | 0 | 0 | 0 | [11 empty] | Duke Energy Carolinas | 100 | Duke Energy Corp | 100
Wylie | 3271_G_4 | 3271 | G | 4 |  | Hydro |  | S_VACA | South Carolina | 45 | York | 91 | 45091 | 18 | 0 | 1925 | 9999 |  |  | N | Hydro | [13 empty] | 0 | 0 | 0 | 0 | [11 empty] | Duke Energy Carolinas | 100 | Duke Energy Corp | 100
99 Islands | 3272_G_1 | 3272 | G | 1 |  | Hydro |  | S_VACA | South Carolina | 45 | Cherokee | 21 | 45021 | 4.2 | 0 | 1910 | 9999 |  |  | N | Hydro | [13 empty] | 0 | 0 | 0 | 0 | [11 empty] | Duke Energy Carolinas | 100 | Duke Energy Corp | 100
99 Islands | 3272_G_2 | 3272 | G | 2 |  | Hydro |  | S_VACA | South Carolina | 45 | Cherokee | 21 | 45021 | 3.4 | 0 | 1910 | 9999 |  |  | N | Hydro | [13 empty] | 0 | 0 | 0 | 0 | [11 empty] | Duke Energy Carolinas | 100 | Duke Energy Corp | 100
99 Islands | 3272_G_3 | 3272 | G | 3 |  | Hydro |  | S_VACA | South Carolina | 45 | Cherokee | 21 | 45021 | 4.2 | 0 | 1910 | 9999 |  |  | N | Hydro | [13 empty] | 0 | 0 | 0 | 0 | [11 empty] | Duke Energy Carolinas | 100 | Duke Energy Corp | 100
99 Islands | 3272_G_4 | 3272 | G | 4 |  | Hydro |  | S_VACA | South Carolina | 45 | Cherokee | 21 | 45021 | 3.4 | 0 | 1910 | 9999 |  |  | N | Hydro | [13 empty] | 0 | 0 | 0 | 0 | [11 empty] | Duke Energy Carolinas | 100 | Duke Energy Corp | 100
Lockhart | 3275_G_2 | 3275 | G | 2 |  | Hydro |  | S_VACA | South Carolina | 45 | Union | 87 | 45087 | 4.2 | 0 | 1921 | 9999 |  |  | N | Hydro | [13 empty] | 0 | 0 | 0 | 0 | [11 empty] | Lockhart Power Co | 100 | Milliken & Co | 100
Lockhart | 3275_G_HY1 | 3275 | G | HY1 |  | Hydro |  | S_VACA | South Carolina | 45 | Union | 87 | 45087 | 4.2 | 0 | 1921 | 9999 |  |  | N | Hydro | [13 empty] | 0 | 0 | 0 | 0 | [11 empty] | Lockhart Power Co | 100 | Milliken & Co | 100
Lockhart | 3275_G_HY3 | 3275 | G | HY3 |  | Hydro |  | S_VACA | South Carolina | 45 | Union | 87 | 45087 | 4.2 | 0 | 1921 | 9999 |  |  | N | Hydro | [13 empty] | 0 | 0 | 0 | 0 | [11 empty] | Lockhart Power Co | 100 | Milliken & Co | 100
Lockhart | 3275_G_HY4 | 3275 | G | HY4 |  | Hydro |  | S_VACA | South Carolina | 45 | Union | 87 | 45087 | 4.2 | 0 | 1921 | 9999 |  |  | N | Hydro | [13 empty] | 0 | 0 | 0 | 0 | [11 empty] | Lockhart Power Co | 100 | Milliken & Co | 100
Lockhart | 3275_G_HY5 | 3275 | G | HY5 |  | Hydro |  | S_VACA | South Carolina | 45 | Union | 87 | 45087 | 1.2 | 0 | 1921 | 9999 |  |  | N | Hydro | [13 empty] | 0 | 0 | 0 | 0 | [11 empty] | Lockhart Power Co | 100 | Milliken & Co | 100
Coit GT | 3281_G_1 | 3281 | G | 1 |  | Combustion Turbine |  | S_VACA | South Carolina | 45 | Richland | 79 | 45079 | 14 | 18513 | 1969 | 9999 |  |  | N | Natural Gas, Distillate Fuel Oil | [12 empty] | 3.5 | 0.77183 | 0.77183 | 0.77183 | 0.77183 | [11 empty] | Dominion Energy South Carolina | 100 | Dominion Energy Inc | 100
Coit GT | 3281_G_2 | 3281 | G | 2 |  | Combustion Turbine |  | S_VACA | South Carolina | 45 | Richland | 79 | 45079 | 12 | 18480 | 1969 | 9999 |  |  | N | Natural Gas, Distillate Fuel Oil | [12 empty] | 3.5 | 0.77183 | 0.77183 | 0.77183 | 0.77183 | [11 empty] | Dominion Energy South Carolina | 100 | Dominion Energy Inc | 100
Hagood | 3285_G_4 | 3285 | G | 4 | 2225 | Combustion Turbine |  | S_VACA | South Carolina | 45 | Charleston | 19 | 45019 | 88 | 11803 | 1991 | 9999 |  |  | N | Natural Gas, Distillate Fuel Oil |  |  |  | H2O | [8 empty] | 2.3 | 0.18262 | 0.18262 | 0.18262 | 0.18262 | [11 empty] | Dominion Energy South Carolina | 100 | Dominion Energy Inc | 100
Hagood | 3285_G_5 | 3285 | G | 5 |  | Combustion Turbine |  | S_VACA | South Carolina | 45 | Charleston | 19 | 45019 | 18 | 11820 | 2009 | 9999 |  |  | N | Natural Gas, Distillate Fuel Oil | [13 empty] | 0.23894 | 0.23894 | 0.23894 | 0.23894 | [11 empty] | Dominion Energy South Carolina | 100 | Dominion Energy Inc | 100
Hagood | 3285_G_6 | 3285 | G | 6 |  | Combustion Turbine |  | S_VACA | South Carolina | 45 | Charleston | 19 | 45019 | 20 | 11806 | 2010 | 9999 |  |  | N | Natural Gas, Distillate Fuel Oil | [13 empty] | 0.23894 | 0.23894 | 0.23894 | 0.23894 | [11 empty] | Dominion Energy South Carolina | 100 | Dominion Energy Inc | 100
Hardeeville | 3286_G_1 | 3286 | G | 1 |  | Combustion Turbine |  | S_VACA | South Carolina | 45 | Jasper | 53 | 45053 | 9 | 25000 | 1968 | 9999 |  |  | N | Distillate Fuel Oil | [12 empty] | 3.5 | 0.0064 | 0.0064 | 0.0064 | 0.0064 | [11 empty] | Dominion Energy South Carolina | 100 | Dominion Energy Inc | 100
Neal Shoals | 3289_G_1 | 3289 | G | 1 |  | Hydro |  | S_VACA | South Carolina | 45 | Union | 87 | 45087 | 1.1 | 0 | 1905 | 9999 |  |  | N | Hydro | [13 empty] | 0 | 0 | 0 | 0 | [11 empty] | Dominion Energy South Carolina | 100 | Dominion Energy Inc | 100
Neal Shoals | 3289_G_2 | 3289 | G | 2 |  | Hydro |  | S_VACA | South Carolina | 45 | Union | 87 | 45087 | 1.1 | 0 | 1905 | 9999 |  |  | N | Hydro | [13 empty] | 0 | 0 | 0 | 0 | [11 empty] | Dominion Energy South Carolina | 100 | Dominion Energy Inc | 100
Neal Shoals | 3289_G_3 | 3289 | G | 3 |  | Hydro |  | S_VACA | South Carolina | 45 | Union | 87 | 45087 | 1.1 | 0 | 1905 | 9999 |  |  | N | Hydro | [13 empty] | 0 | 0 | 0 | 0 | [11 empty] | Dominion Energy South Carolina | 100 | Dominion Energy Inc | 100
Neal Shoals | 3289_G_4 | 3289 | G | 4 |  | Hydro |  | S_VACA | South Carolina | 45 | Union | 87 | 45087 | 1.1 | 0 | 1905 | 9999 |  |  | N | Hydro | [13 empty] | 0 | 0 | 0 | 0 | [11 empty] | Dominion Energy South Carolina | 100 | Dominion Energy Inc | 100
Parr Hydro | 3290_G_1 | 3290 | G | 1 |  | Hydro |  | S_VACA | South Carolina | 45 | Fairfield | 39 | 45039 | 2.5 | 0 | 1914 | 9999 |  |  | N | Hydro | [13 empty] | 0 | 0 | 0 | 0 | [11 empty] | Dominion Energy South Carolina | 100 | Dominion Energy Inc | 100
Parr Hydro | 3290_G_2 | 3290 | G | 2 |  | Hydro |  | S_VACA | South Carolina | 45 | Fairfield | 39 | 45039 | 2.5 | 0 | 1914 | 9999 |  |  | N | Hydro | [13 empty] | 0 | 0 | 0 | 0 | [11 empty] | Dominion Energy South Carolina | 100 | Dominion Energy Inc | 100
Parr Hydro | 3290_G_3 | 3290 | G | 3 |  | Hydro |  | S_VACA | South Carolina | 45 | Fairfield | 39 | 45039 | 2.5 | 0 | 1914 | 9999 |  |  | N | Hydro | [13 empty] | 0 | 0 | 0 | 0 | [11 empty] | Dominion Energy South Carolina | 100 | Dominion Energy Inc | 100
Parr Hydro | 3290_G_4 | 3290 | G | 4 |  | Hydro |  | S_VACA | South Carolina | 45 | Fairfield | 39 | 45039 | 2.5 | 0 | 1914 | 9999 |  |  | N | Hydro | [13 empty] | 0 | 0 | 0 | 0 | [11 empty] | Dominion Energy South Carolina | 100 | Dominion Energy Inc | 100
Parr Hydro | 3290_G_5 | 3290 | G | 5 |  | Hydro |  | S_VACA | South Carolina | 45 | Fairfield | 39 | 45039 | 2.5 | 0 | 1914 | 9999 |  |  | N | Hydro | [13 empty] | 0 | 0 | 0 | 0 | [11 empty] | Dominion Energy South Carolina | 100 | Dominion Energy Inc | 100
Parr Hydro | 3290_G_6 | 3290 | G | 6 |  | Hydro |  | S_VACA | South Carolina | 45 | Fairfield | 39 | 45039 | 2.5 | 0 | 1921 | 9999 |  |  | N | Hydro | [13 empty] | 0 | 0 | 0 | 0 | [11 empty] | Dominion Energy South Carolina | 100 | Dominion Energy Inc | 100
Parr GT | 3291_G_GT1 | 3291 | G | GT1 |  | Combustion Turbine |  | S_VACA | South Carolina | 45 | Fairfield | 39 | 45039 | 13.5 | 15703 | 1970 | 9999 |  |  | N | Natural Gas, Distillate Fuel Oil | [12 empty] | 3.5 | 0.77183 | 0.77183 | 0.77183 | 0.77183 | [11 empty] | Dominion Energy South Carolina | 100 | Dominion Energy Inc | 100
Parr GT | 3291_G_GT2 | 3291 | G | GT2 |  | Combustion Turbine |  | S_VACA | South Carolina | 45 | Fairfield | 39 | 45039 | 13.5 | 15703 | 1970 | 9999 |  |  | N | Natural Gas, Distillate Fuel Oil | [12 empty] | 3.5 | 0.77183 | 0.77183 | 0.77183 | 0.77183 | [11 empty] | Dominion Energy South Carolina | 100 | Dominion Energy Inc | 100
Parr GT | 3291_G_GT3 | 3291 | G | GT3 |  | Combustion Turbine |  | S_VACA | South Carolina | 45 | Fairfield | 39 | 45039 | 16.5 | 15701 | 1971 | 9999 |  |  | N | Natural Gas, Distillate Fuel Oil | [12 empty] | 3.5 | 0.77183 | 0.77183 | 0.77183 | 0.77183 | [11 empty] | Dominion Energy South Carolina | 100 | Dominion Energy Inc | 100
Parr GT | 3291_G_GT4 | 3291 | G | GT4 |  | Combustion Turbine |  | S_VACA | South Carolina | 45 | Fairfield | 39 | 45039 | 16.5 | 15701 | 1971 | 9999 |  |  | N | Natural Gas, Distillate Fuel Oil | [12 empty] | 3.5 | 0.77183 | 0.77183 | 0.77183 | 0.77183 | [11 empty] | Dominion Energy South Carolina | 100 | Dominion Energy Inc | 100
Saluda Lexington | 3293_G_1 | 3293 | G | 1 |  | Hydro |  | S_VACA | South Carolina | 45 | Lexington | 63 | 45063 | 32.5 | 0 | 1930 | 9999 |  |  | N | Hydro | [13 empty] | 0 | 0 | 0 | 0 | [11 empty] | Dominion Energy South Carolina | 100 | Dominion Energy Inc | 100
Saluda Lexington | 3293_G_2 | 3293 | G | 2 |  | Hydro |  | S_VACA | South Carolina | 45 | Lexington | 63 | 45063 | 32.5 | 0 | 1930 | 9999 |  |  | N | Hydro | [13 empty] | 0 | 0 | 0 | 0 | [11 empty] | Dominion Energy South Carolina | 100 | Dominion Energy Inc | 100
Saluda Lexington | 3293_G_3 | 3293 | G | 3 |  | Hydro |  | S_VACA | South Carolina | 45 | Lexington | 63 | 45063 | 35 | 0 | 1930 | 9999 |  |  | N | Hydro | [13 empty] | 0 | 0 | 0 | 0 | [11 empty] | Dominion Energy South Carolina | 100 | Dominion Energy Inc | 100
Saluda Lexington | 3293_G_4 | 3293 | G | 4 |  | Hydro |  | S_VACA | South Carolina | 45 | Lexington | 63 | 45063 | 32.5 | 0 | 1930 | 9999 |  |  | N | Hydro | [13 empty] | 0 | 0 | 0 | 0 | [11 empty] | Dominion Energy South Carolina | 100 | Dominion Energy Inc | 100
Saluda Lexington | 3293_G_5 | 3293 | G | 5 |  | Hydro |  | S_VACA | South Carolina | 45 | Lexington | 63 | 45063 | 82 | 0 | 1971 | 9999 |  |  | N | Hydro | [13 empty] | 0 | 0 | 0 | 0 | [11 empty] | Dominion Energy South Carolina | 100 | Dominion Energy Inc | 100
Urquhart | 3295_G_1 | 3295 | G | 1 | 8330 | Combined Cycle |  | S_VACA | South Carolina | 45 | Aiken | 3 | 45003 | 64 | 7915 | 1953 | 9999 | other |  | N | Natural Gas, Distillate Fuel Oil |  |  |  | LNB | [9 empty] | 0.023844 | 0.023844 | 0.023844 | 0.023844 | [11 empty] | Dominion Energy South Carolina | 100 | Dominion Energy Inc | 100
Urquhart | 3295_G_2 | 3295 | G | 2 | 8332 | Combined Cycle |  | S_VACA | South Carolina | 45 | Aiken | 3 | 45003 | 64 | 7915 | 1954 | 9999 | other |  | N | Natural Gas, Distillate Fuel Oil |  |  |  | LNB | [9 empty] | 0.028326 | 0.028326 | 0.028326 | 0.028326 | [11 empty] | Dominion Energy South Carolina | 100 | Dominion Energy Inc | 100
Urquhart | 3295_G_CT1 | 3295 | G | CT1 | 8330 | Combined Cycle |  | S_VACA | South Carolina | 45 | Aiken | 3 | 45003 | 162 | 7915 | 2002 | 9999 |  |  | N | Natural Gas, Distillate Fuel Oil |  |  |  | DLNB + H2O | [9 empty] | 0.023844 | 0.023844 | 0.023844 | 0.023844 | [11 empty] | Dominion Energy South Carolina | 100 | Dominion Energy Inc | 100
Urquhart | 3295_G_CT2 | 3295 | G | CT2 | 8332 | Combined Cycle |  | S_VACA | South Carolina | 45 | Aiken | 3 | 45003 | 168 | 7915 | 2002 | 9999 |  |  | N | Natural Gas, Distillate Fuel Oil |  |  |  | DLNB + H2O | [9 empty] | 0.028326 | 0.028326 | 0.028326 | 0.028326 | [11 empty] | Dominion Energy South Carolina | 100 | Dominion Energy Inc | 100
Urquhart | 3295_G_GT1 | 3295 | G | GT1 |  | Combustion Turbine |  | S_VACA | South Carolina | 45 | Aiken | 3 | 45003 | 13 | 10745 | 1969 | 9999 |  |  | N | Natural Gas, Distillate Fuel Oil | [12 empty] | 3.5 | 0.01225 | 0.01225 | 0.01225 | 0.01225 | [11 empty] | Dominion Energy South Carolina | 100 | Dominion Energy Inc | 100
Urquhart | 3295_G_GT2 | 3295 | G | GT2 |  | Combustion Turbine |  | S_VACA | South Carolina | 45 | Aiken | 3 | 45003 | 14 | 10745 | 1969 | 9999 |  |  | N | Natural Gas, Distillate Fuel Oil | [12 empty] | 3.5 | 0.09629 | 0.09629 | 0.09629 | 0.09629 | [11 empty] | Dominion Energy South Carolina | 100 | Dominion Energy Inc | 100
Urquhart | 3295_G_GT3 | 3295 | G | GT3 |  | Combustion Turbine |  | S_VACA | South Carolina | 45 | Aiken | 3 | 45003 | 11 | 10745 | 1969 | 9999 |  |  | N | Natural Gas, Distillate Fuel Oil | [12 empty] | 3.5 | 0.09148 | 0.09148 | 0.09148 | 0.09148 | [11 empty] | Dominion Energy South Carolina | 100 | Dominion Energy Inc | 100
Urquhart | 3295_G_GT4 | 3295 | G | GT4 | 2231 | Combustion Turbine |  | S_VACA | South Carolina | 45 | Aiken | 3 | 45003 | 48 | 10745 | 1999 | 9999 |  |  | N | Natural Gas, Distillate Fuel Oil |  |  |  | H2O | [8 empty] | 3.5 | 0.09783 | 0.09783 | 0.09783 | 0.09783 | [11 empty] | Dominion Energy South Carolina | 100 | Dominion Energy Inc | 100
Williams | 3298_G_1 | 3298 | G | 1 | 88279 | Combustion Turbine |  | S_VACA | South Carolina | 45 | Berkeley | 15 | 45015 | 20 | 18484 | 1972 | 9999 |  |  | N | Natural Gas, Distillate Fuel Oil | [12 empty] | 3.5 | 0.9385 | 0.9385 | 0.9385 | 0.9385 | [11 empty] | Dominion Energy South Carolina | 100 | Dominion Energy Inc | 100
Williams | 3298_G_2 | 3298 | G | 2 | 88280 | Combustion Turbine |  | S_VACA | South Carolina | 45 | Berkeley | 15 | 45015 | 20 | 18490 | 1972 | 9999 |  |  | N | Natural Gas, Distillate Fuel Oil | [12 empty] | 3.5 | 0.93379 | 0.93379 | 0.93379 | 0.93379 | [11 empty] | Dominion Energy South Carolina | 100 | Dominion Energy Inc | 100
Rocky River (SC) | 3305_G_1 | 3305 | G | 1 |  | Hydro |  | S_VACA | South Carolina | 45 | Anderson | 7 | 45007 | 1.8 | 0 | 1941 | 9999 |  |  | N | Hydro | [13 empty] | 0 | 0 | 0 | 0 | [11 empty] | Abbeville SC (City of) | 100 | Abbeville SC (City of) | 100
Rocky River (SC) | 3305_G_2 | 3305 | G | 2 |  | Hydro |  | S_VACA | South Carolina | 45 | Anderson | 7 | 45007 | 0.8 | 0 | 1941 | 9999 |  |  | N | Hydro | [13 empty] | 0 | 0 | 0 | 0 | [11 empty] | Abbeville SC (City of) | 100 | Abbeville SC (City of) | 100
Rocky River (SC) | 3305_G_IC2 | 3305 | G | IC2 |  | Combustion Turbine | IC Engine | S_VACA | South Carolina | 45 | Anderson | 7 | 45007 | 1 | 10745 | 2013 | 9999 |  |  | N | Distillate Fuel Oil | [13 empty] | 1.6498 | 1.6498 | 1.6498 | 1.6498 | [11 empty] | Abbeville SC (City of) | 100 | Abbeville SC (City of) | 100
Hilton Head | 3318_G_1 | 3318 | G | 1 | 88281 | Combustion Turbine |  | S_VACA | South Carolina | 45 | Beaufort | 13 | 45013 | 19 | 24821 | 1973 | 9999 |  |  | N | Distillate Fuel Oil | [12 empty] | 3.5 | 1.1956 | 1.1956 | 1.1956 | 1.1956 | [11 empty] | Central Electric Power Coop Inc (SC) | 100 | Central Electric Power Coop Inc | 100
Hilton Head | 3318_G_2 | 3318 | G | 2 | 88282 | Combustion Turbine |  | S_VACA | South Carolina | 45 | Beaufort | 13 | 45013 | 19 | 24821 | 1974 | 9999 |  |  | N | Distillate Fuel Oil | [12 empty] | 3.5 | 1.3333 | 1.3333 | 1.3333 | 1.3333 | [11 empty] | Santee Cooper | 100 | Santee Cooper | 100
Hilton Head | 3318_G_3 | 3318 | G | 3 | 88283 | Combustion Turbine |  | S_VACA | South Carolina | 45 | Beaufort | 13 | 45013 | 52 | 24818 | 1979 | 9999 |  |  | N | Distillate Fuel Oil |  |  |  | H2O | [8 empty] | 0.77 | 1.1999 | 1.1999 | 1.1999 | 1.1999 | [11 empty] | Santee Cooper | 100 | Santee Cooper | 100
Jefferies | 3319_G_H1 | 3319 | G | H1 |  | Hydro |  | S_VACA | South Carolina | 45 | Berkeley | 15 | 45015 | 29 | 0 | 1942 | 9999 |  |  | N | Hydro | [13 empty] | 0 | 0 | 0 | 0 | [11 empty] | Santee Cooper | 100 | Santee Cooper | 100
Jefferies | 3319_G_H2 | 3319 | G | H2 |  | Hydro |  | S_VACA | South Carolina | 45 | Berkeley | 15 | 45015 | 36 | 0 | 1942 | 9999 |  |  | N | Hydro | [13 empty] | 0 | 0 | 0 | 0 | [11 empty] | Santee Cooper | 100 | Santee Cooper | 100
Jefferies | 3319_G_H3 | 3319 | G | H3 |  | Hydro |  | S_VACA | South Carolina | 45 | Berkeley | 15 | 45015 | 29 | 0 | 1942 | 9999 |  |  | N | Hydro | [13 empty] | 0 | 0 | 0 | 0 | [11 empty] | Santee Cooper | 100 | Santee Cooper | 100
Jefferies | 3319_G_H4 | 3319 | G | H4 |  | Hydro |  | S_VACA | South Carolina | 45 | Berkeley | 15 | 45015 | 36 | 0 | 1942 | 9999 |  |  | N | Hydro | [13 empty] | 0 | 0 | 0 | 0 | [11 empty] | Santee Cooper | 100 | Santee Cooper | 100
Jefferies | 3319_G_H6 | 3319 | G | H6 |  | Hydro |  | S_VACA | South Carolina | 45 | Berkeley | 15 | 45015 | 11 | 0 | 1942 | 9999 |  |  | N | Hydro | [13 empty] | 0 | 0 | 0 | 0 | [11 empty] | Santee Cooper | 100 | Santee Cooper | 100
Fontana | 332_G_1 | 332 | G | 1 |  | Hydro |  | WECC_SCE | California | 6 | San Bernardino | 71 | 06071 | 1.5 | 0 | 1917 | 9999 |  |  | N | Hydro | [13 empty] | 0 | 0 | 0 | 0 | [11 empty] | Southern California Edison Co | 100 | Edison International | 100
Fontana | 332_G_2 | 332 | G | 2 |  | Hydro |  | WECC_SCE | California | 6 | San Bernardino | 71 | 06071 | 1.5 | 0 | 1917 | 9999 |  |  | N | Hydro | [13 empty] | 0 | 0 | 0 | 0 | [11 empty] | Southern California Edison Co | 100 | Edison International | 100
Myrtle Beach | 3320_G_1 | 3320 | G | 1 |  | Combustion Turbine |  | S_VACA | South Carolina | 45 | Horry | 51 | 45051 | 8 | 25000 | 1972 | 9999 |  |  | N | Distillate Fuel Oil | [12 empty] | 3.5 | 2.7539 | 2.7539 | 2.7539 | 2.7539 | [11 empty] | Santee Cooper | 100 | Santee Cooper | 100
Myrtle Beach | 3320_G_2 | 3320 | G | 2 |  | Combustion Turbine |  | S_VACA | South Carolina | 45 | Horry | 51 | 45051 | 8 | 25000 | 1962 | 9999 |  |  | N | Distillate Fuel Oil | [12 empty] | 3.5 | 3.6073 | 3.6073 | 3.6073 | 3.6073 | [11 empty] | Santee Cooper | 100 | Santee Cooper | 100
Myrtle Beach | 3320_G_3 | 3320 | G | 3 | 88284 | Combustion Turbine |  | S_VACA | South Carolina | 45 | Horry | 51 | 45051 | 19 | 25000 | 1962 | 9999 |  |  | N | Distillate Fuel Oil | [12 empty] | 3.5 | 1.1997 | 1.1997 | 1.1997 | 1.1997 | [11 empty] | Santee Cooper | 100 | Santee Cooper | 100
Myrtle Beach | 3320_G_4 | 3320 | G | 4 |  | Combustion Turbine |  | S_VACA | South Carolina | 45 | Horry | 51 | 45051 | 19 | 25000 | 1972 | 9999 |  |  | N | Distillate Fuel Oil | [12 empty] | 3.5 | 1.2005 | 1.2005 | 1.2005 | 1.2005 | [11 empty] | Santee Cooper | 100 | Santee Cooper | 100
Myrtle Beach | 3320_G_5 | 3320 | G | 5 | 88286 | Combustion Turbine |  | S_VACA | South Carolina | 45 | Horry | 51 | 45051 | 21 | 25000 | 1976 | 9999 |  |  | N | Distillate Fuel Oil | [12 empty] | 3.5 | 1.1967 | 1.1967 | 1.1967 | 1.1967 | [11 empty] | Santee Cooper | 100 | Santee Cooper | 100
Spillway | 3321_G_1 | 3321 | G | 1 |  | Hydro |  | S_VACA | South Carolina | 45 | Berkeley | 15 | 45015 | 2 | 0 | 1950 | 9999 |  |  | N | Hydro | [13 empty] | 0 | 0 | 0 | 0 | [11 empty] | Santee Cooper | 100 | Santee Cooper | 100
J Strom Thurmond | 3323_G_1 | 3323 | G | 1 |  | Hydro |  | S_VACA | South Carolina | 45 | McCormick | 65 | 45065 | 48 | 0 | 1953 | 9999 |  |  | N | Hydro | [13 empty] | 0 | 0 | 0 | 0 | [11 empty] | USACE Savannah District | 100 | U S Army Corps of Engineers | 100
J Strom Thurmond | 3323_G_2 | 3323 | G | 2 |  | Hydro |  | S_VACA | South Carolina | 45 | McCormick | 65 | 45065 | 48 | 0 | 1953 | 9999 |  |  | N | Hydro | [13 empty] | 0 | 0 | 0 | 0 | [11 empty] | USACE Savannah District | 100 | U S Army Corps of Engineers | 100
J Strom Thurmond | 3323_G_3 | 3323 | G | 3 |  | Hydro |  | S_VACA | South Carolina | 45 | McCormick | 65 | 45065 | 48 | 0 | 1953 | 9999 |  |  | N | Hydro | [13 empty] | 0 | 0 | 0 | 0 | [11 empty] | USACE Savannah District | 100 | U S Army Corps of Engineers | 100
J Strom Thurmond | 3323_G_4 | 3323 | G | 4 |  | Hydro |  | S_VACA | South Carolina | 45 | McCormick | 65 | 45065 | 48 | 0 | 1953 | 9999 |  |  | N | Hydro | [13 empty] | 0 | 0 | 0 | 0 | [11 empty] | USACE Savannah District | 100 | U S Army Corps of Engineers | 100
J Strom Thurmond | 3323_G_5 | 3323 | G | 5 |  | Hydro |  | S_VACA | South Carolina | 45 | McCormick | 65 | 45065 | 48 | 0 | 1954 | 9999 |  |  | N | Hydro | [13 empty] | 0 | 0 | 0 | 0 | [11 empty] | USACE Savannah District | 100 | U S Army Corps of Engineers | 100
J Strom Thurmond | 3323_G_6 | 3323 | G | 6 |  | Hydro |  | S_VACA | South Carolina | 45 | McCormick | 65 | 45065 | 48 | 0 | 1954 | 9999 |  |  | N | Hydro | [13 empty] | 0 | 0 | 0 | 0 | [11 empty] | USACE Savannah District | 100 | U S Army Corps of Engineers | 100
J Strom Thurmond | 3323_G_7 | 3323 | G | 7 |  | Hydro |  | S_VACA | South Carolina | 45 | McCormick | 65 | 45065 | 48 | 0 | 1954 | 9999 |  |  | N | Hydro | [13 empty] | 0 | 0 | 0 | 0 | [11 empty] | USACE Savannah District | 100 | U S Army Corps of Engineers | 100
Ben French | 3325_G_1 | 3325 | G | 1 |  | Combustion Turbine | IC Engine | WECC_WY | South Dakota | 46 | Pennington | 103 | 46103 | 2 | 25000 | 1965 | 9999 |  |  | N | Distillate Fuel Oil |  |  |  | other | [8 empty] | 3 | 1.6498 | 1.6498 | 1.6498 | 1.6498 | [11 empty] | Black Hills Power Inc | 100 | Black Hills Corp | 100
Ben French | 3325_G_2 | 3325 | G | 2 |  | Combustion Turbine | IC Engine | WECC_WY | South Dakota | 46 | Pennington | 103 | 46103 | 2 | 25000 | 1965 | 9999 |  |  | N | Distillate Fuel Oil | [12 empty] | 3 | 1.6498 | 1.6498 | 1.6498 | 1.6498 | [11 empty] | Black Hills Power Inc | 100 | Black Hills Corp | 100
Ben French | 3325_G_3 | 3325 | G | 3 |  | Combustion Turbine | IC Engine | WECC_WY | South Dakota | 46 | Pennington | 103 | 46103 | 2 | 25000 | 1965 | 9999 |  |  | N | Distillate Fuel Oil | [12 empty] | 3 | 1.6498 | 1.6498 | 1.6498 | 1.6498 | [11 empty] | Black Hills Power Inc | 100 | Black Hills Corp | 100
Ben French | 3325_G_4 | 3325 | G | 4 |  | Combustion Turbine | IC Engine | WECC_WY | South Dakota | 46 | Pennington | 103 | 46103 | 2 | 25000 | 1965 | 9999 |  |  | N | Distillate Fuel Oil | [12 empty] | 3 | 1.6498 | 1.6498 | 1.6498 | 1.6498 | [11 empty] | Black Hills Power Inc | 100 | Black Hills Corp | 100
Ben French | 3325_G_5 | 3325 | G | 5 |  | Combustion Turbine | IC Engine | WECC_WY | South Dakota | 46 | Pennington | 103 | 46103 | 2 | 25000 | 1965 | 9999 |  |  | N | Distillate Fuel Oil | [12 empty] | 3 | 1.6498 | 1.6498 | 1.6498 | 1.6498 | [11 empty] | Black Hills Power Inc | 100 | Black Hills Corp | 100
Ben French | 3325_G_GT1 | 3325 | G | GT1 |  | Combustion Turbine |  | WECC_WY | South Dakota | 46 | Pennington | 103 | 46103 | 17 | 22873 | 1977 | 9999 |  |  | N | Natural Gas, Distillate Fuel Oil | [12 empty] | 3 | 0.89184 | 0.89184 | 0.89184 | 0.89184 | [11 empty] | Black Hills Power Inc | 100 | Black Hills Corp | 100
Ben French | 3325_G_GT2 | 3325 | G | GT2 |  | Combustion Turbine |  | WECC_WY | South Dakota | 46 | Pennington | 103 | 46103 | 17 | 22879 | 1977 | 9999 |  |  | N | Natural Gas, Distillate Fuel Oil | [12 empty] | 3 | 0.37005 | 0.37005 | 0.37005 | 0.37005 | [11 empty] | Black Hills Power Inc | 100 | Black Hills Corp | 100
Ben French | 3325_G_GT3 | 3325 | G | GT3 |  | Combustion Turbine |  | WECC_WY | South Dakota | 46 | Pennington | 103 | 46103 | 17 | 22879 | 1978 | 9999 |  |  | N | Natural Gas, Distillate Fuel Oil | [12 empty] | 3 | 0.11305 | 0.11305 | 0.11305 | 0.11305 | [11 empty] | Black Hills Power Inc | 100 | Black Hills Corp | 100
Ben French | 3325_G_GT4 | 3325 | G | GT4 |  | Combustion Turbine |  | WECC_WY | South Dakota | 46 | Pennington | 103 | 46103 | 17 | 22879 | 1979 | 9999 |  |  | N | Natural Gas, Distillate Fuel Oil | [12 empty] | 3 | 0.19926 | 0.19926 | 0.19926 | 0.19926 | [11 empty] | Black Hills Power Inc | 100 | Black Hills Corp | 100
Aberdeen CT | 3338_G_2 | 3338 | G | 2 | 90796 | Combustion Turbine |  | SPP_WAUE | South Dakota | 46 | Brown | 13 | 46013 | 52 | 12205 | 2013 | 9999 |  |  | N | Natural Gas, Distillate Fuel Oil |  |  |  | H2O | [9 empty] | 0.37748 | 0.37748 | 0.37748 | 0.37748 | [11 empty] | NorthWestern Corp | 100 | NorthWestern Corp | 100
Clark (SD) | 3341_G_1 | 3341 | G | 1 |  | Combustion Turbine | IC Engine | SPP_WAUE | South Dakota | 46 | Clark | 25 | 46025 | 2.6 | 12283 | 1970 | 9999 |  |  | N | Distillate Fuel Oil | [12 empty] | 3 | 1.6498 | 1.6498 | 1.6498 | 1.6498 | [11 empty] | NorthWestern Corp | 100 | NorthWestern Corp | 100
Faulkton | 3342_G_1 | 3342 | G | 1 |  | Combustion Turbine | IC Engine | SPP_WAUE | South Dakota | 46 | Faulk | 49 | 46049 | 2.5 | 12283 | 1969 | 9999 |  |  | N | Distillate Fuel Oil | [12 empty] | 3 | 1.6498 | 1.6498 | 1.6498 | 1.6498 | [11 empty] | NorthWestern Corp | 100 | NorthWestern Corp | 100
Huron | 3344_G_1 | 3344 | G | 1 |  | Combustion Turbine |  | SPP_WAUE | South Dakota | 46 | Beadle | 5 | 46005 | 11 | 15302 | 1961 | 9999 |  |  | N | Natural Gas, Distillate Fuel Oil | [12 empty] | 3 | 0.47388 | 0.47388 | 0.47388 | 0.47388 | [11 empty] | NorthWestern Corp | 100 | NorthWestern Corp | 100
Lake Preston | 3352_G_1A | 3352 | G | 1A |  | Combustion Turbine |  | MIS_MAPP | South Dakota | 46 | Kingsbury | 77 | 46077 | 19.9 | 25000 | 1978 | 9999 |  |  | N | Distillate Fuel Oil | [12 empty] | 3 | 1.01 | 1.01 | 1.01 | 1.01 | [11 empty] | Otter Tail Power Co | 100 | Otter Tail Corp | 100
Oahe | 3356_G_1 | 3356 | G | 1 |  | Hydro |  | SPP_WAUE | South Dakota | 46 | Hughes | 65 | 46065 | 102 | 0 | 1962 | 9999 |  |  | N | Hydro | [13 empty] | 0 | 0 | 0 | 0 | [11 empty] | USACE Omaha District | 100 | U S Army Corps of Engineers | 100
Oahe | 3356_G_2 | 3356 | G | 2 |  | Hydro |  | SPP_WAUE | South Dakota | 46 | Hughes | 65 | 46065 | 102 | 0 | 1962 | 9999 |  |  | N | Hydro | [13 empty] | 0 | 0 | 0 | 0 | [11 empty] | USACE Omaha District | 100 | U S Army Corps of Engineers | 100
Oahe | 3356_G_3 | 3356 | G | 3 |  | Hydro |  | SPP_WAUE | South Dakota | 46 | Hughes | 65 | 46065 | 102 | 0 | 1962 | 9999 |  |  | N | Hydro | [13 empty] | 0 | 0 | 0 | 0 | [11 empty] | USACE Omaha District | 100 | U S Army Corps of Engineers | 100
Oahe | 3356_G_4 | 3356 | G | 4 |  | Hydro |  | SPP_WAUE | South Dakota | 46 | Hughes | 65 | 46065 | 102 | 0 | 1962 | 9999 |  |  | N | Hydro | [13 empty] | 0 | 0 | 0 | 0 | [11 empty] | USACE Omaha District | 100 | U S Army Corps of Engineers | 100
Oahe | 3356_G_5 | 3356 | G | 5 |  | Hydro |  | SPP_WAUE | South Dakota | 46 | Hughes | 65 | 46065 | 102 | 0 | 1963 | 9999 |  |  | N | Hydro | [13 empty] | 0 | 0 | 0 | 0 | [11 empty] | USACE Omaha District | 100 | U S Army Corps of Engineers | 100
Oahe | 3356_G_6 | 3356 | G | 6 |  | Hydro |  | SPP_WAUE | South Dakota | 46 | Hughes | 65 | 46065 | 102 | 0 | 1963 | 9999 |  |  | N | Hydro | [13 empty] | 0 | 0 | 0 | 0 | [11 empty] | USACE Omaha District | 100 | U S Army Corps of Engineers | 100
Oahe | 3356_G_7 | 3356 | G | 7 |  | Hydro |  | SPP_WAUE | South Dakota | 46 | Hughes | 65 | 46065 | 102 | 0 | 1963 | 9999 |  |  | N | Hydro | [13 empty] | 0 | 0 | 0 | 0 | [11 empty] | USACE Omaha District | 100 | U S Army Corps of Engineers | 100
Kaweah 2 | 336_G_2 | 336 | G | 2 |  | Hydro |  | WECC_SCE | California | 6 | Tulare | 107 | 06107 | 1.8 | 0 | 1929 | 9999 |  |  | N | Hydro | [13 empty] | 0 | 0 | 0 | 0 | [11 empty] | Southern California Edison Co | 100 | Edison International | 100
Kaweah 1 | 337_G_1 | 337 | G | 1 |  | Hydro |  | WECC_SCE | California | 6 | Tulare | 107 | 06107 | 2.3 | 0 | 1929 | 9999 |  |  | N | Hydro | [13 empty] | 0 | 0 | 0 | 0 | [11 empty] | Southern California Edison Co | 100 | Edison International | 100
Fort Randall | 3373_G_1 | 3373 | G | 1 |  | Hydro |  | SPP_WAUE | South Dakota | 46 | Charles Mix | 23 | 46023 | 45 | 0 | 1954 | 9999 |  |  | N | Hydro | [13 empty] | 0 | 0 | 0 | 0 | [11 empty] | USACE Omaha District | 100 | U S Army Corps of Engineers | 100
Fort Randall | 3373_G_2 | 3373 | G | 2 |  | Hydro |  | SPP_WAUE | South Dakota | 46 | Charles Mix | 23 | 46023 | 45 | 0 | 1954 | 9999 |  |  | N | Hydro | [13 empty] | 0 | 0 | 0 | 0 | [11 empty] | USACE Omaha District | 100 | U S Army Corps of Engineers | 100
Fort Randall | 3373_G_3 | 3373 | G | 3 |  | Hydro |  | SPP_WAUE | South Dakota | 46 | Charles Mix | 23 | 46023 | 45 | 0 | 1954 | 9999 |  |  | N | Hydro | [13 empty] | 0 | 0 | 0 | 0 | [11 empty] | USACE Omaha District | 100 | U S Army Corps of Engineers | 100
Fort Randall | 3373_G_4 | 3373 | G | 4 |  | Hydro |  | SPP_WAUE | South Dakota | 46 | Charles Mix | 23 | 46023 | 45 | 0 | 1954 | 9999 |  |  | N | Hydro | [13 empty] | 0 | 0 | 0 | 0 | [11 empty] | USACE Omaha District | 100 | U S Army Corps of Engineers | 100
Fort Randall | 3373_G_5 | 3373 | G | 5 |  | Hydro |  | SPP_WAUE | South Dakota | 46 | Charles Mix | 23 | 46023 | 45 | 0 | 1955 | 9999 |  |  | N | Hydro | [13 empty] | 0 | 0 | 0 | 0 | [11 empty] | USACE Omaha District | 100 | U S Army Corps of Engineers | 100
Fort Randall | 3373_G_6 | 3373 | G | 6 |  | Hydro |  | SPP_WAUE | South Dakota | 46 | Charles Mix | 23 | 46023 | 45 | 0 | 1955 | 9999 |  |  | N | Hydro | [13 empty] | 0 | 0 | 0 | 0 | [11 empty] | USACE Omaha District | 100 | U S Army Corps of Engineers | 100
Fort Randall | 3373_G_7 | 3373 | G | 7 |  | Hydro |  | SPP_WAUE | South Dakota | 46 | Charles Mix | 23 | 46023 | 45 | 0 | 1955 | 9999 |  |  | N | Hydro | [13 empty] | 0 | 0 | 0 | 0 | [11 empty] | USACE Omaha District | 100 | U S Army Corps of Engineers | 100
Fort Randall | 3373_G_8 | 3373 | G | 8 |  | Hydro |  | SPP_WAUE | South Dakota | 46 | Charles Mix | 23 | 46023 | 45 | 0 | 1956 | 9999 |  |  | N | Hydro | [13 empty] | 0 | 0 | 0 | 0 | [11 empty] | USACE Omaha District | 100 | U S Army Corps of Engineers | 100
Big Bend Dam | 3375_G_1 | 3375 | G | 1 |  | Hydro |  | SPP_WAUE | South Dakota | 46 | Buffalo | 17 | 46017 | 65 | 0 | 1964 | 9999 |  |  | N | Hydro | [13 empty] | 0 | 0 | 0 | 0 | [11 empty] | USACE Omaha District | 100 | U S Army Corps of Engineers | 100
Big Bend Dam | 3375_G_2 | 3375 | G | 2 |  | Hydro |  | SPP_WAUE | South Dakota | 46 | Buffalo | 17 | 46017 | 65 | 0 | 1964 | 9999 |  |  | N | Hydro | [13 empty] | 0 | 0 | 0 | 0 | [11 empty] | USACE Omaha District | 100 | U S Army Corps of Engineers | 100
Big Bend Dam | 3375_G_3 | 3375 | G | 3 |  | Hydro |  | SPP_WAUE | South Dakota | 46 | Buffalo | 17 | 46017 | 65 | 0 | 1965 | 9999 |  |  | N | Hydro | [13 empty] | 0 | 0 | 0 | 0 | [11 empty] | USACE Omaha District | 100 | U S Army Corps of Engineers | 100
Big Bend Dam | 3375_G_4 | 3375 | G | 4 |  | Hydro |  | SPP_WAUE | South Dakota | 46 | Buffalo | 17 | 46017 | 65 | 0 | 1965 | 9999 |  |  | N | Hydro | [13 empty] | 0 | 0 | 0 | 0 | [11 empty] | USACE Omaha District | 100 | U S Army Corps of Engineers | 100
Big Bend Dam | 3375_G_5 | 3375 | G | 5 |  | Hydro |  | SPP_WAUE | South Dakota | 46 | Buffalo | 17 | 46017 | 65 | 0 | 1965 | 9999 |  |  | N | Hydro | [13 empty] | 0 | 0 | 0 | 0 | [11 empty] | USACE Omaha District | 100 | U S Army Corps of Engineers | 100
Big Bend Dam | 3375_G_6 | 3375 | G | 6 |  | Hydro |  | SPP_WAUE | South Dakota | 46 | Buffalo | 17 | 46017 | 65 | 0 | 1965 | 9999 |  |  | N | Hydro | [13 empty] | 0 | 0 | 0 | 0 | [11 empty] | USACE Omaha District | 100 | U S Army Corps of Engineers | 100
Big Bend Dam | 3375_G_7 | 3375 | G | 7 |  | Hydro |  | SPP_WAUE | South Dakota | 46 | Buffalo | 17 | 46017 | 65 | 0 | 1966 | 9999 |  |  | N | Hydro | [13 empty] | 0 | 0 | 0 | 0 | [11 empty] | USACE Omaha District | 100 | U S Army Corps of Engineers | 100
Big Bend Dam | 3375_G_8 | 3375 | G | 8 |  | Hydro |  | SPP_WAUE | South Dakota | 46 | Buffalo | 17 | 46017 | 65 | 0 | 1966 | 9999 |  |  | N | Hydro | [13 empty] | 0 | 0 | 0 | 0 | [11 empty] | USACE Omaha District | 100 | U S Army Corps of Engineers | 100
Kaweah 3 | 338_G_1 | 338 | G | 1 |  | Hydro |  | WECC_SCE | California | 6 | Tulare | 107 | 06107 | 2.4 | 0 | 1913 | 9999 |  |  | N | Hydro | [13 empty] | 0 | 0 | 0 | 0 | [11 empty] | Southern California Edison Co | 100 | Edison International | 100
Kaweah 3 | 338_G_2 | 338 | G | 2 |  | Hydro |  | WECC_SCE | California | 6 | Tulare | 107 | 06107 | 2.1 | 0 | 1913 | 9999 |  |  | N | Hydro | [13 empty] | 0 | 0 | 0 | 0 | [11 empty] | Southern California Edison Co | 100 | Edison International | 100
Kern River 3 | 339_G_1 | 339 | G | 1 |  | Hydro |  | WECC_SCE | California | 6 | Kern | 29 | 06029 | 20.5 | 0 | 1921 | 9999 |  |  | N | Hydro | [13 empty] | 0 | 0 | 0 | 0 | [11 empty] | Southern California Edison Co | 100 | Edison International | 100
Kern River 3 | 339_G_2 | 339 | G | 2 |  | Hydro |  | WECC_SCE | California | 6 | Kern | 29 | 06029 | 19.7 | 0 | 1921 | 9999 |  |  | N | Hydro | [13 empty] | 0 | 0 | 0 | 0 | [11 empty] | Southern California Edison Co | 100 | Edison International | 100
Allen | 3393_G_CTG1 | 3393 | G | CTG1 | 91027 | Combined Cycle |  | S_C_TVA | Tennessee | 47 | Shelby | 157 | 47157 | 311.9 | 7050 | 2018 | 9999 |  |  | N | Natural Gas |  |  |  |  | SCR | [8 empty] | 0.011687 | 0.011687 | 0.011687 | 0.011687 | [11 empty] | Tennessee Valley Authority | 100 | Tennessee Valley Authority | 100
Allen | 3393_G_CTG2 | 3393 | G | CTG2 | 91028 | Combined Cycle |  | S_C_TVA | Tennessee | 47 | Shelby | 157 | 47157 | 311.9 | 7050 | 2018 | 9999 |  |  | N | Natural Gas |  |  |  |  | SCR | [8 empty] | 0.011687 | 0.011687 | 0.011687 | 0.011687 | [11 empty] | Tennessee Valley Authority | 100 | Tennessee Valley Authority | 100
Allen | 3393_G_G10 | 3393 | G | G10 |  | Combustion Turbine |  | S_C_TVA | Tennessee | 47 | Shelby | 157 | 47157 | 15.1 | 23522 | 1971 | 9999 |  |  | N | Natural Gas, Distillate Fuel Oil | [12 empty] | 0.5 | 0.42193 | 0.42193 | 0.42193 | 0.42193 | [11 empty] | Tennessee Valley Authority | 100 | Tennessee Valley Authority | 100
Allen | 3393_G_G11 | 3393 | G | G11 |  | Combustion Turbine |  | S_C_TVA | Tennessee | 47 | Shelby | 157 | 47157 | 15.1 | 23522 | 1971 | 9999 |  |  | N | Natural Gas, Distillate Fuel Oil | [12 empty] | 0.5 | 0.42193 | 0.42193 | 0.42193 | 0.42193 | [11 empty] | Tennessee Valley Authority | 100 | Tennessee Valley Authority | 100
Allen | 3393_G_G12 | 3393 | G | G12 |  | Combustion Turbine |  | S_C_TVA | Tennessee | 47 | Shelby | 157 | 47157 | 15.1 | 23522 | 1971 | 9999 |  |  | N | Natural Gas, Distillate Fuel Oil | [12 empty] | 0.5 | 0.42193 | 0.42193 | 0.42193 | 0.42193 | [11 empty] | Tennessee Valley Authority | 100 | Tennessee Valley Authority | 100
Allen | 3393_G_G13 | 3393 | G | G13 |  | Combustion Turbine |  | S_C_TVA | Tennessee | 47 | Shelby | 157 | 47157 | 15.1 | 23522 | 1971 | 9999 |  |  | N | Natural Gas, Distillate Fuel Oil | [12 empty] | 0.5 | 0.42193 | 0.42193 | 0.42193 | 0.42193 | [11 empty] | Tennessee Valley Authority | 100 | Tennessee Valley Authority | 100
Allen | 3393_G_G14 | 3393 | G | G14 |  | Combustion Turbine |  | S_C_TVA | Tennessee | 47 | Shelby | 157 | 47157 | 15.1 | 23522 | 1971 | 9999 |  |  | N | Natural Gas, Distillate Fuel Oil | [12 empty] | 0.5 | 0.42193 | 0.42193 | 0.42193 | 0.42193 | [11 empty] | Tennessee Valley Authority | 100 | Tennessee Valley Authority | 100
Allen | 3393_G_G15 | 3393 | G | G15 |  | Combustion Turbine |  | S_C_TVA | Tennessee | 47 | Shelby | 157 | 47157 | 15.1 | 23522 | 1971 | 9999 |  |  | N | Natural Gas, Distillate Fuel Oil | [12 empty] | 0.5 | 0.42193 | 0.42193 | 0.42193 | 0.42193 | [11 empty] | Tennessee Valley Authority | 100 | Tennessee Valley Authority | 100
Allen | 3393_G_G16 | 3393 | G | G16 |  | Combustion Turbine |  | S_C_TVA | Tennessee | 47 | Shelby | 157 | 47157 | 15.1 | 23522 | 1971 | 9999 |  |  | N | Natural Gas, Distillate Fuel Oil | [12 empty] | 0.5 | 0.42193 | 0.42193 | 0.42193 | 0.42193 | [11 empty] | Tennessee Valley Authority | 100 | Tennessee Valley Authority | 100
Allen | 3393_G_G17 | 3393 | G | G17 | 88158 | Combustion Turbine |  | S_C_TVA | Tennessee | 47 | Shelby | 157 | 47157 | 46.4 | 23521 | 1972 | 9999 |  |  | N | Natural Gas, Distillate Fuel Oil | [12 empty] | 0.5 | 0.35137 | 0.35137 | 0.35137 | 0.35137 | [11 empty] | Tennessee Valley Authority | 100 | Tennessee Valley Authority | 100
Allen | 3393_G_G18 | 3393 | G | G18 | 88159 | Combustion Turbine |  | S_C_TVA | Tennessee | 47 | Shelby | 157 | 47157 | 46.4 | 23522 | 1972 | 9999 |  |  | N | Natural Gas, Distillate Fuel Oil | [12 empty] | 0.5 | 0.41544 | 0.41544 | 0.41544 | 0.41544 | [11 empty] | Tennessee Valley Authority | 100 | Tennessee Valley Authority | 100
Allen | 3393_G_G19 | 3393 | G | G19 | 88160 | Combustion Turbine |  | S_C_TVA | Tennessee | 47 | Shelby | 157 | 47157 | 46.4 | 23522 | 1972 | 9999 |  |  | N | Natural Gas, Distillate Fuel Oil | [12 empty] | 0.5 | 0.36754 | 0.36754 | 0.36754 | 0.36754 | [11 empty] | Tennessee Valley Authority | 100 | Tennessee Valley Authority | 100
Allen | 3393_G_G20 | 3393 | G | G20 | 88161 | Combustion Turbine |  | S_C_TVA | Tennessee | 47 | Shelby | 157 | 47157 | 46.4 | 23522 | 1972 | 9999 |  |  | N | Natural Gas, Distillate Fuel Oil | [12 empty] | 0.5 | 0.39234 | 0.39234 | 0.39234 | 0.39234 | [11 empty] | Tennessee Valley Authority | 100 | Tennessee Valley Authority | 100
Allen | 3393_G_GT1 | 3393 | G | GT1 |  | Combustion Turbine |  | S_C_TVA | Tennessee | 47 | Shelby | 157 | 47157 | 15.1 | 23522 | 1971 | 9999 |  |  | N | Natural Gas, Distillate Fuel Oil | [12 empty] | 0.5 | 0.42193 | 0.42193 | 0.42193 | 0.42193 | [11 empty] | Tennessee Valley Authority | 100 | Tennessee Valley Authority | 100
Allen | 3393_G_GT2 | 3393 | G | GT2 |  | Combustion Turbine |  | S_C_TVA | Tennessee | 47 | Shelby | 157 | 47157 | 15.1 | 23522 | 1971 | 9999 |  |  | N | Natural Gas, Distillate Fuel Oil | [12 empty] | 0.5 | 0.42193 | 0.42193 | 0.42193 | 0.42193 | [11 empty] | Tennessee Valley Authority | 100 | Tennessee Valley Authority | 100
Allen | 3393_G_GT3 | 3393 | G | GT3 |  | Combustion Turbine |  | S_C_TVA | Tennessee | 47 | Shelby | 157 | 47157 | 15.1 | 23522 | 1971 | 9999 |  |  | N | Natural Gas, Distillate Fuel Oil | [12 empty] | 0.5 | 0.42193 | 0.42193 | 0.42193 | 0.42193 | [11 empty] | Tennessee Valley Authority | 100 | Tennessee Valley Authority | 100
Allen | 3393_G_GT4 | 3393 | G | GT4 |  | Combustion Turbine |  | S_C_TVA | Tennessee | 47 | Shelby | 157 | 47157 | 15.1 | 23522 | 1971 | 9999 |  |  | N | Natural Gas, Distillate Fuel Oil | [12 empty] | 0.5 | 0.42193 | 0.42193 | 0.42193 | 0.42193 | [11 empty] | Tennessee Valley Authority | 100 | Tennessee Valley Authority | 100
Allen | 3393_G_GT5 | 3393 | G | GT5 |  | Combustion Turbine |  | S_C_TVA | Tennessee | 47 | Shelby | 157 | 47157 | 15.1 | 23522 | 1971 | 9999 |  |  | N | Natural Gas, Distillate Fuel Oil | [12 empty] | 0.5 | 0.42193 | 0.42193 | 0.42193 | 0.42193 | [11 empty] | Tennessee Valley Authority | 100 | Tennessee Valley Authority | 100
Allen | 3393_G_GT6 | 3393 | G | GT6 |  | Combustion Turbine |  | S_C_TVA | Tennessee | 47 | Shelby | 157 | 47157 | 15.1 | 23522 | 1971 | 9999 |  |  | N | Natural Gas, Distillate Fuel Oil | [12 empty] | 0.5 | 0.42193 | 0.42193 | 0.42193 | 0.42193 | [11 empty] | Tennessee Valley Authority | 100 | Tennessee Valley Authority | 100
Allen | 3393_G_GT7 | 3393 | G | GT7 |  | Combustion Turbine |  | S_C_TVA | Tennessee | 47 | Shelby | 157 | 47157 | 15.1 | 23522 | 1971 | 9999 |  |  | N | Natural Gas, Distillate Fuel Oil | [12 empty] | 0.5 | 0.42193 | 0.42193 | 0.42193 | 0.42193 | [11 empty] | Tennessee Valley Authority | 100 | Tennessee Valley Authority | 100
Allen | 3393_G_GT8 | 3393 | G | GT8 |  | Combustion Turbine |  | S_C_TVA | Tennessee | 47 | Shelby | 157 | 47157 | 15.1 | 23522 | 1971 | 9999 |  |  | N | Natural Gas, Distillate Fuel Oil | [12 empty] | 0.5 | 0.42193 | 0.42193 | 0.42193 | 0.42193 | [11 empty] | Tennessee Valley Authority | 100 | Tennessee Valley Authority | 100
Allen | 3393_G_GT9 | 3393 | G | GT9 |  | Combustion Turbine |  | S_C_TVA | Tennessee | 47 | Shelby | 157 | 47157 | 15.1 | 23522 | 1971 | 9999 |  |  | N | Natural Gas, Distillate Fuel Oil | [12 empty] | 0.5 | 0.42193 | 0.42193 | 0.42193 | 0.42193 | [11 empty] | Tennessee Valley Authority | 100 | Tennessee Valley Authority | 100
Allen | 3393_G_STG1 | 3393 | G | STG1 | 91027 | Combined Cycle |  | S_C_TVA | Tennessee | 47 | Shelby | 157 | 47157 | 428.3 | 7050 | 2018 | 9999 |  |  | N | Natural Gas |  |  |  |  | SCR | [8 empty] | 0.011687 | 0.011687 | 0.011687 | 0.011687 | [11 empty] | Tennessee Valley Authority | 100 | Tennessee Valley Authority | 100
Apalachia | 3394_G_1 | 3394 | G | 1 |  | Hydro |  | S_C_TVA | Tennessee | 47 | Polk | 139 | 47139 | 41.2 | 0 | 1943 | 9999 |  |  | N | Hydro | [13 empty] | 0 | 0 | 0 | 0 | [11 empty] | Tennessee Valley Authority | 100 | Tennessee Valley Authority | 100
Apalachia | 3394_G_2 | 3394 | G | 2 |  | Hydro |  | S_C_TVA | Tennessee | 47 | Polk | 139 | 47139 | 41.2 | 0 | 1943 | 9999 |  |  | N | Hydro | [13 empty] | 0 | 0 | 0 | 0 | [11 empty] | Tennessee Valley Authority | 100 | Tennessee Valley Authority | 100
Boone Dam | 3395_G_1 | 3395 | G | 1 |  | Hydro |  | S_C_TVA | Tennessee | 47 | Sullivan | 163 | 47163 | 37.8 | 0 | 1953 | 9999 |  |  | N | Hydro | [13 empty] | 0 | 0 | 0 | 0 | [11 empty] | Tennessee Valley Authority | 100 | Tennessee Valley Authority | 100
Boone Dam | 3395_G_2 | 3395 | G | 2 |  | Hydro |  | S_C_TVA | Tennessee | 47 | Sullivan | 163 | 47163 | 37.8 | 0 | 1953 | 9999 |  |  | N | Hydro | [13 empty] | 0 | 0 | 0 | 0 | [11 empty] | Tennessee Valley Authority | 100 | Tennessee Valley Authority | 100
Boone Dam | 3395_G_3 | 3395 | G | 3 |  | Hydro |  | S_C_TVA | Tennessee | 47 | Sullivan | 163 | 47163 | 37.8 | 0 | 1953 | 9999 |  |  | N | Hydro | [13 empty] | 0 | 0 | 0 | 0 | [11 empty] | Tennessee Valley Authority | 100 | Tennessee Valley Authority | 100
Cherokee Dam | 3397_G_1 | 3397 | G | 1 |  | Hydro |  | S_C_TVA | Tennessee | 47 | Jefferson | 89 | 47089 | 37 | 0 | 1942 | 9999 |  |  | N | Hydro | [13 empty] | 0 | 0 | 0 | 0 | [11 empty] | Tennessee Valley Authority | 100 | Tennessee Valley Authority | 100
Cherokee Dam | 3397_G_2 | 3397 | G | 2 |  | Hydro |  | S_C_TVA | Tennessee | 47 | Jefferson | 89 | 47089 | 39.8 | 0 | 1953 | 9999 |  |  | N | Hydro | [13 empty] | 0 | 0 | 0 | 0 | [11 empty] | Tennessee Valley Authority | 100 | Tennessee Valley Authority | 100
Cherokee Dam | 3397_G_3 | 3397 | G | 3 |  | Hydro |  | S_C_TVA | Tennessee | 47 | Jefferson | 89 | 47089 | 39.8 | 0 | 1942 | 9999 |  |  | N | Hydro | [13 empty] | 0 | 0 | 0 | 0 | [11 empty] | Tennessee Valley Authority | 100 | Tennessee Valley Authority | 100
Cherokee Dam | 3397_G_4 | 3397 | G | 4 |  | Hydro |  | S_C_TVA | Tennessee | 47 | Jefferson | 89 | 47089 | 25 | 0 | 1953 | 9999 |  |  | N | Hydro | [13 empty] | 0 | 0 | 0 | 0 | [11 empty] | Tennessee Valley Authority | 100 | Tennessee Valley Authority | 100
Chickamauga | 3398_G_1 | 3398 | G | 1 |  | Hydro |  | S_C_TVA | Tennessee | 47 | Hamilton | 65 | 47065 | 35.4 | 0 | 1940 | 9999 |  |  | N | Hydro | [13 empty] | 0 | 0 | 0 | 0 | [11 empty] | Tennessee Valley Authority | 100 | Tennessee Valley Authority | 100
Chickamauga | 3398_G_2 | 3398 | G | 2 |  | Hydro |  | S_C_TVA | Tennessee | 47 | Hamilton | 65 | 47065 | 35.4 | 0 | 1940 | 9999 |  |  | N | Hydro | [13 empty] | 0 | 0 | 0 | 0 | [11 empty] | Tennessee Valley Authority | 100 | Tennessee Valley Authority | 100
Chickamauga | 3398_G_3 | 3398 | G | 3 |  | Hydro |  | S_C_TVA | Tennessee | 47 | Hamilton | 65 | 47065 | 35.4 | 0 | 1940 | 9999 |  |  | N | Hydro | [13 empty] | 0 | 0 | 0 | 0 | [11 empty] | Tennessee Valley Authority | 100 | Tennessee Valley Authority | 100
Chickamauga | 3398_G_4 | 3398 | G | 4 |  | Hydro |  | S_C_TVA | Tennessee | 47 | Hamilton | 65 | 47065 | 35.4 | 0 | 1952 | 9999 |  |  | N | Hydro | [13 empty] | 0 | 0 | 0 | 0 | [11 empty] | Tennessee Valley Authority | 100 | Tennessee Valley Authority | 100
Rollins | 34_G_1P | 34 | G | 1P |  | Hydro |  | WEC_CALN | California | 6 | Placer | 61 | 06061 | 12.1 | 0 | 1980 | 9999 |  |  | N | Hydro | [13 empty] | 0 | 0 | 0 | 0 | [11 empty] | Nevada Irrigation District | 100 | Nevada Irrigation District | 100
Kern River 1 | 340_G_1 | 340 | G | 1 |  | Hydro |  | WECC_SCE | California | 6 | Kern | 29 | 06029 | 6.6 | 0 | 1907 | 9999 |  |  | N | Hydro | [13 empty] | 0 | 0 | 0 | 0 | [11 empty] | Southern California Edison Co | 100 | Edison International | 100
Kern River 1 | 340_G_2 | 340 | G | 2 |  | Hydro |  | WECC_SCE | California | 6 | Kern | 29 | 06029 | 6.6 | 0 | 1907 | 9999 |  |  | N | Hydro | [13 empty] | 0 | 0 | 0 | 0 | [11 empty] | Southern California Edison Co | 100 | Edison International | 100
Kern River 1 | 340_G_3 | 340 | G | 3 |  | Hydro |  | WECC_SCE | California | 6 | Kern | 29 | 06029 | 6.6 | 0 | 1907 | 9999 |  |  | N | Hydro | [13 empty] | 0 | 0 | 0 | 0 | [11 empty] | Southern California Edison Co | 100 | Edison International | 100
Kern River 1 | 340_G_4 | 340 | G | 4 |  | Hydro |  | WECC_SCE | California | 6 | Kern | 29 | 06029 | 6.6 | 0 | 1907 | 9999 |  |  | N | Hydro | [13 empty] | 0 | 0 | 0 | 0 | [11 empty] | Southern California Edison Co | 100 | Edison International | 100
Douglas Dam | 3400_G_1 | 3400 | G | 1 |  | Hydro |  | S_C_TVA | Tennessee | 47 | Sevier | 155 | 47155 | 44.2 | 0 | 1944 | 9999 |  |  | N | Hydro | [13 empty] | 0 | 0 | 0 | 0 | [11 empty] | Tennessee Valley Authority | 100 | Tennessee Valley Authority | 100
Douglas Dam | 3400_G_2 | 3400 | G | 2 |  | Hydro |  | S_C_TVA | Tennessee | 47 | Sevier | 155 | 47155 | 44.7 | 0 | 1949 | 9999 |  |  | N | Hydro | [13 empty] | 0 | 0 | 0 | 0 | [11 empty] | Tennessee Valley Authority | 100 | Tennessee Valley Authority | 100
Douglas Dam | 3400_G_3 | 3400 | G | 3 |  | Hydro |  | S_C_TVA | Tennessee | 47 | Sevier | 155 | 47155 | 44.5 | 0 | 1943 | 9999 |  |  | N | Hydro | [13 empty] | 0 | 0 | 0 | 0 | [11 empty] | Tennessee Valley Authority | 100 | Tennessee Valley Authority | 100
Douglas Dam | 3400_G_4 | 3400 | G | 4 |  | Hydro |  | S_C_TVA | Tennessee | 47 | Sevier | 155 | 47155 | 44.5 | 0 | 1954 | 9999 |  |  | N | Hydro | [13 empty] | 0 | 0 | 0 | 0 | [11 empty] | Tennessee Valley Authority | 100 | Tennessee Valley Authority | 100
Fort Patrick Henry | 3401_G_1 | 3401 | G | 1 |  | Hydro |  | S_C_TVA | Tennessee | 47 | Sullivan | 163 | 47163 | 20.4 | 0 | 1954 | 9999 |  |  | N | Hydro | [13 empty] | 0 | 0 | 0 | 0 | [11 empty] | Tennessee Valley Authority | 100 | Tennessee Valley Authority | 100
Fort Patrick Henry | 3401_G_2 | 3401 | G | 2 |  | Hydro |  | S_C_TVA | Tennessee | 47 | Sullivan | 163 | 47163 | 20.3 | 0 | 1953 | 9999 |  |  | N | Hydro | [13 empty] | 0 | 0 | 0 | 0 | [11 empty] | Tennessee Valley Authority | 100 | Tennessee Valley Authority | 100
Fort Loudoun | 3402_G_1 | 3402 | G | 1 |  | Hydro |  | S_C_TVA | Tennessee | 47 | Loudon | 105 | 47105 | 39.9 | 0 | 1944 | 9999 |  |  | N | Hydro | [13 empty] | 0 | 0 | 0 | 0 | [11 empty] | Tennessee Valley Authority | 100 | Tennessee Valley Authority | 100
Fort Loudoun | 3402_G_2 | 3402 | G | 2 |  | Hydro |  | S_C_TVA | Tennessee | 47 | Loudon | 105 | 47105 | 37.7 | 0 | 1943 | 9999 |  |  | N | Hydro | [13 empty] | 0 | 0 | 0 | 0 | [11 empty] | Tennessee Valley Authority | 100 | Tennessee Valley Authority | 100
Fort Loudoun | 3402_G_3 | 3402 | G | 3 |  | Hydro |  | S_C_TVA | Tennessee | 47 | Loudon | 105 | 47105 | 45.3 | 0 | 1948 | 9999 |  |  | N | Hydro | [13 empty] | 0 | 0 | 0 | 0 | [11 empty] | Tennessee Valley Authority | 100 | Tennessee Valley Authority | 100
Fort Loudoun | 3402_G_4 | 3402 | G | 4 |  | Hydro |  | S_C_TVA | Tennessee | 47 | Loudon | 105 | 47105 | 45.3 | 0 | 1949 | 9999 |  |  | N | Hydro | [13 empty] | 0 | 0 | 0 | 0 | [11 empty] | Tennessee Valley Authority | 100 | Tennessee Valley Authority | 100
Gallatin (TN) | 3403_G_GT1 | 3403 | G | GT1 | 88162 | Combustion Turbine |  | S_C_TVA | Tennessee | 47 | Sumner | 165 | 47165 | 71.5 | 12635 | 1975 | 9999 |  |  | N | Natural Gas, Distillate Fuel Oil | [12 empty] | 5 | 0.40475 | 0.40475 | 0.40475 | 0.40475 | [11 empty] | Tennessee Valley Authority | 100 | Tennessee Valley Authority | 100
Gallatin (TN) | 3403_G_GT2 | 3403 | G | GT2 | 88163 | Combustion Turbine |  | S_C_TVA | Tennessee | 47 | Sumner | 165 | 47165 | 71.5 | 12635 | 1975 | 9999 |  |  | N | Natural Gas, Distillate Fuel Oil | [12 empty] | 5 | 0.38895 | 0.38895 | 0.38895 | 0.38895 | [11 empty] | Tennessee Valley Authority | 100 | Tennessee Valley Authority | 100
Gallatin (TN) | 3403_G_GT3 | 3403 | G | GT3 | 88164 | Combustion Turbine |  | S_C_TVA | Tennessee | 47 | Sumner | 165 | 47165 | 71.5 | 12635 | 1975 | 9999 |  |  | N | Natural Gas, Distillate Fuel Oil | [12 empty] | 5 | 0.523 | 0.523 | 0.523 | 0.523 | [11 empty] | Tennessee Valley Authority | 100 | Tennessee Valley Authority | 100
Gallatin (TN) | 3403_G_GT4 | 3403 | G | GT4 | 88165 | Combustion Turbine |  | S_C_TVA | Tennessee | 47 | Sumner | 165 | 47165 | 71.5 | 12635 | 1975 | 9999 |  |  | N | Natural Gas, Distillate Fuel Oil | [12 empty] | 5 | 0.38898 | 0.38898 | 0.38898 | 0.38898 | [11 empty] | Tennessee Valley Authority | 100 | Tennessee Valley Authority | 100
Gallatin (TN) | 3403_G_GT5 | 3403 | G | GT5 | 2258 | Combustion Turbine |  | S_C_TVA | Tennessee | 47 | Sumner | 165 | 47165 | 73.4 | 12635 | 2000 | 9999 |  |  | N | Natural Gas, Distillate Fuel Oil | [12 empty] | 5 | 0.03601 | 0.03601 | 0.03601 | 0.03601 | [11 empty] | Tennessee Valley Authority | 100 | Tennessee Valley Authority | 100
Gallatin (TN) | 3403_G_GT6 | 3403 | G | GT6 | 2259 | Combustion Turbine |  | S_C_TVA | Tennessee | 47 | Sumner | 165 | 47165 | 73.4 | 12635 | 2000 | 9999 |  |  | N | Natural Gas, Distillate Fuel Oil | [12 empty] | 5 | 0.03499 | 0.03499 | 0.03499 | 0.03499 | [11 empty] | Tennessee Valley Authority | 100 | Tennessee Valley Authority | 100
Gallatin (TN) | 3403_G_GT7 | 3403 | G | GT7 | 2260 | Combustion Turbine |  | S_C_TVA | Tennessee | 47 | Sumner | 165 | 47165 | 73.4 | 12635 | 2000 | 9999 |  |  | N | Natural Gas, Distillate Fuel Oil | [12 empty] | 5 | 0.0367 | 0.0367 | 0.0367 | 0.0367 | [11 empty] | Tennessee Valley Authority | 100 | Tennessee Valley Authority | 100
Gallatin (TN) | 3403_G_GT8 | 3403 | G | GT8 | 2261 | Combustion Turbine |  | S_C_TVA | Tennessee | 47 | Sumner | 165 | 47165 | 73.4 | 12635 | 2000 | 9999 |  |  | N | Natural Gas, Distillate Fuel Oil | [12 empty] | 5 | 0.03208 | 0.03208 | 0.03208 | 0.03208 | [11 empty] | Tennessee Valley Authority | 100 | Tennessee Valley Authority | 100
Great Falls (TN) | 3404_G_1 | 3404 | G | 1 |  | Hydro |  | S_C_TVA | Tennessee | 47 | Warren | 177 | 47177 | 15.9 | 0 | 1916 | 9999 |  |  | N | Hydro | [13 empty] | 0 | 0 | 0 | 0 | [11 empty] | Tennessee Valley Authority | 100 | Tennessee Valley Authority | 100
Great Falls (TN) | 3404_G_2 | 3404 | G | 2 |  | Hydro |  | S_C_TVA | Tennessee | 47 | Warren | 177 | 47177 | 19.5 | 0 | 1924 | 9999 |  |  | N | Hydro | [13 empty] | 0 | 0 | 0 | 0 | [11 empty] | Tennessee Valley Authority | 100 | Tennessee Valley Authority | 100
John Sevier | 3405_G_CTG1 | 3405 | G | CTG1 | 90657 | Combined Cycle |  | S_C_TVA | Tennessee | 47 | Hawkins | 73 | 47073 | 165 | 7176 | 2012 | 9999 |  |  | N | Natural Gas |  |  |  | DLNB + H2O | SCR | [8 empty] | 0.0097303 | 0.0097303 | 0.0097303 | 0.0097303 | [11 empty] | John Sevier Combined Cycle Generation LLC | 100 | John Sevier Combined Cycle Generation LLC | 100
John Sevier | 3405_G_CTG2 | 3405 | G | CTG2 | 90658 | Combined Cycle |  | S_C_TVA | Tennessee | 47 | Hawkins | 73 | 47073 | 165 | 7176 | 2012 | 9999 |  |  | N | Natural Gas |  |  |  | DLNB + H2O | SCR | [8 empty] | 0.0097303 | 0.0097303 | 0.0097303 | 0.0097303 | [11 empty] | John Sevier Combined Cycle Generation LLC | 100 | John Sevier Combined Cycle Generation LLC | 100
John Sevier | 3405_G_CTG3 | 3405 | G | CTG3 | 90659 | Combined Cycle |  | S_C_TVA | Tennessee | 47 | Hawkins | 73 | 47073 | 165 | 7176 | 2012 | 9999 |  |  | N | Natural Gas |  |  |  | DLNB + H2O | SCR | [8 empty] | 0.0097303 | 0.0097303 | 0.0097303 | 0.0097303 | [11 empty] | John Sevier Combined Cycle Generation LLC | 100 | John Sevier Combined Cycle Generation LLC | 100
John Sevier | 3405_G_STG1 | 3405 | G | STG1 | 90657 | Combined Cycle |  | S_C_TVA | Tennessee | 47 | Hawkins | 73 | 47073 | 383 | 7176 | 2012 | 9999 |  |  | N | Natural Gas |  |  |  | DLNB + H2O | SCR | [8 empty] | 0.0097303 | 0.0097303 | 0.0097303 | 0.0097303 | [11 empty] | John Sevier Combined Cycle Generation LLC | 100 | John Sevier Combined Cycle Generation LLC | 100
Johnsonville | 3406_G_G10 | 3406 | G | G10 | 88167 | Combustion Turbine |  | S_C_TVA | Tennessee | 47 | Humphreys | 85 | 47085 | 47.1 | 16591 | 1975 | 9999 |  |  | N | Natural Gas, Distillate Fuel Oil | [12 empty] | 3.4 | 0.44573 | 0.44573 | 0.44573 | 0.44573 | [11 empty] | Tennessee Valley Authority | 100 | Tennessee Valley Authority | 100
Johnsonville | 3406_G_G11 | 3406 | G | G11 | 88168 | Combustion Turbine |  | S_C_TVA | Tennessee | 47 | Humphreys | 85 | 47085 | 47.1 | 16591 | 1975 | 9999 |  |  | N | Natural Gas, Distillate Fuel Oil | [12 empty] | 3.4 | 0.35773 | 0.35773 | 0.35773 | 0.35773 | [11 empty] | Tennessee Valley Authority | 100 | Tennessee Valley Authority | 100
Johnsonville | 3406_G_G12 | 3406 | G | G12 | 88169 | Combustion Turbine |  | S_C_TVA | Tennessee | 47 | Humphreys | 85 | 47085 | 47.1 | 16591 | 1975 | 9999 |  |  | N | Natural Gas, Distillate Fuel Oil | [12 empty] | 3.4 | 0.36965 | 0.36965 | 0.36965 | 0.36965 | [11 empty] | Tennessee Valley Authority | 100 | Tennessee Valley Authority | 100
Johnsonville | 3406_G_G13 | 3406 | G | G13 | 88170 | Combustion Turbine |  | S_C_TVA | Tennessee | 47 | Humphreys | 85 | 47085 | 47.1 | 16591 | 1975 | 9999 |  |  | N | Natural Gas, Distillate Fuel Oil | [12 empty] | 3.4 | 0.34263 | 0.34263 | 0.34263 | 0.34263 | [11 empty] | Tennessee Valley Authority | 100 | Tennessee Valley Authority | 100
Johnsonville | 3406_G_G14 | 3406 | G | G14 | 88171 | Combustion Turbine |  | S_C_TVA | Tennessee | 47 | Humphreys | 85 | 47085 | 47.1 | 16591 | 1975 | 9999 |  |  | N | Natural Gas, Distillate Fuel Oil | [12 empty] | 3.4 | 0.36807 | 0.36807 | 0.36807 | 0.36807 | [11 empty] | Tennessee Valley Authority | 100 | Tennessee Valley Authority | 100
Johnsonville | 3406_G_G15 | 3406 | G | G15 | 88172 | Combustion Turbine |  | S_C_TVA | Tennessee | 47 | Humphreys | 85 | 47085 | 47.1 | 16591 | 1975 | 9999 |  |  | N | Natural Gas, Distillate Fuel Oil | [12 empty] | 3.4 | 0.36823 | 0.36823 | 0.36823 | 0.36823 | [11 empty] | Tennessee Valley Authority | 100 | Tennessee Valley Authority | 100
Johnsonville | 3406_G_G16 | 3406 | G | G16 | 88173 | Combustion Turbine |  | S_C_TVA | Tennessee | 47 | Humphreys | 85 | 47085 | 47.1 | 16591 | 1975 | 9999 |  |  | N | Natural Gas, Distillate Fuel Oil | [12 empty] | 3.4 | 0.35997 | 0.35997 | 0.35997 | 0.35997 | [11 empty] | Tennessee Valley Authority | 100 | Tennessee Valley Authority | 100
Johnsonville | 3406_G_G17 | 3406 | G | G17 | 2276 | Combustion Turbine |  | S_C_TVA | Tennessee | 47 | Humphreys | 85 | 47085 | 72.8 | 16592 | 2000 | 9999 |  |  | N | Natural Gas, Distillate Fuel Oil | [12 empty] | 3.4 | 0.03875 | 0.03875 | 0.03875 | 0.03875 | [11 empty] | Tennessee Valley Authority | 100 | Tennessee Valley Authority | 100
Johnsonville | 3406_G_G18 | 3406 | G | G18 | 2277 | Combustion Turbine |  | S_C_TVA | Tennessee | 47 | Humphreys | 85 | 47085 | 72.8 | 16591 | 2000 | 9999 |  |  | N | Natural Gas, Distillate Fuel Oil | [12 empty] | 3.4 | 0.0309 | 0.0309 | 0.0309 | 0.0309 | [11 empty] | Tennessee Valley Authority | 100 | Tennessee Valley Authority | 100
Johnsonville | 3406_G_G19 | 3406 | G | G19 | 2278 | Combustion Turbine |  | S_C_TVA | Tennessee | 47 | Humphreys | 85 | 47085 | 72.8 | 16591 | 2000 | 9999 |  |  | N | Natural Gas, Distillate Fuel Oil | [12 empty] | 3.4 | 0.03504 | 0.03504 | 0.03504 | 0.03504 | [11 empty] | Tennessee Valley Authority | 100 | Tennessee Valley Authority | 100
Johnsonville | 3406_G_G20 | 3406 | G | G20 | 2279 | Combustion Turbine |  | S_C_TVA | Tennessee | 47 | Humphreys | 85 | 47085 | 72.8 | 16591 | 2000 | 9999 |  |  | N | Natural Gas, Distillate Fuel Oil |  |  |  |  | SCR | [7 empty] | 3.4 | 0.00622 | 0.006 | 0.00622 | 0.006 | [11 empty] | Tennessee Valley Authority | 100 | Tennessee Valley Authority | 100
Johnsonville | 3406_G_GT1 | 3406 | G | GT1 | 88166 | Combustion Turbine |  | S_C_TVA | Tennessee | 47 | Humphreys | 85 | 47085 | 47.1 | 16591 | 1975 | 9999 |  |  | N | Natural Gas, Distillate Fuel Oil | [12 empty] | 3.4 | 0.37219 | 0.37219 | 0.37219 | 0.37219 | [11 empty] | Tennessee Valley Authority | 100 | Tennessee Valley Authority | 100
Johnsonville | 3406_G_GT2 | 3406 | G | GT2 | 88174 | Combustion Turbine |  | S_C_TVA | Tennessee | 47 | Humphreys | 85 | 47085 | 47.1 | 16591 | 1975 | 9999 |  |  | N | Natural Gas, Distillate Fuel Oil | [12 empty] | 3.4 | 0.35948 | 0.35948 | 0.35948 | 0.35948 | [11 empty] | Tennessee Valley Authority | 100 | Tennessee Valley Authority | 100
Johnsonville | 3406_G_GT3 | 3406 | G | GT3 | 88175 | Combustion Turbine |  | S_C_TVA | Tennessee | 47 | Humphreys | 85 | 47085 | 47.1 | 16591 | 1975 | 9999 |  |  | N | Natural Gas, Distillate Fuel Oil | [12 empty] | 3.4 | 0.3665 | 0.3665 | 0.3665 | 0.3665 | [11 empty] | Tennessee Valley Authority | 100 | Tennessee Valley Authority | 100
Johnsonville | 3406_G_GT4 | 3406 | G | GT4 | 88176 | Combustion Turbine |  | S_C_TVA | Tennessee | 47 | Humphreys | 85 | 47085 | 47.1 | 16591 | 1975 | 9999 |  |  | N | Natural Gas, Distillate Fuel Oil | [12 empty] | 3.4 | 0.38027 | 0.38027 | 0.38027 | 0.38027 | [11 empty] | Tennessee Valley Authority | 100 | Tennessee Valley Authority | 100
Johnsonville | 3406_G_GT5 | 3406 | G | GT5 | 88177 | Combustion Turbine |  | S_C_TVA | Tennessee | 47 | Humphreys | 85 | 47085 | 47.1 | 16591 | 1975 | 9999 |  |  | N | Natural Gas, Distillate Fuel Oil | [12 empty] | 3.4 | 0.49339 | 0.49339 | 0.49339 | 0.49339 | [11 empty] | Tennessee Valley Authority | 100 | Tennessee Valley Authority | 100
Johnsonville | 3406_G_GT6 | 3406 | G | GT6 | 88178 | Combustion Turbine |  | S_C_TVA | Tennessee | 47 | Humphreys | 85 | 47085 | 47.1 | 16591 | 1975 | 9999 |  |  | N | Natural Gas, Distillate Fuel Oil | [12 empty] | 3.4 | 0.34223 | 0.34223 | 0.34223 | 0.34223 | [11 empty] | Tennessee Valley Authority | 100 | Tennessee Valley Authority | 100
Johnsonville | 3406_G_GT7 | 3406 | G | GT7 | 88179 | Combustion Turbine |  | S_C_TVA | Tennessee | 47 | Humphreys | 85 | 47085 | 47.1 | 16591 | 1975 | 9999 |  |  | N | Natural Gas, Distillate Fuel Oil | [12 empty] | 3.4 | 0.3701 | 0.3701 | 0.3701 | 0.3701 | [11 empty] | Tennessee Valley Authority | 100 | Tennessee Valley Authority | 100
Johnsonville | 3406_G_GT8 | 3406 | G | GT8 | 88180 | Combustion Turbine |  | S_C_TVA | Tennessee | 47 | Humphreys | 85 | 47085 | 47.1 | 16591 | 1975 | 9999 |  |  | N | Natural Gas, Distillate Fuel Oil | [12 empty] | 3.4 | 0.35584 | 0.35584 | 0.35584 | 0.35584 | [11 empty] | Tennessee Valley Authority | 100 | Tennessee Valley Authority | 100
Johnsonville | 3406_G_GT9 | 3406 | G | GT9 | 88181 | Combustion Turbine |  | S_C_TVA | Tennessee | 47 | Humphreys | 85 | 47085 | 47.1 | 16591 | 1975 | 9999 |  |  | N | Natural Gas, Distillate Fuel Oil | [12 empty] | 3.4 | 0.42924 | 0.42924 | 0.42924 | 0.42924 | [11 empty] | Tennessee Valley Authority | 100 | Tennessee Valley Authority | 100
Melton Hill | 3408_G_1 | 3408 | G | 1 |  | Hydro |  | S_C_TVA | Tennessee | 47 | Loudon | 105 | 47105 | 39.5 | 0 | 1964 | 9999 |  |  | N | Hydro | [13 empty] | 0 | 0 | 0 | 0 | [11 empty] | Tennessee Valley Authority | 100 | Tennessee Valley Authority | 100
Melton Hill | 3408_G_2 | 3408 | G | 2 |  | Hydro |  | S_C_TVA | Tennessee | 47 | Loudon | 105 | 47105 | 39.7 | 0 | 1964 | 9999 |  |  | N | Hydro | [13 empty] | 0 | 0 | 0 | 0 | [11 empty] | Tennessee Valley Authority | 100 | Tennessee Valley Authority | 100
Nickajack | 3409_G_1 | 3409 | G | 1 |  | Hydro |  | S_C_TVA | Tennessee | 47 | Marion | 115 | 47115 | 28.3 | 0 | 1968 | 9999 |  |  | N | Hydro | [13 empty] | 0 | 0 | 0 | 0 | [11 empty] | Tennessee Valley Authority | 100 | Tennessee Valley Authority | 100
Nickajack | 3409_G_2 | 3409 | G | 2 |  | Hydro |  | S_C_TVA | Tennessee | 47 | Marion | 115 | 47115 | 27.3 | 0 | 1968 | 9999 |  |  | N | Hydro | [13 empty] | 0 | 0 | 0 | 0 | [11 empty] | Tennessee Valley Authority | 100 | Tennessee Valley Authority | 100
Nickajack | 3409_G_3 | 3409 | G | 3 |  | Hydro |  | S_C_TVA | Tennessee | 47 | Marion | 115 | 47115 | 25 | 0 | 1968 | 9999 |  |  | N | Hydro | [13 empty] | 0 | 0 | 0 | 0 | [11 empty] | Tennessee Valley Authority | 100 | Tennessee Valley Authority | 100
Nickajack | 3409_G_4 | 3409 | G | 4 |  | Hydro |  | S_C_TVA | Tennessee | 47 | Marion | 115 | 47115 | 25 | 0 | 1968 | 9999 |  |  | N | Hydro | [13 empty] | 0 | 0 | 0 | 0 | [11 empty] | Tennessee Valley Authority | 100 | Tennessee Valley Authority | 100
Long Beach Generation LLC | 341_G_CT1 | 341 | G | CT1 | 89768 | Combustion Turbine |  | WECC_SCE | California | 6 | Los Angeles | 37 | 06037 | 65 | 16715 | 1976 | 9999 |  |  | N | Natural Gas |  |  |  | H2O | SCR | [8 empty] | 0.03026 | 0.03026 | 0.03026 | 0.03026 | [11 empty] | Long Beach Generation LLC | 100 | ArcLight Capital Partners LLC | 100
Long Beach Generation LLC | 341_G_CT2 | 341 | G | CT2 | 89769 | Combustion Turbine |  | WECC_SCE | California | 6 | Los Angeles | 37 | 06037 | 65 | 16716 | 1976 | 9999 |  |  | N | Natural Gas |  |  |  | H2O | SCR | [8 empty] | 0.03446 | 0.03446 | 0.03446 | 0.03446 | [11 empty] | Long Beach Generation LLC | 100 | ArcLight Capital Partners LLC | 100
Long Beach Generation LLC | 341_G_CT3 | 341 | G | CT3 | 89770 | Combustion Turbine |  | WECC_SCE | California | 6 | Los Angeles | 37 | 06037 | 65 | 16716 | 1976 | 9999 |  |  | N | Natural Gas |  |  |  | H2O | SCR | [8 empty] | 0.02916 | 0.02916 | 0.02916 | 0.02916 | [11 empty] | Long Beach Generation LLC | 100 | ArcLight Capital Partners LLC | 100
Long Beach Generation LLC | 341_G_CT4 | 341 | G | CT4 | 89771 | Combustion Turbine |  | WECC_SCE | California | 6 | Los Angeles | 37 | 06037 | 65 | 16716 | 1976 | 9999 |  |  | N | Natural Gas |  |  |  | H2O | SCR | [8 empty] | 0.03367 | 0.03367 | 0.03367 | 0.03367 | [11 empty] | Long Beach Generation LLC | 100 | ArcLight Capital Partners LLC | 100
Norris Dam | 3411_G_1 | 3411 | G | 1 |  | Hydro |  | S_C_TVA | Tennessee | 47 | Anderson | 1 | 47001 | 63.5 | 0 | 1936 | 9999 |  |  | N | Hydro | [13 empty] | 0 | 0 | 0 | 0 | [11 empty] | Tennessee Valley Authority | 100 | Tennessee Valley Authority | 100
Norris Dam | 3411_G_2 | 3411 | G | 2 |  | Hydro |  | S_C_TVA | Tennessee | 47 | Anderson | 1 | 47001 | 63.5 | 0 | 1936 | 9999 |  |  | N | Hydro | [13 empty] | 0 | 0 | 0 | 0 | [11 empty] | Tennessee Valley Authority | 100 | Tennessee Valley Authority | 100
Ocoee 1 | 3412_G_1 | 3412 | G | 1 |  | Hydro |  | S_C_TVA | Tennessee | 47 | Polk | 139 | 47139 | 4.8 | 0 | 1912 | 9999 |  |  | N | Hydro | [13 empty] | 0 | 0 | 0 | 0 | [11 empty] | Tennessee Valley Authority | 100 | Tennessee Valley Authority | 100
Ocoee 1 | 3412_G_2 | 3412 | G | 2 |  | Hydro |  | S_C_TVA | Tennessee | 47 | Polk | 139 | 47139 | 4.8 | 0 | 1912 | 9999 |  |  | N | Hydro | [13 empty] | 0 | 0 | 0 | 0 | [11 empty] | Tennessee Valley Authority | 100 | Tennessee Valley Authority | 100
Ocoee 1 | 3412_G_3 | 3412 | G | 3 |  | Hydro |  | S_C_TVA | Tennessee | 47 | Polk | 139 | 47139 | 4.8 | 0 | 1912 | 9999 |  |  | N | Hydro | [13 empty] | 0 | 0 | 0 | 0 | [11 empty] | Tennessee Valley Authority | 100 | Tennessee Valley Authority | 100
Ocoee 1 | 3412_G_4 | 3412 | G | 4 |  | Hydro |  | S_C_TVA | Tennessee | 47 | Polk | 139 | 47139 | 4.8 | 0 | 1912 | 9999 |  |  | N | Hydro | [13 empty] | 0 | 0 | 0 | 0 | [11 empty] | Tennessee Valley Authority | 100 | Tennessee Valley Authority | 100
Ocoee 1 | 3412_G_5 | 3412 | G | 5 |  | Hydro |  | S_C_TVA | Tennessee | 47 | Polk | 139 | 47139 | 4.8 | 0 | 1914 | 9999 |  |  | N | Hydro | [13 empty] | 0 | 0 | 0 | 0 | [11 empty] | Tennessee Valley Authority | 100 | Tennessee Valley Authority | 100
Ocoee 2 | 3413_G_1 | 3413 | G | 1 |  | Hydro |  | S_C_TVA | Tennessee | 47 | Polk | 139 | 47139 | 10.8 | 0 | 1913 | 9999 |  |  | N | Hydro | [13 empty] | 0 | 0 | 0 | 0 | [11 empty] | Tennessee Valley Authority | 100 | Tennessee Valley Authority | 100
Ocoee 2 | 3413_G_2 | 3413 | G | 2 |  | Hydro |  | S_C_TVA | Tennessee | 47 | Polk | 139 | 47139 | 12.6 | 0 | 1913 | 9999 |  |  | N | Hydro | [13 empty] | 0 | 0 | 0 | 0 | [11 empty] | Tennessee Valley Authority | 100 | Tennessee Valley Authority | 100
Ocoee 3 | 3414_G_1 | 3414 | G | 1 |  | Hydro |  | S_C_TVA | Tennessee | 47 | Polk | 139 | 47139 | 28.6 | 0 | 1943 | 9999 |  |  | N | Hydro | [13 empty] | 0 | 0 | 0 | 0 | [11 empty] | Tennessee Valley Authority | 100 | Tennessee Valley Authority | 100
Pickwick Landing Dam | 3415_G_1 | 3415 | G | 1 |  | Hydro |  | S_C_TVA | Tennessee | 47 | Hardin | 71 | 47071 | 37.7 | 0 | 1938 | 9999 |  |  | N | Hydro | [13 empty] | 0 | 0 | 0 | 0 | [11 empty] | Tennessee Valley Authority | 100 | Tennessee Valley Authority | 100
Pickwick Landing Dam | 3415_G_2 | 3415 | G | 2 |  | Hydro |  | S_C_TVA | Tennessee | 47 | Hardin | 71 | 47071 | 37.6 | 0 | 1938 | 9999 |  |  | N | Hydro | [13 empty] | 0 | 0 | 0 | 0 | [11 empty] | Tennessee Valley Authority | 100 | Tennessee Valley Authority | 100
Pickwick Landing Dam | 3415_G_3 | 3415 | G | 3 |  | Hydro |  | S_C_TVA | Tennessee | 47 | Hardin | 71 | 47071 | 38.5 | 0 | 1942 | 9999 |  |  | N | Hydro | [13 empty] | 0 | 0 | 0 | 0 | [11 empty] | Tennessee Valley Authority | 100 | Tennessee Valley Authority | 100
Pickwick Landing Dam | 3415_G_4 | 3415 | G | 4 |  | Hydro |  | S_C_TVA | Tennessee | 47 | Hardin | 71 | 47071 | 43.6 | 0 | 1942 | 9999 |  |  | N | Hydro | [13 empty] | 0 | 0 | 0 | 0 | [11 empty] | Tennessee Valley Authority | 100 | Tennessee Valley Authority | 100
Pickwick Landing Dam | 3415_G_5 | 3415 | G | 5 |  | Hydro |  | S_C_TVA | Tennessee | 47 | Hardin | 71 | 47071 | 43.7 | 0 | 1952 | 9999 |  |  | N | Hydro | [13 empty] | 0 | 0 | 0 | 0 | [11 empty] | Tennessee Valley Authority | 100 | Tennessee Valley Authority | 100
Pickwick Landing Dam | 3415_G_6 | 3415 | G | 6 |  | Hydro |  | S_C_TVA | Tennessee | 47 | Hardin | 71 | 47071 | 43.2 | 0 | 1952 | 9999 |  |  | N | Hydro | [13 empty] | 0 | 0 | 0 | 0 | [11 empty] | Tennessee Valley Authority | 100 | Tennessee Valley Authority | 100
South Holston | 3416_G_1 | 3416 | G | 1 |  | Hydro |  | S_C_TVA | Tennessee | 47 | Sullivan | 163 | 47163 | 44.4 | 0 | 1951 | 9999 |  |  | N | Hydro | [13 empty] | 0 | 0 | 0 | 0 | [11 empty] | Tennessee Valley Authority | 100 | Tennessee Valley Authority | 100
Tims Ford | 3417_G_1 | 3417 | G | 1 |  | Hydro |  | S_C_TVA | Tennessee | 47 | Franklin | 51 | 47051 | 39.7 | 0 | 1972 | 9999 |  |  | N | Hydro | [13 empty] | 0 | 0 | 0 | 0 | [11 empty] | Tennessee Valley Authority | 100 | Tennessee Valley Authority | 100
Tims Ford | 3417_G_2 | 3417 | G | 2 |  | Hydro |  | S_C_TVA | Tennessee | 47 | Franklin | 51 | 47051 | 0.5 | 0 | 1987 | 9999 |  |  | N | Hydro | [13 empty] | 0 | 0 | 0 | 0 | [11 empty] | Tennessee Valley Authority | 100 | Tennessee Valley Authority | 100
Watauga | 3418_G_1 | 3418 | G | 1 |  | Hydro |  | S_C_TVA | Tennessee | 47 | Carter | 19 | 47019 | 37.9 | 0 | 1949 | 9999 |  |  | N | Hydro | [13 empty] | 0 | 0 | 0 | 0 | [11 empty] | Tennessee Valley Authority | 100 | Tennessee Valley Authority | 100
Watauga | 3418_G_2 | 3418 | G | 2 |  | Hydro |  | S_C_TVA | Tennessee | 47 | Carter | 19 | 47019 | 29.1 | 0 | 1949 | 9999 |  |  | N | Hydro | [13 empty] | 0 | 0 | 0 | 0 | [11 empty] | Tennessee Valley Authority | 100 | Tennessee Valley Authority | 100
Lundy | 342_G_1 | 342 | G | 1 |  | Hydro |  | WECC_SCE | California | 6 | Mono | 51 | 06051 | 1.5 | 0 | 1911 | 9999 |  |  | N | Hydro | [13 empty] | 0 | 0 | 0 | 0 | [11 empty] | Southern California Edison Co | 100 | Edison International | 100
Lundy | 342_G_2 | 342 | G | 2 |  | Hydro |  | WECC_SCE | California | 6 | Mono | 51 | 06051 | 1.5 | 0 | 1912 | 9999 |  |  | N | Hydro | [13 empty] | 0 | 0 | 0 | 0 | [11 empty] | Southern California Edison Co | 100 | Edison International | 100
Watts Bar Hydro | 3420_G_HY1 | 3420 | G | HY1 |  | Hydro |  | S_C_TVA | Tennessee | 47 | Rhea | 143 | 47143 | 39.3 | 0 | 1942 | 9999 |  |  | N | Hydro | [13 empty] | 0 | 0 | 0 | 0 | [11 empty] | Tennessee Valley Authority | 100 | Tennessee Valley Authority | 100
Watts Bar Hydro | 3420_G_HY2 | 3420 | G | HY2 |  | Hydro |  | S_C_TVA | Tennessee | 47 | Rhea | 143 | 47143 | 39.3 | 0 | 1942 | 9999 |  |  | N | Hydro | [13 empty] | 0 | 0 | 0 | 0 | [11 empty] | Tennessee Valley Authority | 100 | Tennessee Valley Authority | 100
Watts Bar Hydro | 3420_G_HY3 | 3420 | G | HY3 |  | Hydro |  | S_C_TVA | Tennessee | 47 | Rhea | 143 | 47143 | 39.3 | 0 | 1942 | 9999 |  |  | N | Hydro | [13 empty] | 0 | 0 | 0 | 0 | [11 empty] | Tennessee Valley Authority | 100 | Tennessee Valley Authority | 100
Watts Bar Hydro | 3420_G_HY4 | 3420 | G | HY4 |  | Hydro |  | S_C_TVA | Tennessee | 47 | Rhea | 143 | 47143 | 39.2 | 0 | 1944 | 9999 |  |  | N | Hydro | [13 empty] | 0 | 0 | 0 | 0 | [11 empty] | Tennessee Valley Authority | 100 | Tennessee Valley Authority | 100
Watts Bar Hydro | 3420_G_HY5 | 3420 | G | HY5 |  | Hydro |  | S_C_TVA | Tennessee | 47 | Rhea | 143 | 47143 | 39.3 | 0 | 1944 | 9999 |  |  | N | Hydro | [13 empty] | 0 | 0 | 0 | 0 | [11 empty] | Tennessee Valley Authority | 100 | Tennessee Valley Authority | 100
Wilbur | 3421_G_1 | 3421 | G | 1 |  | Hydro |  | S_C_TVA | Tennessee | 47 | Carter | 19 | 47019 | 1.4 | 0 | 1912 | 9999 |  |  | N | Hydro | [13 empty] | 0 | 0 | 0 | 0 | [11 empty] | Tennessee Valley Authority | 100 | Tennessee Valley Authority | 100
Wilbur | 3421_G_2 | 3421 | G | 2 |  | Hydro |  | S_C_TVA | Tennessee | 47 | Carter | 19 | 47019 | 1.4 | 0 | 1912 | 9999 |  |  | N | Hydro | [13 empty] | 0 | 0 | 0 | 0 | [11 empty] | Tennessee Valley Authority | 100 | Tennessee Valley Authority | 100
Wilbur | 3421_G_3 | 3421 | G | 3 |  | Hydro |  | S_C_TVA | Tennessee | 47 | Carter | 19 | 47019 | 1.3 | 0 | 1926 | 9999 |  |  | N | Hydro | [13 empty] | 0 | 0 | 0 | 0 | [11 empty] | Tennessee Valley Authority | 100 | Tennessee Valley Authority | 100
Wilbur | 3421_G_4 | 3421 | G | 4 |  | Hydro |  | S_C_TVA | Tennessee | 47 | Carter | 19 | 47019 | 7 | 0 | 1950 | 9999 |  |  | N | Hydro | [13 empty] | 0 | 0 | 0 | 0 | [11 empty] | Tennessee Valley Authority | 100 | Tennessee Valley Authority | 100
Cordell Hull | 3423_G_1 | 3423 | G | 1 |  | Hydro |  | S_C_TVA | Tennessee | 47 | Smith | 159 | 47159 | 38 | 0 | 1973 | 9999 |  |  | N | Hydro | [13 empty] | 0 | 0 | 0 | 0 | [11 empty] | USACE Nashville District | 100 | U S Army Corps of Engineers | 100
Cordell Hull | 3423_G_2 | 3423 | G | 2 |  | Hydro |  | S_C_TVA | Tennessee | 47 | Smith | 159 | 47159 | 38 | 0 | 1973 | 9999 |  |  | N | Hydro | [13 empty] | 0 | 0 | 0 | 0 | [11 empty] | USACE Nashville District | 100 | U S Army Corps of Engineers | 100
Cordell Hull | 3423_G_3 | 3423 | G | 3 |  | Hydro |  | S_C_TVA | Tennessee | 47 | Smith | 159 | 47159 | 38 | 0 | 1974 | 9999 |  |  | N | Hydro | [13 empty] | 0 | 0 | 0 | 0 | [11 empty] | USACE Nashville District | 100 | U S Army Corps of Engineers | 100
Dale Hollow | 3424_G_1 | 3424 | G | 1 |  | Hydro |  | S_C_TVA | Tennessee | 47 | Clay | 27 | 47027 | 20.7 | 0 | 1948 | 9999 |  |  | N | Hydro | [13 empty] | 0 | 0 | 0 | 0 | [11 empty] | USACE Nashville District | 100 | U S Army Corps of Engineers | 100
Dale Hollow | 3424_G_2 | 3424 | G | 2 |  | Hydro |  | S_C_TVA | Tennessee | 47 | Clay | 27 | 47027 | 20.7 | 0 | 1949 | 9999 |  |  | N | Hydro | [13 empty] | 0 | 0 | 0 | 0 | [11 empty] | USACE Nashville District | 100 | U S Army Corps of Engineers | 100
Dale Hollow | 3424_G_3 | 3424 | G | 3 |  | Hydro |  | S_C_TVA | Tennessee | 47 | Clay | 27 | 47027 | 20.7 | 0 | 1953 | 9999 |  |  | N | Hydro | [13 empty] | 0 | 0 | 0 | 0 | [11 empty] | USACE Nashville District | 100 | U S Army Corps of Engineers | 100
Old Hickory | 3426_G_1 | 3426 | G | 1 |  | Hydro |  | S_C_TVA | Tennessee | 47 | Sumner | 165 | 47165 | 28.7 | 0 | 1957 | 9999 |  |  | N | Hydro | [13 empty] | 0 | 0 | 0 | 0 | [11 empty] | USACE Nashville District | 100 | U S Army Corps of Engineers | 100
Old Hickory | 3426_G_2 | 3426 | G | 2 |  | Hydro |  | S_C_TVA | Tennessee | 47 | Sumner | 165 | 47165 | 29 | 0 | 1957 | 9999 |  |  | N | Hydro | [13 empty] | 0 | 0 | 0 | 0 | [11 empty] | USACE Nashville District | 100 | U S Army Corps of Engineers | 100
Old Hickory | 3426_G_3 | 3426 | G | 3 |  | Hydro |  | S_C_TVA | Tennessee | 47 | Sumner | 165 | 47165 | 29 | 0 | 1957 | 9999 |  |  | N | Hydro | [13 empty] | 0 | 0 | 0 | 0 | [11 empty] | USACE Nashville District | 100 | U S Army Corps of Engineers | 100
Old Hickory | 3426_G_4 | 3426 | G | 4 |  | Hydro |  | S_C_TVA | Tennessee | 47 | Sumner | 165 | 47165 | 29 | 0 | 1957 | 9999 |  |  | N | Hydro | [13 empty] | 0 | 0 | 0 | 0 | [11 empty] | USACE Nashville District | 100 | U S Army Corps of Engineers | 100
J P Priest | 3428_G_1 | 3428 | G | 1 |  | Hydro |  | S_C_TVA | Tennessee | 47 | Davidson | 37 | 47037 | 30 | 0 | 1970 | 9999 |  |  | N | Hydro | [13 empty] | 0 | 0 | 0 | 0 | [11 empty] | USACE Nashville District | 100 | U S Army Corps of Engineers | 100
Eagle Pass | 3437_G_1 | 3437 | G | 1 |  | Hydro |  | ERC_REST | Texas | 48 | Maverick | 323 | 48323 | 2 | 0 | 1932 | 9999 |  |  | N | Hydro | [13 empty] | 0 | 0 | 0 | 0 | [11 empty] | Maverick County Water Control & Improvement District No 1 | 100 | Maverick County Water Control & Improvement District No 1 | 100
Eagle Pass | 3437_G_2 | 3437 | G | 2 |  | Hydro |  | ERC_REST | Texas | 48 | Maverick | 323 | 48323 | 2 | 0 | 1932 | 9999 |  |  | N | Hydro | [13 empty] | 0 | 0 | 0 | 0 | [11 empty] | Maverick County Water Control & Improvement District No 1 | 100 | Maverick County Water Control & Improvement District No 1 | 100
Eagle Pass | 3437_G_3 | 3437 | G | 3 |  | Hydro |  | ERC_REST | Texas | 48 | Maverick | 323 | 48323 | 2 | 0 | 1932 | 9999 |  |  | N | Hydro | [13 empty] | 0 | 0 | 0 | 0 | [11 empty] | Maverick County Water Control & Improvement District No 1 | 100 | Maverick County Water Control & Improvement District No 1 | 100
Laredo | 3439_G_4 | 3439 | G | 4 | 90196 | Combustion Turbine |  | ERC_REST | Texas | 48 | Webb | 479 | 48479 | 90.1 | 10745 | 2008 | 9999 |  |  | N | Natural Gas |  |  |  | H2O | SCR | [7 empty] | 0.06 | 0.01012 | 0.00966 | 0.01012 | 0.00966 | [11 empty] | Topaz Power Group LLC | 100 | Carlyle Group (The) | 100
Laredo | 3439_G_5 | 3439 | G | 5 | 90197 | Combustion Turbine |  | ERC_REST | Texas | 48 | Webb | 479 | 48479 | 87.3 | 10745 | 2008 | 9999 |  |  | N | Natural Gas |  |  |  | H2O | SCR | [7 empty] | 0.06 | 0.0099 | 0.00955 | 0.0099 | 0.00955 | [11 empty] | Topaz Power Group LLC | 100 | Carlyle Group (The) | 100
Mammoth Pool | 344_G_1 | 344 | G | 1 |  | Hydro |  | WECC_SCE | California | 6 | Madera | 39 | 06039 | 80 | 0 | 1960 | 9999 |  |  | N | Hydro | [13 empty] | 0 | 0 | 0 | 0 | [11 empty] | Southern California Edison Co | 100 | Edison International | 100
Mammoth Pool | 344_G_2 | 344 | G | 2 |  | Hydro |  | WECC_SCE | California | 6 | Madera | 39 | 06039 | 80 | 0 | 1960 | 9999 |  |  | N | Hydro | [13 empty] | 0 | 0 | 0 | 0 | [11 empty] | Southern California Edison Co | 100 | Edison International | 100
Nueces Bay | 3441_G_7 | 3441 | G | 7 | 90242 | Combined Cycle |  | ERC_REST | Texas | 48 | Nueces | 355 | 48355 | 319 | 7697 | 1972 | 9999 | wall |  | N | Natural Gas |  |  |  |  | SCR | [8 empty] | 0.016005 | 0.016005 | 0.016005 | 0.016005 | [11 empty] | Nueces Bay WLE LP | 100 | Carlyle Group (The) | 100
Nueces Bay | 3441_G_8 | 3441 | G | 8 | 90242 | Combined Cycle |  | ERC_REST | Texas | 48 | Nueces | 355 | 48355 | 157 | 7697 | 2010 | 9999 |  |  | N | Natural Gas |  |  |  | NH3 | SCR | [7 empty] | 0.06 | 0.016005 | 0.016005 | 0.016005 | 0.016005 | [11 empty] | Nueces Bay WLE LP | 100 | Carlyle Group (The) | 100
Nueces Bay | 3441_G_9 | 3441 | G | 9 | 90243 | Combined Cycle |  | ERC_REST | Texas | 48 | Nueces | 355 | 48355 | 157 | 7697 | 2010 | 9999 |  |  | N | Natural Gas |  |  |  | NH3 | SCR | [7 empty] | 0.06 | 0.016005 | 0.016005 | 0.016005 | 0.016005 | [11 empty] | Nueces Bay WLE LP | 100 | Carlyle Group (The) | 100
Victoria | 3443_G_5 | 3443 | G | 5 | 90094 | Combined Cycle |  | ERC_REST | Texas | 48 | Victoria | 469 | 48469 | 125 | 7989 | 1963 | 9999 |  |  | N | Natural Gas |  |  |  | AA + NH3 | SCR | [7 empty] | 0.003 | 0.01712 | 0.01712 | 0.01712 | 0.01712 | [11 empty] | Victoria WLE LP | 100 | Rockland Capital | 100
Victoria | 3443_G_7 | 3443 | G | 7 | 90094 | Combined Cycle |  | ERC_REST | Texas | 48 | Victoria | 469 | 48469 | 160 | 7989 | 2009 | 9999 | wall |  | N | Natural Gas |  |  |  | DLNB | SCR | [7 empty] | 0.003 | 0.01712 | 0.01712 | 0.01712 | 0.01712 | [11 empty] | Victoria WLE LP | 100 | Rockland Capital | 100
Newman | 3456_G_5CA1 | 3456 | G | 5CA1 | 91266 | Combined Cycle |  | WECC_NM | Texas | 48 | El Paso | 141 | 48141 | 138 | 9283 | 2011 | 9999 |  |  | N | Natural Gas |  |  |  | NH3 | SCR | [8 empty] | 0.1601 | 0.013773 | 0.1601 | 0.013773 | [11 empty] | El Paso Electric Co | 100 | JPMorgan Chase & Co | 100
Newman | 3456_G_5CT1 | 3456 | G | 5CT1 | 91266 | Combined Cycle |  | WECC_NM | Texas | 48 | El Paso | 141 | 48141 | 70 | 9283 | 2009 | 9999 |  |  | N | Natural Gas |  |  |  | DLNB | SCR | [8 empty] | 0.1601 | 0.013773 | 0.1601 | 0.013773 | [11 empty] | El Paso Electric Co | 100 | JPMorgan Chase & Co | 100
Newman | 3456_G_5CT2 | 3456 | G | 5CT2 | 91267 | Combined Cycle |  | WECC_NM | Texas | 48 | El Paso | 141 | 48141 | 70 | 9283 | 2009 | 9999 |  |  | N | Natural Gas |  |  |  | DLNB | SCR | [8 empty] | 0.1601 | 0.013773 | 0.1601 | 0.013773 | [11 empty] | El Paso Electric Co | 100 | JPMorgan Chase & Co | 100
Greens Bayou | 3464_G_73 | 3464 | G | 73 | 89952 | Combustion Turbine |  | ERC_REST | Texas | 48 | Harris | 201 | 48201 | 54 | 15753 | 1976 | 9999 |  |  | N | Natural Gas |  |  |  | H2O | [8 empty] | 3 | 0.20659 | 0.20659 | 0.20659 | 0.20659 | [11 empty] | NRG Texas LLC | 100 | NRG Energy Inc | 100
Greens Bayou | 3464_G_74 | 3464 | G | 74 | 89953 | Combustion Turbine |  | ERC_REST | Texas | 48 | Harris | 201 | 48201 | 54 | 15753 | 1976 | 9999 |  |  | N | Natural Gas |  |  |  | H2O | [8 empty] | 3 | 0.20942 | 0.20942 | 0.20942 | 0.20942 | [11 empty] | NRG Texas LLC | 100 | NRG Energy Inc | 100
Greens Bayou | 3464_G_81 | 3464 | G | 81 | 89954 | Combustion Turbine |  | ERC_REST | Texas | 48 | Harris | 201 | 48201 | 54 | 15753 | 1976 | 9999 |  |  | N | Natural Gas |  |  |  | H2O | [8 empty] | 3 | 0.20548 | 0.20548 | 0.20548 | 0.20548 | [11 empty] | NRG Texas LLC | 100 | NRG Energy Inc | 100
Greens Bayou | 3464_G_82 | 3464 | G | 82 | 89955 | Combustion Turbine |  | ERC_REST | Texas | 48 | Harris | 201 | 48201 | 64 | 15753 | 1976 | 9999 |  |  | N | Natural Gas |  |  |  | H2O | [8 empty] | 3 | 0.21113 | 0.21113 | 0.21113 | 0.21113 | [11 empty] | NRG Texas LLC | 100 | NRG Energy Inc | 100
Greens Bayou | 3464_G_83 | 3464 | G | 83 | 89956 | Combustion Turbine |  | ERC_REST | Texas | 48 | Harris | 201 | 48201 | 64 | 15753 | 1976 | 9999 |  |  | N | Natural Gas |  |  |  | H2O | [8 empty] | 3 | 0.20544 | 0.20544 | 0.20544 | 0.20544 | [11 empty] | NRG Texas LLC | 100 | NRG Energy Inc | 100
Greens Bayou | 3464_G_84 | 3464 | G | 84 | 89957 | Combustion Turbine |  | ERC_REST | Texas | 48 | Harris | 201 | 48201 | 64 | 15753 | 1976 | 9999 |  |  | N | Natural Gas |  |  |  | H2O | [8 empty] | 3 | 0.20828 | 0.20828 | 0.20828 | 0.20828 | [11 empty] | NRG Texas LLC | 100 | NRG Energy Inc | 100
T H Wharton | 3469_G_3 | 3469 | G | 3 | 89958 | Combined Cycle |  | ERC_REST | Texas | 48 | Harris | 201 | 48201 | 104 | 9780 | 1974 | 9999 |  |  | N | Natural Gas |  |  |  | CM | [8 empty] | 0.01 | 0.015946 | 0.015946 | 0.015946 | 0.015946 | [11 empty] | NRG Texas LLC | 100 | NRG Energy Inc | 100
T H Wharton | 3469_G_31 | 3469 | G | 31 | 89958 | Combined Cycle |  | ERC_REST | Texas | 48 | Harris | 201 | 48201 | 57 | 9780 | 1972 | 9999 |  |  | N | Natural Gas |  |  |  | CM | [8 empty] | 0.01 | 0.015946 | 0.015946 | 0.015946 | 0.015946 | [11 empty] | NRG Texas LLC | 100 | NRG Energy Inc | 100
T H Wharton | 3469_G_32 | 3469 | G | 32 | 89959 | Combined Cycle |  | ERC_REST | Texas | 48 | Harris | 201 | 48201 | 57 | 9780 | 1972 | 9999 |  |  | N | Natural Gas |  |  |  | CM | [8 empty] | 0.01 | 0.015946 | 0.015946 | 0.015946 | 0.015946 | [11 empty] | NRG Texas LLC | 100 | NRG Energy Inc | 100
T H Wharton | 3469_G_33 | 3469 | G | 33 | 89960 | Combined Cycle |  | ERC_REST | Texas | 48 | Harris | 201 | 48201 | 57 | 9780 | 1972 | 9999 |  |  | N | Natural Gas | [12 empty] | 0.01 | 0.015946 | 0.015946 | 0.015946 | 0.015946 | [11 empty] | NRG Texas LLC | 100 | NRG Energy Inc | 100
T H Wharton | 3469_G_34 | 3469 | G | 34 | 89961 | Combined Cycle |  | ERC_REST | Texas | 48 | Harris | 201 | 48201 | 57 | 9780 | 1972 | 9999 |  |  | N | Natural Gas | [12 empty] | 0.01 | 0.015946 | 0.015946 | 0.015946 | 0.015946 | [11 empty] | NRG Texas LLC | 100 | NRG Energy Inc | 100
T H Wharton | 3469_G_4 | 3469 | G | 4 | 89962 | Combined Cycle |  | ERC_REST | Texas | 48 | Harris | 201 | 48201 | 104 | 9780 | 1974 | 9999 |  |  | N | Natural Gas |  |  |  | CM | [8 empty] | 0.01 | 0.01523 | 0.01523 | 0.01523 | 0.01523 | [11 empty] | NRG Texas LLC | 100 | NRG Energy Inc | 100
T H Wharton | 3469_G_41 | 3469 | G | 41 | 89962 | Combined Cycle |  | ERC_REST | Texas | 48 | Harris | 201 | 48201 | 57 | 9780 | 1972 | 9999 |  |  | N | Natural Gas | [12 empty] | 0.01 | 0.01523 | 0.01523 | 0.01523 | 0.01523 | [11 empty] | NRG Texas LLC | 100 | NRG Energy Inc | 100
T H Wharton | 3469_G_42 | 3469 | G | 42 | 89963 | Combined Cycle |  | ERC_REST | Texas | 48 | Harris | 201 | 48201 | 57 | 9780 | 1972 | 9999 |  |  | N | Natural Gas | [12 empty] | 0.01 | 0.01523 | 0.01523 | 0.01523 | 0.01523 | [11 empty] | NRG Texas LLC | 100 | NRG Energy Inc | 100
T H Wharton | 3469_G_43 | 3469 | G | 43 | 89964 | Combined Cycle |  | ERC_REST | Texas | 48 | Harris | 201 | 48201 | 57 | 9780 | 1974 | 9999 |  |  | N | Natural Gas | [12 empty] | 0.01 | 0.01523 | 0.01523 | 0.01523 | 0.01523 | [11 empty] | NRG Texas LLC | 100 | NRG Energy Inc | 100
T H Wharton | 3469_G_44 | 3469 | G | 44 | 89965 | Combined Cycle |  | ERC_REST | Texas | 48 | Harris | 201 | 48201 | 57 | 9780 | 1974 | 9999 |  |  | N | Natural Gas |  |  |  | CM | [8 empty] | 0.01 | 0.01523 | 0.01523 | 0.01523 | 0.01523 | [11 empty] | NRG Texas LLC | 100 | NRG Energy Inc | 100
T H Wharton | 3469_G_51 | 3469 | G | 51 | 89966 | Combustion Turbine |  | ERC_REST | Texas | 48 | Harris | 201 | 48201 | 58 | 16279 | 1975 | 9999 |  |  | N | Natural Gas |  |  |  | H2O | [8 empty] | 3 | 0.20831 | 0.20831 | 0.20831 | 0.20831 | [11 empty] | NRG Texas LLC | 100 | NRG Energy Inc | 100
T H Wharton | 3469_G_52 | 3469 | G | 52 | 89967 | Combustion Turbine |  | ERC_REST | Texas | 48 | Harris | 201 | 48201 | 58 | 16279 | 1975 | 9999 |  |  | N | Natural Gas |  |  |  | H2O | [8 empty] | 3 | 0.20474 | 0.20474 | 0.20474 | 0.20474 | [11 empty] | NRG Texas LLC | 100 | NRG Energy Inc | 100
T H Wharton | 3469_G_53 | 3469 | G | 53 | 89968 | Combustion Turbine |  | ERC_REST | Texas | 48 | Harris | 201 | 48201 | 58 | 16279 | 1975 | 9999 |  |  | N | Natural Gas |  |  |  | H2O | [8 empty] | 3 | 0.20513 | 0.20513 | 0.20513 | 0.20513 | [11 empty] | NRG Texas LLC | 100 | NRG Energy Inc | 100
T H Wharton | 3469_G_54 | 3469 | G | 54 | 89969 | Combustion Turbine |  | ERC_REST | Texas | 48 | Harris | 201 | 48201 | 58 | 16279 | 1975 | 9999 |  |  | N | Natural Gas |  |  |  | H2O | [8 empty] | 3 | 0.20666 | 0.20666 | 0.20666 | 0.20666 | [11 empty] | NRG Texas LLC | 100 | NRG Energy Inc | 100
T H Wharton | 3469_G_55 | 3469 | G | 55 | 89970 | Combustion Turbine |  | ERC_REST | Texas | 48 | Harris | 201 | 48201 | 58 | 16279 | 1975 | 9999 |  |  | N | Natural Gas |  |  |  | H2O | [8 empty] | 3 | 0.20738 | 0.20738 | 0.20738 | 0.20738 | [11 empty] | NRG Texas LLC | 100 | NRG Energy Inc | 100
T H Wharton | 3469_G_56 | 3469 | G | 56 | 89971 | Combustion Turbine |  | ERC_REST | Texas | 48 | Harris | 201 | 48201 | 58 | 16279 | 1975 | 9999 |  |  | N | Natural Gas |  |  |  | H2O | [8 empty] | 3 | 0.20761 | 0.20761 | 0.20761 | 0.20761 | [11 empty] | NRG Texas LLC | 100 | NRG Energy Inc | 100
T H Wharton | 3469_G_GT1 | 3469 | G | GT1 |  | Combustion Turbine |  | ERC_REST | Texas | 48 | Harris | 201 | 48201 | 13 | 16278 | 1967 | 9999 |  |  | N | Natural Gas | [12 empty] | 3 | 0.03117 | 0.03117 | 0.03117 | 0.03117 | [11 empty] | NRG Texas LLC | 100 | NRG Energy Inc | 100
W A Parish | 3470_G_GT1 | 3470 | G | GT1 |  | Combustion Turbine |  | ERC_REST | Texas | 48 | Fort Bend | 157 | 48157 | 13 | 25000 | 1967 | 9999 |  |  | N | Natural Gas | [12 empty] | 3 | 0.47388 | 0.47388 | 0.47388 | 0.47388 | [11 empty] | NRG Texas LLC | 100 | NRG Energy Inc | 100
Jones | 3482_G_3 | 3482 | G | 3 | 90700 | Combustion Turbine |  | SPP_SPS | Texas | 48 | Lubbock | 303 | 48303 | 166 | 10745 | 2011 | 9999 |  |  | N | Natural Gas |  |  |  | DLNB | [9 empty] | 0.02914 | 0.02914 | 0.02914 | 0.02914 | [11 empty] | Southwestern Public Service Co | 100 | Xcel Energy Inc | 100
Jones | 3482_G_4 | 3482 | G | 4 | 90833 | Combustion Turbine |  | SPP_SPS | Texas | 48 | Lubbock | 303 | 48303 | 168 | 10745 | 2013 | 9999 |  |  | N | Natural Gas |  |  |  | DLNB | [9 empty] | 0.02902 | 0.02902 | 0.02902 | 0.02902 | [11 empty] | Southwestern Public Service Co | 100 | Xcel Energy Inc | 100
Morgan Creek | 3492_G_CT1 | 3492 | G | CT1 | 90017 | Combustion Turbine |  | ERC_WEST | Texas | 48 | Mitchell | 335 | 48335 | 67 | 15041 | 1988 | 9999 |  |  | N | Natural Gas, Distillate Fuel Oil |  |  |  | H2O | [8 empty] | 0.5 | 0.70232 | 0.70232 | 0.70232 | 0.70232 | [11 empty] | Luminant | 100 | Vistra Energy | 100
Morgan Creek | 3492_G_CT2 | 3492 | G | CT2 | 90018 | Combustion Turbine |  | ERC_WEST | Texas | 48 | Mitchell | 335 | 48335 | 66 | 15037 | 1988 | 9999 |  |  | N | Natural Gas, Distillate Fuel Oil |  |  |  | H2O | [8 empty] | 0.5 | 0.70036 | 0.70036 | 0.70036 | 0.70036 | [11 empty] | Luminant | 100 | Vistra Energy | 100
Morgan Creek | 3492_G_CT3 | 3492 | G | CT3 | 90019 | Combustion Turbine |  | ERC_WEST | Texas | 48 | Mitchell | 335 | 48335 | 66 | 15037 | 1988 | 9999 |  |  | N | Natural Gas, Distillate Fuel Oil |  |  |  | H2O | [8 empty] | 0.5 | 0.70087 | 0.70087 | 0.70087 | 0.70087 | [11 empty] | Luminant | 100 | Vistra Energy | 100
Morgan Creek | 3492_G_CT4 | 3492 | G | CT4 | 90020 | Combustion Turbine |  | ERC_WEST | Texas | 48 | Mitchell | 335 | 48335 | 67 | 15038 | 1988 | 9999 |  |  | N | Natural Gas, Distillate Fuel Oil |  |  |  | H2O | [8 empty] | 0.5 | 1.1032 | 1.1032 | 1.1032 | 1.1032 | [11 empty] | Luminant | 100 | Vistra Energy | 100
Morgan Creek | 3492_G_CT5 | 3492 | G | CT5 | 90021 | Combustion Turbine |  | ERC_WEST | Texas | 48 | Mitchell | 335 | 48335 | 68 | 15039 | 1988 | 9999 |  |  | N | Natural Gas, Distillate Fuel Oil |  |  |  | H2O | [8 empty] | 0.5 | 0.70118 | 0.70118 | 0.70118 | 0.70118 | [11 empty] | Luminant | 100 | Vistra Energy | 100
Morgan Creek | 3492_G_CT6 | 3492 | G | CT6 | 90022 | Combustion Turbine |  | ERC_WEST | Texas | 48 | Mitchell | 335 | 48335 | 68 | 15041 | 1988 | 9999 |  |  | N | Natural Gas, Distillate Fuel Oil |  |  |  | H2O | [8 empty] | 0.5 | 0.71342 | 0.71342 | 0.71342 | 0.71342 | [11 empty] | Luminant | 100 | Vistra Energy | 100
Permian Basin | 3494_G_CT1 | 3494 | G | CT1 | 90023 | Combustion Turbine |  | ERC_WEST | Texas | 48 | Ward | 475 | 48475 | 64 | 14092 | 1988 | 9999 |  |  | N | Natural Gas, Distillate Fuel Oil |  |  |  | H2O | [8 empty] | 0.5 | 0.26984 | 0.26984 | 0.26984 | 0.26984 | [11 empty] | Luminant Generation Co LLC | 100 | Energy Future Holdings Corp | 100
Permian Basin | 3494_G_CT2 | 3494 | G | CT2 | 90024 | Combustion Turbine |  | ERC_WEST | Texas | 48 | Ward | 475 | 48475 | 64 | 14093 | 1988 | 9999 |  |  | N | Natural Gas, Distillate Fuel Oil |  |  |  | H2O | [8 empty] | 0.5 | 0.30983 | 0.30983 | 0.30983 | 0.30983 | [11 empty] | Luminant Generation Co LLC | 100 | Energy Future Holdings Corp | 100
Permian Basin | 3494_G_CT3 | 3494 | G | CT3 | 90025 | Combustion Turbine |  | ERC_WEST | Texas | 48 | Ward | 475 | 48475 | 64 | 14092 | 1988 | 9999 |  |  | N | Natural Gas, Distillate Fuel Oil |  |  |  | H2O | [8 empty] | 0.5 | 0.30943 | 0.30943 | 0.30943 | 0.30943 | [11 empty] | Luminant Generation Co LLC | 100 | Energy Future Holdings Corp | 100
Permian Basin | 3494_G_CT4 | 3494 | G | CT4 | 90026 | Combustion Turbine |  | ERC_WEST | Texas | 48 | Ward | 475 | 48475 | 64 | 14091 | 1990 | 9999 |  |  | N | Natural Gas, Distillate Fuel Oil |  |  |  | H2O | [8 empty] | 0.5 | 0.30106 | 0.30106 | 0.30106 | 0.30106 | [11 empty] | Luminant Generation Co LLC | 100 | Energy Future Holdings Corp | 100
Permian Basin | 3494_G_CT5 | 3494 | G | CT5 | 90027 | Combustion Turbine |  | ERC_WEST | Texas | 48 | Ward | 475 | 48475 | 65 | 14091 | 1990 | 9999 |  |  | N | Natural Gas, Distillate Fuel Oil |  |  |  | H2O | [8 empty] | 0.5 | 0.28591 | 0.28591 | 0.28591 | 0.28591 | [11 empty] | Luminant Generation Co LLC | 100 | Energy Future Holdings Corp | 100
Stryker Creek | 3504_G_D1 | 3504 | G | D1 |  | Combustion Turbine | IC Engine | ERC_REST | Texas | 48 | Cherokee | 73 | 48073 | 2 | 12924 | 1966 | 9999 |  |  | N | Distillate Fuel Oil | [12 empty] | 0.2 | 3.1327 | 3.1327 | 3.1327 | 3.1327 | [11 empty] | Luminant | 100 | Vistra Energy | 100
Stryker Creek | 3504_G_D2 | 3504 | G | D2 |  | Combustion Turbine | IC Engine | ERC_REST | Texas | 48 | Cherokee | 73 | 48073 | 2 | 15555 | 1966 | 9999 |  |  | N | Distillate Fuel Oil | [12 empty] | 0.2 | 3.2396 | 3.2396 | 3.2396 | 3.2396 | [11 empty] | Luminant | 100 | Vistra Energy | 100
Stryker Creek | 3504_G_D3 | 3504 | G | D3 |  | Combustion Turbine | IC Engine | ERC_REST | Texas | 48 | Cherokee | 73 | 48073 | 2 | 15555 | 1966 | 9999 |  |  | N | Distillate Fuel Oil | [12 empty] | 0.2 | 3.1594 | 3.1594 | 3.1594 | 3.1594 | [11 empty] | Luminant | 100 | Vistra Energy | 100
Stryker Creek | 3504_G_D4 | 3504 | G | D4 |  | Combustion Turbine | IC Engine | ERC_REST | Texas | 48 | Cherokee | 73 | 48073 | 2 | 15555 | 1966 | 9999 |  |  | N | Distillate Fuel Oil | [12 empty] | 0.2 | 3.1327 | 3.1327 | 3.1327 | 3.1327 | [11 empty] | Luminant | 100 | Vistra Energy | 100
Stryker Creek | 3504_G_D5 | 3504 | G | D5 |  | Combustion Turbine | IC Engine | ERC_REST | Texas | 48 | Cherokee | 73 | 48073 | 2 | 15555 | 1966 | 9999 |  |  | N | Distillate Fuel Oil | [12 empty] | 0.2 | 3.9015 | 3.9015 | 3.9015 | 3.9015 | [11 empty] | Luminant | 100 | Vistra Energy | 100
Poole | 353_G_1 | 353 | G | 1 |  | Hydro |  | WECC_SCE | California | 6 | Mono | 51 | 06051 | 11.3 | 0 | 1924 | 9999 |  |  | N | Hydro | [13 empty] | 0 | 0 | 0 | 0 | [11 empty] | Southern California Edison Co | 100 | Edison International | 100
Portal | 354_G_1 | 354 | G | 1 |  | Hydro |  | WECC_SCE | California | 6 | Fresno | 19 | 06019 | 10.8 | 0 | 1956 | 9999 |  |  | N | Hydro | [13 empty] | 0 | 0 | 0 | 0 | [11 empty] | Southern California Edison Co | 100 | Edison International | 100
Decker Creek | 3548_G_GT1 | 3548 | G | GT1 | 89911 | Combustion Turbine |  | ERC_REST | Texas | 48 | Travis | 453 | 48453 | 52 | 11780 | 1988 | 9999 |  |  | N | Natural Gas |  |  |  | H2O | [8 empty] | 3 | 0.70008 | 0.70008 | 0.70008 | 0.70008 | [11 empty] | Austin Energy | 100 | Austin Energy | 100
Decker Creek | 3548_G_GT2 | 3548 | G | GT2 | 89913 | Combustion Turbine |  | ERC_REST | Texas | 48 | Travis | 453 | 48453 | 52 | 11780 | 1988 | 9999 |  |  | N | Natural Gas |  |  |  | H2O | [8 empty] | 3 | 0.69893 | 0.69893 | 0.69893 | 0.69893 | [11 empty] | Austin Energy | 100 | Austin Energy | 100
Decker Creek | 3548_G_GT3 | 3548 | G | GT3 | 89915 | Combustion Turbine |  | ERC_REST | Texas | 48 | Travis | 453 | 48453 | 52 | 11780 | 1988 | 9999 |  |  | N | Natural Gas |  |  |  | H2O | [8 empty] | 3 | 0.70002 | 0.70002 | 0.70002 | 0.70002 | [11 empty] | Austin Energy | 100 | Austin Energy | 100
Decker Creek | 3548_G_GT4 | 3548 | G | GT4 | 89917 | Combustion Turbine |  | ERC_REST | Texas | 48 | Travis | 453 | 48453 | 52 | 11780 | 1988 | 9999 |  |  | N | Natural Gas |  |  |  | H2O | [8 empty] | 3 | 0.70002 | 0.70002 | 0.70002 | 0.70002 | [11 empty] | Austin Energy | 100 | Austin Energy | 100
Silas Ray | 3559_G_10 | 3559 | G | 10 | 89523 | Combustion Turbine |  | ERC_REST | Texas | 48 | Cameron | 61 | 48061 | 45 | 12280 | 2004 | 9999 |  |  | N | Natural Gas |  |  |  |  | SCR | [7 empty] | 3 | 0.01232 | 0.01232 | 0.01232 | 0.01232 | [11 empty] | Brownsville Public Utility Board | 100 | Brownsville Public Utility Board | 100
Silas Ray | 3559_G_6 | 3559 | G | 6 |  | Combined Cycle |  | ERC_REST | Texas | 48 | Cameron | 61 | 48061 | 20 | 9795 | 1959 | 9999 |  |  | N | Natural Gas | [13 empty] | 0.062522 | 0.062522 | 0.062522 | 0.062522 | [11 empty] | Brownsville Public Utility Board | 100 | Brownsville Public Utility Board | 100
Silas Ray | 3559_G_9 | 3559 | G | 9 | 2461 | Combined Cycle |  | ERC_REST | Texas | 48 | Cameron | 61 | 48061 | 42 | 9795 | 1996 | 9999 |  |  | N | Natural Gas |  |  |  | DLNB | [9 empty] | 0.062522 | 0.062522 | 0.062522 | 0.062522 | [11 empty] | Brownsville Public Utility Board | 100 | Brownsville Public Utility Board | 100
Silas Ray | 3559_G_DG-3a | 3559 | G | DG-3a |  | Combustion Turbine | IC Engine | ERC_REST | Texas | 48 | Cameron | 61 | 48061 | 1 | 21272 | 2001 | 9999 |  |  | N | Distillate Fuel Oil | [12 empty] | 3 | 1.6498 | 1.6498 | 1.6498 | 1.6498 | [11 empty] | Brownsville Public Utility Board | 100 | Brownsville Public Utility Board | 100
Silas Ray | 3559_G_DG-3b | 3559 | G | DG-3b |  | Combustion Turbine | IC Engine | ERC_REST | Texas | 48 | Cameron | 61 | 48061 | 1 | 21272 | 2001 | 9999 |  |  | N | Distillate Fuel Oil | [12 empty] | 3 | 1.6498 | 1.6498 | 1.6498 | 1.6498 | [11 empty] | Brownsville Public Utility Board | 100 | Brownsville Public Utility Board | 100
Silas Ray | 3559_G_DG-4 | 3559 | G | DG-4 |  | Combustion Turbine | IC Engine | ERC_REST | Texas | 48 | Cameron | 61 | 48061 | 1 | 21272 | 2001 | 9999 |  |  | N | Distillate Fuel Oil | [12 empty] | 3 | 1.6498 | 1.6498 | 1.6498 | 1.6498 | [11 empty] | Brownsville Public Utility Board | 100 | Brownsville Public Utility Board | 100
Silas Ray | 3559_G_DG-6a | 3559 | G | DG-6a |  | Combustion Turbine | IC Engine | ERC_REST | Texas | 48 | Cameron | 61 | 48061 | 1 | 21272 | 2001 | 9999 |  |  | N | Distillate Fuel Oil | [12 empty] | 3 | 1.6498 | 1.6498 | 1.6498 | 1.6498 | [11 empty] | Brownsville Public Utility Board | 100 | Brownsville Public Utility Board | 100
Silas Ray | 3559_G_DG-6b | 3559 | G | DG-6b |  | Combustion Turbine | IC Engine | ERC_REST | Texas | 48 | Cameron | 61 | 48061 | 1 | 21272 | 2001 | 9999 |  |  | N | Distillate Fuel Oil | [12 empty] | 3 | 1.6498 | 1.6498 | 1.6498 | 1.6498 | [11 empty] | Brownsville Public Utility Board | 100 | Brownsville Public Utility Board | 100
Bryan (TX) | 3561_G_7 | 3561 | G | 7 |  | Combustion Turbine |  | ERC_REST | Texas | 48 | Brazos | 41 | 48041 | 21 | 17399 | 1975 | 9999 |  |  | N | Natural Gas | [12 empty] | 0.003 | 0.47388 | 0.47388 | 0.47388 | 0.47388 | [11 empty] | Bryan Texas Utilities | 100 | Bryan Texas Utilities | 100
Rush Creek | 357_G_1 | 357 | G | 1 |  | Hydro |  | WECC_SCE | California | 6 | Mono | 51 | 06051 | 5.9 | 0 | 1916 | 9999 |  |  | N | Hydro | [13 empty] | 0 | 0 | 0 | 0 | [11 empty] | Southern California Edison Co | 100 | Edison International | 100
Rush Creek | 357_G_2 | 357 | G | 2 |  | Hydro |  | WECC_SCE | California | 6 | Mono | 51 | 06051 | 5.5 | 0 | 1917 | 9999 |  |  | N | Hydro | [13 empty] | 0 | 0 | 0 | 0 | [11 empty] | Southern California Edison Co | 100 | Edison International | 100
Ray Olinger | 3576_G_4 | 3576 | G | 4 | 2467 | Combustion Turbine |  | ERC_REST | Texas | 48 | Collin | 85 | 48085 | 75 | 12606 | 2001 | 9999 |  |  | N | Natural Gas |  |  |  | DLNB | [8 empty] | 3 | 0.0296 | 0.0296 | 0.0296 | 0.0296 | [11 empty] | Garland Power & Light | 100 | Garland Power & Light | 100
Mountainview Generating Station | 358_G_MV3A | 358 | G | MV3A | 89500 | Combined Cycle |  | WECC_SCE | California | 6 | San Bernardino | 71 | 06071 | 149 | 7679 | 2005 | 9999 |  |  | N | Natural Gas |  |  |  | LNB + NH3 | SCR | [8 empty] | 0.0064092 | 0.0064092 | 0.0064092 | 0.0064092 | [11 empty] | Southern California Edison Co | 100 | Edison International | 100
Mountainview Generating Station | 358_G_MV3B | 358 | G | MV3B | 89501 | Combined Cycle |  | WECC_SCE | California | 6 | San Bernardino | 71 | 06071 | 149 | 7679 | 2005 | 9999 |  |  | N | Natural Gas |  |  |  | LNB + NH3 | SCR | [8 empty] | 0.0064092 | 0.0064092 | 0.0064092 | 0.0064092 | [11 empty] | Southern California Edison Co | 100 | Edison International | 100
Mountainview Generating Station | 358_G_MV3C | 358 | G | MV3C | 89500 | Combined Cycle |  | WECC_SCE | California | 6 | San Bernardino | 71 | 06071 | 188 | 7679 | 2005 | 9999 |  |  | N | Natural Gas |  |  |  | LNB + NH3 | SCR | [8 empty] | 0.0064092 | 0.0064092 | 0.0064092 | 0.0064092 | [11 empty] | Southern California Edison Co | 100 | Edison International | 100
Mountainview Generating Station | 358_G_MV4A | 358 | G | MV4A | 89502 | Combined Cycle |  | WECC_SCE | California | 6 | San Bernardino | 71 | 06071 | 149 | 7679 | 2006 | 9999 |  |  | N | Natural Gas |  |  |  | LNB + NH3 | SCR | [8 empty] | 0.0059231 | 0.0059231 | 0.0059231 | 0.0059231 | [11 empty] | Southern California Edison Co | 100 | Edison International | 100
Mountainview Generating Station | 358_G_MV4B | 358 | G | MV4B | 89503 | Combined Cycle |  | WECC_SCE | California | 6 | San Bernardino | 71 | 06071 | 149 | 7679 | 2006 | 9999 |  |  | N | Natural Gas |  |  |  | LNB + NH3 | SCR | [8 empty] | 0.0059231 | 0.0059231 | 0.0059231 | 0.0059231 | [11 empty] | Southern California Edison Co | 100 | Edison International | 100
Mountainview Generating Station | 358_G_MV4C | 358 | G | MV4C | 89502 | Combined Cycle |  | WECC_SCE | California | 6 | San Bernardino | 71 | 06071 | 188 | 7679 | 2006 | 9999 |  |  | N | Natural Gas |  |  |  | LNB + NH3 | SCR | [8 empty] | 0.0059231 | 0.0059231 | 0.0059231 | 0.0059231 | [11 empty] | Southern California Edison Co | 100 | Edison International | 100
Abbott TP 3 | 3581_G_1 | 3581 | G | 1 |  | Hydro |  | ERC_REST | Texas | 48 | Guadalupe | 187 | 48187 | 1.4 | 0 | 1927 | 9999 |  |  | N | Hydro | [13 empty] | 0 | 0 | 0 | 0 | [11 empty] | Guadalupe Blanco River Authority | 100 | Guadalupe Blanco River Authority | 100
Abbott TP 3 | 3581_G_2 | 3581 | G | 2 |  | Hydro |  | ERC_REST | Texas | 48 | Guadalupe | 187 | 48187 | 1.4 | 0 | 1927 | 9999 |  |  | N | Hydro | [13 empty] | 0 | 0 | 0 | 0 | [11 empty] | Guadalupe Blanco River Authority | 100 | Guadalupe Blanco River Authority | 100
Dunlap TP 1 | 3582_G_1 | 3582 | G | 1 |  | Hydro |  | ERC_REST | Texas | 48 | Guadalupe | 187 | 48187 | 1.8 | 0 | 1927 | 9999 |  |  | N | Hydro | [13 empty] | 0 | 0 | 0 | 0 | [11 empty] | Guadalupe Blanco River Authority | 100 | Guadalupe Blanco River Authority | 100
Dunlap TP 1 | 3582_G_2 | 3582 | G | 2 |  | Hydro |  | ERC_REST | Texas | 48 | Guadalupe | 187 | 48187 | 1.8 | 0 | 1927 | 9999 |  |  | N | Hydro | [13 empty] | 0 | 0 | 0 | 0 | [11 empty] | Guadalupe Blanco River Authority | 100 | Guadalupe Blanco River Authority | 100
H 4 | 3583_G_1 | 3583 | G | 1 |  | Hydro |  | ERC_REST | Texas | 48 | Gonzales | 177 | 48177 | 2.4 | 0 | 1931 | 9999 |  |  | N | Hydro | [13 empty] | 0 | 0 | 0 | 0 | [11 empty] | Guadalupe Blanco River Authority | 100 | Guadalupe Blanco River Authority | 100
H 5 | 3584_G_1 | 3584 | G | 1 |  | Hydro |  | ERC_REST | Texas | 48 | Gonzales | 177 | 48177 | 2.4 | 0 | 1931 | 9999 |  |  | N | Hydro | [13 empty] | 0 | 0 | 0 | 0 | [11 empty] | Guadalupe Blanco River Authority | 100 | Guadalupe Blanco River Authority | 100
Nolte | 3585_G_1 | 3585 | G | 1 |  | Hydro |  | ERC_REST | Texas | 48 | Guadalupe | 187 | 48187 | 1.2 | 0 | 1927 | 9999 |  |  | N | Hydro | [13 empty] | 0 | 0 | 0 | 0 | [11 empty] | Guadalupe Blanco River Authority | 100 | Guadalupe Blanco River Authority | 100
Nolte | 3585_G_2 | 3585 | G | 2 |  | Hydro |  | ERC_REST | Texas | 48 | Guadalupe | 187 | 48187 | 1.2 | 0 | 1927 | 9999 |  |  | N | Hydro | [13 empty] | 0 | 0 | 0 | 0 | [11 empty] | Guadalupe Blanco River Authority | 100 | Guadalupe Blanco River Authority | 100
TP 4 | 3586_G_1 | 3586 | G | 1 |  | Hydro |  | ERC_REST | Texas | 48 | Guadalupe | 187 | 48187 | 2.4 | 0 | 1932 | 9999 |  |  | N | Hydro | [13 empty] | 0 | 0 | 0 | 0 | [11 empty] | Guadalupe Blanco River Authority | 100 | Guadalupe Blanco River Authority | 100
Austin | 3594_G_1 | 3594 | G | 1 |  | Hydro |  | ERC_REST | Texas | 48 | Travis | 453 | 48453 | 8.2 | 0 | 1940 | 9999 |  |  | N | Hydro | [13 empty] | 0 | 0 | 0 | 0 | [11 empty] | Lower Colorado River Authority | 100 | Lower Colorado River Authority | 100
Austin | 3594_G_2 | 3594 | G | 2 |  | Hydro |  | ERC_REST | Texas | 48 | Travis | 453 | 48453 | 8.8 | 0 | 1940 | 9999 |  |  | N | Hydro | [13 empty] | 0 | 0 | 0 | 0 | [11 empty] | Lower Colorado River Authority | 100 | Lower Colorado River Authority | 100
Buchanan Dam (TX) | 3595_G_1 | 3595 | G | 1 |  | Hydro |  | ERC_REST | Texas | 48 | Llano | 299 | 48299 | 18.3 | 0 | 1938 | 9999 |  |  | N | Hydro | [13 empty] | 0 | 0 | 0 | 0 | [11 empty] | Lower Colorado River Authority | 100 | Lower Colorado River Authority | 100
Buchanan Dam (TX) | 3595_G_2 | 3595 | G | 2 |  | Hydro |  | ERC_REST | Texas | 48 | Llano | 299 | 48299 | 18.3 | 0 | 1938 | 9999 |  |  | N | Hydro | [13 empty] | 0 | 0 | 0 | 0 | [11 empty] | Lower Colorado River Authority | 100 | Lower Colorado River Authority | 100
Buchanan Dam (TX) | 3595_G_3 | 3595 | G | 3 |  | Hydro |  | ERC_REST | Texas | 48 | Llano | 299 | 48299 | 18.3 | 0 | 1950 | 9999 |  |  | N | Hydro | [13 empty] | 0 | 0 | 0 | 0 | [11 empty] | Lower Colorado River Authority | 100 | Lower Colorado River Authority | 100
Granite Shoals | 3597_G_1 | 3597 | G | 1 |  | Hydro |  | ERC_REST | Texas | 48 | Burnet | 53 | 48053 | 27 | 0 | 1951 | 9999 |  |  | N | Hydro | [13 empty] | 0 | 0 | 0 | 0 | [11 empty] | Lower Colorado River Authority | 100 | Lower Colorado River Authority | 100
Granite Shoals | 3597_G_2 | 3597 | G | 2 |  | Hydro |  | ERC_REST | Texas | 48 | Burnet | 53 | 48053 | 27 | 0 | 1951 | 9999 |  |  | N | Hydro | [13 empty] | 0 | 0 | 0 | 0 | [11 empty] | Lower Colorado River Authority | 100 | Lower Colorado River Authority | 100
Inks | 3598_G_1 | 3598 | G | 1 |  | Hydro |  | ERC_REST | Texas | 48 | Burnet | 53 | 48053 | 13.8 | 0 | 1938 | 9999 |  |  | N | Hydro | [13 empty] | 0 | 0 | 0 | 0 | [11 empty] | Lower Colorado River Authority | 100 | Lower Colorado River Authority | 100
Marble Falls | 3599_G_1 | 3599 | G | 1 |  | Hydro |  | ERC_REST | Texas | 48 | Burnet | 53 | 48053 | 19.8 | 0 | 1951 | 9999 |  |  | N | Hydro | [13 empty] | 0 | 0 | 0 | 0 | [11 empty] | Lower Colorado River Authority | 100 | Lower Colorado River Authority | 100
Marble Falls | 3599_G_2 | 3599 | G | 2 |  | Hydro |  | ERC_REST | Texas | 48 | Burnet | 53 | 48053 | 19.8 | 0 | 1951 | 9999 |  |  | N | Hydro | [13 empty] | 0 | 0 | 0 | 0 | [11 empty] | Lower Colorado River Authority | 100 | Lower Colorado River Authority | 100
Marshall Ford | 3600_G_1 | 3600 | G | 1 |  | Hydro |  | ERC_REST | Texas | 48 | Travis | 453 | 48453 | 36 | 0 | 1941 | 9999 |  |  | N | Hydro | [13 empty] | 0 | 0 | 0 | 0 | [11 empty] | Lower Colorado River Authority | 100 | Lower Colorado River Authority | 100
Marshall Ford | 3600_G_2 | 3600 | G | 2 |  | Hydro |  | ERC_REST | Texas | 48 | Travis | 453 | 48453 | 36 | 0 | 1941 | 9999 |  |  | N | Hydro | [13 empty] | 0 | 0 | 0 | 0 | [11 empty] | Lower Colorado River Authority | 100 | Lower Colorado River Authority | 100
Marshall Ford | 3600_G_3 | 3600 | G | 3 |  | Hydro |  | ERC_REST | Texas | 48 | Travis | 453 | 48453 | 36 | 0 | 1941 | 9999 |  |  | N | Hydro | [13 empty] | 0 | 0 | 0 | 0 | [11 empty] | Lower Colorado River Authority | 100 | Lower Colorado River Authority | 100
Ty Cooke | 3602_G_GT2 | 3602 | G | GT2 |  | Combustion Turbine |  | SPP_SPS | Texas | 48 | Lubbock | 303 | 48303 | 16 | 15037 | 1971 | 9999 |  |  | N | Natural Gas | [12 empty] | 3 | 0.64103 | 0.64103 | 0.64103 | 0.64103 | [11 empty] | Lubbock Power & Light Dept | 100 | Lubbock Power & Light Dept | 100
Ty Cooke | 3602_G_GT3 | 3602 | G | GT3 |  | Combustion Turbine |  | SPP_SPS | Texas | 48 | Lubbock | 303 | 48303 | 16 | 15039 | 1974 | 9999 |  |  | N | Natural Gas | [12 empty] | 3 | 0.47388 | 0.47388 | 0.47388 | 0.47388 | [11 empty] | Lubbock Power & Light Dept | 100 | Lubbock Power & Light Dept | 100
J Robert Massengale | 3604_G_6A | 3604 | G | 6A | 2474 | Combined Cycle |  | SPP_SPS | Texas | 48 | Lubbock | 303 | 48303 | 18 | 9712 | 1957 | 9999 | wall |  | N | Natural Gas |  |  |  |  | SCR | [8 empty] | 0.03403 | 0.03403 | 0.03403 | 0.03403 | [11 empty] | Lubbock Power & Light Dept | 85.21 | Lubbock Power & Light Dept | 85.21
J Robert Massengale | 3604_G_7 | 3604 | G | 7 | 2474 | Combined Cycle |  | SPP_SPS | Texas | 48 | Lubbock | 303 | 48303 | 18 | 9712 | 1959 | 9999 | wall |  | N | Natural Gas |  |  |  |  | SCR | [8 empty] | 0.03403 | 0.03403 | 0.03403 | 0.03403 | [11 empty] | Lubbock Power & Light Dept | 85.21 | Lubbock Power & Light Dept | 85.21
J Robert Massengale | 3604_G_8 | 3604 | G | 8 | 2474 | Combined Cycle |  | SPP_SPS | Texas | 48 | Lubbock | 303 | 48303 | 38 | 9712 | 2000 | 9999 |  |  | N | Natural Gas |  |  |  |  | SCR | [8 empty] | 0.03403 | 0.03403 | 0.03403 | 0.03403 | [11 empty] | Lubbock Power & Light Dept | 85.21 | Lubbock Power & Light Dept | 85.21
Leon Creek | 3609_G_CGT1 | 3609 | G | CGT1 | 89297 | Combustion Turbine |  | ERC_REST | Texas | 48 | Bexar | 29 | 48029 | 46 | 10911 | 2004 | 9999 |  |  | N | Natural Gas |  |  |  |  | SCR | [7 empty] | 3 | 0.01965 | 0.0186 | 0.01965 | 0.0186 | [11 empty] | CPS Energy | 100 | CPS Energy | 100
Leon Creek | 3609_G_CGT2 | 3609 | G | CGT2 | 89298 | Combustion Turbine |  | ERC_REST | Texas | 48 | Bexar | 29 | 48029 | 46 | 10912 | 2004 | 9999 |  |  | N | Natural Gas |  |  |  |  | SCR | [7 empty] | 3 | 0.01697 | 0.01577 | 0.01697 | 0.01577 | [11 empty] | CPS Energy | 100 | CPS Energy | 100
Leon Creek | 3609_G_CGT3 | 3609 | G | CGT3 | 89299 | Combustion Turbine |  | ERC_REST | Texas | 48 | Bexar | 29 | 48029 | 44 | 10916 | 2004 | 9999 |  |  | N | Natural Gas |  |  |  |  | SCR | [7 empty] | 3 | 0.01681 | 0.01565 | 0.01681 | 0.01565 | [11 empty] | CPS Energy | 100 | CPS Energy | 100
Leon Creek | 3609_G_CGT4 | 3609 | G | CGT4 | 89300 | Combustion Turbine |  | ERC_REST | Texas | 48 | Bexar | 29 | 48029 | 46 | 10912 | 2004 | 9999 |  |  | N | Natural Gas |  |  |  |  | SCR | [7 empty] | 3 | 0.01824 | 0.01688 | 0.01824 | 0.01688 | [11 empty] | CPS Energy | 100 | CPS Energy | 100
Santa Ana 1 | 361_G_1 | 361 | G | 1 |  | Hydro |  | WECC_SCE | California | 6 | San Bernardino | 71 | 06071 | 0.8 | 0 | 1899 | 9999 |  |  | N | Hydro | [13 empty] | 0 | 0 | 0 | 0 | [11 empty] | Southern California Edison Co | 100 | Edison International | 100
Santa Ana 1 | 361_G_2 | 361 | G | 2 |  | Hydro |  | WECC_SCE | California | 6 | San Bernardino | 71 | 06071 | 0.8 | 0 | 1899 | 9999 |  |  | N | Hydro | [13 empty] | 0 | 0 | 0 | 0 | [11 empty] | Southern California Edison Co | 100 | Edison International | 100
Santa Ana 1 | 361_G_3 | 361 | G | 3 |  | Hydro |  | WECC_SCE | California | 6 | San Bernardino | 71 | 06071 | 0.8 | 0 | 1899 | 9999 |  |  | N | Hydro | [13 empty] | 0 | 0 | 0 | 0 | [11 empty] | Southern California Edison Co | 100 | Edison International | 100
Santa Ana 1 | 361_G_4 | 361 | G | 4 |  | Hydro |  | WECC_SCE | California | 6 | San Bernardino | 71 | 06071 | 0.8 | 0 | 1899 | 9999 |  |  | N | Hydro | [13 empty] | 0 | 0 | 0 | 0 | [11 empty] | Southern California Edison Co | 100 | Edison International | 100
V H Braunig | 3612_G_5 | 3612 | G | 5 | 89837 | Combustion Turbine |  | ERC_REST | Texas | 48 | Bexar | 29 | 48029 | 48 | 11812 | 2010 | 9999 |  |  | N | Natural Gas, Distillate Fuel Oil |  |  |  |  | SCR | [8 empty] | 0.01438 | 0.01378 | 0.01438 | 0.01378 | [11 empty] | CPS Energy | 100 | CPS Energy | 100
V H Braunig | 3612_G_6 | 3612 | G | 6 | 89838 | Combustion Turbine |  | ERC_REST | Texas | 48 | Bexar | 29 | 48029 | 48 | 11812 | 2010 | 9999 |  |  | N | Natural Gas, Distillate Fuel Oil |  |  |  |  | SCR | [8 empty] | 0.01321 | 0.01243 | 0.01321 | 0.01243 | [11 empty] | CPS Energy | 100 | CPS Energy | 100
V H Braunig | 3612_G_7 | 3612 | G | 7 | 89839 | Combustion Turbine |  | ERC_REST | Texas | 48 | Bexar | 29 | 48029 | 48 | 11812 | 2010 | 9999 |  |  | N | Natural Gas, Distillate Fuel Oil |  |  |  |  | SCR | [8 empty] | 0.01392 | 0.0136 | 0.01392 | 0.0136 | [11 empty] | CPS Energy | 100 | CPS Energy | 100
V H Braunig | 3612_G_8 | 3612 | G | 8 | 89840 | Combustion Turbine |  | ERC_REST | Texas | 48 | Bexar | 29 | 48029 | 47 | 11826 | 2010 | 9999 |  |  | N | Natural Gas, Distillate Fuel Oil |  |  |  |  | SCR | [8 empty] | 0.01482 | 0.01397 | 0.01482 | 0.01397 | [11 empty] | CPS Energy | 100 | CPS Energy | 100
R W Miller | 3628_G_4 | 3628 | G | 4 | 2491 | Combustion Turbine |  | ERC_REST | Texas | 48 | Palo Pinto | 363 | 48363 | 104 | 14665 | 1994 | 9999 |  |  | N | Natural Gas, Distillate Fuel Oil |  |  |  | H2O | [8 empty] | 3 | 0.08804 | 0.08804 | 0.08804 | 0.08804 | [11 empty] | Brazos Electric Power Coop | 100 | Brazos Electric Power Coop | 100
R W Miller | 3628_G_5 | 3628 | G | 5 | 2492 | Combustion Turbine |  | ERC_REST | Texas | 48 | Palo Pinto | 363 | 48363 | 104 | 14665 | 1994 | 9999 |  |  | N | Natural Gas, Distillate Fuel Oil |  |  |  | H2O | [8 empty] | 3 | 0.08707 | 0.08707 | 0.08707 | 0.08707 | [11 empty] | Brazos Electric Power Coop | 100 | Brazos Electric Power Coop | 100
Santa Ana 3 | 363_G_1 | 363 | G | 1 |  | Hydro |  | WECC_SCE | California | 6 | San Bernardino | 71 | 06071 | 3.1 | 0 | 1999 | 9999 |  |  | N | Hydro | [13 empty] | 0 | 0 | 0 | 0 | [11 empty] | Southern California Edison Co | 100 | Edison International | 100
Pearsall | 3630_G_10A | 3630 | G | 10A |  | Combustion Turbine | IC Engine | ERC_REST | Texas | 48 | Frio | 163 | 48163 | 8.4 | 10745 | 2010 | 9999 |  |  | N | Natural Gas | [13 empty] | 0.01849 | 0.01849 | 0.01849 | 0.01849 | [11 empty] | South Texas Electric Coop Inc | 100 | South Texas Electric Coop Inc | 100
Pearsall | 3630_G_11A | 3630 | G | 11A |  | Combustion Turbine | IC Engine | ERC_REST | Texas | 48 | Frio | 163 | 48163 | 8.4 | 10745 | 2010 | 9999 |  |  | N | Natural Gas | [13 empty] | 0.01864 | 0.01864 | 0.01864 | 0.01864 | [11 empty] | South Texas Electric Coop Inc | 100 | South Texas Electric Coop Inc | 100
Pearsall | 3630_G_12A | 3630 | G | 12A |  | Combustion Turbine | IC Engine | ERC_REST | Texas | 48 | Frio | 163 | 48163 | 8.4 | 10745 | 2010 | 9999 |  |  | N | Natural Gas | [13 empty] | 0.01827 | 0.01827 | 0.01827 | 0.01827 | [11 empty] | South Texas Electric Coop Inc | 100 | South Texas Electric Coop Inc | 100
Pearsall | 3630_G_13A | 3630 | G | 13A |  | Combustion Turbine | IC Engine | ERC_REST | Texas | 48 | Frio | 163 | 48163 | 8.4 | 10745 | 2010 | 9999 |  |  | N | Natural Gas | [13 empty] | 0.01805 | 0.01805 | 0.01805 | 0.01805 | [11 empty] | South Texas Electric Coop Inc | 100 | South Texas Electric Coop Inc | 100
Pearsall | 3630_G_14A | 3630 | G | 14A |  | Combustion Turbine | IC Engine | ERC_REST | Texas | 48 | Frio | 163 | 48163 | 8.4 | 10745 | 2010 | 9999 |  |  | N | Natural Gas | [13 empty] | 0.01794 | 0.01794 | 0.01794 | 0.01794 | [11 empty] | South Texas Electric Coop Inc | 100 | South Texas Electric Coop Inc | 100
Pearsall | 3630_G_15A | 3630 | G | 15A |  | Combustion Turbine | IC Engine | ERC_REST | Texas | 48 | Frio | 163 | 48163 | 8.4 | 10745 | 2010 | 9999 |  |  | N | Natural Gas | [13 empty] | 0.01781 | 0.01781 | 0.01781 | 0.01781 | [11 empty] | South Texas Electric Coop Inc | 100 | South Texas Electric Coop Inc | 100
Pearsall | 3630_G_16A | 3630 | G | 16A |  | Combustion Turbine | IC Engine | ERC_REST | Texas | 48 | Frio | 163 | 48163 | 8.4 | 10745 | 2010 | 9999 |  |  | N | Natural Gas | [13 empty] | 0.01818 | 0.01818 | 0.01818 | 0.01818 | [11 empty] | South Texas Electric Coop Inc | 100 | South Texas Electric Coop Inc | 100
Pearsall | 3630_G_17A | 3630 | G | 17A |  | Combustion Turbine | IC Engine | ERC_REST | Texas | 48 | Frio | 163 | 48163 | 8.4 | 10745 | 2010 | 9999 |  |  | N | Natural Gas | [13 empty] | 0.01795 | 0.01795 | 0.01795 | 0.01795 | [11 empty] | South Texas Electric Coop Inc | 100 | South Texas Electric Coop Inc | 100
Pearsall | 3630_G_18A | 3630 | G | 18A |  | Combustion Turbine | IC Engine | ERC_REST | Texas | 48 | Frio | 163 | 48163 | 8.4 | 10745 | 2010 | 9999 |  |  | N | Natural Gas | [13 empty] | 0.01796 | 0.01796 | 0.01796 | 0.01796 | [11 empty] | South Texas Electric Coop Inc | 100 | South Texas Electric Coop Inc | 100
Pearsall | 3630_G_19A | 3630 | G | 19A |  | Combustion Turbine | IC Engine | ERC_REST | Texas | 48 | Frio | 163 | 48163 | 8.4 | 10745 | 2010 | 9999 |  |  | N | Natural Gas | [13 empty] | 0.01159 | 0.01159 | 0.01159 | 0.01159 | [11 empty] | South Texas Electric Coop Inc | 100 | South Texas Electric Coop Inc | 100
Pearsall | 3630_G_1A | 3630 | G | 1A |  | Combustion Turbine | IC Engine | ERC_REST | Texas | 48 | Frio | 163 | 48163 | 8.4 | 10745 | 2010 | 9999 |  |  | N | Natural Gas | [13 empty] | 0.02668 | 0.02668 | 0.02668 | 0.02668 | [11 empty] | South Texas Electric Coop Inc | 100 | Duke Energy Corp | 100
Pearsall | 3630_G_20A | 3630 | G | 20A |  | Combustion Turbine | IC Engine | ERC_REST | Texas | 48 | Frio | 163 | 48163 | 8.4 | 10745 | 2010 | 9999 |  |  | N | Natural Gas | [13 empty] | 0.0116 | 0.0116 | 0.0116 | 0.0116 | [11 empty] | South Texas Electric Coop Inc | 100 | South Texas Electric Coop Inc | 100
Pearsall | 3630_G_21A | 3630 | G | 21A |  | Combustion Turbine | IC Engine | ERC_REST | Texas | 48 | Frio | 163 | 48163 | 8.4 | 10745 | 2010 | 9999 |  |  | N | Natural Gas | [13 empty] | 0.01123 | 0.01123 | 0.01123 | 0.01123 | [11 empty] | South Texas Electric Coop Inc | 100 | South Texas Electric Coop Inc | 100
Pearsall | 3630_G_22A | 3630 | G | 22A |  | Combustion Turbine | IC Engine | ERC_REST | Texas | 48 | Frio | 163 | 48163 | 8.4 | 10745 | 2010 | 9999 |  |  | N | Natural Gas | [13 empty] | 0.01008 | 0.01008 | 0.01008 | 0.01008 | [11 empty] | South Texas Electric Coop Inc | 100 | South Texas Electric Coop Inc | 100
Pearsall | 3630_G_23A | 3630 | G | 23A |  | Combustion Turbine | IC Engine | ERC_REST | Texas | 48 | Frio | 163 | 48163 | 8.4 | 10745 | 2010 | 9999 |  |  | N | Natural Gas | [13 empty] | 0.01084 | 0.01084 | 0.01084 | 0.01084 | [11 empty] | South Texas Electric Coop Inc | 100 | South Texas Electric Coop Inc | 100
Pearsall | 3630_G_24A | 3630 | G | 24A |  | Combustion Turbine | IC Engine | ERC_REST | Texas | 48 | Frio | 163 | 48163 | 8.4 | 10745 | 2010 | 9999 |  |  | N | Natural Gas | [13 empty] | 0.01142 | 0.01142 | 0.01142 | 0.01142 | [11 empty] | South Texas Electric Coop Inc | 100 | South Texas Electric Coop Inc | 100
Pearsall | 3630_G_2A | 3630 | G | 2A |  | Combustion Turbine | IC Engine | ERC_REST | Texas | 48 | Frio | 163 | 48163 | 8.4 | 10745 | 2010 | 9999 |  |  | N | Natural Gas | [13 empty] | 0.01786 | 0.01786 | 0.01786 | 0.01786 | [11 empty] | South Texas Electric Coop Inc | 100 | South Texas Electric Coop Inc | 100
Pearsall | 3630_G_3A | 3630 | G | 3A |  | Combustion Turbine | IC Engine | ERC_REST | Texas | 48 | Frio | 163 | 48163 | 8.4 | 10745 | 2010 | 9999 |  |  | N | Natural Gas | [13 empty] | 0.01786 | 0.01786 | 0.01786 | 0.01786 | [11 empty] | South Texas Electric Coop Inc | 100 | South Texas Electric Coop Inc | 100
Pearsall | 3630_G_4A | 3630 | G | 4A |  | Combustion Turbine | IC Engine | ERC_REST | Texas | 48 | Frio | 163 | 48163 | 8.4 | 10745 | 2010 | 9999 |  |  | N | Natural Gas | [13 empty] | 0.01777 | 0.01777 | 0.01777 | 0.01777 | [11 empty] | South Texas Electric Coop Inc | 100 | South Texas Electric Coop Inc | 100
Pearsall | 3630_G_5A | 3630 | G | 5A |  | Combustion Turbine | IC Engine | ERC_REST | Texas | 48 | Frio | 163 | 48163 | 8.4 | 10745 | 2010 | 9999 |  |  | N | Natural Gas | [13 empty] | 0.01791 | 0.01791 | 0.01791 | 0.01791 | [11 empty] | South Texas Electric Coop Inc | 100 | South Texas Electric Coop Inc | 100
Pearsall | 3630_G_6A | 3630 | G | 6A |  | Combustion Turbine | IC Engine | ERC_REST | Texas | 48 | Frio | 163 | 48163 | 8.4 | 10745 | 2010 | 9999 |  |  | N | Natural Gas | [13 empty] | 0.01774 | 0.01774 | 0.01774 | 0.01774 | [11 empty] | South Texas Electric Coop Inc | 100 | South Texas Electric Coop Inc | 100
Pearsall | 3630_G_7A | 3630 | G | 7A |  | Combustion Turbine | IC Engine | ERC_REST | Texas | 48 | Frio | 163 | 48163 | 8.4 | 10745 | 2010 | 9999 |  |  | N | Natural Gas | [13 empty] | 0.01835 | 0.01835 | 0.01835 | 0.01835 | [11 empty] | South Texas Electric Coop Inc | 100 | South Texas Electric Coop Inc | 100
Pearsall | 3630_G_8A | 3630 | G | 8A |  | Combustion Turbine | IC Engine | ERC_REST | Texas | 48 | Frio | 163 | 48163 | 8.4 | 10745 | 2010 | 9999 |  |  | N | Natural Gas | [13 empty] | 0.01843 | 0.01843 | 0.01843 | 0.01843 | [11 empty] | South Texas Electric Coop Inc | 100 | South Texas Electric Coop Inc | 100
Pearsall | 3630_G_9A | 3630 | G | 9A |  | Combustion Turbine | IC Engine | ERC_REST | Texas | 48 | Frio | 163 | 48163 | 8.4 | 10745 | 2010 | 9999 |  |  | N | Natural Gas | [13 empty] | 0.01843 | 0.01843 | 0.01843 | 0.01843 | [11 empty] | South Texas Electric Coop Inc | 100 | South Texas Electric Coop Inc | 100
Sam Rayburn | 3631_G_10 | 3631 | G | 10 | 8334 | Combined Cycle |  | ERC_REST | Texas | 48 | Victoria | 469 | 48469 | 37 | 9732 | 2003 | 9999 |  |  | N | Natural Gas, Distillate Fuel Oil |  |  |  | H2O | SCR | [8 empty] | 0.019524 | 0.019524 | 0.019524 | 0.019524 | [11 empty] | South Texas Electric Coop Inc | 100 | South Texas Electric Coop Inc | 100
Sam Rayburn | 3631_G_4 | 3631 | G | 4 |  | Combustion Turbine | IC Engine | ERC_REST | Texas | 48 | Victoria | 469 | 48469 | 1.6 | 10745 | 1991 | 9999 |  |  | N | Distillate Fuel Oil | [12 empty] | 3 | 2.3015 | 2.3015 | 2.3015 | 2.3015 | [11 empty] | South Texas Electric Coop Inc | 100 | South Texas Electric Coop Inc | 100
Sam Rayburn | 3631_G_5 | 3631 | G | 5 |  | Combustion Turbine | IC Engine | ERC_REST | Texas | 48 | Victoria | 469 | 48469 | 1.6 | 10745 | 1991 | 9999 |  |  | N | Distillate Fuel Oil | [12 empty] | 3 | 2.0333 | 2.0333 | 2.0333 | 2.0333 | [11 empty] | South Texas Electric Coop Inc | 100 | South Texas Electric Coop Inc | 100
Sam Rayburn | 3631_G_7 | 3631 | G | 7 | 8334 | Combined Cycle |  | ERC_REST | Texas | 48 | Victoria | 469 | 48469 | 49 | 9732 | 2003 | 9999 |  |  | N | Natural Gas, Distillate Fuel Oil |  |  |  | H2O | SCR | [8 empty] | 0.019524 | 0.019524 | 0.019524 | 0.019524 | [11 empty] | South Texas Electric Coop Inc | 100 | South Texas Electric Coop Inc | 100
Sam Rayburn | 3631_G_8 | 3631 | G | 8 | 8336 | Combined Cycle |  | ERC_REST | Texas | 48 | Victoria | 469 | 48469 | 49 | 9732 | 2003 | 9999 |  |  | N | Natural Gas, Distillate Fuel Oil |  |  |  | H2O | SCR | [8 empty] | 0.019524 | 0.019524 | 0.019524 | 0.019524 | [11 empty] | South Texas Electric Coop Inc | 100 | South Texas Electric Coop Inc | 100
Sam Rayburn | 3631_G_9 | 3631 | G | 9 | 8338 | Combined Cycle |  | ERC_REST | Texas | 48 | Victoria | 469 | 48469 | 48 | 9732 | 2003 | 9999 |  |  | N | Natural Gas, Distillate Fuel Oil |  |  |  | H2O | SCR | [8 empty] | 0.019524 | 0.019524 | 0.019524 | 0.019524 | [11 empty] | South Texas Electric Coop Inc | 100 | South Texas Electric Coop Inc | 100
Upper Beaver | 3643_G_1 | 3643 | G | 1 |  | Hydro |  | WECC_UT | Utah | 49 | Beaver | 1 | 49001 | 1.3 | 0 | 1907 | 9999 |  |  | N | Hydro | [13 empty] | 0 | 0 | 0 | 0 | [11 empty] | Beaver (City of) | 100 | Beaver (City of) | 100
Upper Beaver | 3643_G_2 | 3643 | G | 2 |  | Hydro |  | WECC_UT | Utah | 49 | Beaver | 1 | 49001 | 1.2 | 0 | 1907 | 9999 |  |  | N | Hydro | [13 empty] | 0 | 0 | 0 | 0 | [11 empty] | Beaver (City of) | 100 | Beaver (City of) | 100
Cutler Hydro | 3646_G_1 | 3646 | G | 1 |  | Hydro |  | WECC_UT | Utah | 49 | Box Elder | 3 | 49003 | 15 | 0 | 1927 | 9999 |  |  | N | Hydro | [13 empty] | 0 | 0 | 0 | 0 | [11 empty] | PacifiCorp | 100 | Berkshire Hathaway Inc | 100
Cutler Hydro | 3646_G_2 | 3646 | G | 2 |  | Hydro |  | WECC_UT | Utah | 49 | Box Elder | 3 | 49003 | 15 | 0 | 1927 | 9999 |  |  | N | Hydro | [13 empty] | 0 | 0 | 0 | 0 | [11 empty] | PacifiCorp | 100 | Berkshire Hathaway Inc | 100
Gadsby | 3648_G_4 | 3648 | G | 4 | 9559 | Combustion Turbine |  | WECC_UT | Utah | 49 | Salt Lake | 35 | 49035 | 39 | 14660 | 2002 | 9999 |  |  | N | Natural Gas |  |  |  | H2O | SCR | [7 empty] | 0.85 | 0.02792 | 0.02792 | 0.02792 | 0.02792 | [11 empty] | PacifiCorp | 100 | Berkshire Hathaway Inc | 100
Gadsby | 3648_G_5 | 3648 | G | 5 | 9560 | Combustion Turbine |  | WECC_UT | Utah | 49 | Salt Lake | 35 | 49035 | 39 | 14660 | 2002 | 9999 |  |  | N | Natural Gas |  |  |  | H2O | SCR | [7 empty] | 0.85 | 0.02236 | 0.02236 | 0.02236 | 0.02236 | [11 empty] | PacifiCorp | 100 | Berkshire Hathaway Inc | 100
Gadsby | 3648_G_6 | 3648 | G | 6 | 9561 | Combustion Turbine |  | WECC_UT | Utah | 49 | Salt Lake | 35 | 49035 | 39 | 14660 | 2002 | 9999 |  |  | N | Natural Gas |  |  |  | H2O | SCR | [7 empty] | 0.85 | 0.02346 | 0.02346 | 0.02346 | 0.02346 | [11 empty] | PacifiCorp | 100 | Berkshire Hathaway Inc | 100
Lower Tule River | 365_G_1 | 365 | G | 1 |  | Hydro |  | WECC_SCE | California | 6 | Tulare | 107 | 06107 | 1.3 | 0 | 1909 | 9999 |  |  | N | Hydro | [13 empty] | 0 | 0 | 0 | 0 | [11 empty] | Southern California Edison Co | 100 | Edison International | 100
Lower Tule River | 365_G_2 | 365 | G | 2 |  | Hydro |  | WECC_SCE | California | 6 | Tulare | 107 | 06107 | 1.3 | 0 | 1909 | 9999 |  |  | N | Hydro | [13 empty] | 0 | 0 | 0 | 0 | [11 empty] | Southern California Edison Co | 100 | Edison International | 100
Granite | 3651_G_1 | 3651 | G | 1 |  | Hydro |  | WECC_UT | Utah | 49 | Salt Lake | 35 | 49035 | 1.2 | 0 | 1896 | 9999 |  |  | N | Hydro | [13 empty] | 0 | 0 | 0 | 0 | [11 empty] | PacifiCorp | 100 | Berkshire Hathaway Inc | 100
Pioneer | 3656_G_1 | 3656 | G | 1 |  | Hydro |  | WECC_UT | Utah | 49 | Weber | 57 | 49057 | 2 | 0 | 1910 | 9999 |  |  | N | Hydro | [13 empty] | 0 | 0 | 0 | 0 | [11 empty] | PacifiCorp | 100 | Berkshire Hathaway Inc | 100
Pioneer | 3656_G_2 | 3656 | G | 2 |  | Hydro |  | WECC_UT | Utah | 49 | Weber | 57 | 49057 | 2 | 0 | 1910 | 9999 |  |  | N | Hydro | [13 empty] | 0 | 0 | 0 | 0 | [11 empty] | PacifiCorp | 100 | Berkshire Hathaway Inc | 100
Snake Creek | 3658_G_1 | 3658 | G | 1 |  | Hydro |  | WECC_UT | Utah | 49 | Wasatch | 51 | 49051 | 0.5 | 0 | 1910 | 9999 |  |  | N | Hydro | [13 empty] | 0 | 0 | 0 | 0 | [11 empty] | PacifiCorp | 100 | Berkshire Hathaway Inc | 100
Snake Creek | 3658_G_2 | 3658 | G | 2 |  | Hydro |  | WECC_UT | Utah | 49 | Wasatch | 51 | 49051 | 0.5 | 0 | 1910 | 9999 |  |  | N | Hydro | [13 empty] | 0 | 0 | 0 | 0 | [11 empty] | PacifiCorp | 100 | Berkshire Hathaway Inc | 100
Stairs | 3659_G_3 | 3659 | G | 3 |  | Hydro |  | WECC_UT | Utah | 49 | Salt Lake | 35 | 49035 | 1.2 | 0 | 1912 | 9999 |  |  | N | Hydro | [13 empty] | 0 | 0 | 0 | 0 | [11 empty] | PacifiCorp | 100 | Berkshire Hathaway Inc | 100
Weber | 3661_G_1 | 3661 | G | 1 |  | Hydro |  | WECC_UT | Utah | 49 | Weber | 57 | 49057 | 2 | 0 | 1911 | 9999 |  |  | N | Hydro | [13 empty] | 0 | 0 | 0 | 0 | [11 empty] | PacifiCorp | 100 | Berkshire Hathaway Inc | 100
Bountiful City | 3665_G_1A | 3665 | G | 1A |  | Combustion Turbine |  | WECC_UT | Utah | 49 | Davis | 11 | 49011 | 4.2 | 10863 | 2001 | 9999 |  |  | N | Natural Gas | [12 empty] | 0.85 | 0.23894 | 0.23894 | 0.23894 | 0.23894 | [11 empty] | Bountiful City Light & Power | 100 | Bountiful City Light & Power | 100
Bountiful City | 3665_G_2A | 3665 | G | 2A |  | Combustion Turbine |  | WECC_UT | Utah | 49 | Davis | 11 | 49011 | 11.5 | 10863 | 2012 | 9999 |  |  | N | Natural Gas | [13 empty] | 0.23894 | 0.23894 | 0.23894 | 0.23894 | [11 empty] | Bountiful City Light & Power | 100 | Bountiful City Light & Power | 100
Bountiful City | 3665_G_3A | 3665 | G | 3A |  | Combustion Turbine |  | WECC_UT | Utah | 49 | Davis | 11 | 49011 | 11.5 | 10863 | 2012 | 9999 |  |  | N | Natural Gas | [13 empty] | 0.23894 | 0.23894 | 0.23894 | 0.23894 | [11 empty] | Bountiful City Light & Power | 100 | Bountiful City Light & Power | 100
Brigham City | 3666_G_1 | 3666 | G | 1 |  | Hydro |  | WECC_UT | Utah | 49 | Box Elder | 3 | 49003 | 0.5 | 0 | 1921 | 9999 |  |  | N | Hydro | [13 empty] | 0 | 0 | 0 | 0 | [11 empty] | Brigham City Corp | 100 | Brigham City Corp | 100
Brigham City | 3666_G_2 | 3666 | G | 2 |  | Hydro |  | WECC_UT | Utah | 49 | Box Elder | 3 | 49003 | 0.5 | 0 | 1921 | 9999 |  |  | N | Hydro | [13 empty] | 0 | 0 | 0 | 0 | [11 empty] | Brigham City Corp | 100 | Brigham City Corp | 100
Brigham City | 3666_G_8182 | 3666 | G | 8182 |  | Hydro |  | WECC_UT | Utah | 49 | Box Elder | 3 | 49003 | 0.5 | 0 | 1964 | 9999 |  |  | N | Hydro | [13 empty] | 0 | 0 | 0 | 0 | [11 empty] | Brigham City Corp | 100 | Brigham City Corp | 100
Manti Upper | 3676_G_1 | 3676 | G | 1 |  | Hydro |  | WECC_UT | Utah | 49 | Sanpete | 39 | 49039 | 0.4 | 0 | 1939 | 9999 |  |  | N | Hydro | [13 empty] | 0 | 0 | 0 | 0 | [11 empty] | Manti UT (City of) | 100 | Manti UT (City of) | 100
Manti Upper | 3676_G_HC2 | 3676 | G | HC2 |  | Hydro |  | WECC_UT | Utah | 49 | Sanpete | 39 | 49039 | 0.8 | 0 | 1988 | 9999 |  |  | N | Hydro | [13 empty] | 0 | 0 | 0 | 0 | [11 empty] | Manti UT (City of) | 100 | Manti UT (City of) | 100
Bartholomew | 3688_G_2 | 3688 | G | 2 |  | Hydro |  | WECC_UT | Utah | 49 | Utah | 49 | 49049 | 1 | 0 | 1988 | 9999 |  |  | N | Hydro | [13 empty] | 0 | 0 | 0 | 0 | [11 empty] | Springville UT (City of) | 100 | Springville UT (City of) | 100
Spanish Fork | 3691_G_1 | 3691 | G | 1 |  | Hydro |  | WECC_UT | Utah | 49 | Utah | 49 | 49049 | 1.7 | 0 | 1983 | 9999 |  |  | N | Hydro | [13 empty] | 0 | 0 | 0 | 0 | [11 empty] | Strawberry Water Users Association | 100 | Strawberry Water Users Association | 100
Spanish Fork | 3691_G_2 | 3691 | G | 2 |  | Hydro |  | WECC_UT | Utah | 49 | Utah | 49 | 49049 | 1.7 | 0 | 1983 | 9999 |  |  | N | Hydro | [13 empty] | 0 | 0 | 0 | 0 | [11 empty] | Strawberry Water Users Association | 100 | Strawberry Water Users Association | 100
Spanish Fork | 3691_G_3 | 3691 | G | 3 |  | Hydro |  | WECC_UT | Utah | 49 | Utah | 49 | 49049 | 0.2 | 0 | 1937 | 9999 |  |  | N | Hydro | [13 empty] | 0 | 0 | 0 | 0 | [11 empty] | Strawberry Water Users Association | 100 | Strawberry Water Users Association | 100
Gateway | 3697_G_1 | 3697 | G | 1 |  | Hydro |  | WECC_UT | Utah | 49 | Morgan | 29 | 49029 | 2 | 0 | 1958 | 9999 |  |  | N | Hydro | [13 empty] | 0 | 0 | 0 | 0 | [11 empty] | U S Bureau of Reclamation | 100 | U S Bureau of Reclamation | 100
Gateway | 3697_G_2 | 3697 | G | 2 |  | Hydro |  | WECC_UT | Utah | 49 | Morgan | 29 | 49029 | 2 | 0 | 1958 | 9999 |  |  | N | Hydro | [13 empty] | 0 | 0 | 0 | 0 | [11 empty] | U S Bureau of Reclamation | 100 | U S Bureau of Reclamation | 100
Wanship | 3698_G_1 | 3698 | G | 1 |  | Hydro |  | WECC_UT | Utah | 49 | Summit | 43 | 49043 | 1.9 | 0 | 1958 | 9999 |  |  | N | Hydro | [13 empty] | 0 | 0 | 0 | 0 | [11 empty] | U S Bureau of Reclamation | 100 | U S Bureau of Reclamation | 100
Boulder | 3699_G_1 | 3699 | G | 1 |  | Hydro |  | WECC_UT | Utah | 49 | Garfield | 17 | 49017 | 1.4 | 0 | 1958 | 9999 |  |  | N | Hydro | [13 empty] | 0 | 0 | 0 | 0 | [11 empty] | Garkane Energy Coop Inc | 100 | Garkane Power Association Inc | 100
Boulder | 3699_G_2 | 3699 | G | 2 |  | Hydro |  | WECC_UT | Utah | 49 | Garfield | 17 | 49017 | 1.4 | 0 | 1958 | 9999 |  |  | N | Hydro | [13 empty] | 0 | 0 | 0 | 0 | [11 empty] | Garkane Energy Coop Inc | 100 | Garkane Power Association Inc | 100
Boulder | 3699_G_3 | 3699 | G | 3 |  | Hydro |  | WECC_UT | Utah | 49 | Garfield | 17 | 49017 | 1.4 | 0 | 1961 | 9999 |  |  | N | Hydro | [13 empty] | 0 | 0 | 0 | 0 | [11 empty] | Garkane Energy Coop Inc | 100 | Garkane Power Association Inc | 100
Uintah | 3704_G_1 | 3704 | G | 1 |  | Hydro |  | WECC_UT | Utah | 49 | Duchesne | 13 | 49013 | 0.6 | 0 | 1920 | 9999 |  |  | N | Hydro | [13 empty] | 0 | 0 | 0 | 0 | [11 empty] | Moon Lake Electric Association Inc | 100 | Moon Lake Electric Association Inc | 100
Uintah | 3704_G_2 | 3704 | G | 2 |  | Hydro |  | WECC_UT | Utah | 49 | Duchesne | 13 | 49013 | 0.6 | 0 | 1940 | 9999 |  |  | N | Hydro | [13 empty] | 0 | 0 | 0 | 0 | [11 empty] | Moon Lake Electric Association Inc | 100 | Moon Lake Electric Association Inc | 100
Ascutney | 3708_G_GT4 | 3708 | G | GT4 |  | Combustion Turbine |  | NENGREST | Vermont | 50 | Windsor | 27 | 50027 | 9 | 25000 | 1961 | 9999 |  |  | N | Distillate Fuel Oil | [12 empty] | 2 | 1.01 | 1.01 | 1.01 | 1.01 | [11 empty] | Green Mountain Power Corp | 100 | Gaz Métropolitain & Co LP | 100
Smith (VT) | 3709_G_1 | 3709 | G | 1 |  | Hydro |  | NENGREST | Vermont | 50 | Orange | 17 | 50017 | 0.7 | 0 | 1982 | 9999 |  |  | N | Hydro | [13 empty] | 0 | 0 | 0 | 0 | [11 empty] | Green Mountain Power Corp | 100 | Gaz Métropolitain & Co LP | 100
Smith (VT) | 3709_G_HC2 | 3709 | G | HC2 |  | Hydro |  | NENGREST | Vermont | 50 | Orange | 17 | 50017 | 0.2 | 0 | 1982 | 9999 |  |  | N | Hydro | [13 empty] | 0 | 0 | 0 | 0 | [11 empty] | Green Mountain Power Corp | 100 | Gaz Métropolitain & Co LP | 100
Columbia Generating Station | 371_G_2 | 371 | G | 2 |  | Nuclear |  | WECC_PNW | Washington | 53 | Benton | 5 | 53005 | 1163 | 10456 | 1984 | 9999 |  |  | N | Nuclear Fuel | [13 empty] | 0 | 0 | 0 | 0 | [11 empty] | Energy Northwest | 100 | Energy Northwest | 100
Cavendish | 3710_G_1 | 3710 | G | 1 |  | Hydro |  | NENGREST | Vermont | 50 | Windsor | 27 | 50027 | 0.4 | 0 | 1907 | 9999 |  |  | N | Hydro | [13 empty] | 0 | 0 | 0 | 0 | [11 empty] | Green Mountain Power Corp | 100 | Gaz Métropolitain & Co LP | 100
Cavendish | 3710_G_2 | 3710 | G | 2 |  | Hydro |  | NENGREST | Vermont | 50 | Windsor | 27 | 50027 | 0.4 | 0 | 1907 | 9999 |  |  | N | Hydro | [13 empty] | 0 | 0 | 0 | 0 | [11 empty] | Green Mountain Power Corp | 100 | Gaz Métropolitain & Co LP | 100
Cavendish | 3710_G_3 | 3710 | G | 3 |  | Hydro |  | NENGREST | Vermont | 50 | Windsor | 27 | 50027 | 0.3 | 0 | 1907 | 9999 |  |  | N | Hydro | [13 empty] | 0 | 0 | 0 | 0 | [11 empty] | Green Mountain Power Corp | 100 | Gaz Métropolitain & Co LP | 100
Clark Falls | 3711_G_1 | 3711 | G | 1 |  | Hydro |  | NENGREST | Vermont | 50 | Chittenden | 7 | 50007 | 3 | 0 | 1937 | 9999 |  |  | N | Hydro | [13 empty] | 0 | 0 | 0 | 0 | [11 empty] | Green Mountain Power Corp | 100 | Gaz Métropolitain & Co LP | 100
Fairfax Falls | 3712_G_1 | 3712 | G | 1 |  | Hydro |  | NENGREST | Vermont | 50 | Franklin | 11 | 50011 | 1.4 | 0 | 1919 | 9999 |  |  | N | Hydro | [13 empty] | 0 | 0 | 0 | 0 | [11 empty] | Green Mountain Power Corp | 100 | Gaz Métropolitain & Co LP | 100
Fairfax Falls | 3712_G_2 | 3712 | G | 2 |  | Hydro |  | NENGREST | Vermont | 50 | Franklin | 11 | 50011 | 2 | 0 | 1919 | 9999 |  |  | N | Hydro | [13 empty] | 0 | 0 | 0 | 0 | [11 empty] | Green Mountain Power Corp | 100 | Gaz Métropolitain & Co LP | 100
Glen | 3714_G_1 | 3714 | G | 1 |  | Hydro |  | NENGREST | Vermont | 50 | Rutland | 21 | 50021 | 1 | 0 | 1920 | 9999 |  |  | N | Hydro | [13 empty] | 0 | 0 | 0 | 0 | [11 empty] | Green Mountain Power Corp | 100 | Gaz Métropolitain & Co LP | 100
Glen | 3714_G_2 | 3714 | G | 2 |  | Hydro |  | NENGREST | Vermont | 50 | Rutland | 21 | 50021 | 1 | 0 | 1920 | 9999 |  |  | N | Hydro | [13 empty] | 0 | 0 | 0 | 0 | [11 empty] | Green Mountain Power Corp | 100 | Gaz Métropolitain & Co LP | 100
Lower Middlebury | 3716_G_1 | 3716 | G | 1 |  | Hydro |  | NENGREST | Vermont | 50 | Addison | 1 | 50001 | 0.6 | 0 | 1917 | 9999 |  |  | N | Hydro | [13 empty] | 0 | 0 | 0 | 0 | [11 empty] | Green Mountain Power Corp | 100 | Gaz Métropolitain & Co LP | 100
Lower Middlebury | 3716_G_2 | 3716 | G | 2 |  | Hydro |  | NENGREST | Vermont | 50 | Addison | 1 | 50001 | 0.6 | 0 | 1917 | 9999 |  |  | N | Hydro | [13 empty] | 0 | 0 | 0 | 0 | [11 empty] | Green Mountain Power Corp | 100 | Gaz Métropolitain & Co LP | 100
Lower Middlebury | 3716_G_3 | 3716 | G | 3 |  | Hydro |  | NENGREST | Vermont | 50 | Addison | 1 | 50001 | 0.8 | 0 | 1917 | 9999 |  |  | N | Hydro | [13 empty] | 0 | 0 | 0 | 0 | [11 empty] | Green Mountain Power Corp | 100 | Gaz Métropolitain & Co LP | 100
Milton | 3717_G_1 | 3717 | G | 1 |  | Hydro |  | NENGREST | Vermont | 50 | Chittenden | 7 | 50007 | 3.5 | 0 | 1929 | 9999 |  |  | N | Hydro | [13 empty] | 0 | 0 | 0 | 0 | [11 empty] | Green Mountain Power Corp | 100 | Gaz Métropolitain & Co LP | 100
Milton | 3717_G_2 | 3717 | G | 2 |  | Hydro |  | NENGREST | Vermont | 50 | Chittenden | 7 | 50007 | 3.5 | 0 | 1929 | 9999 |  |  | N | Hydro | [13 empty] | 0 | 0 | 0 | 0 | [11 empty] | Green Mountain Power Corp | 100 | Gaz Métropolitain & Co LP | 100
Peterson | 3720_G_1 | 3720 | G | 1 |  | Hydro |  | NENGREST | Vermont | 50 | Chittenden | 7 | 50007 | 5.8 | 0 | 1948 | 9999 |  |  | N | Hydro | [13 empty] | 0 | 0 | 0 | 0 | [11 empty] | Green Mountain Power Corp | 100 | Gaz Métropolitain & Co LP | 100
Pittsford | 3722_G_1 | 3722 | G | 1 |  | Hydro |  | NENGREST | Vermont | 50 | Rutland | 21 | 50021 | 1.3 | 0 | 1914 | 9999 |  |  | N | Hydro | [13 empty] | 0 | 0 | 0 | 0 | [11 empty] | Green Mountain Power Corp | 100 | Gaz Métropolitain & Co LP | 100
Pittsford | 3722_G_2 | 3722 | G | 2 |  | Hydro |  | NENGREST | Vermont | 50 | Rutland | 21 | 50021 | 1.3 | 0 | 1914 | 9999 |  |  | N | Hydro | [13 empty] | 0 | 0 | 0 | 0 | [11 empty] | Green Mountain Power Corp | 100 | Gaz Métropolitain & Co LP | 100
Pittsford | 3722_G_3 | 3722 | G | 3 |  | Hydro |  | NENGREST | Vermont | 50 | Rutland | 21 | 50021 | 0.6 | 0 | 1914 | 9999 |  |  | N | Hydro | [13 empty] | 0 | 0 | 0 | 0 | [11 empty] | Green Mountain Power Corp | 100 | Gaz Métropolitain & Co LP | 100
Rutland | 3723_G_GT5 | 3723 | G | GT5 |  | Combustion Turbine |  | NENGREST | Vermont | 50 | Rutland | 21 | 50021 | 8.4 | 24044 | 1962 | 9999 |  |  | N | Distillate Fuel Oil | [12 empty] | 2 | 1.01 | 1.01 | 1.01 | 1.01 | [11 empty] | Green Mountain Power Corp | 100 | Gaz Métropolitain & Co LP | 100
Salisbury | 3724_G_1 | 3724 | G | 1 |  | Hydro |  | NENGREST | Vermont | 50 | Addison | 1 | 50001 | 1.2 | 0 | 1917 | 9999 |  |  | N | Hydro | [13 empty] | 0 | 0 | 0 | 0 | [11 empty] | Green Mountain Power Corp | 100 | Gaz Métropolitain & Co LP | 100
Silver Lake (VT) | 3725_G_1 | 3725 | G | 1 |  | Hydro |  | NENGREST | Vermont | 50 | Addison | 1 | 50001 | 2.2 | 0 | 1917 | 9999 |  |  | N | Hydro | [13 empty] | 0 | 0 | 0 | 0 | [11 empty] | Green Mountain Power Corp | 100 | Gaz Métropolitain & Co LP | 100
Weybridge | 3728_G_1 | 3728 | G | 1 |  | Hydro |  | NENGREST | Vermont | 50 | Addison | 1 | 50001 | 3.4 | 0 | 1951 | 9999 |  |  | N | Hydro | [13 empty] | 0 | 0 | 0 | 0 | [11 empty] | Green Mountain Power Corp | 100 | Gaz Métropolitain & Co LP | 100
Newport | 3731_G_1 | 3731 | G | 1 |  | Hydro |  | NENGREST | Vermont | 50 | Orleans | 19 | 50019 | 1.7 | 0 | 1940 | 9999 |  |  | N | Hydro | [13 empty] | 0 | 0 | 0 | 0 | [11 empty] | Gravity Renewables Inc | 100 | Gravity Renewables Inc | 100
Newport | 3731_G_2 | 3731 | G | 2 |  | Hydro |  | NENGREST | Vermont | 50 | Orleans | 19 | 50019 | 1.7 | 0 | 1944 | 9999 |  |  | N | Hydro | [13 empty] | 0 | 0 | 0 | 0 | [11 empty] | Gravity Renewables Inc | 100 | Gravity Renewables Inc | 100
Newport | 3731_G_3 | 3731 | G | 3 |  | Hydro |  | NENGREST | Vermont | 50 | Orleans | 19 | 50019 | 0.6 | 0 | 1936 | 9999 |  |  | N | Hydro | [13 empty] | 0 | 0 | 0 | 0 | [11 empty] | Gravity Renewables Inc | 100 | Gravity Renewables Inc | 100
Berlin 5 | 3734_G_GT1 | 3734 | G | GT1 | 90480 | Combustion Turbine |  | NENGREST | Vermont | 50 | Washington | 23 | 50023 | 35 | 15834 | 1972 | 9999 |  |  | N | Distillate Fuel Oil | [12 empty] | 2 | 1.01 | 1.01 | 1.01 | 1.01 | [11 empty] | Green Mountain Power Corp | 100 | Gaz Métropolitain & Co LP | 100
Colchester 16 | 3735_G_GT1 | 3735 | G | GT1 |  | Combustion Turbine |  | NENGREST | Vermont | 50 | Chittenden | 7 | 50007 | 8.7 | 25000 | 1965 | 9999 |  |  | N | Distillate Fuel Oil | [12 empty] | 0.5 | 1.01 | 1.01 | 1.01 | 1.01 | [11 empty] | Green Mountain Power Corp | 100 | Gaz Métropolitain & Co LP | 100
Essex Junction 19 | 3737_G_H1 | 3737 | G | H1 |  | Hydro |  | NENGREST | Vermont | 50 | Chittenden | 7 | 50007 | 1.8 | 0 | 1917 | 9999 |  |  | N | Hydro | [13 empty] | 0 | 0 | 0 | 0 | [11 empty] | Green Mountain Power Corp | 100 | Gaz Métropolitain & Co LP | 100
Essex Junction 19 | 3737_G_H2 | 3737 | G | H2 |  | Hydro |  | NENGREST | Vermont | 50 | Chittenden | 7 | 50007 | 1.8 | 0 | 1917 | 9999 |  |  | N | Hydro | [13 empty] | 0 | 0 | 0 | 0 | [11 empty] | Green Mountain Power Corp | 100 | Gaz Métropolitain & Co LP | 100
Essex Junction 19 | 3737_G_H3 | 3737 | G | H3 |  | Hydro |  | NENGREST | Vermont | 50 | Chittenden | 7 | 50007 | 1.8 | 0 | 1917 | 9999 |  |  | N | Hydro | [13 empty] | 0 | 0 | 0 | 0 | [11 empty] | Green Mountain Power Corp | 100 | Gaz Métropolitain & Co LP | 100
Essex Junction 19 | 3737_G_H4 | 3737 | G | H4 |  | Hydro |  | NENGREST | Vermont | 50 | Chittenden | 7 | 50007 | 1.8 | 0 | 1917 | 9999 |  |  | N | Hydro | [13 empty] | 0 | 0 | 0 | 0 | [11 empty] | Green Mountain Power Corp | 100 | Gaz Métropolitain & Co LP | 100
Essex Junction 19 | 3737_G_H9 | 3737 | G | H9 |  | Hydro |  | NENGREST | Vermont | 50 | Chittenden | 7 | 50007 | 0.8 | 0 | 2008 | 9999 |  |  | N | Hydro | [13 empty] | 0 | 0 | 0 | 0 | [11 empty] | Green Mountain Power Corp | 100 | Gaz Métropolitain & Co LP | 100
Essex Junction 19 | 3737_G_IC-5 | 3737 | G | IC-5 |  | Combustion Turbine | IC Engine | NENGREST | Vermont | 50 | Chittenden | 7 | 50007 | 1.8 | 10745 | 2007 | 9999 |  |  | N | Distillate Fuel Oil | [13 empty] | 1.6498 | 1.6498 | 1.6498 | 1.6498 | [11 empty] | Green Mountain Power Corp | 100 | Gaz Métropolitain & Co LP | 100
Essex Junction 19 | 3737_G_IC-6 | 3737 | G | IC-6 |  | Combustion Turbine | IC Engine | NENGREST | Vermont | 50 | Chittenden | 7 | 50007 | 1.8 | 10745 | 2007 | 9999 |  |  | N | Distillate Fuel Oil | [13 empty] | 1.6498 | 1.6498 | 1.6498 | 1.6498 | [11 empty] | Green Mountain Power Corp | 100 | Gaz Métropolitain & Co LP | 100
Essex Junction 19 | 3737_G_IC-7 | 3737 | G | IC-7 |  | Combustion Turbine | IC Engine | NENGREST | Vermont | 50 | Chittenden | 7 | 50007 | 1.8 | 10745 | 2007 | 9999 |  |  | N | Distillate Fuel Oil | [13 empty] | 1.6498 | 1.6498 | 1.6498 | 1.6498 | [11 empty] | Green Mountain Power Corp | 100 | Gaz Métropolitain & Co LP | 100
Essex Junction 19 | 3737_G_IC-8 | 3737 | G | IC-8 |  | Combustion Turbine | IC Engine | NENGREST | Vermont | 50 | Chittenden | 7 | 50007 | 1.8 | 10745 | 2007 | 9999 |  |  | N | Distillate Fuel Oil | [13 empty] | 1.6498 | 1.6498 | 1.6498 | 1.6498 | [11 empty] | Green Mountain Power Corp | 100 | Gaz Métropolitain & Co LP | 100
Marshfield 6 | 3739_G_1 | 3739 | G | 1 |  | Hydro |  | NENGREST | Vermont | 50 | Washington | 23 | 50023 | 5 | 0 | 1927 | 9999 |  |  | N | Hydro | [13 empty] | 0 | 0 | 0 | 0 | [11 empty] | Green Mountain Power Corp | 100 | Gaz Métropolitain & Co LP | 100
Middlesex 2 | 3740_G_1 | 3740 | G | 1 |  | Hydro |  | NENGREST | Vermont | 50 | Washington | 23 | 50023 | 1.6 | 0 | 1928 | 9999 |  |  | N | Hydro | [13 empty] | 0 | 0 | 0 | 0 | [11 empty] | Green Mountain Power Corp | 100 | Gaz Métropolitain & Co LP | 100
Middlesex 2 | 3740_G_2 | 3740 | G | 2 |  | Hydro |  | NENGREST | Vermont | 50 | Washington | 23 | 50023 | 1.6 | 0 | 1928 | 9999 |  |  | N | Hydro | [13 empty] | 0 | 0 | 0 | 0 | [11 empty] | Green Mountain Power Corp | 100 | Gaz Métropolitain & Co LP | 100
West Danville 15 | 3743_G_1 | 3743 | G | 1 |  | Hydro |  | NENGREST | Vermont | 50 | Caledonia | 5 | 50005 | 1 | 0 | 1917 | 9999 |  |  | N | Hydro | [13 empty] | 0 | 0 | 0 | 0 | [11 empty] | Green Mountain Power Corp | 100 | Gaz Métropolitain & Co LP | 100
Bellows Falls | 3745_G_GEN1 | 3745 | G | GEN1 |  | Hydro |  | NENGREST | Vermont | 50 | Windham | 25 | 50025 | 15.7 | 0 | 1928 | 9999 |  |  | N | Hydro | [13 empty] | 0 | 0 | 0 | 0 | [11 empty] | Great River Hydro LLC | 100 | ArcLight Capital Partners LLC | 100
Bellows Falls | 3745_G_GEN2 | 3745 | G | GEN2 |  | Hydro |  | NENGREST | Vermont | 50 | Windham | 25 | 50025 | 15.7 | 0 | 1928 | 9999 |  |  | N | Hydro | [13 empty] | 0 | 0 | 0 | 0 | [11 empty] | Great River Hydro LLC | 100 | ArcLight Capital Partners LLC | 100
Bellows Falls | 3745_G_GEN3 | 3745 | G | GEN3 |  | Hydro |  | NENGREST | Vermont | 50 | Windham | 25 | 50025 | 15.7 | 0 | 1928 | 9999 |  |  | N | Hydro | [13 empty] | 0 | 0 | 0 | 0 | [11 empty] | Great River Hydro LLC | 100 | ArcLight Capital Partners LLC | 100
Harriman | 3746_G_GEN1 | 3746 | G | GEN1 |  | Hydro |  | NENGREST | Vermont | 50 | Windham | 25 | 50025 | 13.6 | 0 | 1924 | 9999 |  |  | N | Hydro | [13 empty] | 0 | 0 | 0 | 0 | [11 empty] | Great River Hydro LLC | 100 | ArcLight Capital Partners LLC | 100
Harriman | 3746_G_GEN2 | 3746 | G | GEN2 |  | Hydro |  | NENGREST | Vermont | 50 | Windham | 25 | 50025 | 13.6 | 0 | 1924 | 9999 |  |  | N | Hydro | [13 empty] | 0 | 0 | 0 | 0 | [11 empty] | Great River Hydro LLC | 100 | ArcLight Capital Partners LLC | 100
Harriman | 3746_G_GEN3 | 3746 | G | GEN3 |  | Hydro |  | NENGREST | Vermont | 50 | Windham | 25 | 50025 | 13.6 | 0 | 1924 | 9999 |  |  | N | Hydro | [13 empty] | 0 | 0 | 0 | 0 | [11 empty] | Great River Hydro LLC | 100 | ArcLight Capital Partners LLC | 100
Canaan | 3750_G_1 | 3750 | G | 1 |  | Hydro |  | NENGREST | Vermont | 50 | Essex | 9 | 50009 | 1.1 | 0 | 1927 | 9999 |  |  | N | Hydro | [13 empty] | 0 | 0 | 0 | 0 | [11 empty] | CRP NH Canaan LLC | 100 | Hull Street Energy LLC | 100
West Charleston | 3753_G_1 | 3753 | G | 1 |  | Hydro |  | NENGREST | Vermont | 50 | Orleans | 19 | 50019 | 0.7 | 0 | 1931 | 9999 |  |  | N | Hydro | [13 empty] | 0 | 0 | 0 | 0 | [11 empty] | Gravity Renewables Inc | 100 | Gravity Renewables Inc | 100
West Charleston | 3753_G_2 | 3753 | G | 2 |  | Hydro |  | NENGREST | Vermont | 50 | Orleans | 19 | 50019 | 0.6 | 0 | 1948 | 9999 |  |  | N | Hydro | [13 empty] | 0 | 0 | 0 | 0 | [11 empty] | Gravity Renewables Inc | 100 | Gravity Renewables Inc | 100
Burlington GT | 3754_G_GT1 | 3754 | G | GT1 | 90491 | Combustion Turbine |  | NENGREST | Vermont | 50 | Chittenden | 7 | 50007 | 19.7 | 20496 | 1971 | 9999 |  |  | N | Distillate Fuel Oil | [12 empty] | 0.3 | 1.01 | 1.01 | 1.01 | 1.01 | [11 empty] | Burlington VT (City of) | 100 | Burlington VT (City of) | 100
Pardee | 376_G_1 | 376 | G | 1 |  | Hydro |  | WEC_CALN | California | 6 | Calaveras | 9 | 06009 | 8.9 | 0 | 1930 | 9999 |  |  | N | Hydro | [13 empty] | 0 | 0 | 0 | 0 | [11 empty] | East Bay Municipal Utility District | 100 | East Bay Municipal Utility District | 100
Pardee | 376_G_2 | 376 | G | 2 |  | Hydro |  | WEC_CALN | California | 6 | Calaveras | 9 | 06009 | 8.9 | 0 | 1930 | 9999 |  |  | N | Hydro | [13 empty] | 0 | 0 | 0 | 0 | [11 empty] | East Bay Municipal Utility District | 100 | East Bay Municipal Utility District | 100
Pardee | 376_G_3 | 376 | G | 3 |  | Hydro |  | WEC_CALN | California | 6 | Calaveras | 9 | 06009 | 9.9 | 0 | 1983 | 9999 |  |  | N | Hydro | [13 empty] | 0 | 0 | 0 | 0 | [11 empty] | East Bay Municipal Utility District | 100 | East Bay Municipal Utility District | 100
Great Falls (VT) | 3762_G_1 | 3762 | G | 1 |  | Hydro |  | NENGREST | Vermont | 50 | Caledonia | 5 | 50005 | 0.3 | 0 | 1915 | 9999 |  |  | N | Hydro | [13 empty] | 0 | 0 | 0 | 0 | [11 empty] | Lyndonville Electric Dept | 100 | Lyndonville Electric Dept | 100
Great Falls (VT) | 3762_G_2 | 3762 | G | 2 |  | Hydro |  | NENGREST | Vermont | 50 | Caledonia | 5 | 50005 | 0.3 | 0 | 1915 | 9999 |  |  | N | Hydro | [13 empty] | 0 | 0 | 0 | 0 | [11 empty] | Lyndonville Electric Dept | 100 | Lyndonville Electric Dept | 100
Great Falls (VT) | 3762_G_3 | 3762 | G | 3 |  | Hydro |  | NENGREST | Vermont | 50 | Caledonia | 5 | 50005 | 1.3 | 0 | 1979 | 9999 |  |  | N | Hydro | [13 empty] | 0 | 0 | 0 | 0 | [11 empty] | Lyndonville Electric Dept | 100 | Lyndonville Electric Dept | 100
Morrisville | 3764_G_1 | 3764 | G | 1 |  | Hydro |  | NENGREST | Vermont | 50 | Lamoille | 15 | 50015 | 0.5 | 0 | 1924 | 9999 |  |  | N | Hydro | [13 empty] | 0 | 0 | 0 | 0 | [11 empty] | Morrisville Water & Light Dept VT (Village of) | 100 | Morrisville Water & Light Dept VT (Village of) | 100
Morrisville | 3764_G_2 | 3764 | G | 2 |  | Hydro |  | NENGREST | Vermont | 50 | Lamoille | 15 | 50015 | 1 | 0 | 1924 | 9999 |  |  | N | Hydro | [13 empty] | 0 | 0 | 0 | 0 | [11 empty] | Morrisville Water & Light Dept VT (Village of) | 100 | Morrisville Water & Light Dept VT (Village of) | 100
Cadys Falls | 3765_G_1 | 3765 | G | 1 |  | Hydro |  | NENGREST | Vermont | 50 | Lamoille | 15 | 50015 | 0.5 | 0 | 1914 | 9999 |  |  | N | Hydro | [13 empty] | 0 | 0 | 0 | 0 | [11 empty] | Morrisville Water & Light Dept VT (Village of) | 100 | Morrisville Water & Light Dept VT (Village of) | 100
Cadys Falls | 3765_G_2 | 3765 | G | 2 |  | Hydro |  | NENGREST | Vermont | 50 | Lamoille | 15 | 50015 | 0.6 | 0 | 1947 | 9999 |  |  | N | Hydro | [13 empty] | 0 | 0 | 0 | 0 | [11 empty] | Morrisville Water & Light Dept VT (Village of) | 100 | Morrisville Water & Light Dept VT (Village of) | 100
Grayson | 377_G_1 | 377 | G | 1 |  | Combined Cycle |  | WEC_LADW | California | 6 | Los Angeles | 37 | 06037 | 19 | 11114 | 1977 | 9999 | other | dry | N | Natural Gas |  |  |  |  | SCR | [8 empty] | 0.25538 | 0.051076 | 0.25538 | 0.051076 | [11 empty] | Glendale Water & Power | 100 | Glendale Water & Power | 100
Grayson | 377_G_2 | 377 | G | 2 |  | Combined Cycle |  | WEC_LADW | California | 6 | Los Angeles | 37 | 06037 | 19 | 11114 | 1977 | 9999 | other | dry | N | Natural Gas |  |  |  |  | SCR | [8 empty] | 0.19075 | 0.03815 | 0.19075 | 0.03815 | [11 empty] | Glendale Water & Power | 100 | Glendale Water & Power | 100
Grayson | 377_G_8A | 377 | G | 8A |  | Combined Cycle |  | WEC_LADW | California | 6 | Los Angeles | 37 | 06037 | 26 | 11114 | 1977 | 9999 | other | dry | N | Natural Gas |  |  |  |  | SCR | [8 empty] | 0.25538 | 0.051076 | 0.25538 | 0.051076 | [11 empty] | Glendale Water & Power | 100 | Glendale Water & Power | 100
Grayson | 377_G_8BC | 377 | G | 8BC |  | Combined Cycle |  | WEC_LADW | California | 6 | Los Angeles | 37 | 06037 | 46 | 11114 | 1977 | 9999 | other | dry | N | Natural Gas |  |  |  |  | SCR | [8 empty] | 0.19075 | 0.03815 | 0.19075 | 0.03815 | [11 empty] | Glendale Water & Power | 100 | Glendale Water & Power | 100
Grayson | 377_G_9 | 377 | G | 9 | 89495 | Combustion Turbine |  | WEC_LADW | California | 6 | Los Angeles | 37 | 06037 | 48 | 10745 | 2004 | 9999 |  |  | N | Natural Gas |  |  |  |  | SCR | [7 empty] | 0.74 | 0.02445 | 0.02445 | 0.02445 | 0.02445 | [11 empty] | Glendale Water & Power | 100 | Glendale Water & Power | 100
Buck Hydro | 3772_G_1 | 3772 | G | 1 |  | Hydro |  | PJM_West | Virginia | 51 | Carroll | 35 | 51035 | 3 | 0 | 1912 | 9999 |  |  | N | Hydro | [13 empty] | 0 | 0 | 0 | 0 | [11 empty] | Appalachian Power Co | 100 | American Electric Power Co Inc | 100
Buck Hydro | 3772_G_2 | 3772 | G | 2 |  | Hydro |  | PJM_West | Virginia | 51 | Carroll | 35 | 51035 | 3 | 0 | 1912 | 9999 |  |  | N | Hydro | [13 empty] | 0 | 0 | 0 | 0 | [11 empty] | Appalachian Power Co | 100 | American Electric Power Co Inc | 100
Buck Hydro | 3772_G_3 | 3772 | G | 3 |  | Hydro |  | PJM_West | Virginia | 51 | Carroll | 35 | 51035 | 3 | 0 | 1912 | 9999 |  |  | N | Hydro | [13 empty] | 0 | 0 | 0 | 0 | [11 empty] | Appalachian Power Co | 100 | American Electric Power Co Inc | 100
Byllesby 2 | 3773_G_1 | 3773 | G | 1 |  | Hydro |  | PJM_West | Virginia | 51 | Carroll | 35 | 51035 | 7.9 | 0 | 1912 | 9999 |  |  | N | Hydro | [13 empty] | 0 | 0 | 0 | 0 | [11 empty] | Appalachian Power Co | 100 | American Electric Power Co Inc | 100
Byllesby 2 | 3773_G_2 | 3773 | G | 2 |  | Hydro |  | PJM_West | Virginia | 51 | Carroll | 35 | 51035 | 7.9 | 0 | 1912 | 9999 |  |  | N | Hydro | [13 empty] | 0 | 0 | 0 | 0 | [11 empty] | Appalachian Power Co | 100 | American Electric Power Co Inc | 100
Byllesby 2 | 3773_G_3 | 3773 | G | 3 |  | Hydro |  | PJM_West | Virginia | 51 | Carroll | 35 | 51035 | 7.9 | 0 | 1912 | 9999 |  |  | N | Hydro | [13 empty] | 0 | 0 | 0 | 0 | [11 empty] | Appalachian Power Co | 100 | American Electric Power Co Inc | 100
Byllesby 2 | 3773_G_4 | 3773 | G | 4 |  | Hydro |  | PJM_West | Virginia | 51 | Carroll | 35 | 51035 | 7.9 | 0 | 1912 | 9999 |  |  | N | Hydro | [13 empty] | 0 | 0 | 0 | 0 | [11 empty] | Appalachian Power Co | 100 | American Electric Power Co Inc | 100
Claytor | 3774_G_1 | 3774 | G | 1 |  | Hydro |  | PJM_West | Virginia | 51 | Pulaski | 155 | 51155 | 14.7 | 0 | 1939 | 9999 |  |  | N | Hydro | [13 empty] | 0 | 0 | 0 | 0 | [11 empty] | Appalachian Power Co | 100 | American Electric Power Co Inc | 100
Claytor | 3774_G_2 | 3774 | G | 2 |  | Hydro |  | PJM_West | Virginia | 51 | Pulaski | 155 | 51155 | 14.7 | 0 | 1939 | 9999 |  |  | N | Hydro | [13 empty] | 0 | 0 | 0 | 0 | [11 empty] | Appalachian Power Co | 100 | American Electric Power Co Inc | 100
Claytor | 3774_G_3 | 3774 | G | 3 |  | Hydro |  | PJM_West | Virginia | 51 | Pulaski | 155 | 51155 | 14.7 | 0 | 1939 | 9999 |  |  | N | Hydro | [13 empty] | 0 | 0 | 0 | 0 | [11 empty] | Appalachian Power Co | 100 | American Electric Power Co Inc | 100
Claytor | 3774_G_4 | 3774 | G | 4 |  | Hydro |  | PJM_West | Virginia | 51 | Pulaski | 155 | 51155 | 14.7 | 0 | 1939 | 9999 |  |  | N | Hydro | [13 empty] | 0 | 0 | 0 | 0 | [11 empty] | Appalachian Power Co | 100 | American Electric Power Co Inc | 100
Leesville | 3777_G_1 | 3777 | G | 1 |  | Hydro |  | PJM_West | Virginia | 51 | Pittsylvania | 143 | 51143 | 25 | 0 | 1964 | 9999 |  |  | N | Hydro | [13 empty] | 0 | 0 | 0 | 0 | [11 empty] | Appalachian Power Co | 100 | American Electric Power Co Inc | 100
Leesville | 3777_G_2 | 3777 | G | 2 |  | Hydro |  | PJM_West | Virginia | 51 | Pittsylvania | 143 | 51143 | 25 | 0 | 1964 | 9999 |  |  | N | Hydro | [13 empty] | 0 | 0 | 0 | 0 | [11 empty] | Appalachian Power Co | 100 | American Electric Power Co Inc | 100
Niagara | 3778_G_1 | 3778 | G | 1 |  | Hydro |  | PJM_West | Virginia | 51 | Roanoke | 161 | 51161 | 0.6 | 0 | 1954 | 9999 |  |  | N | Hydro | [13 empty] | 0 | 0 | 0 | 0 | [11 empty] | Appalachian Power Co | 100 | American Electric Power Co Inc | 100
Niagara | 3778_G_2 | 3778 | G | 2 |  | Hydro |  | PJM_West | Virginia | 51 | Roanoke | 161 | 51161 | 1.2 | 0 | 1954 | 9999 |  |  | N | Hydro | [13 empty] | 0 | 0 | 0 | 0 | [11 empty] | Appalachian Power Co | 100 | American Electric Power Co Inc | 100
Reusens | 3779_G_1 | 3779 | G | 1 |  | Hydro |  | PJM_West | Virginia | 51 | Campbell | 31 | 51031 | 2.5 | 0 | 1903 | 9999 |  |  | N | Hydro | [13 empty] | 0 | 0 | 0 | 0 | [11 empty] | Eagle Creek Reusens Hydro LLC | 100 | Ontario Power Generation Inc | 100
Reusens | 3779_G_2 | 3779 | G | 2 |  | Hydro |  | PJM_West | Virginia | 51 | Campbell | 31 | 51031 | 2.5 | 0 | 1903 | 9999 |  |  | N | Hydro | [13 empty] | 0 | 0 | 0 | 0 | [11 empty] | Eagle Creek Reusens Hydro LLC | 100 | Ontario Power Generation Inc | 100
Reusens | 3779_G_3 | 3779 | G | 3 |  | Hydro |  | PJM_West | Virginia | 51 | Campbell | 31 | 51031 | 2.5 | 0 | 1903 | 9999 |  |  | N | Hydro | [13 empty] | 0 | 0 | 0 | 0 | [11 empty] | Eagle Creek Reusens Hydro LLC | 100 | Ontario Power Generation Inc | 100
Reusens | 3779_G_4 | 3779 | G | 4 |  | Hydro |  | PJM_West | Virginia | 51 | Campbell | 31 | 51031 | 2.5 | 0 | 1903 | 9999 |  |  | N | Hydro | [13 empty] | 0 | 0 | 0 | 0 | [11 empty] | Eagle Creek Reusens Hydro LLC | 100 | Ontario Power Generation Inc | 100
Reusens | 3779_G_5 | 3779 | G | 5 |  | Hydro |  | PJM_West | Virginia | 51 | Campbell | 31 | 51031 | 2.5 | 0 | 1903 | 9999 |  |  | N | Hydro | [13 empty] | 0 | 0 | 0 | 0 | [11 empty] | Eagle Creek Reusens Hydro LLC | 100 | Ontario Power Generation Inc | 100
Prairie River | 378_G_1 | 378 | G | 1 |  | Hydro |  | MIS_MNWI | Minnesota | 27 | Itasca | 61 | 27061 | 0.5 | 0 | 1920 | 9999 |  |  | N | Hydro | [13 empty] | 0 | 0 | 0 | 0 | [11 empty] | ALLETE Inc | 100 | ALLETE Inc | 100
Prairie River | 378_G_2 | 378 | G | 2 |  | Hydro |  | MIS_MNWI | Minnesota | 27 | Itasca | 61 | 27061 | 0.2 | 0 | 1920 | 9999 |  |  | N | Hydro | [13 empty] | 0 | 0 | 0 | 0 | [11 empty] | ALLETE Inc | 100 | ALLETE Inc | 100
Smith Mountain | 3780_G_1 | 3780 | G | 1 |  | Pumped Storage |  | PJM_West | Virginia | 51 | Pittsylvania | 143 | 51143 | 66 | 0 | 1965 | 9999 |  |  | N | Pumped Storage | [13 empty] | 0 | 0 | 0 | 0 | [11 empty] | Appalachian Power Co | 100 | American Electric Power Co Inc | 100
Smith Mountain | 3780_G_2 | 3780 | G | 2 |  | Hydro |  | PJM_West | Virginia | 51 | Pittsylvania | 143 | 51143 | 174 | 0 | 1965 | 9999 |  |  | N | Hydro | [13 empty] | 0 | 0 | 0 | 0 | [11 empty] | Appalachian Power Co | 100 | American Electric Power Co Inc | 100
Smith Mountain | 3780_G_3 | 3780 | G | 3 |  | Pumped Storage |  | PJM_West | Virginia | 51 | Pittsylvania | 143 | 51143 | 106 | 0 | 1980 | 9999 |  |  | N | Pumped Storage | [13 empty] | 0 | 0 | 0 | 0 | [11 empty] | Appalachian Power Co | 100 | American Electric Power Co Inc | 100
Smith Mountain | 3780_G_4 | 3780 | G | 4 |  | Hydro |  | PJM_West | Virginia | 51 | Pittsylvania | 143 | 51143 | 174 | 0 | 1966 | 9999 |  |  | N | Hydro | [13 empty] | 0 | 0 | 0 | 0 | [11 empty] | Appalachian Power Co | 100 | American Electric Power Co Inc | 100
Smith Mountain | 3780_G_5 | 3780 | G | 5 |  | Pumped Storage |  | PJM_West | Virginia | 51 | Pittsylvania | 143 | 51143 | 66 | 0 | 1966 | 9999 |  |  | N | Pumped Storage | [13 empty] | 0 | 0 | 0 | 0 | [11 empty] | Appalachian Power Co | 100 | American Electric Power Co Inc | 100
Bayview | 3782_G_BAYV | 3782 | G | BAYV |  | Combustion Turbine | IC Engine | PJM_EMAC | Virginia | 51 | Northampton | 131 | 51131 | 2.1 | 10745 | 1963 | 9999 |  |  | N | Distillate Fuel Oil | [12 empty] | 2.64 | 2.8212 | 2.8212 | 2.8212 | 2.8212 | [11 empty] | Calpine Mid Atlantic Generation LLC | 100 | Energy Capital Partners | 100
Bayview | 3782_G_BYV2 | 3782 | G | BYV2 |  | Combustion Turbine | IC Engine | PJM_EMAC | Virginia | 51 | Northampton | 131 | 51131 | 2.1 | 10745 | 1963 | 9999 |  |  | N | Distillate Fuel Oil | [12 empty] | 2.64 | 2.9842 | 2.9842 | 2.9842 | 2.9842 | [11 empty] | Calpine Mid Atlantic Generation LLC | 100 | Energy Capital Partners | 100
Bayview | 3782_G_BYV3 | 3782 | G | BYV3 |  | Combustion Turbine | IC Engine | PJM_EMAC | Virginia | 51 | Northampton | 131 | 51131 | 2.1 | 10745 | 1963 | 9999 |  |  | N | Distillate Fuel Oil | [12 empty] | 2.64 | 3.0387 | 3.0387 | 3.0387 | 3.0387 | [11 empty] | Calpine Mid Atlantic Generation LLC | 100 | Energy Capital Partners | 100
Bayview | 3782_G_BYV4 | 3782 | G | BYV4 |  | Combustion Turbine | IC Engine | PJM_EMAC | Virginia | 51 | Northampton | 131 | 51131 | 2.1 | 10745 | 1963 | 9999 |  |  | N | Distillate Fuel Oil | [12 empty] | 2.64 | 2.7557 | 2.7557 | 2.7557 | 2.7557 | [11 empty] | Calpine Mid Atlantic Generation LLC | 100 | Energy Capital Partners | 100
Bayview | 3782_G_BYV5 | 3782 | G | BYV5 |  | Combustion Turbine | IC Engine | PJM_EMAC | Virginia | 51 | Northampton | 131 | 51131 | 2.1 | 10745 | 1963 | 9999 |  |  | N | Distillate Fuel Oil | [12 empty] | 2.64 | 3.1017 | 3.1017 | 3.1017 | 3.1017 | [11 empty] | Calpine Mid Atlantic Generation LLC | 100 | Energy Capital Partners | 100
Bayview | 3782_G_BYV6 | 3782 | G | BYV6 |  | Combustion Turbine | IC Engine | PJM_EMAC | Virginia | 51 | Northampton | 131 | 51131 | 2.1 | 10745 | 1963 | 9999 |  |  | N | Distillate Fuel Oil | [12 empty] | 2.64 | 2.9357 | 2.9357 | 2.9357 | 2.9357 | [11 empty] | Calpine Mid Atlantic Generation LLC | 100 | Energy Capital Partners | 100
Tasley | 3785_G_TAS | 3785 | G | TAS | 89335 | Combustion Turbine |  | PJM_EMAC | Virginia | 51 | Accomack | 1 | 51001 | 31 | 15026 | 1972 | 9999 |  |  | N | Distillate Fuel Oil | [12 empty] | 0.8 | 1.2001 | 1.2001 | 1.2001 | 1.2001 | [11 empty] | Calpine Mid Atlantic Generation LLC | 100 | Energy Capital Partners | 100
Luray Hydro Station | 3789_G_1 | 3789 | G | 1 |  | Hydro |  | PJM_AP | Virginia | 51 | Page | 139 | 51139 | 0.4 | 0 | 1927 | 9999 |  |  | N | Hydro | [13 empty] | 0 | 0 | 0 | 0 | [11 empty] | PE Hydro Generation LLC | 100 | Ontario Power Generation Inc | 100
Luray Hydro Station | 3789_G_2 | 3789 | G | 2 |  | Hydro |  | PJM_AP | Virginia | 51 | Page | 139 | 51139 | 0.3 | 0 | 1927 | 9999 |  |  | N | Hydro | [13 empty] | 0 | 0 | 0 | 0 | [11 empty] | PE Hydro Generation LLC | 100 | Ontario Power Generation Inc | 100
Luray Hydro Station | 3789_G_3 | 3789 | G | 3 |  | Hydro |  | PJM_AP | Virginia | 51 | Page | 139 | 51139 | 0.4 | 0 | 1927 | 9999 |  |  | N | Hydro | [13 empty] | 0 | 0 | 0 | 0 | [11 empty] | PE Hydro Generation LLC | 100 | Ontario Power Generation Inc | 100
Newport Hydro Station | 3790_G_1 | 3790 | G | 1 |  | Hydro |  | PJM_West | Virginia | 51 | Page | 139 | 51139 | 0.3 | 0 | 1923 | 9999 |  |  | N | Hydro | [13 empty] | 0 | 0 | 0 | 0 | [11 empty] | PE Hydro Generation LLC | 100 | Ontario Power Generation Inc | 100
Newport Hydro Station | 3790_G_2 | 3790 | G | 2 |  | Hydro |  | PJM_West | Virginia | 51 | Page | 139 | 51139 | 0.5 | 0 | 1923 | 9999 |  |  | N | Hydro | [13 empty] | 0 | 0 | 0 | 0 | [11 empty] | PE Hydro Generation LLC | 100 | Ontario Power Generation Inc | 100
Newport Hydro Station | 3790_G_3 | 3790 | G | 3 |  | Hydro |  | PJM_West | Virginia | 51 | Page | 139 | 51139 | 0.5 | 0 | 1923 | 9999 |  |  | N | Hydro | [13 empty] | 0 | 0 | 0 | 0 | [11 empty] | PE Hydro Generation LLC | 100 | Ontario Power Generation Inc | 100
Chesterfield | 3797_G_CT7 | 3797 | G | CT7 | 89200 | Combined Cycle |  | PJM_Dom | Virginia | 51 | Chesterfield | 41 | 51041 | 142 | 7973 | 1990 | 9999 | other |  | N | Natural Gas, Distillate Fuel Oil |  |  |  | STM | [9 empty] | 0.12889 | 0.12889 | 0.12889 | 0.12889 | [11 empty] | Virginia Electric & Power Co | 100 | Dominion Energy Inc | 100
Chesterfield | 3797_G_CT8 | 3797 | G | CT8 | 2515 | Combined Cycle |  | PJM_Dom | Virginia | 51 | Chesterfield | 41 | 51041 | 140 | 8016 | 1992 | 9999 | other |  | N | Natural Gas, Distillate Fuel Oil |  |  |  | STM | [9 empty] | 0.11922 | 0.11922 | 0.11922 | 0.11922 | [11 empty] | Virginia Electric & Power Co | 100 | Dominion Energy Inc | 100
Chesterfield | 3797_G_CW7 | 3797 | G | CW7 | 89200 | Combined Cycle |  | PJM_Dom | Virginia | 51 | Chesterfield | 41 | 51041 | 55 | 7973 | 1990 | 9999 | other |  | N | Natural Gas, Distillate Fuel Oil |  |  |  | STM | [9 empty] | 0.12889 | 0.12889 | 0.12889 | 0.12889 | [11 empty] | Virginia Electric & Power Co | 100 | Dominion Energy Inc | 100
Chesterfield | 3797_G_CW8 | 3797 | G | CW8 | 2515 | Combined Cycle |  | PJM_Dom | Virginia | 51 | Chesterfield | 41 | 51041 | 60 | 8016 | 1992 | 9999 | other |  | N | Natural Gas, Distillate Fuel Oil |  |  |  | STM | [9 empty] | 0.11922 | 0.11922 | 0.11922 | 0.11922 | [11 empty] | Virginia Electric & Power Co | 100 | Dominion Energy Inc | 100
Cushaw | 3798_G_1 | 3798 | G | 1 |  | Hydro |  | PJM_Dom | Virginia | 51 | Amherst | 9 | 51009 | 0.4 | 0 | 1930 | 9999 |  |  | N | Hydro | [13 empty] | 0 | 0 | 0 | 0 | [11 empty] | Cushaw Hydro LLC | 100 | Cushaw Hydro LLC | 100
Cushaw | 3798_G_2 | 3798 | G | 2 |  | Hydro |  | PJM_Dom | Virginia | 51 | Amherst | 9 | 51009 | 0.4 | 0 | 1930 | 9999 |  |  | N | Hydro | [13 empty] | 0 | 0 | 0 | 0 | [11 empty] | Cushaw Hydro LLC | 100 | Cushaw Hydro LLC | 100
Cushaw | 3798_G_3 | 3798 | G | 3 |  | Hydro |  | PJM_Dom | Virginia | 51 | Amherst | 9 | 51009 | 0.4 | 0 | 1930 | 9999 |  |  | N | Hydro | [13 empty] | 0 | 0 | 0 | 0 | [11 empty] | Cushaw Hydro LLC | 100 | Cushaw Hydro LLC | 100
Cushaw | 3798_G_4 | 3798 | G | 4 |  | Hydro |  | PJM_Dom | Virginia | 51 | Amherst | 9 | 51009 | 0.4 | 0 | 1930 | 9999 |  |  | N | Hydro | [13 empty] | 0 | 0 | 0 | 0 | [11 empty] | Cushaw Hydro LLC | 100 | Cushaw Hydro LLC | 100
Cushaw | 3798_G_5 | 3798 | G | 5 |  | Hydro |  | PJM_Dom | Virginia | 51 | Amherst | 9 | 51009 | 0.4 | 0 | 1930 | 9999 |  |  | N | Hydro | [13 empty] | 0 | 0 | 0 | 0 | [11 empty] | Cushaw Hydro LLC | 100 | Cushaw Hydro LLC | 100
Low Moor | 3799_G_GT1 | 3799 | G | GT1 |  | Combustion Turbine |  | PJM_Dom | Virginia | 51 | Alleghany | 5 | 51005 | 12 | 16021 | 1971 | 9999 |  |  | N | Distillate Fuel Oil | [12 empty] | 2.64 | 1.1478 | 1.1478 | 1.1478 | 1.1478 | [11 empty] | Virginia Electric & Power Co | 100 | Dominion Energy Inc | 100
Low Moor | 3799_G_GT2 | 3799 | G | GT2 |  | Combustion Turbine |  | PJM_Dom | Virginia | 51 | Alleghany | 5 | 51005 | 12 | 16046 | 1971 | 9999 |  |  | N | Distillate Fuel Oil | [12 empty] | 2.64 | 1.1412 | 1.1412 | 1.1412 | 1.1412 | [11 empty] | Virginia Electric & Power Co | 100 | Dominion Energy Inc | 100
Low Moor | 3799_G_GT3 | 3799 | G | GT3 |  | Combustion Turbine |  | PJM_Dom | Virginia | 51 | Alleghany | 5 | 51005 | 12 | 16046 | 1971 | 9999 |  |  | N | Distillate Fuel Oil | [12 empty] | 2.64 | 0.16295 | 0.16295 | 0.16295 | 0.16295 | [11 empty] | Virginia Electric & Power Co | 100 | Dominion Energy Inc | 100
Low Moor | 3799_G_GT4 | 3799 | G | GT4 |  | Combustion Turbine |  | PJM_Dom | Virginia | 51 | Alleghany | 5 | 51005 | 12 | 16046 | 1971 | 9999 |  |  | N | Distillate Fuel Oil | [12 empty] | 2.64 | 0.95718 | 0.95718 | 0.95718 | 0.95718 | [11 empty] | Virginia Electric & Power Co | 100 | Dominion Energy Inc | 100
Millers Ferry | 38_G_1 | 38 | G | 1 |  | Hydro |  | S_SOU | Alabama | 1 | Wilcox | 131 | 01131 | 30 | 0 | 1970 | 9999 |  |  | N | Hydro | [13 empty] | 0 | 0 | 0 | 0 | [11 empty] | USACE Mobile District | 100 | U S Army Corps of Engineers | 100
Millers Ferry | 38_G_2 | 38 | G | 2 |  | Hydro |  | S_SOU | Alabama | 1 | Wilcox | 131 | 01131 | 30 | 0 | 1970 | 9999 |  |  | N | Hydro | [13 empty] | 0 | 0 | 0 | 0 | [11 empty] | USACE Mobile District | 100 | U S Army Corps of Engineers | 100
Millers Ferry | 38_G_3 | 38 | G | 3 |  | Hydro |  | S_SOU | Alabama | 1 | Wilcox | 131 | 01131 | 30 | 0 | 1970 | 9999 |  |  | N | Hydro | [13 empty] | 0 | 0 | 0 | 0 | [11 empty] | USACE Mobile District | 100 | U S Army Corps of Engineers | 100
Dion R Holm | 380_G_1 | 380 | G | 1 |  | Hydro |  | WEC_CALN | California | 6 | Tuolumne | 109 | 06109 | 78.4 | 0 | 1960 | 9999 |  |  | N | Hydro | [13 empty] | 0 | 0 | 0 | 0 | [11 empty] | City & County of San Francisco | 100 | City & County of San Francisco | 100
Dion R Holm | 380_G_2 | 380 | G | 2 |  | Hydro |  | WEC_CALN | California | 6 | Tuolumne | 109 | 06109 | 78.4 | 0 | 1960 | 9999 |  |  | N | Hydro | [13 empty] | 0 | 0 | 0 | 0 | [11 empty] | City & County of San Francisco | 100 | City & County of San Francisco | 100
Northern Neck | 3800_G_GT1 | 3800 | G | GT1 |  | Combustion Turbine |  | PJM_Dom | Virginia | 51 | Richmond | 159 | 51159 | 12 | 16329 | 1971 | 9999 |  |  | N | Distillate Fuel Oil | [12 empty] | 2.64 | 0.8241 | 0.8241 | 0.8241 | 0.8241 | [11 empty] | Virginia Electric & Power Co | 100 | Dominion Energy Inc | 100
Northern Neck | 3800_G_GT2 | 3800 | G | GT2 |  | Combustion Turbine |  | PJM_Dom | Virginia | 51 | Richmond | 159 | 51159 | 11 | 16335 | 1971 | 9999 |  |  | N | Distillate Fuel Oil | [12 empty] | 2.64 | 0.67663 | 0.67663 | 0.67663 | 0.67663 | [11 empty] | Virginia Electric & Power Co | 100 | Dominion Energy Inc | 100
Northern Neck | 3800_G_GT3 | 3800 | G | GT3 |  | Combustion Turbine |  | PJM_Dom | Virginia | 51 | Richmond | 159 | 51159 | 12 | 16332 | 1971 | 9999 |  |  | N | Distillate Fuel Oil | [12 empty] | 2.64 | 0.80709 | 0.80709 | 0.80709 | 0.80709 | [11 empty] | Virginia Electric & Power Co | 100 | Dominion Energy Inc | 100
Northern Neck | 3800_G_GT4 | 3800 | G | GT4 |  | Combustion Turbine |  | PJM_Dom | Virginia | 51 | Richmond | 159 | 51159 | 12 | 16332 | 1971 | 9999 |  |  | N | Distillate Fuel Oil | [12 empty] | 2.64 | 0.73194 | 0.73194 | 0.73194 | 0.73194 | [11 empty] | Virginia Electric & Power Co | 100 | Dominion Energy Inc | 100
Chesapeake | 3803_G_6 | 3803 | G | 6 |  | Combustion Turbine |  | PJM_Dom | Virginia | 51 | Chesapeake City | 550 | 51550 | 12 | 16258 | 1969 | 9999 |  |  | N | Distillate Fuel Oil | [12 empty] | 2.64 | 0.2755 | 0.2755 | 0.2755 | 0.2755 | [11 empty] | Virginia Electric & Power Co | 100 | Dominion Energy Inc | 100
Chesapeake | 3803_G_GT1 | 3803 | G | GT1 |  | Combustion Turbine |  | PJM_Dom | Virginia | 51 | Chesapeake City | 550 | 51550 | 15 | 16278 | 1967 | 9999 |  |  | N | Distillate Fuel Oil | [12 empty] | 2.64 | 0.90065 | 0.90065 | 0.90065 | 0.90065 | [11 empty] | Virginia Electric & Power Co | 100 | Dominion Energy Inc | 100
Chesapeake | 3803_G_GT2 | 3803 | G | GT2 |  | Combustion Turbine |  | PJM_Dom | Virginia | 51 | Chesapeake City | 550 | 51550 | 12 | 16260 | 1969 | 9999 |  |  | N | Distillate Fuel Oil | [12 empty] | 2.64 | 0.18424 | 0.18424 | 0.18424 | 0.18424 | [11 empty] | Virginia Electric & Power Co | 100 | Dominion Energy Inc | 100
Chesapeake | 3803_G_GT4 | 3803 | G | GT4 |  | Combustion Turbine |  | PJM_Dom | Virginia | 51 | Chesapeake City | 550 | 51550 | 12 | 16260 | 1969 | 9999 |  |  | N | Distillate Fuel Oil | [12 empty] | 2.64 | 0.66278 | 0.66278 | 0.66278 | 0.66278 | [11 empty] | Virginia Electric & Power Co | 100 | Dominion Energy Inc | 100
Possum Point | 3804_G_6A | 3804 | G | 6A | 8340 | Combined Cycle |  | PJM_Dom | Virginia | 51 | Prince William | 153 | 51153 | 148.5 | 7223 | 2003 | 9999 |  |  | N | Natural Gas, Distillate Fuel Oil |  |  |  | DLNB + H2O | SCR | [8 empty] | 0.010465 | 0.010465 | 0.010465 | 0.010465 | [11 empty] | Virginia Electric & Power Co | 100 | Dominion Energy Inc | 100
Possum Point | 3804_G_6B | 3804 | G | 6B | 8342 | Combined Cycle |  | PJM_Dom | Virginia | 51 | Prince William | 153 | 51153 | 148.5 | 7223 | 2003 | 9999 |  |  | N | Natural Gas, Distillate Fuel Oil |  |  |  | DLNB + H2O | SCR | [8 empty] | 0.010465 | 0.010465 | 0.010465 | 0.010465 | [11 empty] | Virginia Electric & Power Co | 100 | Dominion Energy Inc | 100
Possum Point | 3804_G_6ST | 3804 | G | 6ST | 8340 | Combined Cycle |  | PJM_Dom | Virginia | 51 | Prince William | 153 | 51153 | 262 | 7223 | 2003 | 9999 |  |  | N | Natural Gas, Distillate Fuel Oil |  |  |  | DLNB + H2O | SCR | [8 empty] | 0.010465 | 0.010465 | 0.010465 | 0.010465 | [11 empty] | Virginia Electric & Power Co | 100 | Dominion Energy Inc | 100
Possum Point | 3804_G_GT1 | 3804 | G | GT1 |  | Combustion Turbine |  | PJM_Dom | Virginia | 51 | Prince William | 153 | 51153 | 12 | 15774 | 1968 | 9999 |  |  | N | Distillate Fuel Oil | [12 empty] | 1.06 | 1.0542 | 1.0542 | 1.0542 | 1.0542 | [11 empty] | Virginia Electric & Power Co | 100 | Dominion Energy Inc | 100
Possum Point | 3804_G_GT2 | 3804 | G | GT2 |  | Combustion Turbine |  | PJM_Dom | Virginia | 51 | Prince William | 153 | 51153 | 12 | 15778 | 1968 | 9999 |  |  | N | Distillate Fuel Oil | [12 empty] | 1.06 | 0.04124 | 0.04124 | 0.04124 | 0.04124 | [11 empty] | Virginia Electric & Power Co | 100 | Dominion Energy Inc | 100
Possum Point | 3804_G_GT3 | 3804 | G | GT3 |  | Combustion Turbine |  | PJM_Dom | Virginia | 51 | Prince William | 153 | 51153 | 12 | 15778 | 1968 | 9999 |  |  | N | Distillate Fuel Oil | [12 empty] | 1.06 | 1.0671 | 1.0671 | 1.0671 | 1.0671 | [11 empty] | Virginia Electric & Power Co | 100 | Dominion Energy Inc | 100
Possum Point | 3804_G_GT4 | 3804 | G | GT4 |  | Combustion Turbine |  | PJM_Dom | Virginia | 51 | Prince William | 153 | 51153 | 12 | 15778 | 1968 | 9999 |  |  | N | Distillate Fuel Oil | [12 empty] | 1.06 | 0.04333 | 0.04333 | 0.04333 | 0.04333 | [11 empty] | Virginia Electric & Power Co | 100 | Dominion Energy Inc | 100
Possum Point | 3804_G_GT5 | 3804 | G | GT5 |  | Combustion Turbine |  | PJM_Dom | Virginia | 51 | Prince William | 153 | 51153 | 12 | 15778 | 1968 | 9999 |  |  | N | Distillate Fuel Oil | [12 empty] | 1.06 | 0.93068 | 0.93068 | 0.93068 | 0.93068 | [11 empty] | Virginia Electric & Power Co | 100 | Dominion Energy Inc | 100
Possum Point | 3804_G_GT6 | 3804 | G | GT6 |  | Combustion Turbine |  | PJM_Dom | Virginia | 51 | Prince William | 153 | 51153 | 12 | 15778 | 1968 | 9999 |  |  | N | Distillate Fuel Oil | [12 empty] | 1.06 | 0.04204 | 0.04204 | 0.04204 | 0.04204 | [11 empty] | Virginia Electric & Power Co | 100 | Dominion Energy Inc | 100
Surry | 3806_G_1 | 3806 | G | 1 |  | Nuclear |  | PJM_Dom | Virginia | 51 | Surry | 181 | 51181 | 838 | 10456 | 1972 | 9999 |  |  | N | Nuclear Fuel | [13 empty] | 0 | 0 | 0 | 0 | [11 empty] | Virginia Electric & Power Co | 100 | Dominion Energy Inc | 100
Surry | 3806_G_2 | 3806 | G | 2 |  | Nuclear |  | PJM_Dom | Virginia | 51 | Surry | 181 | 51181 | 838 | 10456 | 1973 | 9999 |  |  | N | Nuclear Fuel | [13 empty] | 0 | 0 | 0 | 0 | [11 empty] | Virginia Electric & Power Co | 100 | Dominion Energy Inc | 100
Moccasin | 381_G_1 | 381 | G | 1 |  | Hydro |  | WEC_CALN | California | 6 | Tuolumne | 109 | 06109 | 50 | 0 | 1969 | 9999 |  |  | N | Hydro | [13 empty] | 0 | 0 | 0 | 0 | [11 empty] | City & County of San Francisco | 100 | City & County of San Francisco | 100
Moccasin | 381_G_2 | 381 | G | 2 |  | Hydro |  | WEC_CALN | California | 6 | Tuolumne | 109 | 06109 | 50 | 0 | 1969 | 9999 |  |  | N | Hydro | [13 empty] | 0 | 0 | 0 | 0 | [11 empty] | City & County of San Francisco | 100 | City & County of San Francisco | 100
R C Kirkwood | 382_G_1 | 382 | G | 1 |  | Hydro |  | WEC_CALN | California | 6 | Tuolumne | 109 | 06109 | 39.5 | 0 | 1967 | 9999 |  |  | N | Hydro | [13 empty] | 0 | 0 | 0 | 0 | [11 empty] | City & County of San Francisco | 100 | City & County of San Francisco | 100
R C Kirkwood | 382_G_2 | 382 | G | 2 |  | Hydro |  | WEC_CALN | California | 6 | Tuolumne | 109 | 06109 | 39.5 | 0 | 1967 | 9999 |  |  | N | Hydro | [13 empty] | 0 | 0 | 0 | 0 | [11 empty] | City & County of San Francisco | 100 | City & County of San Francisco | 100
R C Kirkwood | 382_G_3 | 382 | G | 3 |  | Hydro |  | WEC_CALN | California | 6 | Tuolumne | 109 | 06109 | 36.5 | 0 | 1987 | 9999 |  |  | N | Hydro | [13 empty] | 0 | 0 | 0 | 0 | [11 empty] | City & County of San Francisco | 100 | City & County of San Francisco | 100
Snowden | 3821_G_4 | 3821 | G | 4 |  | Hydro |  | PJM_West | Virginia | 51 | Bedford | 19 | 51019 | 2.5 | 0 | 1987 | 9999 |  |  | N | Hydro | [13 empty] | 0 | 0 | 0 | 0 | [11 empty] | Bedford County Public Service Authority | 100 | Bedford County Public Service Authority | 100
Snowden | 3821_G_5 | 3821 | G | 5 |  | Hydro |  | PJM_West | Virginia | 51 | Bedford | 19 | 51019 | 2.5 | 0 | 1987 | 9999 |  |  | N | Hydro | [13 empty] | 0 | 0 | 0 | 0 | [11 empty] | Bedford County Public Service Authority | 100 | Bedford County Public Service Authority | 100
Pinnacles | 3825_G_1 | 3825 | G | 1 |  | Hydro |  | PJM_West | Virginia | 51 | Patrick | 141 | 51141 | 3.5 | 0 | 1938 | 9999 |  |  | N | Hydro | [13 empty] | 0 | 0 | 0 | 0 | [11 empty] | Danville Power & Light Dept | 100 | Danville Power & Light Dept | 100
Pinnacles | 3825_G_2 | 3825 | G | 2 |  | Hydro |  | PJM_West | Virginia | 51 | Patrick | 141 | 51141 | 3.5 | 0 | 1938 | 9999 |  |  | N | Hydro | [13 empty] | 0 | 0 | 0 | 0 | [11 empty] | Danville Power & Light Dept | 100 | Danville Power & Light Dept | 100
Pinnacles | 3825_G_3 | 3825 | G | 3 |  | Hydro |  | PJM_West | Virginia | 51 | Patrick | 141 | 51141 | 3.5 | 0 | 1938 | 9999 |  |  | N | Hydro | [13 empty] | 0 | 0 | 0 | 0 | [11 empty] | Danville Power & Light Dept | 100 | Danville Power & Light Dept | 100
Martinsville | 3826_G_1 | 3826 | G | 1 |  | Hydro |  | PJM_West | Virginia | 51 | Henry | 89 | 51089 | 0.3 | 0 | 1932 | 9999 |  |  | N | Hydro | [13 empty] | 0 | 0 | 0 | 0 | [11 empty] | Martinsville VA (City of) | 100 | Martinsville VA (City of) | 100
Martinsville | 3826_G_2 | 3826 | G | 2 |  | Hydro |  | PJM_West | Virginia | 51 | Henry | 89 | 51089 | 0.9 | 0 | 1932 | 9999 |  |  | N | Hydro | [13 empty] | 0 | 0 | 0 | 0 | [11 empty] | Martinsville VA (City of) | 100 | Martinsville VA (City of) | 100
John H Kerr | 3833_G_1 | 3833 | G | 1 |  | Hydro |  | PJM_Dom | Virginia | 51 | Mecklenburg | 117 | 51117 | 13.8 | 0 | 1952 | 9999 |  |  | N | Hydro | [13 empty] | 0 | 0 | 0 | 0 | [11 empty] | USACE Wilmington District | 100 | U S Army Corps of Engineers | 100
John H Kerr | 3833_G_2 | 3833 | G | 2 |  | Hydro |  | PJM_Dom | Virginia | 51 | Mecklenburg | 117 | 51117 | 46.8 | 0 | 1952 | 9999 |  |  | N | Hydro | [13 empty] | 0 | 0 | 0 | 0 | [11 empty] | USACE Wilmington District | 100 | U S Army Corps of Engineers | 100
John H Kerr | 3833_G_3 | 3833 | G | 3 |  | Hydro |  | PJM_Dom | Virginia | 51 | Mecklenburg | 117 | 51117 | 46.8 | 0 | 1953 | 9999 |  |  | N | Hydro | [13 empty] | 0 | 0 | 0 | 0 | [11 empty] | USACE Wilmington District | 100 | U S Army Corps of Engineers | 100
John H Kerr | 3833_G_4 | 3833 | G | 4 |  | Hydro |  | PJM_Dom | Virginia | 51 | Mecklenburg | 117 | 51117 | 46.8 | 0 | 1953 | 9999 |  |  | N | Hydro | [13 empty] | 0 | 0 | 0 | 0 | [11 empty] | USACE Wilmington District | 100 | U S Army Corps of Engineers | 100
John H Kerr | 3833_G_5 | 3833 | G | 5 |  | Hydro |  | PJM_Dom | Virginia | 51 | Mecklenburg | 117 | 51117 | 46.8 | 0 | 1953 | 9999 |  |  | N | Hydro | [13 empty] | 0 | 0 | 0 | 0 | [11 empty] | USACE Wilmington District | 100 | U S Army Corps of Engineers | 100
John H Kerr | 3833_G_6 | 3833 | G | 6 |  | Hydro |  | PJM_Dom | Virginia | 51 | Mecklenburg | 117 | 51117 | 46.8 | 0 | 1953 | 9999 |  |  | N | Hydro | [13 empty] | 0 | 0 | 0 | 0 | [11 empty] | USACE Wilmington District | 100 | U S Army Corps of Engineers | 100
John H Kerr | 3833_G_7 | 3833 | G | 7 |  | Hydro |  | PJM_Dom | Virginia | 51 | Mecklenburg | 117 | 51117 | 46.8 | 0 | 1953 | 9999 |  |  | N | Hydro | [13 empty] | 0 | 0 | 0 | 0 | [11 empty] | USACE Wilmington District | 100 | U S Army Corps of Engineers | 100
John H Kerr | 3833_G_A | 3833 | G | A |  | Hydro |  | PJM_Dom | Virginia | 51 | Mecklenburg | 117 | 51117 | 1 | 0 | 2008 | 9999 |  |  | N | Hydro | [13 empty] | 0 | 0 | 0 | 0 | [11 empty] | USACE Wilmington District | 100 | U S Army Corps of Engineers | 100
John H Kerr | 3833_G_B | 3833 | G | B |  | Hydro |  | PJM_Dom | Virginia | 51 | Mecklenburg | 117 | 51117 | 1 | 0 | 2008 | 9999 |  |  | N | Hydro | [13 empty] | 0 | 0 | 0 | 0 | [11 empty] | USACE Wilmington District | 100 | U S Army Corps of Engineers | 100
Philpott Lake | 3834_G_1 | 3834 | G | 1 |  | Hydro |  | PJM_West | Virginia | 51 | Henry | 89 | 51089 | 7.5 | 0 | 1953 | 9999 |  |  | N | Hydro | [13 empty] | 0 | 0 | 0 | 0 | [11 empty] | USACE Wilmington District | 100 | U S Army Corps of Engineers | 100
Philpott Lake | 3834_G_2 | 3834 | G | 2 |  | Hydro |  | PJM_West | Virginia | 51 | Henry | 89 | 51089 | 7.5 | 0 | 1953 | 9999 |  |  | N | Hydro | [13 empty] | 0 | 0 | 0 | 0 | [11 empty] | USACE Wilmington District | 100 | U S Army Corps of Engineers | 100
Philpott Lake | 3834_G_3 | 3834 | G | 3 |  | Hydro |  | PJM_West | Virginia | 51 | Henry | 89 | 51089 | 0.6 | 0 | 1953 | 9999 |  |  | N | Hydro | [13 empty] | 0 | 0 | 0 | 0 | [11 empty] | USACE Wilmington District | 100 | U S Army Corps of Engineers | 100
Merwin | 3847_G_1 | 3847 | G | 1 |  | Hydro |  | WECC_PNW | Washington | 53 | Cowlitz | 15 | 53015 | 50 | 0 | 1932 | 9999 |  |  | N | Hydro | [13 empty] | 0 | 0 | 0 | 0 | [11 empty] | PacifiCorp | 100 | Berkshire Hathaway Inc | 100
Merwin | 3847_G_2 | 3847 | G | 2 |  | Hydro |  | WECC_PNW | Washington | 53 | Cowlitz | 15 | 53015 | 50 | 0 | 1949 | 9999 |  |  | N | Hydro | [13 empty] | 0 | 0 | 0 | 0 | [11 empty] | PacifiCorp | 100 | Berkshire Hathaway Inc | 100
Merwin | 3847_G_3 | 3847 | G | 3 |  | Hydro |  | WECC_PNW | Washington | 53 | Cowlitz | 15 | 53015 | 50 | 0 | 1958 | 9999 |  |  | N | Hydro | [13 empty] | 0 | 0 | 0 | 0 | [11 empty] | PacifiCorp | 100 | Berkshire Hathaway Inc | 100
Merwin | 3847_G_House | 3847 | G | House |  | Hydro |  | WECC_PNW | Washington | 53 | Cowlitz | 15 | 53015 | 1 | 0 | 1931 | 9999 |  |  | N | Hydro | [13 empty] | 0 | 0 | 0 | 0 | [11 empty] | PacifiCorp | 100 | Berkshire Hathaway Inc | 100
Drop 2 (CA) | 385_G_1 | 385 | G | 1 |  | Hydro |  | WECC_IID | California | 6 | Imperial | 25 | 06025 | 4.9 | 0 | 1953 | 9999 |  |  | N | Hydro | [13 empty] | 0 | 0 | 0 | 0 | [11 empty] | Imperial Irrigation District | 100 | Imperial Irrigation District | 100
Drop 2 (CA) | 385_G_2 | 385 | G | 2 |  | Hydro |  | WECC_IID | California | 6 | Imperial | 25 | 06025 | 4.9 | 0 | 1953 | 9999 |  |  | N | Hydro | [13 empty] | 0 | 0 | 0 | 0 | [11 empty] | Imperial Irrigation District | 100 | Imperial Irrigation District | 100
Swift 1 | 3850_G_HY11 | 3850 | G | HY11 |  | Hydro |  | WECC_PNW | Washington | 53 | Skamania | 59 | 53059 | 87.9 | 0 | 1958 | 9999 |  |  | N | Hydro | [13 empty] | 0 | 0 | 0 | 0 | [11 empty] | PacifiCorp | 100 | Berkshire Hathaway Inc | 100
Swift 1 | 3850_G_HY12 | 3850 | G | HY12 |  | Hydro |  | WECC_PNW | Washington | 53 | Skamania | 59 | 53059 | 87.9 | 0 | 1958 | 9999 |  |  | N | Hydro | [13 empty] | 0 | 0 | 0 | 0 | [11 empty] | PacifiCorp | 100 | Berkshire Hathaway Inc | 100
Swift 1 | 3850_G_HY13 | 3850 | G | HY13 |  | Hydro |  | WECC_PNW | Washington | 53 | Skamania | 59 | 53059 | 87.9 | 0 | 1958 | 9999 |  |  | N | Hydro | [13 empty] | 0 | 0 | 0 | 0 | [11 empty] | PacifiCorp | 100 | Berkshire Hathaway Inc | 100
Yale | 3852_G_1 | 3852 | G | 1 |  | Hydro |  | WECC_PNW | Washington | 53 | Cowlitz | 15 | 53015 | 81.8 | 0 | 1953 | 9999 |  |  | N | Hydro | [13 empty] | 0 | 0 | 0 | 0 | [11 empty] | PacifiCorp | 100 | Berkshire Hathaway Inc | 100
Yale | 3852_G_2 | 3852 | G | 2 |  | Hydro |  | WECC_PNW | Washington | 53 | Cowlitz | 15 | 53015 | 81.8 | 0 | 1953 | 9999 |  |  | N | Hydro | [13 empty] | 0 | 0 | 0 | 0 | [11 empty] | PacifiCorp | 100 | Berkshire Hathaway Inc | 100
Crystal Mountain | 3853_G_1 | 3853 | G | 1 |  | Combustion Turbine | IC Engine | WECC_PNW | Washington | 53 | Pierce | 53 | 53053 | 2.5 | 11356 | 1969 | 9999 |  |  | N | Distillate Fuel Oil | [12 empty] | 2.63 | 1.6498 | 1.6498 | 1.6498 | 1.6498 | [11 empty] | Puget Sound Energy Inc | 100 | Puget Energy Inc | 100
Electron | 3854_G_1 | 3854 | G | 1 |  | Hydro |  | WECC_PNW | Washington | 53 | Pierce | 53 | 53053 | 5.7 | 0 | 1904 | 9999 |  |  | N | Hydro | [13 empty] | 0 | 0 | 0 | 0 | [11 empty] | Electron Hydro LLC | 100 | JAVA Holdings Ltd | 100
Electron | 3854_G_2 | 3854 | G | 2 |  | Hydro |  | WECC_PNW | Washington | 53 | Pierce | 53 | 53053 | 5.9 | 0 | 1904 | 9999 |  |  | N | Hydro | [13 empty] | 0 | 0 | 0 | 0 | [11 empty] | Electron Hydro LLC | 100 | JAVA Holdings Ltd | 100
Electron | 3854_G_3 | 3854 | G | 3 |  | Hydro |  | WECC_PNW | Washington | 53 | Pierce | 53 | 53053 | 6.3 | 0 | 1904 | 9999 |  |  | N | Hydro | [13 empty] | 0 | 0 | 0 | 0 | [11 empty] | Electron Hydro LLC | 100 | JAVA Holdings Ltd | 100
Electron | 3854_G_4 | 3854 | G | 4 |  | Hydro |  | WECC_PNW | Washington | 53 | Pierce | 53 | 53053 | 7.9 | 0 | 1929 | 9999 |  |  | N | Hydro | [13 empty] | 0 | 0 | 0 | 0 | [11 empty] | Electron Hydro LLC | 100 | JAVA Holdings Ltd | 100
Lower Baker | 3855_G_3 | 3855 | G | 3 |  | Hydro |  | WECC_PNW | Washington | 53 | Skagit | 57 | 53057 | 74.8 | 0 | 1960 | 9999 |  |  | N | Hydro | [13 empty] | 0 | 0 | 0 | 0 | [11 empty] | Puget Sound Energy Inc | 100 | Puget Energy Inc | 100
Lower Baker | 3855_G_4 | 3855 | G | 4 |  | Hydro |  | WECC_PNW | Washington | 53 | Skagit | 57 | 53057 | 30.4 | 0 | 2013 | 9999 |  |  | N | Hydro | [13 empty] | 0 | 0 | 0 | 0 | [11 empty] | Puget Sound Energy Inc | 100 | Puget Energy Inc | 100
Drop 3 (CA) | 386_G_1 | 386 | G | 1 |  | Hydro |  | WECC_IID | California | 6 | Imperial | 25 | 06025 | 2.7 | 0 | 1941 | 9999 |  |  | N | Hydro | [13 empty] | 0 | 0 | 0 | 0 | [11 empty] | Imperial Irrigation District | 100 | Imperial Irrigation District | 100
Drop 3 (CA) | 386_G_2 | 386 | G | 2 |  | Hydro |  | WECC_IID | California | 6 | Imperial | 25 | 06025 | 4.6 | 0 | 1966 | 9999 |  |  | N | Hydro | [13 empty] | 0 | 0 | 0 | 0 | [11 empty] | Imperial Irrigation District | 100 | Imperial Irrigation District | 100
Snoqualmie | 3860_G_1 | 3860 | G | 1 |  | Hydro |  | WECC_PNW | Washington | 53 | King | 33 | 53033 | 1.5 | 0 | 1898 | 9999 |  |  | N | Hydro | [13 empty] | 0 | 0 | 0 | 0 | [11 empty] | Puget Sound Energy Inc | 100 | Puget Energy Inc | 100
Snoqualmie | 3860_G_2 | 3860 | G | 2 |  | Hydro |  | WECC_PNW | Washington | 53 | King | 33 | 53033 | 1.5 | 0 | 1898 | 9999 |  |  | N | Hydro | [13 empty] | 0 | 0 | 0 | 0 | [11 empty] | Puget Sound Energy Inc | 100 | Puget Energy Inc | 100
Snoqualmie | 3860_G_3 | 3860 | G | 3 |  | Hydro |  | WECC_PNW | Washington | 53 | King | 33 | 53033 | 1.5 | 0 | 1898 | 9999 |  |  | N | Hydro | [13 empty] | 0 | 0 | 0 | 0 | [11 empty] | Puget Sound Energy Inc | 100 | Puget Energy Inc | 100
Snoqualmie | 3860_G_4 | 3860 | G | 4 |  | Hydro |  | WECC_PNW | Washington | 53 | King | 33 | 53033 | 1.5 | 0 | 1898 | 9999 |  |  | N | Hydro | [13 empty] | 0 | 0 | 0 | 0 | [11 empty] | Puget Sound Energy Inc | 100 | Puget Energy Inc | 100
Snoqualmie | 3860_G_5A | 3860 | G | 5A |  | Hydro |  | WECC_PNW | Washington | 53 | King | 33 | 53033 | 6.1 | 0 | 2013 | 9999 |  |  | N | Hydro | [13 empty] | 0 | 0 | 0 | 0 | [11 empty] | Puget Sound Energy Inc | 100 | Puget Energy Inc | 100
Upper Baker | 3861_G_1 | 3861 | G | 1 |  | Hydro |  | WECC_PNW | Washington | 53 | Whatcom | 73 | 53073 | 52.5 | 0 | 1959 | 9999 |  |  | N | Hydro | [13 empty] | 0 | 0 | 0 | 0 | [11 empty] | Puget Sound Energy Inc | 100 | Puget Energy Inc | 100
Upper Baker | 3861_G_2 | 3861 | G | 2 |  | Hydro |  | WECC_PNW | Washington | 53 | Whatcom | 73 | 53073 | 52.5 | 0 | 1959 | 9999 |  |  | N | Hydro | [13 empty] | 0 | 0 | 0 | 0 | [11 empty] | Puget Sound Energy Inc | 100 | Puget Energy Inc | 100
Little Falls (WA) | 3866_G_1 | 3866 | G | 1 |  | Hydro |  | WECC_PNW | Washington | 53 | Lincoln | 43 | 53043 | 9.5 | 0 | 1910 | 9999 |  |  | N | Hydro | [13 empty] | 0 | 0 | 0 | 0 | [11 empty] | Avista Corp | 100 | Avista Corp | 100
Little Falls (WA) | 3866_G_2 | 3866 | G | 2 |  | Hydro |  | WECC_PNW | Washington | 53 | Lincoln | 43 | 53043 | 9.5 | 0 | 1910 | 9999 |  |  | N | Hydro | [13 empty] | 0 | 0 | 0 | 0 | [11 empty] | Avista Corp | 100 | Avista Corp | 100
Little Falls (WA) | 3866_G_3 | 3866 | G | 3 |  | Hydro |  | WECC_PNW | Washington | 53 | Lincoln | 43 | 53043 | 9.5 | 0 | 1910 | 9999 |  |  | N | Hydro | [13 empty] | 0 | 0 | 0 | 0 | [11 empty] | Avista Corp | 100 | Avista Corp | 100
Little Falls (WA) | 3866_G_4 | 3866 | G | 4 |  | Hydro |  | WECC_PNW | Washington | 53 | Lincoln | 43 | 53043 | 9.5 | 0 | 1911 | 9999 |  |  | N | Hydro | [13 empty] | 0 | 0 | 0 | 0 | [11 empty] | Avista Corp | 100 | Avista Corp | 100
Long Lake | 3867_G_1 | 3867 | G | 1 |  | Hydro |  | WECC_PNW | Washington | 53 | Lincoln | 43 | 53043 | 22.4 | 0 | 1915 | 9999 |  |  | N | Hydro | [13 empty] | 0 | 0 | 0 | 0 | [11 empty] | Avista Corp | 100 | Avista Corp | 100
Long Lake | 3867_G_2 | 3867 | G | 2 |  | Hydro |  | WECC_PNW | Washington | 53 | Lincoln | 43 | 53043 | 22.5 | 0 | 1915 | 9999 |  |  | N | Hydro | [13 empty] | 0 | 0 | 0 | 0 | [11 empty] | Avista Corp | 100 | Avista Corp | 100
Long Lake | 3867_G_3 | 3867 | G | 3 |  | Hydro |  | WECC_PNW | Washington | 53 | Lincoln | 43 | 53043 | 22.5 | 0 | 1919 | 9999 |  |  | N | Hydro | [13 empty] | 0 | 0 | 0 | 0 | [11 empty] | Avista Corp | 100 | Avista Corp | 100
Long Lake | 3867_G_4 | 3867 | G | 4 |  | Hydro |  | WECC_PNW | Washington | 53 | Lincoln | 43 | 53043 | 22.1 | 0 | 1924 | 9999 |  |  | N | Hydro | [13 empty] | 0 | 0 | 0 | 0 | [11 empty] | Avista Corp | 100 | Avista Corp | 100
Meyers Falls | 3868_G_UN1 | 3868 | G | UN1 |  | Hydro |  | WECC_PNW | Washington | 53 | Stevens | 65 | 53065 | 0.9 | 0 | 1915 | 9999 |  |  | N | Hydro | [13 empty] | 0 | 0 | 0 | 0 | [11 empty] | Hydro Technology Systems Inc | 100 | Hydro Technology Systems Inc | 100
Meyers Falls | 3868_G_UN2 | 3868 | G | UN2 |  | Hydro |  | WECC_PNW | Washington | 53 | Stevens | 65 | 53065 | 0.3 | 0 | 1915 | 9999 |  |  | N | Hydro | [13 empty] | 0 | 0 | 0 | 0 | [11 empty] | Hydro Technology Systems Inc | 100 | Hydro Technology Systems Inc | 100
Meyers Falls | 3868_G_UNA | 3868 | G | UNA |  | Hydro |  | WECC_PNW | Washington | 53 | Stevens | 65 | 53065 | 0.2 | 0 | 2006 | 9999 |  |  | N | Hydro | [13 empty] | 0 | 0 | 0 | 0 | [11 empty] | Hydro Technology Systems Inc | 100 | Hydro Technology Systems Inc | 100
Meyers Falls | 3868_G_UNB | 3868 | G | UNB |  | Hydro |  | WECC_PNW | Washington | 53 | Stevens | 65 | 53065 | 0.2 | 0 | 2006 | 9999 |  |  | N | Hydro | [13 empty] | 0 | 0 | 0 | 0 | [11 empty] | Hydro Technology Systems Inc | 100 | Hydro Technology Systems Inc | 100
Nine Mile | 3869_G_1 | 3869 | G | 1 |  | Hydro |  | WECC_PNW | Washington | 53 | Spokane | 63 | 53063 | 8.8 | 0 | 1910 | 9999 |  |  | N | Hydro | [13 empty] | 0 | 0 | 0 | 0 | [11 empty] | Avista Corp | 100 | Avista Corp | 100
Nine Mile | 3869_G_2 | 3869 | G | 2 |  | Hydro |  | WECC_PNW | Washington | 53 | Spokane | 63 | 53063 | 8.8 | 0 | 1908 | 9999 |  |  | N | Hydro | [13 empty] | 0 | 0 | 0 | 0 | [11 empty] | Avista Corp | 100 | Avista Corp | 100
Nine Mile | 3869_G_3N | 3869 | G | 3N |  | Hydro |  | WECC_PNW | Washington | 53 | Spokane | 63 | 53063 | 8 | 0 | 1994 | 9999 |  |  | N | Hydro | [13 empty] | 0 | 0 | 0 | 0 | [11 empty] | Avista Corp | 100 | Avista Corp | 100
Nine Mile | 3869_G_4N | 3869 | G | 4N |  | Hydro |  | WECC_PNW | Washington | 53 | Spokane | 63 | 53063 | 8 | 0 | 1994 | 9999 |  |  | N | Hydro | [13 empty] | 0 | 0 | 0 | 0 | [11 empty] | Avista Corp | 100 | Avista Corp | 100
Drop 4 | 387_G_1 | 387 | G | 1 |  | Hydro |  | WECC_IID | California | 6 | Imperial | 25 | 06025 | 8.1 | 0 | 1950 | 9999 |  |  | N | Hydro | [13 empty] | 0 | 0 | 0 | 0 | [11 empty] | Imperial Irrigation District | 100 | Imperial Irrigation District | 100
Drop 4 | 387_G_2 | 387 | G | 2 |  | Hydro |  | WECC_IID | California | 6 | Imperial | 25 | 06025 | 11 | 0 | 1941 | 9999 |  |  | N | Hydro | [13 empty] | 0 | 0 | 0 | 0 | [11 empty] | Imperial Irrigation District | 100 | Imperial Irrigation District | 100
Yelm | 3878_G_1 | 3878 | G | 1 |  | Hydro |  | WECC_PNW | Washington | 53 | Thurston | 67 | 53067 | 2.7 | 0 | 1930 | 9999 |  |  | N | Hydro | [13 empty] | 0 | 0 | 0 | 0 | [11 empty] | Centralia WA (City of) | 100 | Centralia WA (City of) | 100
Yelm | 3878_G_2 | 3878 | G | 2 |  | Hydro |  | WECC_PNW | Washington | 53 | Thurston | 67 | 53067 | 2.7 | 0 | 1930 | 9999 |  |  | N | Hydro | [13 empty] | 0 | 0 | 0 | 0 | [11 empty] | Centralia WA (City of) | 100 | Centralia WA (City of) | 100
Yelm | 3878_G_3 | 3878 | G | 3 |  | Hydro |  | WECC_PNW | Washington | 53 | Thurston | 67 | 53067 | 6 | 0 | 1955 | 9999 |  |  | N | Hydro | [13 empty] | 0 | 0 | 0 | 0 | [11 empty] | Centralia WA (City of) | 100 | Centralia WA (City of) | 100
Pilot Knob | 388_G_1 | 388 | G | 1 |  | Hydro |  | WECC_IID | California | 6 | Imperial | 25 | 06025 | 10.4 | 0 | 1957 | 9999 |  |  | N | Hydro | [13 empty] | 0 | 0 | 0 | 0 | [11 empty] | Imperial Irrigation District | 100 | Imperial Irrigation District | 100
Pilot Knob | 388_G_2 | 388 | G | 2 |  | Hydro |  | WECC_IID | California | 6 | Imperial | 25 | 06025 | 7.7 | 0 | 1957 | 9999 |  |  | N | Hydro | [13 empty] | 0 | 0 | 0 | 0 | [11 empty] | Imperial Irrigation District | 100 | Imperial Irrigation District | 100
Rocky Reach | 3883_G_C-1 | 3883 | G | C-1 |  | Hydro |  | WECC_PNW | Washington | 53 | Chelan | 7 | 53007 | 104.9 | 0 | 1961 | 9999 |  |  | N | Hydro | [13 empty] | 0 | 0 | 0 | 0 | [11 empty] | PUD No 1 of Chelan County | 100 | PUD No 1 of Chelan County | 100
Rocky Reach | 3883_G_C-10 | 3883 | G | C-10 |  | Hydro |  | WECC_PNW | Washington | 53 | Chelan | 7 | 53007 | 129.9 | 0 | 1974 | 9999 |  |  | N | Hydro | [13 empty] | 0 | 0 | 0 | 0 | [11 empty] | PUD No 1 of Chelan County | 100 | PUD No 1 of Chelan County | 100
Rocky Reach | 3883_G_C-11 | 3883 | G | C-11 |  | Hydro |  | WECC_PNW | Washington | 53 | Chelan | 7 | 53007 | 129.9 | 0 | 1974 | 9999 |  |  | N | Hydro | [13 empty] | 0 | 0 | 0 | 0 | [11 empty] | PUD No 1 of Chelan County | 100 | PUD No 1 of Chelan County | 100
Rocky Reach | 3883_G_C-2 | 3883 | G | C-2 |  | Hydro |  | WECC_PNW | Washington | 53 | Chelan | 7 | 53007 | 104.9 | 0 | 1961 | 9999 |  |  | N | Hydro | [13 empty] | 0 | 0 | 0 | 0 | [11 empty] | PUD No 1 of Chelan County | 100 | PUD No 1 of Chelan County | 100
Rocky Reach | 3883_G_C-3 | 3883 | G | C-3 |  | Hydro |  | WECC_PNW | Washington | 53 | Chelan | 7 | 53007 | 104.9 | 0 | 1961 | 9999 |  |  | N | Hydro | [13 empty] | 0 | 0 | 0 | 0 | [11 empty] | PUD No 1 of Chelan County | 100 | PUD No 1 of Chelan County | 100
Rocky Reach | 3883_G_C-4 | 3883 | G | C-4 |  | Hydro |  | WECC_PNW | Washington | 53 | Chelan | 7 | 53007 | 104.9 | 0 | 1961 | 9999 |  |  | N | Hydro | [13 empty] | 0 | 0 | 0 | 0 | [11 empty] | PUD No 1 of Chelan County | 100 | PUD No 1 of Chelan County | 100
Rocky Reach | 3883_G_C-5 | 3883 | G | C-5 |  | Hydro |  | WECC_PNW | Washington | 53 | Chelan | 7 | 53007 | 104.9 | 0 | 1961 | 9999 |  |  | N | Hydro | [13 empty] | 0 | 0 | 0 | 0 | [11 empty] | PUD No 1 of Chelan County | 100 | PUD No 1 of Chelan County | 100
Rocky Reach | 3883_G_C-6 | 3883 | G | C-6 |  | Hydro |  | WECC_PNW | Washington | 53 | Chelan | 7 | 53007 | 104.9 | 0 | 1961 | 9999 |  |  | N | Hydro | [13 empty] | 0 | 0 | 0 | 0 | [11 empty] | PUD No 1 of Chelan County | 100 | PUD No 1 of Chelan County | 100
Rocky Reach | 3883_G_C-7 | 3883 | G | C-7 |  | Hydro |  | WECC_PNW | Washington | 53 | Chelan | 7 | 53007 | 104.9 | 0 | 1961 | 9999 |  |  | N | Hydro | [13 empty] | 0 | 0 | 0 | 0 | [11 empty] | PUD No 1 of Chelan County | 100 | PUD No 1 of Chelan County | 100
Rocky Reach | 3883_G_C-8 | 3883 | G | C-8 |  | Hydro |  | WECC_PNW | Washington | 53 | Chelan | 7 | 53007 | 129.9 | 0 | 1973 | 9999 |  |  | N | Hydro | [13 empty] | 0 | 0 | 0 | 0 | [11 empty] | PUD No 1 of Chelan County | 100 | PUD No 1 of Chelan County | 100
Rocky Reach | 3883_G_C-9 | 3883 | G | C-9 |  | Hydro |  | WECC_PNW | Washington | 53 | Chelan | 7 | 53007 | 129.9 | 0 | 1973 | 9999 |  |  | N | Hydro | [13 empty] | 0 | 0 | 0 | 0 | [11 empty] | PUD No 1 of Chelan County | 100 | PUD No 1 of Chelan County | 100
Wells | 3886_G_U-1 | 3886 | G | U-1 |  | Hydro |  | WECC_PNW | Washington | 53 | Douglas | 17 | 53017 | 84 | 0 | 1967 | 9999 |  |  | N | Hydro | [13 empty] | 0 | 0 | 0 | 0 | [11 empty] | PUD No 1 of Douglas County | 100 | PUD No 1 of Douglas County | 100
Wells | 3886_G_U-10 | 3886 | G | U-10 |  | Hydro |  | WECC_PNW | Washington | 53 | Douglas | 17 | 53017 | 84 | 0 | 1969 | 9999 |  |  | N | Hydro | [13 empty] | 0 | 0 | 0 | 0 | [11 empty] | PUD No 1 of Douglas County | 100 | PUD No 1 of Douglas County | 100
Wells | 3886_G_U-2 | 3886 | G | U-2 |  | Hydro |  | WECC_PNW | Washington | 53 | Douglas | 17 | 53017 | 84 | 0 | 1967 | 9999 |  |  | N | Hydro | [13 empty] | 0 | 0 | 0 | 0 | [11 empty] | PUD No 1 of Douglas County | 100 | PUD No 1 of Douglas County | 100
Wells | 3886_G_U-3 | 3886 | G | U-3 |  | Hydro |  | WECC_PNW | Washington | 53 | Douglas | 17 | 53017 | 84 | 0 | 1967 | 9999 |  |  | N | Hydro | [13 empty] | 0 | 0 | 0 | 0 | [11 empty] | PUD No 1 of Douglas County | 100 | PUD No 1 of Douglas County | 100
Wells | 3886_G_U-4 | 3886 | G | U-4 |  | Hydro |  | WECC_PNW | Washington | 53 | Douglas | 17 | 53017 | 84 | 0 | 1967 | 9999 |  |  | N | Hydro | [13 empty] | 0 | 0 | 0 | 0 | [11 empty] | PUD No 1 of Douglas County | 100 | PUD No 1 of Douglas County | 100
Wells | 3886_G_U-5 | 3886 | G | U-5 |  | Hydro |  | WECC_PNW | Washington | 53 | Douglas | 17 | 53017 | 84 | 0 | 1967 | 9999 |  |  | N | Hydro | [13 empty] | 0 | 0 | 0 | 0 | [11 empty] | PUD No 1 of Douglas County | 100 | PUD No 1 of Douglas County | 100
Wells | 3886_G_U-6 | 3886 | G | U-6 |  | Hydro |  | WECC_PNW | Washington | 53 | Douglas | 17 | 53017 | 84 | 0 | 1967 | 9999 |  |  | N | Hydro | [13 empty] | 0 | 0 | 0 | 0 | [11 empty] | PUD No 1 of Douglas County | 100 | PUD No 1 of Douglas County | 100
Wells | 3886_G_U-7 | 3886 | G | U-7 |  | Hydro |  | WECC_PNW | Washington | 53 | Douglas | 17 | 53017 | 84 | 0 | 1967 | 9999 |  |  | N | Hydro | [13 empty] | 0 | 0 | 0 | 0 | [11 empty] | PUD No 1 of Douglas County | 100 | PUD No 1 of Douglas County | 100
Wells | 3886_G_U-8 | 3886 | G | U-8 |  | Hydro |  | WECC_PNW | Washington | 53 | Douglas | 17 | 53017 | 84 | 0 | 1968 | 9999 |  |  | N | Hydro | [13 empty] | 0 | 0 | 0 | 0 | [11 empty] | PUD No 1 of Douglas County | 100 | PUD No 1 of Douglas County | 100
Wells | 3886_G_U-9 | 3886 | G | U-9 |  | Hydro |  | WECC_PNW | Washington | 53 | Douglas | 17 | 53017 | 84 | 0 | 1969 | 9999 |  |  | N | Hydro | [13 empty] | 0 | 0 | 0 | 0 | [11 empty] | PUD No 1 of Douglas County | 100 | PUD No 1 of Douglas County | 100
Priest Rapids | 3887_G_1 | 3887 | G | 1 |  | Hydro |  | WECC_PNW | Washington | 53 | Grant | 25 | 53025 | 95 | 0 | 1961 | 9999 |  |  | N | Hydro | [13 empty] | 0 | 0 | 0 | 0 | [11 empty] | PUD No 2 of Grant County | 100 | PUD No 2 of Grant County | 100
Priest Rapids | 3887_G_10 | 3887 | G | 10 |  | Hydro |  | WECC_PNW | Washington | 53 | Grant | 25 | 53025 | 95 | 0 | 1959 | 9999 |  |  | N | Hydro | [13 empty] | 0 | 0 | 0 | 0 | [11 empty] | PUD No 2 of Grant County | 100 | PUD No 2 of Grant County | 100
Priest Rapids | 3887_G_2 | 3887 | G | 2 |  | Hydro |  | WECC_PNW | Washington | 53 | Grant | 25 | 53025 | 92.8 | 0 | 1961 | 9999 |  |  | N | Hydro | [13 empty] | 0 | 0 | 0 | 0 | [11 empty] | PUD No 2 of Grant County | 100 | PUD No 2 of Grant County | 100
Priest Rapids | 3887_G_3 | 3887 | G | 3 |  | Hydro |  | WECC_PNW | Washington | 53 | Grant | 25 | 53025 | 95 | 0 | 1960 | 9999 |  |  | N | Hydro | [13 empty] | 0 | 0 | 0 | 0 | [11 empty] | PUD No 2 of Grant County | 100 | PUD No 2 of Grant County | 100
Priest Rapids | 3887_G_4 | 3887 | G | 4 |  | Hydro |  | WECC_PNW | Washington | 53 | Grant | 25 | 53025 | 95 | 0 | 1960 | 9999 |  |  | N | Hydro | [13 empty] | 0 | 0 | 0 | 0 | [11 empty] | PUD No 2 of Grant County | 100 | PUD No 2 of Grant County | 100
Priest Rapids | 3887_G_5 | 3887 | G | 5 |  | Hydro |  | WECC_PNW | Washington | 53 | Grant | 25 | 53025 | 95 | 0 | 1960 | 9999 |  |  | N | Hydro | [13 empty] | 0 | 0 | 0 | 0 | [11 empty] | PUD No 2 of Grant County | 100 | PUD No 2 of Grant County | 100
Priest Rapids | 3887_G_6 | 3887 | G | 6 |  | Hydro |  | WECC_PNW | Washington | 53 | Grant | 25 | 53025 | 95 | 0 | 1960 | 9999 |  |  | N | Hydro | [13 empty] | 0 | 0 | 0 | 0 | [11 empty] | PUD No 2 of Grant County | 100 | PUD No 2 of Grant County | 100
Priest Rapids | 3887_G_7 | 3887 | G | 7 |  | Hydro |  | WECC_PNW | Washington | 53 | Grant | 25 | 53025 | 95 | 0 | 1960 | 9999 |  |  | N | Hydro | [13 empty] | 0 | 0 | 0 | 0 | [11 empty] | PUD No 2 of Grant County | 100 | PUD No 2 of Grant County | 100
Priest Rapids | 3887_G_8 | 3887 | G | 8 |  | Hydro |  | WECC_PNW | Washington | 53 | Grant | 25 | 53025 | 95 | 0 | 1959 | 9999 |  |  | N | Hydro | [13 empty] | 0 | 0 | 0 | 0 | [11 empty] | PUD No 2 of Grant County | 100 | PUD No 2 of Grant County | 100
Priest Rapids | 3887_G_9 | 3887 | G | 9 |  | Hydro |  | WECC_PNW | Washington | 53 | Grant | 25 | 53025 | 95 | 0 | 1959 | 9999 |  |  | N | Hydro | [13 empty] | 0 | 0 | 0 | 0 | [11 empty] | PUD No 2 of Grant County | 100 | PUD No 2 of Grant County | 100
Wanapum | 3888_G_10A | 3888 | G | 10A |  | Hydro |  | WECC_PNW | Washington | 53 | Grant | 25 | 53025 | 122 | 0 | 2014 | 9999 |  |  | N | Hydro | [13 empty] | 0 | 0 | 0 | 0 | [11 empty] | PUD No 2 of Grant County | 100 | PUD No 2 of Grant County | 100
Wanapum | 3888_G_1A | 3888 | G | 1A |  | Hydro |  | WECC_PNW | Washington | 53 | Grant | 25 | 53025 | 122 | 0 | 2013 | 9999 |  |  | N | Hydro | [13 empty] | 0 | 0 | 0 | 0 | [11 empty] | PUD No 2 of Grant County | 100 | PUD No 2 of Grant County | 100
Wanapum | 3888_G_2A | 3888 | G | 2A |  | Hydro |  | WECC_PNW | Washington | 53 | Grant | 25 | 53025 | 122 | 0 | 2012 | 9999 |  |  | N | Hydro | [13 empty] | 0 | 0 | 0 | 0 | [11 empty] | PUD No 2 of Grant County | 100 | PUD No 2 of Grant County | 100
Wanapum | 3888_G_3A | 3888 | G | 3A |  | Hydro |  | WECC_PNW | Washington | 53 | Grant | 25 | 53025 | 122 | 0 | 2017 | 9999 |  |  | N | Hydro | [13 empty] | 0 | 0 | 0 | 0 | [11 empty] | PUD No 2 of Grant County | 100 | PUD No 2 of Grant County | 100
Wanapum | 3888_G_5A | 3888 | G | 5A |  | Hydro |  | WECC_PNW | Washington | 53 | Grant | 25 | 53025 | 122 | 0 | 2012 | 9999 |  |  | N | Hydro | [13 empty] | 0 | 0 | 0 | 0 | [11 empty] | PUD No 2 of Grant County | 100 | PUD No 2 of Grant County | 100
Wanapum | 3888_G_6A | 3888 | G | 6A |  | Hydro |  | WECC_PNW | Washington | 53 | Grant | 25 | 53025 | 122 | 0 | 2016 | 9999 |  |  | N | Hydro | [13 empty] | 0 | 0 | 0 | 0 | [11 empty] | PUD No 2 of Grant County | 100 | PUD No 2 of Grant County | 100
Wanapum | 3888_G_7A | 3888 | G | 7A |  | Hydro |  | WECC_PNW | Washington | 53 | Grant | 25 | 53025 | 122 | 0 | 2011 | 9999 |  |  | N | Hydro | [13 empty] | 0 | 0 | 0 | 0 | [11 empty] | PUD No 2 of Grant County | 100 | PUD No 2 of Grant County | 100
Wanapum | 3888_G_8A | 3888 | G | 8A |  | Hydro |  | WECC_PNW | Washington | 53 | Grant | 25 | 53025 | 122 | 0 | 2018 | 9999 |  |  | N | Hydro | [13 empty] | 0 | 0 | 0 | 0 | [11 empty] | PUD No 2 of Grant County | 100 | PUD No 2 of Grant County | 100
Wanapum | 3888_G_9A | 3888 | G | 9A |  | Hydro |  | WECC_PNW | Washington | 53 | Grant | 25 | 53025 | 122 | 0 | 2015 | 9999 |  |  | N | Hydro | [13 empty] | 0 | 0 | 0 | 0 | [11 empty] | PUD No 2 of Grant County | 100 | PUD No 2 of Grant County | 100
El Centro Hybrid | 389_G_2 | 389 | G | 2 | 255 | Combined Cycle |  | WECC_IID | California | 6 | Imperial | 25 | 06025 | 31 | 8128 | 1952 | 9999 | other |  | N | Natural Gas, Distillate Fuel Oil |  |  |  |  | SCR | [8 empty] | 0.038174 | 0.038174 | 0.038174 | 0.038174 | [11 empty] | Imperial Irrigation District | 100 | Imperial Irrigation District | 100
El Centro Hybrid | 389_G_2A | 389 | G | 2A | 255 | Combined Cycle |  | WECC_IID | California | 6 | Imperial | 25 | 06025 | 71 | 8128 | 1993 | 9999 |  |  | N | Natural Gas, Distillate Fuel Oil |  |  |  |  | SCR | [8 empty] | 0.038174 | 0.038174 | 0.038174 | 0.038174 | [11 empty] | Imperial Irrigation District | 100 | Imperial Irrigation District | 100
El Centro Hybrid | 389_G_30 | 389 | G | 30 | 90785 | Combined Cycle |  | WECC_IID | California | 6 | Imperial | 25 | 06025 | 52 | 8128 | 2012 | 9999 | other |  | N | Natural Gas |  |  |  | DLNB | SCR | [8 empty] | 0.0072872 | 0.0072872 | 0.0072872 | 0.0072872 | [11 empty] | Imperial Irrigation District | 100 | Imperial Irrigation District | 100
El Centro Hybrid | 389_G_31 | 389 | G | 31 | 90785 | Combined Cycle |  | WECC_IID | California | 6 | Imperial | 25 | 06025 | 45 | 8128 | 2012 | 9999 |  |  | N | Natural Gas |  |  |  | DLNB | SCR | [8 empty] | 0.0072872 | 0.0072872 | 0.0072872 | 0.0072872 | [11 empty] | Imperial Irrigation District | 100 | Imperial Irrigation District | 100
El Centro Hybrid | 389_G_32 | 389 | G | 32 | 90786 | Combined Cycle |  | WECC_IID | California | 6 | Imperial | 25 | 06025 | 45 | 8128 | 2012 | 9999 |  |  | N | Natural Gas |  |  |  | DLNB | SCR | [8 empty] | 0.0072872 | 0.0072872 | 0.0072872 | 0.0072872 | [11 empty] | Imperial Irrigation District | 100 | Imperial Irrigation District | 100
El Centro Hybrid | 389_G_BESS | 389 | G | BESS |  | Energy Storage |  | WECC_IID | California | 6 | Imperial | 25 | 06025 | 28 | 0 | 2016 | 9999 |  |  | N | Energy Storage | [13 empty] | 0 | 0 | 0 | 0 | [11 empty] | Imperial Irrigation District | 100 | Imperial Irrigation District | 100
Box Canyon | 3891_G_1 | 3891 | G | 1 |  | Hydro |  | WECC_PNW | Washington | 53 | Pend Oreille | 51 | 53051 | 22.5 | 0 | 1955 | 9999 |  |  | N | Hydro | [13 empty] | 0 | 0 | 0 | 0 | [11 empty] | PUD No 1 of Pend Oreille County | 100 | PUD No 1 of Pend Oreille County | 100
Box Canyon | 3891_G_2 | 3891 | G | 2 |  | Hydro |  | WECC_PNW | Washington | 53 | Pend Oreille | 51 | 53051 | 22.5 | 0 | 1955 | 9999 |  |  | N | Hydro | [13 empty] | 0 | 0 | 0 | 0 | [11 empty] | PUD No 1 of Pend Oreille County | 100 | PUD No 1 of Pend Oreille County | 100
Box Canyon | 3891_G_3 | 3891 | G | 3 |  | Hydro |  | WECC_PNW | Washington | 53 | Pend Oreille | 51 | 53051 | 22.5 | 0 | 1955 | 9999 |  |  | N | Hydro | [13 empty] | 0 | 0 | 0 | 0 | [11 empty] | PUD No 1 of Pend Oreille County | 100 | PUD No 1 of Pend Oreille County | 100
Box Canyon | 3891_G_4 | 3891 | G | 4 |  | Hydro |  | WECC_PNW | Washington | 53 | Pend Oreille | 51 | 53051 | 22.5 | 0 | 1955 | 9999 |  |  | N | Hydro | [13 empty] | 0 | 0 | 0 | 0 | [11 empty] | PUD No 1 of Pend Oreille County | 100 | PUD No 1 of Pend Oreille County | 100
The Dalles | 3895_G_1 | 3895 | G | 1 |  | Hydro |  | WECC_PNW | Oregon | 41 | Wasco | 65 | 41065 | 78 | 0 | 1957 | 9999 |  |  | N | Hydro | [13 empty] | 0 | 0 | 0 | 0 | [11 empty] | USACE Northwestern Division | 100 | U S Army Corps of Engineers | 100
The Dalles | 3895_G_10 | 3895 | G | 10 |  | Hydro |  | WECC_PNW | Oregon | 41 | Wasco | 65 | 41065 | 78 | 0 | 1959 | 9999 |  |  | N | Hydro | [13 empty] | 0 | 0 | 0 | 0 | [11 empty] | USACE Northwestern Division | 100 | U S Army Corps of Engineers | 100
The Dalles | 3895_G_11 | 3895 | G | 11 |  | Hydro |  | WECC_PNW | Oregon | 41 | Wasco | 65 | 41065 | 78 | 0 | 1960 | 9999 |  |  | N | Hydro | [13 empty] | 0 | 0 | 0 | 0 | [11 empty] | USACE Northwestern Division | 100 | U S Army Corps of Engineers | 100
The Dalles | 3895_G_12 | 3895 | G | 12 |  | Hydro |  | WECC_PNW | Oregon | 41 | Wasco | 65 | 41065 | 78 | 0 | 1960 | 9999 |  |  | N | Hydro | [13 empty] | 0 | 0 | 0 | 0 | [11 empty] | USACE Northwestern Division | 100 | U S Army Corps of Engineers | 100
The Dalles | 3895_G_13 | 3895 | G | 13 |  | Hydro |  | WECC_PNW | Oregon | 41 | Wasco | 65 | 41065 | 78 | 0 | 1960 | 9999 |  |  | N | Hydro | [13 empty] | 0 | 0 | 0 | 0 | [11 empty] | USACE Northwestern Division | 100 | U S Army Corps of Engineers | 100
The Dalles | 3895_G_14 | 3895 | G | 14 |  | Hydro |  | WECC_PNW | Oregon | 41 | Wasco | 65 | 41065 | 78 | 0 | 1960 | 9999 |  |  | N | Hydro | [13 empty] | 0 | 0 | 0 | 0 | [11 empty] | USACE Northwestern Division | 100 | U S Army Corps of Engineers | 100
The Dalles | 3895_G_15 | 3895 | G | 15 |  | Hydro |  | WECC_PNW | Oregon | 41 | Wasco | 65 | 41065 | 86 | 0 | 1973 | 9999 |  |  | N | Hydro | [13 empty] | 0 | 0 | 0 | 0 | [11 empty] | USACE Northwestern Division | 100 | U S Army Corps of Engineers | 100
The Dalles | 3895_G_16 | 3895 | G | 16 |  | Hydro |  | WECC_PNW | Oregon | 41 | Wasco | 65 | 41065 | 86 | 0 | 1973 | 9999 |  |  | N | Hydro | [13 empty] | 0 | 0 | 0 | 0 | [11 empty] | USACE Northwestern Division | 100 | U S Army Corps of Engineers | 100
The Dalles | 3895_G_17 | 3895 | G | 17 |  | Hydro |  | WECC_PNW | Oregon | 41 | Wasco | 65 | 41065 | 86 | 0 | 1973 | 9999 |  |  | N | Hydro | [13 empty] | 0 | 0 | 0 | 0 | [11 empty] | USACE Northwestern Division | 100 | U S Army Corps of Engineers | 100
The Dalles | 3895_G_18 | 3895 | G | 18 |  | Hydro |  | WECC_PNW | Oregon | 41 | Wasco | 65 | 41065 | 86 | 0 | 1973 | 9999 |  |  | N | Hydro | [13 empty] | 0 | 0 | 0 | 0 | [11 empty] | USACE Northwestern Division | 100 | U S Army Corps of Engineers | 100
The Dalles | 3895_G_19 | 3895 | G | 19 |  | Hydro |  | WECC_PNW | Oregon | 41 | Wasco | 65 | 41065 | 86 | 0 | 1973 | 9999 |  |  | N | Hydro | [13 empty] | 0 | 0 | 0 | 0 | [11 empty] | USACE Northwestern Division | 100 | U S Army Corps of Engineers | 100
The Dalles | 3895_G_2 | 3895 | G | 2 |  | Hydro |  | WECC_PNW | Oregon | 41 | Wasco | 65 | 41065 | 78 | 0 | 1957 | 9999 |  |  | N | Hydro | [13 empty] | 0 | 0 | 0 | 0 | [11 empty] | USACE Northwestern Division | 100 | U S Army Corps of Engineers | 100
The Dalles | 3895_G_20 | 3895 | G | 20 |  | Hydro |  | WECC_PNW | Oregon | 41 | Wasco | 65 | 41065 | 86 | 0 | 1973 | 9999 |  |  | N | Hydro | [13 empty] | 0 | 0 | 0 | 0 | [11 empty] | USACE Northwestern Division | 100 | U S Army Corps of Engineers | 100
The Dalles | 3895_G_21 | 3895 | G | 21 |  | Hydro |  | WECC_PNW | Oregon | 41 | Wasco | 65 | 41065 | 86 | 0 | 1973 | 9999 |  |  | N | Hydro | [13 empty] | 0 | 0 | 0 | 0 | [11 empty] | USACE Northwestern Division | 100 | U S Army Corps of Engineers | 100
The Dalles | 3895_G_22 | 3895 | G | 22 |  | Hydro |  | WECC_PNW | Oregon | 41 | Wasco | 65 | 41065 | 86 | 0 | 1973 | 9999 |  |  | N | Hydro | [13 empty] | 0 | 0 | 0 | 0 | [11 empty] | USACE Northwestern Division | 100 | U S Army Corps of Engineers | 100
The Dalles | 3895_G_3 | 3895 | G | 3 |  | Hydro |  | WECC_PNW | Oregon | 41 | Wasco | 65 | 41065 | 78 | 0 | 1958 | 9999 |  |  | N | Hydro | [13 empty] | 0 | 0 | 0 | 0 | [11 empty] | USACE Northwestern Division | 100 | U S Army Corps of Engineers | 100
The Dalles | 3895_G_4 | 3895 | G | 4 |  | Hydro |  | WECC_PNW | Oregon | 41 | Wasco | 65 | 41065 | 78 | 0 | 1958 | 9999 |  |  | N | Hydro | [13 empty] | 0 | 0 | 0 | 0 | [11 empty] | USACE Northwestern Division | 100 | U S Army Corps of Engineers | 100
The Dalles | 3895_G_5 | 3895 | G | 5 |  | Hydro |  | WECC_PNW | Oregon | 41 | Wasco | 65 | 41065 | 92.7 | 0 | 1958 | 9999 |  |  | N | Hydro | [13 empty] | 0 | 0 | 0 | 0 | [11 empty] | USACE Northwestern Division | 100 | U S Army Corps of Engineers | 100
The Dalles | 3895_G_6 | 3895 | G | 6 |  | Hydro |  | WECC_PNW | Oregon | 41 | Wasco | 65 | 41065 | 78 | 0 | 1958 | 9999 |  |  | N | Hydro | [13 empty] | 0 | 0 | 0 | 0 | [11 empty] | USACE Northwestern Division | 100 | U S Army Corps of Engineers | 100
The Dalles | 3895_G_7 | 3895 | G | 7 |  | Hydro |  | WECC_PNW | Oregon | 41 | Wasco | 65 | 41065 | 78 | 0 | 1959 | 9999 |  |  | N | Hydro | [13 empty] | 0 | 0 | 0 | 0 | [11 empty] | USACE Northwestern Division | 100 | U S Army Corps of Engineers | 100
The Dalles | 3895_G_8 | 3895 | G | 8 |  | Hydro |  | WECC_PNW | Oregon | 41 | Wasco | 65 | 41065 | 78 | 0 | 1959 | 9999 |  |  | N | Hydro | [13 empty] | 0 | 0 | 0 | 0 | [11 empty] | USACE Northwestern Division | 100 | U S Army Corps of Engineers | 100
The Dalles | 3895_G_9 | 3895 | G | 9 |  | Hydro |  | WECC_PNW | Oregon | 41 | Wasco | 65 | 41065 | 78 | 0 | 1959 | 9999 |  |  | N | Hydro | [13 empty] | 0 | 0 | 0 | 0 | [11 empty] | USACE Northwestern Division | 100 | U S Army Corps of Engineers | 100
The Dalles | 3895_G_F1 | 3895 | G | F1 |  | Hydro |  | WECC_PNW | Oregon | 41 | Wasco | 65 | 41065 | 14 | 0 | 1957 | 9999 |  |  | N | Hydro | [13 empty] | 0 | 0 | 0 | 0 | [11 empty] | USACE Northwestern Division | 100 | U S Army Corps of Engineers | 100
The Dalles | 3895_G_F2 | 3895 | G | F2 |  | Hydro |  | WECC_PNW | Oregon | 41 | Wasco | 65 | 41065 | 14 | 0 | 1957 | 9999 |  |  | N | Hydro | [13 empty] | 0 | 0 | 0 | 0 | [11 empty] | USACE Northwestern Division | 100 | U S Army Corps of Engineers | 100
Big Pine Creek | 391_G_1 | 391 | G | 1 |  | Hydro |  | WEC_LADW | California | 6 | Inyo | 27 | 06027 | 3 | 0 | 1925 | 9999 |  |  | N | Hydro | [13 empty] | 0 | 0 | 0 | 0 | [11 empty] | Los Angeles Dept of Water & Power | 100 | Los Angeles Dept of Water & Power | 100
Alder | 3913_G_11 | 3913 | G | 11 |  | Hydro |  | WECC_PNW | Washington | 53 | Pierce | 53 | 53053 | 25.2 | 0 | 1947 | 9999 |  |  | N | Hydro | [13 empty] | 0 | 0 | 0 | 0 | [11 empty] | Tacoma Public Utilities | 100 | Tacoma Public Utilities | 100
Alder | 3913_G_12 | 3913 | G | 12 |  | Hydro |  | WECC_PNW | Washington | 53 | Pierce | 53 | 53053 | 25.2 | 0 | 1945 | 9999 |  |  | N | Hydro | [13 empty] | 0 | 0 | 0 | 0 | [11 empty] | Tacoma Public Utilities | 100 | Tacoma Public Utilities | 100
Cushman 1 | 3914_G_21 | 3914 | G | 21 |  | Hydro |  | WECC_PNW | Washington | 53 | Mason | 45 | 53045 | 26.7 | 0 | 1926 | 9999 |  |  | N | Hydro | [13 empty] | 0 | 0 | 0 | 0 | [11 empty] | Tacoma Public Utilities | 100 | Tacoma Public Utilities | 100
Cushman 1 | 3914_G_22 | 3914 | G | 22 |  | Hydro |  | WECC_PNW | Washington | 53 | Mason | 45 | 53045 | 26.7 | 0 | 1926 | 9999 |  |  | N | Hydro | [13 empty] | 0 | 0 | 0 | 0 | [11 empty] | Tacoma Public Utilities | 100 | Tacoma Public Utilities | 100
Cushman 2 | 3915_G_31 | 3915 | G | 31 |  | Hydro |  | WECC_PNW | Washington | 53 | Mason | 45 | 53045 | 30 | 0 | 1930 | 9999 |  |  | N | Hydro | [13 empty] | 0 | 0 | 0 | 0 | [11 empty] | Tacoma Public Utilities | 100 | Tacoma Public Utilities | 100
Cushman 2 | 3915_G_32 | 3915 | G | 32 |  | Hydro |  | WECC_PNW | Washington | 53 | Mason | 45 | 53045 | 30 | 0 | 1931 | 9999 |  |  | N | Hydro | [13 empty] | 0 | 0 | 0 | 0 | [11 empty] | Tacoma Public Utilities | 100 | Tacoma Public Utilities | 100
Cushman 2 | 3915_G_33 | 3915 | G | 33 |  | Hydro |  | WECC_PNW | Washington | 53 | Mason | 45 | 53045 | 30 | 0 | 1952 | 9999 |  |  | N | Hydro | [13 empty] | 0 | 0 | 0 | 0 | [11 empty] | Tacoma Public Utilities | 100 | Tacoma Public Utilities | 100
Cushman 2 | 3915_G_34 | 3915 | G | 34 |  | Hydro |  | WECC_PNW | Washington | 53 | Mason | 45 | 53045 | 1.8 | 0 | 2013 | 9999 |  |  | N | Hydro | [13 empty] | 0 | 0 | 0 | 0 | [11 empty] | Tacoma Public Utilities | 100 | Tacoma Public Utilities | 100
Cushman 2 | 3915_G_35 | 3915 | G | 35 |  | Hydro |  | WECC_PNW | Washington | 53 | Mason | 45 | 53045 | 1.8 | 0 | 2013 | 9999 |  |  | N | Hydro | [13 empty] | 0 | 0 | 0 | 0 | [11 empty] | Tacoma Public Utilities | 100 | Tacoma Public Utilities | 100
LaGrande | 3916_G_1 | 3916 | G | 1 |  | Hydro |  | WECC_PNW | Washington | 53 | Pierce | 53 | 53053 | 6 | 0 | 1912 | 9999 |  |  | N | Hydro | [13 empty] | 0 | 0 | 0 | 0 | [11 empty] | Tacoma Public Utilities | 100 | Tacoma Public Utilities | 100
LaGrande | 3916_G_2 | 3916 | G | 2 |  | Hydro |  | WECC_PNW | Washington | 53 | Pierce | 53 | 53053 | 6 | 0 | 1912 | 9999 |  |  | N | Hydro | [13 empty] | 0 | 0 | 0 | 0 | [11 empty] | Tacoma Public Utilities | 100 | Tacoma Public Utilities | 100
LaGrande | 3916_G_3 | 3916 | G | 3 |  | Hydro |  | WECC_PNW | Washington | 53 | Pierce | 53 | 53053 | 6 | 0 | 1912 | 9999 |  |  | N | Hydro | [13 empty] | 0 | 0 | 0 | 0 | [11 empty] | Tacoma Public Utilities | 100 | Tacoma Public Utilities | 100
LaGrande | 3916_G_4 | 3916 | G | 4 |  | Hydro |  | WECC_PNW | Washington | 53 | Pierce | 53 | 53053 | 6 | 0 | 1912 | 9999 |  |  | N | Hydro | [13 empty] | 0 | 0 | 0 | 0 | [11 empty] | Tacoma Public Utilities | 100 | Tacoma Public Utilities | 100
LaGrande | 3916_G_5 | 3916 | G | 5 |  | Hydro |  | WECC_PNW | Washington | 53 | Pierce | 53 | 53053 | 40 | 0 | 1945 | 9999 |  |  | N | Hydro | [13 empty] | 0 | 0 | 0 | 0 | [11 empty] | Tacoma Public Utilities | 100 | Tacoma Public Utilities | 100
Mayfield | 3917_G_41 | 3917 | G | 41 |  | Hydro |  | WECC_PNW | Washington | 53 | Lewis | 41 | 53041 | 41 | 0 | 1983 | 9999 |  |  | N | Hydro | [13 empty] | 0 | 0 | 0 | 0 | [11 empty] | Tacoma Public Utilities | 100 | Tacoma Public Utilities | 100
Mayfield | 3917_G_42 | 3917 | G | 42 |  | Hydro |  | WECC_PNW | Washington | 53 | Lewis | 41 | 53041 | 41 | 0 | 1963 | 9999 |  |  | N | Hydro | [13 empty] | 0 | 0 | 0 | 0 | [11 empty] | Tacoma Public Utilities | 100 | Tacoma Public Utilities | 100
Mayfield | 3917_G_43 | 3917 | G | 43 |  | Hydro |  | WECC_PNW | Washington | 53 | Lewis | 41 | 53041 | 41 | 0 | 1963 | 9999 |  |  | N | Hydro | [13 empty] | 0 | 0 | 0 | 0 | [11 empty] | Tacoma Public Utilities | 100 | Tacoma Public Utilities | 100
Mayfield | 3917_G_44 | 3917 | G | 44 |  | Hydro |  | WECC_PNW | Washington | 53 | Lewis | 41 | 53041 | 41 | 0 | 1963 | 9999 |  |  | N | Hydro | [13 empty] | 0 | 0 | 0 | 0 | [11 empty] | Tacoma Public Utilities | 100 | Tacoma Public Utilities | 100
Mossyrock | 3918_G_51 | 3918 | G | 51 |  | Hydro |  | WECC_PNW | Washington | 53 | Lewis | 41 | 53041 | 186 | 0 | 1968 | 9999 |  |  | N | Hydro | [13 empty] | 0 | 0 | 0 | 0 | [11 empty] | Tacoma Public Utilities | 100 | Tacoma Public Utilities | 100
Mossyrock | 3918_G_52 | 3918 | G | 52 |  | Hydro |  | WECC_PNW | Washington | 53 | Lewis | 41 | 53041 | 157 | 0 | 1968 | 9999 |  |  | N | Hydro | [13 empty] | 0 | 0 | 0 | 0 | [11 empty] | Tacoma Public Utilities | 100 | Tacoma Public Utilities | 100
Castaic | 392_G_1 | 392 | G | 1 |  | Pumped Storage |  | WEC_LADW | California | 6 | Los Angeles | 37 | 06037 | 270.5 | 0 | 1973 | 9999 |  |  | N | Pumped Storage | [13 empty] | 0 | 0 | 0 | 0 | [11 empty] | Los Angeles Dept of Water & Power | 100 | Los Angeles Dept of Water & Power | 100
Castaic | 392_G_2 | 392 | G | 2 |  | Pumped Storage |  | WEC_LADW | California | 6 | Los Angeles | 37 | 06037 | 270.5 | 0 | 1974 | 9999 |  |  | N | Pumped Storage | [13 empty] | 0 | 0 | 0 | 0 | [11 empty] | Los Angeles Dept of Water & Power | 100 | Los Angeles Dept of Water & Power | 100
Castaic | 392_G_3 | 392 | G | 3 |  | Pumped Storage |  | WEC_LADW | California | 6 | Los Angeles | 37 | 06037 | 270.5 | 0 | 1976 | 9999 |  |  | N | Pumped Storage | [13 empty] | 0 | 0 | 0 | 0 | [11 empty] | Los Angeles Dept of Water & Power | 100 | Los Angeles Dept of Water & Power | 100
Castaic | 392_G_4 | 392 | G | 4 |  | Pumped Storage |  | WEC_LADW | California | 6 | Los Angeles | 37 | 06037 | 270.5 | 0 | 1977 | 9999 |  |  | N | Pumped Storage | [13 empty] | 0 | 0 | 0 | 0 | [11 empty] | Los Angeles Dept of Water & Power | 100 | Los Angeles Dept of Water & Power | 100
Castaic | 392_G_5 | 392 | G | 5 |  | Pumped Storage |  | WEC_LADW | California | 6 | Los Angeles | 37 | 06037 | 270.5 | 0 | 1977 | 9999 |  |  | N | Pumped Storage | [13 empty] | 0 | 0 | 0 | 0 | [11 empty] | Los Angeles Dept of Water & Power | 100 | Los Angeles Dept of Water & Power | 100
Castaic | 392_G_6 | 392 | G | 6 |  | Pumped Storage |  | WEC_LADW | California | 6 | Los Angeles | 37 | 06037 | 270.5 | 0 | 1978 | 9999 |  |  | N | Pumped Storage | [13 empty] | 0 | 0 | 0 | 0 | [11 empty] | Los Angeles Dept of Water & Power | 100 | Los Angeles Dept of Water & Power | 100
Castaic | 392_G_7 | 392 | G | 7 |  | Hydro |  | WEC_LADW | California | 6 | Los Angeles | 37 | 06037 | 51.5 | 0 | 1972 | 9999 |  |  | N | Hydro | [13 empty] | 0 | 0 | 0 | 0 | [11 empty] | Los Angeles Dept of Water & Power | 100 | Los Angeles Dept of Water & Power | 100
Chief Joseph | 3921_G_1 | 3921 | G | 1 |  | Hydro |  | WECC_PNW | Washington | 53 | Douglas | 17 | 53017 | 88.2 | 0 | 1958 | 9999 |  |  | N | Hydro | [13 empty] | 0 | 0 | 0 | 0 | [11 empty] | USACE Northwestern Division | 100 | U S Army Corps of Engineers | 100
Chief Joseph | 3921_G_10 | 3921 | G | 10 |  | Hydro |  | WECC_PNW | Washington | 53 | Douglas | 17 | 53017 | 88.2 | 0 | 1955 | 9999 |  |  | N | Hydro | [13 empty] | 0 | 0 | 0 | 0 | [11 empty] | USACE Northwestern Division | 100 | U S Army Corps of Engineers | 100
Chief Joseph | 3921_G_11 | 3921 | G | 11 |  | Hydro |  | WECC_PNW | Washington | 53 | Douglas | 17 | 53017 | 65 | 0 | 1955 | 9999 |  |  | N | Hydro | [13 empty] | 0 | 0 | 0 | 0 | [11 empty] | USACE Northwestern Division | 100 | U S Army Corps of Engineers | 100
Chief Joseph | 3921_G_12 | 3921 | G | 12 |  | Hydro |  | WECC_PNW | Washington | 53 | Douglas | 17 | 53017 | 88.2 | 0 | 1955 | 9999 |  |  | N | Hydro | [13 empty] | 0 | 0 | 0 | 0 | [11 empty] | USACE Northwestern Division | 100 | U S Army Corps of Engineers | 100
Chief Joseph | 3921_G_13 | 3921 | G | 13 |  | Hydro |  | WECC_PNW | Washington | 53 | Douglas | 17 | 53017 | 65 | 0 | 1957 | 9999 |  |  | N | Hydro | [13 empty] | 0 | 0 | 0 | 0 | [11 empty] | USACE Northwestern Division | 100 | U S Army Corps of Engineers | 100
Chief Joseph | 3921_G_14 | 3921 | G | 14 |  | Hydro |  | WECC_PNW | Washington | 53 | Douglas | 17 | 53017 | 65 | 0 | 1957 | 9999 |  |  | N | Hydro | [13 empty] | 0 | 0 | 0 | 0 | [11 empty] | USACE Northwestern Division | 100 | U S Army Corps of Engineers | 100
Chief Joseph | 3921_G_15 | 3921 | G | 15 |  | Hydro |  | WECC_PNW | Washington | 53 | Douglas | 17 | 53017 | 88.2 | 0 | 1957 | 9999 |  |  | N | Hydro | [13 empty] | 0 | 0 | 0 | 0 | [11 empty] | USACE Northwestern Division | 100 | U S Army Corps of Engineers | 100
Chief Joseph | 3921_G_16 | 3921 | G | 16 |  | Hydro |  | WECC_PNW | Washington | 53 | Douglas | 17 | 53017 | 65 | 0 | 1957 | 9999 |  |  | N | Hydro | [13 empty] | 0 | 0 | 0 | 0 | [11 empty] | USACE Northwestern Division | 100 | U S Army Corps of Engineers | 100
Chief Joseph | 3921_G_17 | 3921 | G | 17 |  | Hydro |  | WECC_PNW | Washington | 53 | Douglas | 17 | 53017 | 95 | 0 | 1977 | 9999 |  |  | N | Hydro | [13 empty] | 0 | 0 | 0 | 0 | [11 empty] | USACE Northwestern Division | 100 | U S Army Corps of Engineers | 100
Chief Joseph | 3921_G_18 | 3921 | G | 18 |  | Hydro |  | WECC_PNW | Washington | 53 | Douglas | 17 | 53017 | 95 | 0 | 1977 | 9999 |  |  | N | Hydro | [13 empty] | 0 | 0 | 0 | 0 | [11 empty] | USACE Northwestern Division | 100 | U S Army Corps of Engineers | 100
Chief Joseph | 3921_G_19 | 3921 | G | 19 |  | Hydro |  | WECC_PNW | Washington | 53 | Douglas | 17 | 53017 | 95 | 0 | 1977 | 9999 |  |  | N | Hydro | [13 empty] | 0 | 0 | 0 | 0 | [11 empty] | USACE Northwestern Division | 100 | U S Army Corps of Engineers | 100
Chief Joseph | 3921_G_2 | 3921 | G | 2 |  | Hydro |  | WECC_PNW | Washington | 53 | Douglas | 17 | 53017 | 88.2 | 0 | 1958 | 9999 |  |  | N | Hydro | [13 empty] | 0 | 0 | 0 | 0 | [11 empty] | USACE Northwestern Division | 100 | U S Army Corps of Engineers | 100
Chief Joseph | 3921_G_20 | 3921 | G | 20 |  | Hydro |  | WECC_PNW | Washington | 53 | Douglas | 17 | 53017 | 95 | 0 | 1978 | 9999 |  |  | N | Hydro | [13 empty] | 0 | 0 | 0 | 0 | [11 empty] | USACE Northwestern Division | 100 | U S Army Corps of Engineers | 100
Chief Joseph | 3921_G_21 | 3921 | G | 21 |  | Hydro |  | WECC_PNW | Washington | 53 | Douglas | 17 | 53017 | 95 | 0 | 1978 | 9999 |  |  | N | Hydro | [13 empty] | 0 | 0 | 0 | 0 | [11 empty] | USACE Northwestern Division | 100 | U S Army Corps of Engineers | 100
Chief Joseph | 3921_G_22 | 3921 | G | 22 |  | Hydro |  | WECC_PNW | Washington | 53 | Douglas | 17 | 53017 | 95 | 0 | 1978 | 9999 |  |  | N | Hydro | [13 empty] | 0 | 0 | 0 | 0 | [11 empty] | USACE Northwestern Division | 100 | U S Army Corps of Engineers | 100
Chief Joseph | 3921_G_23 | 3921 | G | 23 |  | Hydro |  | WECC_PNW | Washington | 53 | Douglas | 17 | 53017 | 95 | 0 | 1978 | 9999 |  |  | N | Hydro | [13 empty] | 0 | 0 | 0 | 0 | [11 empty] | USACE Northwestern Division | 100 | U S Army Corps of Engineers | 100
Chief Joseph | 3921_G_24 | 3921 | G | 24 |  | Hydro |  | WECC_PNW | Washington | 53 | Douglas | 17 | 53017 | 95 | 0 | 1979 | 9999 |  |  | N | Hydro | [13 empty] | 0 | 0 | 0 | 0 | [11 empty] | USACE Northwestern Division | 100 | U S Army Corps of Engineers | 100
Chief Joseph | 3921_G_25 | 3921 | G | 25 |  | Hydro |  | WECC_PNW | Washington | 53 | Douglas | 17 | 53017 | 95 | 0 | 1979 | 9999 |  |  | N | Hydro | [13 empty] | 0 | 0 | 0 | 0 | [11 empty] | USACE Northwestern Division | 100 | U S Army Corps of Engineers | 100
Chief Joseph | 3921_G_26 | 3921 | G | 26 |  | Hydro |  | WECC_PNW | Washington | 53 | Douglas | 17 | 53017 | 95 | 0 | 1979 | 9999 |  |  | N | Hydro | [13 empty] | 0 | 0 | 0 | 0 | [11 empty] | USACE Northwestern Division | 100 | U S Army Corps of Engineers | 100
Chief Joseph | 3921_G_27 | 3921 | G | 27 |  | Hydro |  | WECC_PNW | Washington | 53 | Douglas | 17 | 53017 | 95 | 0 | 1979 | 9999 |  |  | N | Hydro | [13 empty] | 0 | 0 | 0 | 0 | [11 empty] | USACE Northwestern Division | 100 | U S Army Corps of Engineers | 100
Chief Joseph | 3921_G_3 | 3921 | G | 3 |  | Hydro |  | WECC_PNW | Washington | 53 | Douglas | 17 | 53017 | 88.2 | 0 | 1958 | 9999 |  |  | N | Hydro | [13 empty] | 0 | 0 | 0 | 0 | [11 empty] | USACE Northwestern Division | 100 | U S Army Corps of Engineers | 100
Chief Joseph | 3921_G_4 | 3921 | G | 4 |  | Hydro |  | WECC_PNW | Washington | 53 | Douglas | 17 | 53017 | 88.2 | 0 | 1958 | 9999 |  |  | N | Hydro | [13 empty] | 0 | 0 | 0 | 0 | [11 empty] | USACE Northwestern Division | 100 | U S Army Corps of Engineers | 100
Chief Joseph | 3921_G_5 | 3921 | G | 5 |  | Hydro |  | WECC_PNW | Washington | 53 | Douglas | 17 | 53017 | 88.2 | 0 | 1957 | 9999 |  |  | N | Hydro | [13 empty] | 0 | 0 | 0 | 0 | [11 empty] | USACE Northwestern Division | 100 | U S Army Corps of Engineers | 100
Chief Joseph | 3921_G_6 | 3921 | G | 6 |  | Hydro |  | WECC_PNW | Washington | 53 | Douglas | 17 | 53017 | 88.2 | 0 | 1956 | 9999 |  |  | N | Hydro | [13 empty] | 0 | 0 | 0 | 0 | [11 empty] | USACE Northwestern Division | 100 | U S Army Corps of Engineers | 100
Chief Joseph | 3921_G_7 | 3921 | G | 7 |  | Hydro |  | WECC_PNW | Washington | 53 | Douglas | 17 | 53017 | 88.2 | 0 | 1956 | 9999 |  |  | N | Hydro | [13 empty] | 0 | 0 | 0 | 0 | [11 empty] | USACE Northwestern Division | 100 | U S Army Corps of Engineers | 100
Chief Joseph | 3921_G_8 | 3921 | G | 8 |  | Hydro |  | WECC_PNW | Washington | 53 | Douglas | 17 | 53017 | 88.2 | 0 | 1956 | 9999 |  |  | N | Hydro | [13 empty] | 0 | 0 | 0 | 0 | [11 empty] | USACE Northwestern Division | 100 | U S Army Corps of Engineers | 100
Chief Joseph | 3921_G_9 | 3921 | G | 9 |  | Hydro |  | WECC_PNW | Washington | 53 | Douglas | 17 | 53017 | 88.2 | 0 | 1955 | 9999 |  |  | N | Hydro | [13 empty] | 0 | 0 | 0 | 0 | [11 empty] | USACE Northwestern Division | 100 | U S Army Corps of Engineers | 100
Ice Harbor | 3925_G_1 | 3925 | G | 1 |  | Hydro |  | WECC_PNW | Washington | 53 | Walla Walla | 71 | 53071 | 72 | 0 | 1962 | 9999 |  |  | N | Hydro | [13 empty] | 0 | 0 | 0 | 0 | [11 empty] | USACE Northwestern Division | 100 | U S Army Corps of Engineers | 100
Ice Harbor | 3925_G_2 | 3925 | G | 2 |  | Hydro |  | WECC_PNW | Washington | 53 | Walla Walla | 71 | 53071 | 90 | 0 | 1962 | 9999 |  |  | N | Hydro | [13 empty] | 0 | 0 | 0 | 0 | [11 empty] | USACE Northwestern Division | 100 | U S Army Corps of Engineers | 100
Ice Harbor | 3925_G_3 | 3925 | G | 3 |  | Hydro |  | WECC_PNW | Washington | 53 | Walla Walla | 71 | 53071 | 76 | 0 | 1962 | 9999 |  |  | N | Hydro | [13 empty] | 0 | 0 | 0 | 0 | [11 empty] | USACE Northwestern Division | 100 | U S Army Corps of Engineers | 100
Ice Harbor | 3925_G_4 | 3925 | G | 4 |  | Hydro |  | WECC_PNW | Washington | 53 | Walla Walla | 71 | 53071 | 111 | 0 | 1975 | 9999 |  |  | N | Hydro | [13 empty] | 0 | 0 | 0 | 0 | [11 empty] | USACE Northwestern Division | 100 | U S Army Corps of Engineers | 100
Ice Harbor | 3925_G_5 | 3925 | G | 5 |  | Hydro |  | WECC_PNW | Washington | 53 | Walla Walla | 71 | 53071 | 87 | 0 | 1975 | 9999 |  |  | N | Hydro | [13 empty] | 0 | 0 | 0 | 0 | [11 empty] | USACE Northwestern Division | 100 | U S Army Corps of Engineers | 100
Ice Harbor | 3925_G_6 | 3925 | G | 6 |  | Hydro |  | WECC_PNW | Washington | 53 | Walla Walla | 71 | 53071 | 111 | 0 | 1976 | 9999 |  |  | N | Hydro | [13 empty] | 0 | 0 | 0 | 0 | [11 empty] | USACE Northwestern Division | 100 | U S Army Corps of Engineers | 100
Little Goose | 3926_G_1 | 3926 | G | 1 |  | Hydro |  | WECC_PNW | Washington | 53 | Columbia | 13 | 53013 | 135 | 0 | 1970 | 9999 |  |  | N | Hydro | [13 empty] | 0 | 0 | 0 | 0 | [11 empty] | USACE Northwestern Division | 100 | U S Army Corps of Engineers | 100
Little Goose | 3926_G_2 | 3926 | G | 2 |  | Hydro |  | WECC_PNW | Washington | 53 | Columbia | 13 | 53013 | 135 | 0 | 1970 | 9999 |  |  | N | Hydro | [13 empty] | 0 | 0 | 0 | 0 | [11 empty] | USACE Northwestern Division | 100 | U S Army Corps of Engineers | 100
Little Goose | 3926_G_3 | 3926 | G | 3 |  | Hydro |  | WECC_PNW | Washington | 53 | Columbia | 13 | 53013 | 135 | 0 | 1971 | 9999 |  |  | N | Hydro | [13 empty] | 0 | 0 | 0 | 0 | [11 empty] | USACE Northwestern Division | 100 | U S Army Corps of Engineers | 100
Little Goose | 3926_G_4 | 3926 | G | 4 |  | Hydro |  | WECC_PNW | Washington | 53 | Columbia | 13 | 53013 | 135 | 0 | 1978 | 9999 |  |  | N | Hydro | [13 empty] | 0 | 0 | 0 | 0 | [11 empty] | USACE Northwestern Division | 100 | U S Army Corps of Engineers | 100
Little Goose | 3926_G_5 | 3926 | G | 5 |  | Hydro |  | WECC_PNW | Washington | 53 | Columbia | 13 | 53013 | 135 | 0 | 1978 | 9999 |  |  | N | Hydro | [13 empty] | 0 | 0 | 0 | 0 | [11 empty] | USACE Northwestern Division | 100 | U S Army Corps of Engineers | 100
Little Goose | 3926_G_6 | 3926 | G | 6 |  | Hydro |  | WECC_PNW | Washington | 53 | Columbia | 13 | 53013 | 135 | 0 | 1978 | 9999 |  |  | N | Hydro | [13 empty] | 0 | 0 | 0 | 0 | [11 empty] | USACE Northwestern Division | 100 | U S Army Corps of Engineers | 100
Lower Monumental | 3927_G_1 | 3927 | G | 1 |  | Hydro |  | WECC_PNW | Washington | 53 | Walla Walla | 71 | 53071 | 135 | 0 | 1969 | 9999 |  |  | N | Hydro | [13 empty] | 0 | 0 | 0 | 0 | [11 empty] | USACE Northwestern Division | 100 | U S Army Corps of Engineers | 100
Lower Monumental | 3927_G_2 | 3927 | G | 2 |  | Hydro |  | WECC_PNW | Washington | 53 | Walla Walla | 71 | 53071 | 95 | 0 | 1969 | 9999 |  |  | N | Hydro | [13 empty] | 0 | 0 | 0 | 0 | [11 empty] | USACE Northwestern Division | 100 | U S Army Corps of Engineers | 100
Lower Monumental | 3927_G_3 | 3927 | G | 3 |  | Hydro |  | WECC_PNW | Washington | 53 | Walla Walla | 71 | 53071 | 117 | 0 | 1970 | 9999 |  |  | N | Hydro | [13 empty] | 0 | 0 | 0 | 0 | [11 empty] | USACE Northwestern Division | 100 | U S Army Corps of Engineers | 100
Lower Monumental | 3927_G_4 | 3927 | G | 4 |  | Hydro |  | WECC_PNW | Washington | 53 | Walla Walla | 71 | 53071 | 135 | 0 | 1979 | 9999 |  |  | N | Hydro | [13 empty] | 0 | 0 | 0 | 0 | [11 empty] | USACE Northwestern Division | 100 | U S Army Corps of Engineers | 100
Lower Monumental | 3927_G_5 | 3927 | G | 5 |  | Hydro |  | WECC_PNW | Washington | 53 | Walla Walla | 71 | 53071 | 135 | 0 | 1979 | 9999 |  |  | N | Hydro | [13 empty] | 0 | 0 | 0 | 0 | [11 empty] | USACE Northwestern Division | 100 | U S Army Corps of Engineers | 100
Lower Monumental | 3927_G_6 | 3927 | G | 6 |  | Hydro |  | WECC_PNW | Washington | 53 | Walla Walla | 71 | 53071 | 135 | 0 | 1979 | 9999 |  |  | N | Hydro | [13 empty] | 0 | 0 | 0 | 0 | [11 empty] | USACE Northwestern Division | 100 | U S Army Corps of Engineers | 100
Packwood | 3929_G_1 | 3929 | G | 1 |  | Hydro |  | WECC_PNW | Washington | 53 | Lewis | 41 | 53041 | 26 | 0 | 1964 | 9999 |  |  | N | Hydro | [13 empty] | 0 | 0 | 0 | 0 | [11 empty] | Energy Northwest | 100 | Energy Northwest | 100
Control Gorge | 393_G_1 | 393 | G | 1 |  | Hydro |  | WEC_LADW | California | 6 | Inyo | 27 | 06027 | 37.5 | 0 | 1952 | 9999 |  |  | N | Hydro | [13 empty] | 0 | 0 | 0 | 0 | [11 empty] | Los Angeles Dept of Water & Power | 100 | Los Angeles Dept of Water & Power | 100
Cottonwood | 394_G_1 | 394 | G | 1 |  | Hydro |  | WEC_LADW | California | 6 | Inyo | 27 | 06027 | 1.2 | 0 | 1908 | 9999 |  |  | N | Hydro | [13 empty] | 0 | 0 | 0 | 0 | [11 empty] | Los Angeles Dept of Water & Power | 100 | Los Angeles Dept of Water & Power | 100
Cottonwood | 394_G_2 | 394 | G | 2 |  | Hydro |  | WEC_LADW | California | 6 | Inyo | 27 | 06027 | 1.2 | 0 | 1909 | 9999 |  |  | N | Hydro | [13 empty] | 0 | 0 | 0 | 0 | [11 empty] | Los Angeles Dept of Water & Power | 100 | Los Angeles Dept of Water & Power | 100
Mt Storm | 3954_G_JF1 | 3954 | G | JF1 |  | Combustion Turbine |  | PJM_AP | West Virginia | 54 | Grant | 23 | 54023 | 11 | 16079 | 1967 | 9999 |  |  | N | Distillate Fuel Oil | [12 empty] | 2.7 | 0.88153 | 0.88153 | 0.88153 | 0.88153 | [11 empty] | Virginia Electric & Power Co | 100 | Dominion Energy Inc | 100
Foothill | 396_G_1 | 396 | G | 1 |  | Hydro |  | WEC_LADW | California | 6 | Los Angeles | 37 | 06037 | 8.6 | 0 | 1971 | 9999 |  |  | N | Hydro | [13 empty] | 0 | 0 | 0 | 0 | [11 empty] | Los Angeles Dept of Water & Power | 100 | Los Angeles Dept of Water & Power | 100
Franklin (CA) | 397_G_1 | 397 | G | 1 |  | Hydro |  | WEC_LADW | California | 6 | Los Angeles | 37 | 06037 | 2 | 0 | 1921 | 9999 |  |  | N | Hydro | [13 empty] | 0 | 0 | 0 | 0 | [11 empty] | Los Angeles Dept of Water & Power | 100 | Los Angeles Dept of Water & Power | 100
Biron | 3971_G_1 | 3971 | G | 1 |  | Hydro |  | MIS_WUMS | Wisconsin | 55 | Wood | 141 | 55141 | 1.3 | 0 | 1921 | 9999 |  |  | N | Hydro | [13 empty] | 0 | 0 | 0 | 0 | [11 empty] | Consolidated Water Power Co | 100 | Verso Paper Corp | 100
Biron | 3971_G_2 | 3971 | G | 2 |  | Hydro |  | MIS_WUMS | Wisconsin | 55 | Wood | 141 | 55141 | 1.3 | 0 | 1921 | 9999 |  |  | N | Hydro | [13 empty] | 0 | 0 | 0 | 0 | [11 empty] | Consolidated Water Power Co | 100 | Verso Paper Corp | 100
Biron | 3971_G_6 | 3971 | G | 6 |  | Hydro |  | MIS_WUMS | Wisconsin | 55 | Wood | 141 | 55141 | 0.4 | 0 | 1896 | 9999 |  |  | N | Hydro | [13 empty] | 0 | 0 | 0 | 0 | [11 empty] | Consolidated Water Power Co | 100 | Verso Paper Corp | 100
Biron | 3971_G_9 | 3971 | G | 9 |  | Hydro |  | MIS_WUMS | Wisconsin | 55 | Wood | 141 | 55141 | 0.8 | 0 | 1896 | 9999 |  |  | N | Hydro | [13 empty] | 0 | 0 | 0 | 0 | [11 empty] | Consolidated Water Power Co | 100 | Verso Paper Corp | 100
Du Bay | 3972_G_1 | 3972 | G | 1 |  | Hydro |  | MIS_WUMS | Wisconsin | 55 | Portage | 97 | 55097 | 1.2 | 0 | 1942 | 9999 |  |  | N | Hydro | [13 empty] | 0 | 0 | 0 | 0 | [11 empty] | Consolidated Water Power Co | 100 | Verso Paper Corp | 100
Du Bay | 3972_G_2 | 3972 | G | 2 |  | Hydro |  | MIS_WUMS | Wisconsin | 55 | Portage | 97 | 55097 | 2 | 0 | 1942 | 9999 |  |  | N | Hydro | [13 empty] | 0 | 0 | 0 | 0 | [11 empty] | Consolidated Water Power Co | 100 | Verso Paper Corp | 100
Du Bay | 3972_G_3 | 3972 | G | 3 |  | Hydro |  | MIS_WUMS | Wisconsin | 55 | Portage | 97 | 55097 | 2 | 0 | 1942 | 9999 |  |  | N | Hydro | [13 empty] | 0 | 0 | 0 | 0 | [11 empty] | Consolidated Water Power Co | 100 | Verso Paper Corp | 100
Du Bay | 3972_G_4 | 3972 | G | 4 |  | Hydro |  | MIS_WUMS | Wisconsin | 55 | Portage | 97 | 55097 | 2 | 0 | 1942 | 9999 |  |  | N | Hydro | [13 empty] | 0 | 0 | 0 | 0 | [11 empty] | Consolidated Water Power Co | 100 | Verso Paper Corp | 100
Stevens Point | 3973_G_1 | 3973 | G | 1 |  | Hydro |  | MIS_WUMS | Wisconsin | 55 | Portage | 97 | 55097 | 0.8 | 0 | 1918 | 9999 |  |  | N | Hydro | [13 empty] | 0 | 0 | 0 | 0 | [11 empty] | Consolidated Water Power Co | 100 | Verso Paper Corp | 100
Stevens Point | 3973_G_2 | 3973 | G | 2 |  | Hydro |  | MIS_WUMS | Wisconsin | 55 | Portage | 97 | 55097 | 0.8 | 0 | 1918 | 9999 |  |  | N | Hydro | [13 empty] | 0 | 0 | 0 | 0 | [11 empty] | Consolidated Water Power Co | 100 | Verso Paper Corp | 100
Stevens Point | 3973_G_3 | 3973 | G | 3 |  | Hydro |  | MIS_WUMS | Wisconsin | 55 | Portage | 97 | 55097 | 0.8 | 0 | 1918 | 9999 |  |  | N | Hydro | [13 empty] | 0 | 0 | 0 | 0 | [11 empty] | Consolidated Water Power Co | 100 | Verso Paper Corp | 100
Stevens Point | 3973_G_4 | 3973 | G | 4 |  | Hydro |  | MIS_WUMS | Wisconsin | 55 | Portage | 97 | 55097 | 0.8 | 0 | 1918 | 9999 |  |  | N | Hydro | [13 empty] | 0 | 0 | 0 | 0 | [11 empty] | Consolidated Water Power Co | 100 | Verso Paper Corp | 100
Stevens Point | 3973_G_5 | 3973 | G | 5 |  | Hydro |  | MIS_WUMS | Wisconsin | 55 | Portage | 97 | 55097 | 0.8 | 0 | 1918 | 9999 |  |  | N | Hydro | [13 empty] | 0 | 0 | 0 | 0 | [11 empty] | Consolidated Water Power Co | 100 | Verso Paper Corp | 100
Wisconsin Rapids | 3974_G_1 | 3974 | G | 1 |  | Hydro |  | MIS_WUMS | Wisconsin | 55 | Wood | 141 | 55141 | 2.3 | 0 | 1920 | 9999 |  |  | N | Hydro | [13 empty] | 0 | 0 | 0 | 0 | [11 empty] | Consolidated Water Power Co | 100 | Verso Paper Corp | 100
Wisconsin Rapids | 3974_G_10 | 3974 | G | 10 |  | Hydro |  | MIS_WUMS | Wisconsin | 55 | Wood | 141 | 55141 | 0.6 | 0 | 1903 | 9999 |  |  | N | Hydro | [13 empty] | 0 | 0 | 0 | 0 | [11 empty] | Consolidated Water Power Co | 100 | Verso Paper Corp | 100
Wisconsin Rapids | 3974_G_2 | 3974 | G | 2 |  | Hydro |  | MIS_WUMS | Wisconsin | 55 | Wood | 141 | 55141 | 2.3 | 0 | 1920 | 9999 |  |  | N | Hydro | [13 empty] | 0 | 0 | 0 | 0 | [11 empty] | Consolidated Water Power Co | 100 | Verso Paper Corp | 100
Wisconsin Rapids | 3974_G_3 | 3974 | G | 3 |  | Hydro |  | MIS_WUMS | Wisconsin | 55 | Wood | 141 | 55141 | 0.6 | 0 | 1903 | 9999 |  |  | N | Hydro | [13 empty] | 0 | 0 | 0 | 0 | [11 empty] | Consolidated Water Power Co | 100 | Verso Paper Corp | 100
Wisconsin Rapids | 3974_G_4 | 3974 | G | 4 |  | Hydro |  | MIS_WUMS | Wisconsin | 55 | Wood | 141 | 55141 | 0.6 | 0 | 1903 | 9999 |  |  | N | Hydro | [13 empty] | 0 | 0 | 0 | 0 | [11 empty] | Consolidated Water Power Co | 100 | Verso Paper Corp | 100
Wisconsin Rapids | 3974_G_5 | 3974 | G | 5 |  | Hydro |  | MIS_WUMS | Wisconsin | 55 | Wood | 141 | 55141 | 0.6 | 0 | 1903 | 9999 |  |  | N | Hydro | [13 empty] | 0 | 0 | 0 | 0 | [11 empty] | Consolidated Water Power Co | 100 | Verso Paper Corp | 100
Wisconsin Rapids | 3974_G_6 | 3974 | G | 6 |  | Hydro |  | MIS_WUMS | Wisconsin | 55 | Wood | 141 | 55141 | 0.3 | 0 | 1903 | 9999 |  |  | N | Hydro | [13 empty] | 0 | 0 | 0 | 0 | [11 empty] | Consolidated Water Power Co | 100 | Verso Paper Corp | 100
Wisconsin Rapids | 3974_G_7 | 3974 | G | 7 |  | Hydro |  | MIS_WUMS | Wisconsin | 55 | Wood | 141 | 55141 | 0.6 | 0 | 1903 | 9999 |  |  | N | Hydro | [13 empty] | 0 | 0 | 0 | 0 | [11 empty] | Consolidated Water Power Co | 100 | Verso Paper Corp | 100
Wisconsin Rapids | 3974_G_8 | 3974 | G | 8 |  | Hydro |  | MIS_WUMS | Wisconsin | 55 | Wood | 141 | 55141 | 0.3 | 0 | 1903 | 9999 |  |  | N | Hydro | [13 empty] | 0 | 0 | 0 | 0 | [11 empty] | Consolidated Water Power Co | 100 | Verso Paper Corp | 100
Wisconsin Rapids | 3974_G_9 | 3974 | G | 9 |  | Hydro |  | MIS_WUMS | Wisconsin | 55 | Wood | 141 | 55141 | 0.6 | 0 | 1903 | 9999 |  |  | N | Hydro | [13 empty] | 0 | 0 | 0 | 0 | [11 empty] | Consolidated Water Power Co | 100 | Verso Paper Corp | 100
Whiting | 3975_G_10 | 3975 | G | 10 |  | Hydro |  | MIS_WUMS | Wisconsin | 55 | Portage | 97 | 55097 | 0.3 | 0 | 1891 | 9999 |  |  | N | Hydro | [13 empty] | 0 | 0 | 0 | 0 | [11 empty] | Consolidated Water Power Co | 100 | Verso Paper Corp | 100
Whiting | 3975_G_2 | 3975 | G | 2 |  | Hydro |  | MIS_WUMS | Wisconsin | 55 | Portage | 97 | 55097 | 0.5 | 0 | 1891 | 9999 |  |  | N | Hydro | [13 empty] | 0 | 0 | 0 | 0 | [11 empty] | Consolidated Water Power Co | 100 | Verso Paper Corp | 100
Whiting | 3975_G_4 | 3975 | G | 4 |  | Hydro |  | MIS_WUMS | Wisconsin | 55 | Portage | 97 | 55097 | 0.5 | 0 | 1891 | 9999 |  |  | N | Hydro | [13 empty] | 0 | 0 | 0 | 0 | [11 empty] | Consolidated Water Power Co | 100 | Verso Paper Corp | 100
Whiting | 3975_G_5 | 3975 | G | 5 |  | Hydro |  | MIS_WUMS | Wisconsin | 55 | Portage | 97 | 55097 | 0.5 | 0 | 1891 | 9999 |  |  | N | Hydro | [13 empty] | 0 | 0 | 0 | 0 | [11 empty] | Consolidated Water Power Co | 100 | Verso Paper Corp | 100
Whiting | 3975_G_6 | 3975 | G | 6 |  | Hydro |  | MIS_WUMS | Wisconsin | 55 | Portage | 97 | 55097 | 0.5 | 0 | 1891 | 9999 |  |  | N | Hydro | [13 empty] | 0 | 0 | 0 | 0 | [11 empty] | Consolidated Water Power Co | 100 | Verso Paper Corp | 100
Whiting | 3975_G_7 | 3975 | G | 7 |  | Hydro |  | MIS_WUMS | Wisconsin | 55 | Portage | 97 | 55097 | 0.5 | 0 | 1891 | 9999 |  |  | N | Hydro | [13 empty] | 0 | 0 | 0 | 0 | [11 empty] | Consolidated Water Power Co | 100 | Verso Paper Corp | 100
Whiting | 3975_G_8 | 3975 | G | 8 |  | Hydro |  | MIS_WUMS | Wisconsin | 55 | Portage | 97 | 55097 | 0.3 | 0 | 1891 | 9999 |  |  | N | Hydro | [13 empty] | 0 | 0 | 0 | 0 | [11 empty] | Consolidated Water Power Co | 100 | Verso Paper Corp | 100
Whiting | 3975_G_9 | 3975 | G | 9 |  | Hydro |  | MIS_WUMS | Wisconsin | 55 | Portage | 97 | 55097 | 0.3 | 0 | 1891 | 9999 |  |  | N | Hydro | [13 empty] | 0 | 0 | 0 | 0 | [11 empty] | Consolidated Water Power Co | 100 | Verso Paper Corp | 100
Gordon | 3976_G_3 | 3976 | G | 3 |  | Combustion Turbine | IC Engine | MIS_MNWI | Wisconsin | 55 | Douglas | 31 | 55031 | 0.7 | 14212 | 1955 | 9999 |  |  | N | Distillate Fuel Oil | [12 empty] | 3 | 1.6498 | 1.6498 | 1.6498 | 1.6498 | [11 empty] | Dahlberg Light & Power Co | 100 | Dahlberg Light & Power Co | 100
Gordon | 3976_G_4 | 3976 | G | 4 |  | Combustion Turbine | IC Engine | MIS_MNWI | Wisconsin | 55 | Douglas | 31 | 55031 | 0.7 | 13522 | 1949 | 9999 |  |  | N | Distillate Fuel Oil | [12 empty] | 3 | 1.6498 | 1.6498 | 1.6498 | 1.6498 | [11 empty] | Dahlberg Light & Power Co | 100 | Dahlberg Light & Power Co | 100
Gordon | 3976_G_5 | 3976 | G | 5 |  | Combustion Turbine | IC Engine | MIS_MNWI | Wisconsin | 55 | Douglas | 31 | 55031 | 0.7 | 13300 | 2001 | 9999 |  |  | N | Distillate Fuel Oil | [12 empty] | 3 | 1.6498 | 1.6498 | 1.6498 | 1.6498 | [11 empty] | Dahlberg Light & Power Co | 100 | Dahlberg Light & Power Co | 100
Gordon | 3976_G_6 | 3976 | G | 6 |  | Combustion Turbine | IC Engine | MIS_MNWI | Wisconsin | 55 | Douglas | 31 | 55031 | 0.7 | 13522 | 2001 | 9999 |  |  | N | Distillate Fuel Oil | [12 empty] | 3 | 1.6498 | 1.6498 | 1.6498 | 1.6498 | [11 empty] | Dahlberg Light & Power Co | 100 | Dahlberg Light & Power Co | 100
Haiwee | 398_G_1 | 398 | G | 1 |  | Hydro |  | WEC_LADW | California | 6 | Inyo | 27 | 06027 | 2.5 | 0 | 1927 | 9999 |  |  | N | Hydro | [13 empty] | 0 | 0 | 0 | 0 | [11 empty] | Los Angeles Dept of Water & Power | 100 | Los Angeles Dept of Water & Power | 100
Haiwee | 398_G_2 | 398 | G | 2 |  | Hydro |  | WEC_LADW | California | 6 | Inyo | 27 | 06027 | 2.5 | 0 | 1927 | 9999 |  |  | N | Hydro | [13 empty] | 0 | 0 | 0 | 0 | [11 empty] | Los Angeles Dept of Water & Power | 100 | Los Angeles Dept of Water & Power | 100
Big Falls | 3983_G_1 | 3983 | G | 1 |  | Hydro |  | MIS_MNWI | Wisconsin | 55 | Rusk | 107 | 55107 | 1.1 | 0 | 1922 | 9999 |  |  | N | Hydro | [13 empty] | 0 | 0 | 0 | 0 | [11 empty] | Northern States Power Co (Wisconsin) | 100 | Xcel Energy Inc | 100
Big Falls | 3983_G_2 | 3983 | G | 2 |  | Hydro |  | MIS_MNWI | Wisconsin | 55 | Rusk | 107 | 55107 | 1.1 | 0 | 1922 | 9999 |  |  | N | Hydro | [13 empty] | 0 | 0 | 0 | 0 | [11 empty] | Northern States Power Co (Wisconsin) | 100 | Xcel Energy Inc | 100
Big Falls | 3983_G_3 | 3983 | G | 3 |  | Hydro |  | MIS_MNWI | Wisconsin | 55 | Rusk | 107 | 55107 | 1.1 | 0 | 1993 | 9999 |  |  | N | Hydro | [13 empty] | 0 | 0 | 0 | 0 | [11 empty] | Northern States Power Co (Wisconsin) | 100 | Xcel Energy Inc | 100
Ladysmith Dam | 3986_G_1 | 3986 | G | 1 |  | Hydro |  | MIS_MNWI | Wisconsin | 55 | Rusk | 107 | 55107 | 0.3 | 0 | 1940 | 9999 |  |  | N | Hydro | [13 empty] | 0 | 0 | 0 | 0 | [11 empty] | Northern States Power Co (Wisconsin) | 100 | Xcel Energy Inc | 100
Ladysmith Dam | 3986_G_2 | 3986 | G | 2 |  | Hydro |  | MIS_MNWI | Wisconsin | 55 | Rusk | 107 | 55107 | 0.3 | 0 | 1940 | 9999 |  |  | N | Hydro | [13 empty] | 0 | 0 | 0 | 0 | [11 empty] | Northern States Power Co (Wisconsin) | 100 | Xcel Energy Inc | 100
Ladysmith Dam | 3986_G_3 | 3986 | G | 3 |  | Hydro |  | MIS_MNWI | Wisconsin | 55 | Rusk | 107 | 55107 | 0.4 | 0 | 1983 | 9999 |  |  | N | Hydro | [13 empty] | 0 | 0 | 0 | 0 | [11 empty] | Northern States Power Co (Wisconsin) | 100 | Xcel Energy Inc | 100
Thornapple | 3988_G_1 | 3988 | G | 1 |  | Hydro |  | MIS_MNWI | Wisconsin | 55 | Rusk | 107 | 55107 | 0.4 | 0 | 1927 | 9999 |  |  | N | Hydro | [13 empty] | 0 | 0 | 0 | 0 | [11 empty] | Northern States Power Co (Wisconsin) | 100 | Xcel Energy Inc | 100
Thornapple | 3988_G_2 | 3988 | G | 2 |  | Hydro |  | MIS_MNWI | Wisconsin | 55 | Rusk | 107 | 55107 | 0.4 | 0 | 1929 | 9999 |  |  | N | Hydro | [13 empty] | 0 | 0 | 0 | 0 | [11 empty] | Northern States Power Co (Wisconsin) | 100 | Xcel Energy Inc | 100
Harbor | 399_G_10A | 399 | G | 10A | 259 | Combined Cycle |  | WEC_LADW | California | 6 | Los Angeles | 37 | 06037 | 73 | 11213 | 1995 | 9999 |  |  | N | Natural Gas |  |  |  | NH3 | SCR | [8 empty] | 0.021728 | 0.021728 | 0.021728 | 0.021728 | [11 empty] | Los Angeles Dept of Water & Power | 100 | Los Angeles Dept of Water & Power | 100
Harbor | 399_G_10B | 399 | G | 10B | 260 | Combined Cycle |  | WEC_LADW | California | 6 | Los Angeles | 37 | 06037 | 73 | 11213 | 1995 | 9999 |  |  | N | Natural Gas |  |  |  | NH3 | SCR | [8 empty] | 0.021728 | 0.021728 | 0.021728 | 0.021728 | [11 empty] | Los Angeles Dept of Water & Power | 100 | Los Angeles Dept of Water & Power | 100
Harbor | 399_G_5 | 399 | G | 5 | 259 | Combined Cycle |  | WEC_LADW | California | 6 | Los Angeles | 37 | 06037 | 56 | 11213 | 1995 | 9999 |  |  | N | Natural Gas |  |  |  | NH3 | SCR | [8 empty] | 0.021728 | 0.021728 | 0.021728 | 0.021728 | [11 empty] | Los Angeles Dept of Water & Power | 100 | Los Angeles Dept of Water & Power | 100
Harbor | 399_G_GT10 | 399 | G | GT10 | 262 | Combustion Turbine |  | WEC_LADW | California | 6 | Los Angeles | 37 | 06037 | 47.4 | 11029 | 2002 | 9999 |  |  | N | Natural Gas |  |  |  |  | SCR | [7 empty] | 0.74 | 0.02694 | 0.02694 | 0.02694 | 0.02694 | [11 empty] | Los Angeles Dept of Water & Power | 100 | Los Angeles Dept of Water & Power | 100
Harbor | 399_G_GT11 | 399 | G | GT11 | 263 | Combustion Turbine |  | WEC_LADW | California | 6 | Los Angeles | 37 | 06037 | 47.4 | 11029 | 2002 | 9999 |  |  | N | Natural Gas |  |  |  |  | SCR | [7 empty] | 0.74 | 0.0254 | 0.0254 | 0.0254 | 0.0254 | [11 empty] | Los Angeles Dept of Water & Power | 100 | Los Angeles Dept of Water & Power | 100
Harbor | 399_G_GT12 | 399 | G | GT12 | 264 | Combustion Turbine |  | WEC_LADW | California | 6 | Los Angeles | 37 | 06037 | 47.4 | 11029 | 2002 | 9999 |  |  | N | Natural Gas |  |  |  |  | SCR | [7 empty] | 0.74 | 0.02061 | 0.02061 | 0.02061 | 0.02061 | [11 empty] | Los Angeles Dept of Water & Power | 100 | Los Angeles Dept of Water & Power | 100
Harbor | 399_G_GT13 | 399 | G | GT13 | 265 | Combustion Turbine |  | WEC_LADW | California | 6 | Los Angeles | 37 | 06037 | 47.4 | 11029 | 2002 | 9999 |  |  | N | Natural Gas |  |  |  |  | SCR | [7 empty] | 0.74 | 0.02708 | 0.02708 | 0.02708 | 0.02708 | [11 empty] | Los Angeles Dept of Water & Power | 100 | Los Angeles Dept of Water & Power | 100
Harbor | 399_G_GT14 | 399 | G | GT14 | 266 | Combustion Turbine |  | WEC_LADW | California | 6 | Los Angeles | 37 | 06037 | 47.4 | 11029 | 2002 | 9999 |  |  | N | Natural Gas |  |  |  |  | SCR | [7 empty] | 0.74 | 0.02442 | 0.02442 | 0.02442 | 0.02442 | [11 empty] | Los Angeles Dept of Water & Power | 100 | Los Angeles Dept of Water & Power | 100
Arpin Dam | 3995_G_1 | 3995 | G | 1 |  | Hydro |  | MIS_MNWI | Wisconsin | 55 | Sawyer | 113 | 55113 | 0.6 | 0 | 1971 | 9999 |  |  | N | Hydro | [13 empty] | 0 | 0 | 0 | 0 | [11 empty] | Flambeau Hydro LLC | 100 | Renewable World Energies LLC | 100
Arpin Dam | 3995_G_2 | 3995 | G | 2 |  | Hydro |  | MIS_MNWI | Wisconsin | 55 | Sawyer | 113 | 55113 | 0.6 | 0 | 1971 | 9999 |  |  | N | Hydro | [13 empty] | 0 | 0 | 0 | 0 | [11 empty] | Flambeau Hydro LLC | 100 | Renewable World Energies LLC | 100
Arpin Dam | 3995_G_3 | 3995 | G | 3 |  | Hydro |  | MIS_MNWI | Wisconsin | 55 | Sawyer | 113 | 55113 | 0.2 | 0 | 1973 | 9999 |  |  | N | Hydro | [13 empty] | 0 | 0 | 0 | 0 | [11 empty] | Flambeau Hydro LLC | 100 | Renewable World Energies LLC | 100
Cedar Falls (WI) | 3998_G_1 | 3998 | G | 1 |  | Hydro |  | MIS_MNWI | Wisconsin | 55 | Dunn | 33 | 55033 | 1.3 | 0 | 1915 | 9999 |  |  | N | Hydro | [13 empty] | 0 | 0 | 0 | 0 | [11 empty] | Northern States Power Co (Wisconsin) | 100 | Xcel Energy Inc | 100
Cedar Falls (WI) | 3998_G_2 | 3998 | G | 2 |  | Hydro |  | MIS_MNWI | Wisconsin | 55 | Dunn | 33 | 55033 | 1.1 | 0 | 1911 | 9999 |  |  | N | Hydro | [13 empty] | 0 | 0 | 0 | 0 | [11 empty] | Northern States Power Co (Wisconsin) | 100 | Xcel Energy Inc | 100
Cedar Falls (WI) | 3998_G_3 | 3998 | G | 3 |  | Hydro |  | MIS_MNWI | Wisconsin | 55 | Dunn | 33 | 55033 | 1.2 | 0 | 1910 | 9999 |  |  | N | Hydro | [13 empty] | 0 | 0 | 0 | 0 | [11 empty] | Northern States Power Co (Wisconsin) | 100 | Xcel Energy Inc | 100
Walter Bouldin Dam | 4_G_1 | 4 | G | 1 |  | Hydro |  | S_SOU | Alabama | 1 | Elmore | 51 | 01051 | 74.7 | 0 | 1967 | 9999 |  |  | N | Hydro | [13 empty] | 0 | 0 | 0 | 0 | [11 empty] | Alabama Power Co | 100 | Southern Co | 100
Walter Bouldin Dam | 4_G_2 | 4 | G | 2 |  | Hydro |  | S_SOU | Alabama | 1 | Elmore | 51 | 01051 | 74.7 | 0 | 1967 | 9999 |  |  | N | Hydro | [13 empty] | 0 | 0 | 0 | 0 | [11 empty] | Alabama Power Co | 100 | Southern Co | 100
Walter Bouldin Dam | 4_G_3 | 4 | G | 3 |  | Hydro |  | S_SOU | Alabama | 1 | Elmore | 51 | 01051 | 74.7 | 0 | 1967 | 9999 |  |  | N | Hydro | [13 empty] | 0 | 0 | 0 | 0 | [11 empty] | Alabama Power Co | 100 | Southern Co | 100
Haynes | 400_G_10 | 400 | G | 10 | 89434 | Combined Cycle |  | WEC_LADW | California | 6 | Los Angeles | 37 | 06037 | 157.5 | 7134 | 2005 | 9999 |  |  | N | Natural Gas |  |  |  | DLNB | SCR | [8 empty] | 0.0068957 | 0.0068957 | 0.0068957 | 0.0068957 | [11 empty] | Los Angeles Dept of Water & Power | 100 | Los Angeles Dept of Water & Power | 100
Haynes | 400_G_11 | 400 | G | 11 | 90755 | Combustion Turbine |  | WEC_LADW | California | 6 | Los Angeles | 37 | 06037 | 99.4 | 10745 | 2013 | 9999 |  |  | N | Natural Gas |  |  |  | H2O | SCR | [8 empty] | 0.00774 | 0.00774 | 0.00774 | 0.00774 | [11 empty] | Los Angeles Dept of Water & Power | 100 | Los Angeles Dept of Water & Power | 100
Haynes | 400_G_12 | 400 | G | 12 | 90756 | Combustion Turbine |  | WEC_LADW | California | 6 | Los Angeles | 37 | 06037 | 99.4 | 10745 | 2013 | 9999 |  |  | N | Natural Gas |  |  |  | H2O | SCR | [8 empty] | 0.00835 | 0.00835 | 0.00835 | 0.00835 | [11 empty] | Los Angeles Dept of Water & Power | 100 | Los Angeles Dept of Water & Power | 100
Haynes | 400_G_13 | 400 | G | 13 | 90757 | Combustion Turbine |  | WEC_LADW | California | 6 | Los Angeles | 37 | 06037 | 99.4 | 10745 | 2013 | 9999 |  |  | N | Natural Gas |  |  |  | H2O | SCR | [8 empty] | 0.0083 | 0.0083 | 0.0083 | 0.0083 | [11 empty] | Los Angeles Dept of Water & Power | 100 | Los Angeles Dept of Water & Power | 100
Haynes | 400_G_14 | 400 | G | 14 | 90758 | Combustion Turbine |  | WEC_LADW | California | 6 | Los Angeles | 37 | 06037 | 99.4 | 10745 | 2013 | 9999 |  |  | N | Natural Gas |  |  |  | H2O | SCR | [8 empty] | 0.00966 | 0.00966 | 0.00966 | 0.00966 | [11 empty] | Los Angeles Dept of Water & Power | 100 | Los Angeles Dept of Water & Power | 100
Haynes | 400_G_15 | 400 | G | 15 | 90759 | Combustion Turbine |  | WEC_LADW | California | 6 | Los Angeles | 37 | 06037 | 99.4 | 10745 | 2013 | 9999 |  |  | N | Natural Gas |  |  |  | H2O | SCR | [8 empty] | 0.00844 | 0.00844 | 0.00844 | 0.00844 | [11 empty] | Los Angeles Dept of Water & Power | 100 | Los Angeles Dept of Water & Power | 100
Haynes | 400_G_16 | 400 | G | 16 | 90760 | Combustion Turbine |  | WEC_LADW | California | 6 | Los Angeles | 37 | 06037 | 99.4 | 10745 | 2013 | 9999 |  |  | N | Natural Gas |  |  |  | H2O | SCR | [8 empty] | 0.00848 | 0.00848 | 0.00848 | 0.00848 | [11 empty] | Los Angeles Dept of Water & Power | 100 | Los Angeles Dept of Water & Power | 100
Haynes | 400_G_8 | 400 | G | 8 | 89433 | Combined Cycle |  | WEC_LADW | California | 6 | Los Angeles | 37 | 06037 | 235 | 7134 | 2005 | 9999 |  |  | N | Natural Gas |  |  |  | DLNB + NH3 | SCR | [8 empty] | 0.0068957 | 0.0068957 | 0.0068957 | 0.0068957 | [11 empty] | Los Angeles Dept of Water & Power | 100 | Los Angeles Dept of Water & Power | 100
Haynes | 400_G_9 | 400 | G | 9 | 89433 | Combined Cycle |  | WEC_LADW | California | 6 | Los Angeles | 37 | 06037 | 162.5 | 7134 | 2005 | 9999 |  |  | N | Natural Gas |  |  |  | DLNB | SCR | [8 empty] | 0.0068957 | 0.0068957 | 0.0068957 | 0.0068957 | [11 empty] | Los Angeles Dept of Water & Power | 100 | Los Angeles Dept of Water & Power | 100
Chippewa Falls | 4000_G_1 | 4000 | G | 1 |  | Hydro |  | MIS_MNWI | Wisconsin | 55 | Chippewa | 17 | 55017 | 1.9 | 0 | 1928 | 9999 |  |  | N | Hydro | [13 empty] | 0 | 0 | 0 | 0 | [11 empty] | Northern States Power Co (Wisconsin) | 100 | Xcel Energy Inc | 100
Chippewa Falls | 4000_G_2 | 4000 | G | 2 |  | Hydro |  | MIS_MNWI | Wisconsin | 55 | Chippewa | 17 | 55017 | 2.1 | 0 | 1928 | 9999 |  |  | N | Hydro | [13 empty] | 0 | 0 | 0 | 0 | [11 empty] | Northern States Power Co (Wisconsin) | 100 | Xcel Energy Inc | 100
Chippewa Falls | 4000_G_3 | 4000 | G | 3 |  | Hydro |  | MIS_MNWI | Wisconsin | 55 | Chippewa | 17 | 55017 | 2 | 0 | 1928 | 9999 |  |  | N | Hydro | [13 empty] | 0 | 0 | 0 | 0 | [11 empty] | Northern States Power Co (Wisconsin) | 100 | Xcel Energy Inc | 100
Chippewa Falls | 4000_G_4 | 4000 | G | 4 |  | Hydro |  | MIS_MNWI | Wisconsin | 55 | Chippewa | 17 | 55017 | 2 | 0 | 1928 | 9999 |  |  | N | Hydro | [13 empty] | 0 | 0 | 0 | 0 | [11 empty] | Northern States Power Co (Wisconsin) | 100 | Xcel Energy Inc | 100
Chippewa Falls | 4000_G_5 | 4000 | G | 5 |  | Hydro |  | MIS_MNWI | Wisconsin | 55 | Chippewa | 17 | 55017 | 2 | 0 | 1928 | 9999 |  |  | N | Hydro | [13 empty] | 0 | 0 | 0 | 0 | [11 empty] | Northern States Power Co (Wisconsin) | 100 | Xcel Energy Inc | 100
Chippewa Falls | 4000_G_6 | 4000 | G | 6 |  | Hydro |  | MIS_MNWI | Wisconsin | 55 | Chippewa | 17 | 55017 | 2.1 | 0 | 1928 | 9999 |  |  | N | Hydro | [13 empty] | 0 | 0 | 0 | 0 | [11 empty] | Northern States Power Co (Wisconsin) | 100 | Xcel Energy Inc | 100
Dells | 4002_G_1 | 4002 | G | 1 |  | Hydro |  | MIS_MNWI | Wisconsin | 55 | Eau Claire | 35 | 55035 | 1.9 | 0 | 1923 | 9999 |  |  | N | Hydro | [13 empty] | 0 | 0 | 0 | 0 | [11 empty] | Northern States Power Co (Wisconsin) | 100 | Xcel Energy Inc | 100
Dells | 4002_G_2 | 4002 | G | 2 |  | Hydro |  | MIS_MNWI | Wisconsin | 55 | Eau Claire | 35 | 55035 | 1.5 | 0 | 1924 | 9999 |  |  | N | Hydro | [13 empty] | 0 | 0 | 0 | 0 | [11 empty] | Northern States Power Co (Wisconsin) | 100 | Xcel Energy Inc | 100
Dells | 4002_G_3 | 4002 | G | 3 |  | Hydro |  | MIS_MNWI | Wisconsin | 55 | Eau Claire | 35 | 55035 | 1.5 | 0 | 1924 | 9999 |  |  | N | Hydro | [13 empty] | 0 | 0 | 0 | 0 | [11 empty] | Northern States Power Co (Wisconsin) | 100 | Xcel Energy Inc | 100
Dells | 4002_G_4 | 4002 | G | 4 |  | Hydro |  | MIS_MNWI | Wisconsin | 55 | Eau Claire | 35 | 55035 | 1.5 | 0 | 1924 | 9999 |  |  | N | Hydro | [13 empty] | 0 | 0 | 0 | 0 | [11 empty] | Northern States Power Co (Wisconsin) | 100 | Xcel Energy Inc | 100
Dells | 4002_G_5 | 4002 | G | 5 |  | Hydro |  | MIS_MNWI | Wisconsin | 55 | Eau Claire | 35 | 55035 | 0.9 | 0 | 1924 | 9999 |  |  | N | Hydro | [13 empty] | 0 | 0 | 0 | 0 | [11 empty] | Northern States Power Co (Wisconsin) | 100 | Xcel Energy Inc | 100
Holcombe | 4007_G_1 | 4007 | G | 1 |  | Hydro |  | MIS_MNWI | Wisconsin | 55 | Chippewa | 17 | 55017 | 9.1 | 0 | 1950 | 9999 |  |  | N | Hydro | [13 empty] | 0 | 0 | 0 | 0 | [11 empty] | Northern States Power Co (Wisconsin) | 100 | Xcel Energy Inc | 100
Holcombe | 4007_G_2 | 4007 | G | 2 |  | Hydro |  | MIS_MNWI | Wisconsin | 55 | Chippewa | 17 | 55017 | 7.3 | 0 | 1950 | 9999 |  |  | N | Hydro | [13 empty] | 0 | 0 | 0 | 0 | [11 empty] | Northern States Power Co (Wisconsin) | 100 | Xcel Energy Inc | 100
Holcombe | 4007_G_3 | 4007 | G | 3 |  | Hydro |  | MIS_MNWI | Wisconsin | 55 | Chippewa | 17 | 55017 | 7.3 | 0 | 1950 | 9999 |  |  | N | Hydro | [13 empty] | 0 | 0 | 0 | 0 | [11 empty] | Northern States Power Co (Wisconsin) | 100 | Xcel Energy Inc | 100
Jim Falls | 4008_G_1 | 4008 | G | 1 |  | Hydro |  | MIS_MNWI | Wisconsin | 55 | Chippewa | 17 | 55017 | 12.3 | 0 | 1988 | 9999 |  |  | N | Hydro | [13 empty] | 0 | 0 | 0 | 0 | [11 empty] | Northern States Power Co (Wisconsin) | 100 | Xcel Energy Inc | 100
Jim Falls | 4008_G_2 | 4008 | G | 2 |  | Hydro |  | MIS_MNWI | Wisconsin | 55 | Chippewa | 17 | 55017 | 12.5 | 0 | 1988 | 9999 |  |  | N | Hydro | [13 empty] | 0 | 0 | 0 | 0 | [11 empty] | Northern States Power Co (Wisconsin) | 100 | Xcel Energy Inc | 100
Jim Falls | 4008_G_4 | 4008 | G | 4 |  | Hydro |  | MIS_MNWI | Wisconsin | 55 | Chippewa | 17 | 55017 | 0.2 | 0 | 1988 | 9999 |  |  | N | Hydro | [13 empty] | 0 | 0 | 0 | 0 | [11 empty] | Northern States Power Co (Wisconsin) | 100 | Xcel Energy Inc | 100
Menomonie | 4009_G_1 | 4009 | G | 1 |  | Hydro |  | MIS_MNWI | Wisconsin | 55 | Dunn | 33 | 55033 | 1.1 | 0 | 1958 | 9999 |  |  | N | Hydro | [13 empty] | 0 | 0 | 0 | 0 | [11 empty] | Northern States Power Co (Wisconsin) | 100 | Xcel Energy Inc | 100
Menomonie | 4009_G_2 | 4009 | G | 2 |  | Hydro |  | MIS_MNWI | Wisconsin | 55 | Dunn | 33 | 55033 | 1.1 | 0 | 1958 | 9999 |  |  | N | Hydro | [13 empty] | 0 | 0 | 0 | 0 | [11 empty] | Northern States Power Co (Wisconsin) | 100 | Xcel Energy Inc | 100
Middle Gorge | 401_G_1 | 401 | G | 1 |  | Hydro |  | WEC_LADW | California | 6 | Mono | 51 | 06051 | 37.5 | 0 | 1952 | 9999 |  |  | N | Hydro | [13 empty] | 0 | 0 | 0 | 0 | [11 empty] | Los Angeles Dept of Water & Power | 100 | Los Angeles Dept of Water & Power | 100
Wissota | 4015_G_1 | 4015 | G | 1 |  | Hydro |  | MIS_MNWI | Wisconsin | 55 | Chippewa | 17 | 55017 | 3 | 0 | 1917 | 9999 |  |  | N | Hydro | [13 empty] | 0 | 0 | 0 | 0 | [11 empty] | Northern States Power Co (Wisconsin) | 100 | Xcel Energy Inc | 100
Wissota | 4015_G_2 | 4015 | G | 2 |  | Hydro |  | MIS_MNWI | Wisconsin | 55 | Chippewa | 17 | 55017 | 3.1 | 0 | 1917 | 9999 |  |  | N | Hydro | [13 empty] | 0 | 0 | 0 | 0 | [11 empty] | Northern States Power Co (Wisconsin) | 100 | Xcel Energy Inc | 100
Wissota | 4015_G_3 | 4015 | G | 3 |  | Hydro |  | MIS_MNWI | Wisconsin | 55 | Chippewa | 17 | 55017 | 3 | 0 | 1917 | 9999 |  |  | N | Hydro | [13 empty] | 0 | 0 | 0 | 0 | [11 empty] | Northern States Power Co (Wisconsin) | 100 | Xcel Energy Inc | 100
Wissota | 4015_G_4 | 4015 | G | 4 |  | Hydro |  | MIS_MNWI | Wisconsin | 55 | Chippewa | 17 | 55017 | 3 | 0 | 1917 | 9999 |  |  | N | Hydro | [13 empty] | 0 | 0 | 0 | 0 | [11 empty] | Northern States Power Co (Wisconsin) | 100 | Xcel Energy Inc | 100
Wissota | 4015_G_5 | 4015 | G | 5 |  | Hydro |  | MIS_MNWI | Wisconsin | 55 | Chippewa | 17 | 55017 | 2.9 | 0 | 1917 | 9999 |  |  | N | Hydro | [13 empty] | 0 | 0 | 0 | 0 | [11 empty] | Northern States Power Co (Wisconsin) | 100 | Xcel Energy Inc | 100
Wissota | 4015_G_6 | 4015 | G | 6 |  | Hydro |  | MIS_MNWI | Wisconsin | 55 | Chippewa | 17 | 55017 | 3 | 0 | 1917 | 9999 |  |  | N | Hydro | [13 empty] | 0 | 0 | 0 | 0 | [11 empty] | Northern States Power Co (Wisconsin) | 100 | Xcel Energy Inc | 100
Clam River Dam | 4018_G_1 | 4018 | G | 1 |  | Hydro |  | MIS_MNWI | Wisconsin | 55 | Burnett | 13 | 55013 | 0.4 | 0 | 1942 | 9999 |  |  | N | Hydro | [13 empty] | 0 | 0 | 0 | 0 | [11 empty] | Flambeau Hydro LLC | 100 | Renewable World Energies LLC | 100
Clam River Dam | 4018_G_2 | 4018 | G | 2 |  | Hydro |  | MIS_MNWI | Wisconsin | 55 | Burnett | 13 | 55013 | 0.4 | 0 | 1942 | 9999 |  |  | N | Hydro | [13 empty] | 0 | 0 | 0 | 0 | [11 empty] | Flambeau Hydro LLC | 100 | Renewable World Energies LLC | 100
Clam River Dam | 4018_G_3 | 4018 | G | 3 |  | Hydro |  | MIS_MNWI | Wisconsin | 55 | Burnett | 13 | 55013 | 0.4 | 0 | 1967 | 9999 |  |  | N | Hydro | [13 empty] | 0 | 0 | 0 | 0 | [11 empty] | Flambeau Hydro LLC | 100 | Renewable World Energies LLC | 100
Danbury Dam | 4019_G_1 | 4019 | G | 1 |  | Hydro |  | MIS_MNWI | Wisconsin | 55 | Burnett | 13 | 55013 | 0.1 | 0 | 1921 | 9999 |  |  | N | Hydro | [13 empty] | 0 | 0 | 0 | 0 | [11 empty] | Flambeau Hydro LLC | 100 | Renewable World Energies LLC | 100
Danbury Dam | 4019_G_2 | 4019 | G | 2 |  | Hydro |  | MIS_MNWI | Wisconsin | 55 | Burnett | 13 | 55013 | 0.3 | 0 | 1927 | 9999 |  |  | N | Hydro | [13 empty] | 0 | 0 | 0 | 0 | [11 empty] | Flambeau Hydro LLC | 100 | Renewable World Energies LLC | 100
Danbury Dam | 4019_G_HY3 | 4019 | G | HY3 |  | Hydro |  | MIS_MNWI | Wisconsin | 55 | Burnett | 13 | 55013 | 0.6 | 0 | 1950 | 9999 |  |  | N | Hydro | [13 empty] | 0 | 0 | 0 | 0 | [11 empty] | Flambeau Hydro LLC | 100 | Renewable World Energies LLC | 100
Pleasant Valley Hydro | 402_G_1 | 402 | G | 1 |  | Hydro |  | WEC_LADW | California | 6 | Inyo | 27 | 06027 | 2.7 | 0 | 1958 | 9999 |  |  | N | Hydro | [13 empty] | 0 | 0 | 0 | 0 | [11 empty] | Los Angeles Dept of Water & Power | 100 | Los Angeles Dept of Water & Power | 100
Frederic Diesel | 4020_G_10 | 4020 | G | 10 |  | Combustion Turbine | IC Engine | MIS_MNWI | Wisconsin | 55 | Polk | 95 | 55095 | 2.5 | 12283 | 2000 | 9999 |  |  | N | Distillate Fuel Oil | [12 empty] | 3 | 1.6498 | 1.6498 | 1.6498 | 1.6498 | [11 empty] | Northwestern Wisconsin Electric Co | 100 | Northwestern Wisconsin Electric Co | 100
Frederic Diesel | 4020_G_2 | 4020 | G | 2 |  | Combustion Turbine | IC Engine | MIS_MNWI | Wisconsin | 55 | Polk | 95 | 55095 | 0.7 | 12283 | 1948 | 9999 |  |  | N | Distillate Fuel Oil | [12 empty] | 3 | 1.6498 | 1.6498 | 1.6498 | 1.6498 | [11 empty] | Northwestern Wisconsin Electric Co | 100 | Northwestern Wisconsin Electric Co | 100
Frederic Diesel | 4020_G_3 | 4020 | G | 3 |  | Combustion Turbine | IC Engine | MIS_MNWI | Wisconsin | 55 | Polk | 95 | 55095 | 0.7 | 12283 | 1949 | 9999 |  |  | N | Distillate Fuel Oil | [12 empty] | 3 | 1.6498 | 1.6498 | 1.6498 | 1.6498 | [11 empty] | Northwestern Wisconsin Electric Co | 100 | Northwestern Wisconsin Electric Co | 100
Frederic Diesel | 4020_G_4 | 4020 | G | 4 |  | Combustion Turbine | IC Engine | MIS_MNWI | Wisconsin | 55 | Polk | 95 | 55095 | 0.6 | 12283 | 1955 | 9999 |  |  | N | Distillate Fuel Oil | [12 empty] | 3 | 1.6498 | 1.6498 | 1.6498 | 1.6498 | [11 empty] | Northwestern Wisconsin Electric Co | 100 | Northwestern Wisconsin Electric Co | 100
Frederic Diesel | 4020_G_5 | 4020 | G | 5 |  | Combustion Turbine | IC Engine | MIS_MNWI | Wisconsin | 55 | Polk | 95 | 55095 | 0.5 | 12283 | 1955 | 9999 |  |  | N | Distillate Fuel Oil | [12 empty] | 3 | 1.6498 | 1.6498 | 1.6498 | 1.6498 | [11 empty] | Northwestern Wisconsin Electric Co | 100 | Northwestern Wisconsin Electric Co | 100
Frederic Diesel | 4020_G_6 | 4020 | G | 6 |  | Combustion Turbine | IC Engine | MIS_MNWI | Wisconsin | 55 | Polk | 95 | 55095 | 1.7 | 12283 | 1970 | 9999 |  |  | N | Distillate Fuel Oil | [12 empty] | 3 | 1.6498 | 1.6498 | 1.6498 | 1.6498 | [11 empty] | Northwestern Wisconsin Electric Co | 100 | Northwestern Wisconsin Electric Co | 100
Frederic Diesel | 4020_G_7 | 4020 | G | 7 |  | Combustion Turbine | IC Engine | MIS_MNWI | Wisconsin | 55 | Polk | 95 | 55095 | 1.8 | 12283 | 1975 | 9999 |  |  | N | Distillate Fuel Oil | [12 empty] | 3 | 1.6498 | 1.6498 | 1.6498 | 1.6498 | [11 empty] | Northwestern Wisconsin Electric Co | 100 | Northwestern Wisconsin Electric Co | 100
Frederic Diesel | 4020_G_8 | 4020 | G | 8 |  | Combustion Turbine | IC Engine | MIS_MNWI | Wisconsin | 55 | Polk | 95 | 55095 | 2.5 | 12283 | 2000 | 9999 |  |  | N | Distillate Fuel Oil | [12 empty] | 3 | 1.6498 | 1.6498 | 1.6498 | 1.6498 | [11 empty] | Northwestern Wisconsin Electric Co | 100 | Northwestern Wisconsin Electric Co | 100
Frederic Diesel | 4020_G_9 | 4020 | G | 9 |  | Combustion Turbine | IC Engine | MIS_MNWI | Wisconsin | 55 | Polk | 95 | 55095 | 2.5 | 12283 | 2000 | 9999 |  |  | N | Distillate Fuel Oil | [12 empty] | 3 | 1.6498 | 1.6498 | 1.6498 | 1.6498 | [11 empty] | Northwestern Wisconsin Electric Co | 100 | Northwestern Wisconsin Electric Co | 100
Grantsburg Diesel | 4021_G_1A | 4021 | G | 1A |  | Combustion Turbine | IC Engine | MIS_MNWI | Wisconsin | 55 | Burnett | 13 | 55013 | 0.8 | 12283 | 1995 | 9999 |  |  | N | Distillate Fuel Oil | [12 empty] | 3 | 1.6498 | 1.6498 | 1.6498 | 1.6498 | [11 empty] | Northwestern Wisconsin Electric Co | 100 | Northwestern Wisconsin Electric Co | 100
Grantsburg Diesel | 4021_G_2 | 4021 | G | 2 |  | Combustion Turbine | IC Engine | MIS_MNWI | Wisconsin | 55 | Burnett | 13 | 55013 | 0.8 | 12283 | 1963 | 9999 |  |  | N | Distillate Fuel Oil | [12 empty] | 3 | 1.6498 | 1.6498 | 1.6498 | 1.6498 | [11 empty] | Northwestern Wisconsin Electric Co | 100 | Northwestern Wisconsin Electric Co | 100
Grantsburg Diesel | 4021_G_3 | 4021 | G | 3 |  | Combustion Turbine | IC Engine | MIS_MNWI | Wisconsin | 55 | Burnett | 13 | 55013 | 0.9 | 12283 | 1968 | 9999 |  |  | N | Distillate Fuel Oil | [12 empty] | 3 | 1.6498 | 1.6498 | 1.6498 | 1.6498 | [11 empty] | Northwestern Wisconsin Electric Co | 100 | Northwestern Wisconsin Electric Co | 100
Grantsburg Diesel | 4021_G_4 | 4021 | G | 4 |  | Combustion Turbine | IC Engine | MIS_MNWI | Wisconsin | 55 | Burnett | 13 | 55013 | 2 | 12283 | 1975 | 9999 |  |  | N | Distillate Fuel Oil | [12 empty] | 3 | 1.6498 | 1.6498 | 1.6498 | 1.6498 | [11 empty] | Northwestern Wisconsin Electric Co | 100 | Northwestern Wisconsin Electric Co | 100
Grantsburg Diesel | 4021_G_8 | 4021 | G | 8 |  | Combustion Turbine | IC Engine | MIS_MNWI | Wisconsin | 55 | Burnett | 13 | 55013 | 1.8 | 12283 | 2007 | 9999 |  |  | N | Distillate Fuel Oil | [13 empty] | 1.6498 | 1.6498 | 1.6498 | 1.6498 | [11 empty] | Northwestern Wisconsin Electric Co | 100 | Northwestern Wisconsin Electric Co | 100
San Fernando | 403_G_1 | 403 | G | 1 |  | Hydro |  | WEC_LADW | California | 6 | Los Angeles | 37 | 06037 | 3.2 | 0 | 1922 | 9999 |  |  | N | Hydro | [13 empty] | 0 | 0 | 0 | 0 | [11 empty] | Los Angeles Dept of Water & Power | 100 | Los Angeles Dept of Water & Power | 100
San Fernando | 403_G_2 | 403 | G | 2 |  | Hydro |  | WEC_LADW | California | 6 | Los Angeles | 37 | 06037 | 2.9 | 0 | 1922 | 9999 |  |  | N | Hydro | [13 empty] | 0 | 0 | 0 | 0 | [11 empty] | Los Angeles Dept of Water & Power | 100 | Los Angeles Dept of Water & Power | 100
Scattergood | 404_G_4 | 404 | G | 4 | 90958 | Combined Cycle |  | WEC_LADW | California | 6 | Los Angeles | 37 | 06037 | 204 | 7126 | 2015 | 9999 |  |  | N | Natural Gas |  |  |  | NH3 | SCR | [8 empty] | 0.0054009 | 0.0054009 | 0.0054009 | 0.0054009 | [11 empty] | Los Angeles Dept of Water & Power | 100 | Los Angeles Dept of Water & Power | 100
Scattergood | 404_G_5 | 404 | G | 5 | 90958 | Combined Cycle |  | WEC_LADW | California | 6 | Los Angeles | 37 | 06037 | 107 | 7126 | 2015 | 9999 | other |  | N | Natural Gas |  |  |  | NH3 | SCR | [8 empty] | 0.0054009 | 0.0054009 | 0.0054009 | 0.0054009 | [11 empty] | Los Angeles Dept of Water & Power | 100 | Los Angeles Dept of Water & Power | 100
Scattergood | 404_G_6 | 404 | G | 6 | 90959 | Combustion Turbine |  | WEC_LADW | California | 6 | Los Angeles | 37 | 06037 | 102 | 10745 | 2015 | 9999 |  |  | N | Natural Gas |  |  |  | H2O | SCR | [8 empty] | 0.00851 | 0.00851 | 0.00851 | 0.00851 | [11 empty] | Los Angeles Dept of Water & Power | 100 | Los Angeles Dept of Water & Power | 100
Scattergood | 404_G_7 | 404 | G | 7 | 90960 | Combustion Turbine |  | WEC_LADW | California | 6 | Los Angeles | 37 | 06037 | 102 | 10745 | 2015 | 9999 |  |  | N | Natural Gas |  |  |  | H2O | SCR | [8 empty] | 0.00848 | 0.00848 | 0.00848 | 0.00848 | [11 empty] | Los Angeles Dept of Water & Power | 100 | Los Angeles Dept of Water & Power | 100
Port Washington Generating Station | 4040_G_1CT1 | 4040 | G | 1CT1 | 89429 | Combined Cycle |  | MIS_WUMS | Wisconsin | 55 | Ozaukee | 89 | 55089 | 171.9 | 7050 | 2008 | 9999 |  |  | N | Natural Gas |  |  |  | DLNB | SCR | [8 empty] | 0.0094375 | 0.0094375 | 0.0094375 | 0.0094375 | [11 empty] | Wisconsin Electric Power Co | 100 | WEC Energy Group Inc | 100
Port Washington Generating Station | 4040_G_1CT2 | 4040 | G | 1CT2 | 89430 | Combined Cycle |  | MIS_WUMS | Wisconsin | 55 | Ozaukee | 89 | 55089 | 171.9 | 7050 | 2008 | 9999 |  |  | N | Natural Gas |  |  |  | DLNB | SCR | [8 empty] | 0.0094375 | 0.0094375 | 0.0094375 | 0.0094375 | [11 empty] | Wisconsin Electric Power Co | 100 | WEC Energy Group Inc | 100
Port Washington Generating Station | 4040_G_2CT1 | 4040 | G | 2CT1 | 89431 | Combined Cycle |  | MIS_WUMS | Wisconsin | 55 | Ozaukee | 89 | 55089 | 171.9 | 7050 | 2005 | 9999 |  |  | N | Natural Gas |  |  |  | DLNB | SCR | [8 empty] | 0.0099198 | 0.0099198 | 0.0099198 | 0.0099198 | [11 empty] | Wisconsin Electric Power Co | 100 | WEC Energy Group Inc | 100
Port Washington Generating Station | 4040_G_2CT2 | 4040 | G | 2CT2 | 89432 | Combined Cycle |  | MIS_WUMS | Wisconsin | 55 | Ozaukee | 89 | 55089 | 171.9 | 7050 | 2005 | 9999 |  |  | N | Natural Gas |  |  |  | DLNB | SCR | [8 empty] | 0.0099198 | 0.0099198 | 0.0099198 | 0.0099198 | [11 empty] | Wisconsin Electric Power Co | 100 | WEC Energy Group Inc | 100
Port Washington Generating Station | 4040_G_ST1 | 4040 | G | ST1 | 89429 | Combined Cycle |  | MIS_WUMS | Wisconsin | 55 | Ozaukee | 89 | 55089 | 264.6 | 7050 | 2008 | 9999 |  |  | N | Natural Gas |  |  |  | DLNB | SCR | [8 empty] | 0.0094375 | 0.0094375 | 0.0094375 | 0.0094375 | [11 empty] | Wisconsin Electric Power Co | 100 | WEC Energy Group Inc | 100
Port Washington Generating Station | 4040_G_ST2 | 4040 | G | ST2 | 89431 | Combined Cycle |  | MIS_WUMS | Wisconsin | 55 | Ozaukee | 89 | 55089 | 264.6 | 7050 | 2005 | 9999 |  |  | N | Natural Gas |  |  |  | DLNB | SCR | [8 empty] | 0.0099198 | 0.0099198 | 0.0099198 | 0.0099198 | [11 empty] | Wisconsin Electric Power Co | 100 | WEC Energy Group Inc | 100
Valley (WI) | 4042_G_3 | 4042 | G | 3 |  | Combustion Turbine | IC Engine | MIS_WUMS | Wisconsin | 55 | Milwaukee | 79 | 55079 | 2.7 | 25000 | 1969 | 9999 | wall | dry | N | Distillate Fuel Oil | [12 empty] | 0.78 | 0.08 | 0.08 | 0.08 | 0.08 | [11 empty] | Wisconsin Electric Power Co | 100 | WEC Energy Group Inc | 100
Appleton | 4043_G_4 | 4043 | G | 4 |  | Hydro |  | MIS_WUMS | Wisconsin | 55 | Outagamie | 87 | 55087 | 1.2 | 0 | 1980 | 9999 |  |  | N | Hydro | [13 empty] | 0 | 0 | 0 | 0 | [11 empty] | Wisconsin Electric Power Co | 100 | WEC Energy Group Inc | 100
Appleton | 4043_G_5 | 4043 | G | 5 |  | Hydro |  | MIS_WUMS | Wisconsin | 55 | Outagamie | 87 | 55087 | 0.5 | 0 | 1916 | 9999 |  |  | N | Hydro | [13 empty] | 0 | 0 | 0 | 0 | [11 empty] | Wisconsin Electric Power Co | 100 | WEC Energy Group Inc | 100
Appleton | 4043_G_6 | 4043 | G | 6 |  | Hydro |  | MIS_WUMS | Wisconsin | 55 | Outagamie | 87 | 55087 | 0.5 | 0 | 1916 | 9999 |  |  | N | Hydro | [13 empty] | 0 | 0 | 0 | 0 | [11 empty] | Wisconsin Electric Power Co | 100 | WEC Energy Group Inc | 100
Oconto Falls Upper | 4044_G_1 | 4044 | G | 1 |  | Hydro |  | MIS_WUMS | Wisconsin | 55 | Oconto | 83 | 55083 | 0.4 | 0 | 1924 | 9999 |  |  | N | Hydro | [13 empty] | 0 | 0 | 0 | 0 | [11 empty] | N E W Hydro LLC | 100 | Hudson Clean Energy Partners LP | 100
Oconto Falls Upper | 4044_G_2 | 4044 | G | 2 |  | Hydro |  | MIS_WUMS | Wisconsin | 55 | Oconto | 83 | 55083 | 0.4 | 0 | 1921 | 9999 |  |  | N | Hydro | [13 empty] | 0 | 0 | 0 | 0 | [11 empty] | N E W Hydro LLC | 100 | Hudson Clean Energy Partners LP | 100
Oconto Falls Upper | 4044_G_3 | 4044 | G | 3 |  | Hydro |  | MIS_WUMS | Wisconsin | 55 | Oconto | 83 | 55083 | 0.3 | 0 | 1918 | 9999 |  |  | N | Hydro | [13 empty] | 0 | 0 | 0 | 0 | [11 empty] | N E W Hydro LLC | 100 | Hudson Clean Energy Partners LP | 100
Pine | 4045_G_1 | 4045 | G | 1 |  | Hydro |  | MIS_WUMS | Wisconsin | 55 | Florence | 37 | 55037 | 1.8 | 0 | 1922 | 9999 |  |  | N | Hydro | [13 empty] | 0 | 0 | 0 | 0 | [11 empty] | Wisconsin Electric Power Co | 100 | WEC Energy Group Inc | 100
Pine | 4045_G_2 | 4045 | G | 2 |  | Hydro |  | MIS_WUMS | Wisconsin | 55 | Florence | 37 | 55037 | 1.8 | 0 | 1922 | 9999 |  |  | N | Hydro | [13 empty] | 0 | 0 | 0 | 0 | [11 empty] | Wisconsin Electric Power Co | 100 | WEC Energy Group Inc | 100
Point Beach Nuclear Plant | 4046_G_1 | 4046 | G | 1 |  | Nuclear |  | MIS_WUMS | Wisconsin | 55 | Manitowoc | 71 | 55071 | 595.9 | 10456 | 1970 | 9999 |  |  | N | Nuclear Fuel | [13 empty] | 0 | 0 | 0 | 0 | [11 empty] | NextEra Energy Point Beach LLC | 100 | NextEra Energy Inc | 100
Point Beach Nuclear Plant | 4046_G_2 | 4046 | G | 2 |  | Nuclear |  | MIS_WUMS | Wisconsin | 55 | Manitowoc | 71 | 55071 | 599.9 | 10456 | 1972 | 9999 |  |  | N | Nuclear Fuel | [13 empty] | 0 | 0 | 0 | 0 | [11 empty] | NextEra Energy Point Beach LLC | 100 | NextEra Energy Inc | 100
Point Beach Nuclear Plant | 4046_G_5 | 4046 | G | 5 |  | Combustion Turbine |  | MIS_WUMS | Wisconsin | 55 | Manitowoc | 71 | 55071 | 15 | 25000 | 1969 | 9999 |  |  | N | Distillate Fuel Oil | [12 empty] | 3 | 1.2001 | 1.2001 | 1.2001 | 1.2001 | [11 empty] | NextEra Energy Point Beach LLC | 100 | NextEra Energy Inc | 100
Kilbourn | 4053_G_2 | 4053 | G | 2 |  | Hydro |  | MIS_WUMS | Wisconsin | 55 | Columbia | 21 | 55021 | 2.4 | 0 | 1939 | 9999 |  |  | N | Hydro | [13 empty] | 0 | 0 | 0 | 0 | [11 empty] | Wisconsin Power & Light Co | 100 | Alliant Energy Corp | 100
Kilbourn | 4053_G_HC1 | 4053 | G | HC1 |  | Hydro |  | MIS_WUMS | Wisconsin | 55 | Columbia | 21 | 55021 | 2.2 | 0 | 1926 | 9999 |  |  | N | Hydro | [13 empty] | 0 | 0 | 0 | 0 | [11 empty] | Wisconsin Power & Light Co | 100 | Alliant Energy Corp | 100
Kilbourn | 4053_G_HC5 | 4053 | G | HC5 |  | Hydro |  | MIS_WUMS | Wisconsin | 55 | Columbia | 21 | 55021 | 2.4 | 0 | 1935 | 9999 |  |  | N | Hydro | [13 empty] | 0 | 0 | 0 | 0 | [11 empty] | Wisconsin Power & Light Co | 100 | Alliant Energy Corp | 100
Kilbourn | 4053_G_HC6 | 4053 | G | HC6 |  | Hydro |  | MIS_WUMS | Wisconsin | 55 | Columbia | 21 | 55021 | 2.4 | 0 | 1937 | 9999 |  |  | N | Hydro | [13 empty] | 0 | 0 | 0 | 0 | [11 empty] | Wisconsin Power & Light Co | 100 | Alliant Energy Corp | 100
Prairie Du Sac | 4056_G_1 | 4056 | G | 1 |  | Hydro |  | MIS_WUMS | Wisconsin | 55 | Sauk | 111 | 55111 | 3 | 0 | 1915 | 9999 |  |  | N | Hydro | [13 empty] | 0 | 0 | 0 | 0 | [11 empty] | Wisconsin Power & Light Co | 100 | Alliant Energy Corp | 100
Prairie Du Sac | 4056_G_2 | 4056 | G | 2 |  | Hydro |  | MIS_WUMS | Wisconsin | 55 | Sauk | 111 | 55111 | 3.7 | 0 | 1915 | 9999 |  |  | N | Hydro | [13 empty] | 0 | 0 | 0 | 0 | [11 empty] | Wisconsin Power & Light Co | 100 | Alliant Energy Corp | 100
Prairie Du Sac | 4056_G_3 | 4056 | G | 3 |  | Hydro |  | MIS_WUMS | Wisconsin | 55 | Sauk | 111 | 55111 | 4.2 | 0 | 1920 | 9999 |  |  | N | Hydro | [13 empty] | 0 | 0 | 0 | 0 | [11 empty] | Wisconsin Power & Light Co | 100 | Alliant Energy Corp | 100
Prairie Du Sac | 4056_G_4 | 4056 | G | 4 |  | Hydro |  | MIS_WUMS | Wisconsin | 55 | Sauk | 111 | 55111 | 4.2 | 0 | 1922 | 9999 |  |  | N | Hydro | [13 empty] | 0 | 0 | 0 | 0 | [11 empty] | Wisconsin Power & Light Co | 100 | Alliant Energy Corp | 100
Prairie Du Sac | 4056_G_5 | 4056 | G | 5 |  | Hydro |  | MIS_WUMS | Wisconsin | 55 | Sauk | 111 | 55111 | 3.5 | 0 | 1938 | 9999 |  |  | N | Hydro | [13 empty] | 0 | 0 | 0 | 0 | [11 empty] | Wisconsin Power & Light Co | 100 | Alliant Energy Corp | 100
Prairie Du Sac | 4056_G_6 | 4056 | G | 6 |  | Hydro |  | MIS_WUMS | Wisconsin | 55 | Sauk | 111 | 55111 | 3.5 | 0 | 1938 | 9999 |  |  | N | Hydro | [13 empty] | 0 | 0 | 0 | 0 | [11 empty] | Wisconsin Power & Light Co | 100 | Alliant Energy Corp | 100
Prairie Du Sac | 4056_G_7 | 4056 | G | 7 |  | Hydro |  | MIS_WUMS | Wisconsin | 55 | Sauk | 111 | 55111 | 3.5 | 0 | 1940 | 9999 |  |  | N | Hydro | [13 empty] | 0 | 0 | 0 | 0 | [11 empty] | Wisconsin Power & Light Co | 100 | Alliant Energy Corp | 100
Prairie Du Sac | 4056_G_8 | 4056 | G | 8 |  | Hydro |  | MIS_WUMS | Wisconsin | 55 | Sauk | 111 | 55111 | 3.5 | 0 | 1940 | 9999 |  |  | N | Hydro | [13 empty] | 0 | 0 | 0 | 0 | [11 empty] | Wisconsin Power & Light Co | 100 | Alliant Energy Corp | 100
Alexander | 4060_G_1 | 4060 | G | 1 |  | Hydro |  | MIS_WUMS | Wisconsin | 55 | Lincoln | 69 | 55069 | 0.8 | 0 | 1925 | 9999 |  |  | N | Hydro | [13 empty] | 0 | 0 | 0 | 0 | [11 empty] | Wisconsin Public Service Corp | 100 | WEC Energy Group Inc | 100
Alexander | 4060_G_2 | 4060 | G | 2 |  | Hydro |  | MIS_WUMS | Wisconsin | 55 | Lincoln | 69 | 55069 | 0.8 | 0 | 1925 | 9999 |  |  | N | Hydro | [13 empty] | 0 | 0 | 0 | 0 | [11 empty] | Wisconsin Public Service Corp | 100 | WEC Energy Group Inc | 100
Alexander | 4060_G_3 | 4060 | G | 3 |  | Hydro |  | MIS_WUMS | Wisconsin | 55 | Lincoln | 69 | 55069 | 0.8 | 0 | 1925 | 9999 |  |  | N | Hydro | [13 empty] | 0 | 0 | 0 | 0 | [11 empty] | Wisconsin Public Service Corp | 100 | WEC Energy Group Inc | 100
Caldron Falls | 4061_G_1 | 4061 | G | 1 |  | Hydro |  | MIS_WUMS | Wisconsin | 55 | Marinette | 75 | 55075 | 3.4 | 0 | 1924 | 9999 |  |  | N | Hydro | [13 empty] | 0 | 0 | 0 | 0 | [11 empty] | Wisconsin Public Service Corp | 100 | WEC Energy Group Inc | 100
Caldron Falls | 4061_G_2 | 4061 | G | 2 |  | Hydro |  | MIS_WUMS | Wisconsin | 55 | Marinette | 75 | 55075 | 3.4 | 0 | 1924 | 9999 |  |  | N | Hydro | [13 empty] | 0 | 0 | 0 | 0 | [11 empty] | Wisconsin Public Service Corp | 100 | WEC Energy Group Inc | 100
Grandfather Falls | 4063_G_1 | 4063 | G | 1 |  | Hydro |  | MIS_WUMS | Wisconsin | 55 | Lincoln | 69 | 55069 | 10.9 | 0 | 1938 | 9999 |  |  | N | Hydro | [13 empty] | 0 | 0 | 0 | 0 | [11 empty] | Wisconsin Public Service Corp | 100 | WEC Energy Group Inc | 100
Grandfather Falls | 4063_G_2 | 4063 | G | 2 |  | Hydro |  | MIS_WUMS | Wisconsin | 55 | Lincoln | 69 | 55069 | 6.2 | 0 | 1938 | 9999 |  |  | N | Hydro | [13 empty] | 0 | 0 | 0 | 0 | [11 empty] | Wisconsin Public Service Corp | 100 | WEC Energy Group Inc | 100
Hat Rapids | 4064_G_1 | 4064 | G | 1 |  | Hydro |  | MIS_WUMS | Wisconsin | 55 | Oneida | 85 | 55085 | 0.3 | 0 | 1923 | 9999 |  |  | N | Hydro | [13 empty] | 0 | 0 | 0 | 0 | [11 empty] | Wisconsin Public Service Corp | 100 | WEC Energy Group Inc | 100
Hat Rapids | 4064_G_2A | 4064 | G | 2A |  | Hydro |  | MIS_WUMS | Wisconsin | 55 | Oneida | 85 | 55085 | 0.2 | 0 | 1984 | 9999 |  |  | N | Hydro | [13 empty] | 0 | 0 | 0 | 0 | [11 empty] | Wisconsin Public Service Corp | 100 | WEC Energy Group Inc | 100
Hat Rapids | 4064_G_3A | 4064 | G | 3A |  | Hydro |  | MIS_WUMS | Wisconsin | 55 | Oneida | 85 | 55085 | 0.2 | 0 | 1984 | 9999 |  |  | N | Hydro | [13 empty] | 0 | 0 | 0 | 0 | [11 empty] | Wisconsin Public Service Corp | 100 | WEC Energy Group Inc | 100
High Falls (WI) | 4065_G_1 | 4065 | G | 1 |  | Hydro |  | MIS_WUMS | Wisconsin | 55 | Marinette | 75 | 55075 | 0.3 | 0 | 1910 | 9999 |  |  | N | Hydro | [13 empty] | 0 | 0 | 0 | 0 | [11 empty] | Wisconsin Public Service Corp | 100 | WEC Energy Group Inc | 100
High Falls (WI) | 4065_G_2 | 4065 | G | 2 |  | Hydro |  | MIS_WUMS | Wisconsin | 55 | Marinette | 75 | 55075 | 0.3 | 0 | 1910 | 9999 |  |  | N | Hydro | [13 empty] | 0 | 0 | 0 | 0 | [11 empty] | Wisconsin Public Service Corp | 100 | WEC Energy Group Inc | 100
High Falls (WI) | 4065_G_3 | 4065 | G | 3 |  | Hydro |  | MIS_WUMS | Wisconsin | 55 | Marinette | 75 | 55075 | 0.3 | 0 | 1910 | 9999 |  |  | N | Hydro | [13 empty] | 0 | 0 | 0 | 0 | [11 empty] | Wisconsin Public Service Corp | 100 | WEC Energy Group Inc | 100
High Falls (WI) | 4065_G_4 | 4065 | G | 4 |  | Hydro |  | MIS_WUMS | Wisconsin | 55 | Marinette | 75 | 55075 | 0.3 | 0 | 1910 | 9999 |  |  | N | Hydro | [13 empty] | 0 | 0 | 0 | 0 | [11 empty] | Wisconsin Public Service Corp | 100 | WEC Energy Group Inc | 100
High Falls (WI) | 4065_G_5 | 4065 | G | 5 |  | Hydro |  | MIS_WUMS | Wisconsin | 55 | Marinette | 75 | 55075 | 0.3 | 0 | 1910 | 9999 |  |  | N | Hydro | [13 empty] | 0 | 0 | 0 | 0 | [11 empty] | Wisconsin Public Service Corp | 100 | WEC Energy Group Inc | 100
Johnson Falls | 4067_G_1 | 4067 | G | 1 |  | Hydro |  | MIS_WUMS | Wisconsin | 55 | Marinette | 75 | 55075 | 0.5 | 0 | 1923 | 9999 |  |  | N | Hydro | [13 empty] | 0 | 0 | 0 | 0 | [11 empty] | Wisconsin Public Service Corp | 100 | WEC Energy Group Inc | 100
Johnson Falls | 4067_G_2 | 4067 | G | 2 |  | Hydro |  | MIS_WUMS | Wisconsin | 55 | Marinette | 75 | 55075 | 0.5 | 0 | 1923 | 9999 |  |  | N | Hydro | [13 empty] | 0 | 0 | 0 | 0 | [11 empty] | Wisconsin Public Service Corp | 100 | WEC Energy Group Inc | 100
Merrill | 4068_G_1 | 4068 | G | 1 |  | Hydro |  | MIS_WUMS | Wisconsin | 55 | Lincoln | 69 | 55069 | 0.2 | 0 | 1917 | 9999 |  |  | N | Hydro | [13 empty] | 0 | 0 | 0 | 0 | [11 empty] | Wisconsin Public Service Corp | 100 | WEC Energy Group Inc | 100
Merrill | 4068_G_2 | 4068 | G | 2 |  | Hydro |  | MIS_WUMS | Wisconsin | 55 | Lincoln | 69 | 55069 | 0.2 | 0 | 1917 | 9999 |  |  | N | Hydro | [13 empty] | 0 | 0 | 0 | 0 | [11 empty] | Wisconsin Public Service Corp | 100 | WEC Energy Group Inc | 100
Merrill | 4068_G_3 | 4068 | G | 3 |  | Hydro |  | MIS_WUMS | Wisconsin | 55 | Lincoln | 69 | 55069 | 0.7 | 0 | 1984 | 9999 |  |  | N | Hydro | [13 empty] | 0 | 0 | 0 | 0 | [11 empty] | Wisconsin Public Service Corp | 100 | WEC Energy Group Inc | 100
Upper Gorge | 407_G_1 | 407 | G | 1 |  | Hydro |  | WEC_LADW | California | 6 | Mono | 51 | 06051 | 36.5 | 0 | 1953 | 9999 |  |  | N | Hydro | [13 empty] | 0 | 0 | 0 | 0 | [11 empty] | Los Angeles Dept of Water & Power | 100 | Los Angeles Dept of Water & Power | 100
Potato Rapids | 4071_G_1 | 4071 | G | 1 |  | Hydro |  | MIS_WUMS | Wisconsin | 55 | Marinette | 75 | 55075 | 0.2 | 0 | 1926 | 9999 |  |  | N | Hydro | [13 empty] | 0 | 0 | 0 | 0 | [11 empty] | Wisconsin Public Service Corp | 100 | WEC Energy Group Inc | 100
Potato Rapids | 4071_G_2 | 4071 | G | 2 |  | Hydro |  | MIS_WUMS | Wisconsin | 55 | Marinette | 75 | 55075 | 0.1 | 0 | 1921 | 9999 |  |  | N | Hydro | [13 empty] | 0 | 0 | 0 | 0 | [11 empty] | Wisconsin Public Service Corp | 100 | WEC Energy Group Inc | 100
Potato Rapids | 4071_G_3 | 4071 | G | 3 |  | Hydro |  | MIS_WUMS | Wisconsin | 55 | Marinette | 75 | 55075 | 0.1 | 0 | 1921 | 9999 |  |  | N | Hydro | [13 empty] | 0 | 0 | 0 | 0 | [11 empty] | Wisconsin Public Service Corp | 100 | WEC Energy Group Inc | 100
Pulliam | 4072_G_31 | 4072 | G | 31 | 9282 | Combustion Turbine |  | MIS_WUMS | Wisconsin | 55 | Brown | 9 | 55009 | 81.5 | 12567 | 2003 | 9999 |  |  | N | Natural Gas, Distillate Fuel Oil |  |  |  | DLNB + H2O | [9 empty] | 0.0256 | 0.0256 | 0.0256 | 0.0256 | [11 empty] | Wisconsin Public Service Corp | 100 | WEC Energy Group Inc | 100
Sandstone Rapids | 4074_G_1 | 4074 | G | 1 |  | Hydro |  | MIS_WUMS | Wisconsin | 55 | Marinette | 75 | 55075 | 0.5 | 0 | 1925 | 9999 |  |  | N | Hydro | [13 empty] | 0 | 0 | 0 | 0 | [11 empty] | Wisconsin Public Service Corp | 100 | WEC Energy Group Inc | 100
Sandstone Rapids | 4074_G_2 | 4074 | G | 2 |  | Hydro |  | MIS_WUMS | Wisconsin | 55 | Marinette | 75 | 55075 | 0.5 | 0 | 1925 | 9999 |  |  | N | Hydro | [13 empty] | 0 | 0 | 0 | 0 | [11 empty] | Wisconsin Public Service Corp | 100 | WEC Energy Group Inc | 100
Tomahawk | 4075_G_1 | 4075 | G | 1 |  | Hydro |  | MIS_WUMS | Wisconsin | 55 | Lincoln | 69 | 55069 | 1.2 | 0 | 1938 | 9999 |  |  | N | Hydro | [13 empty] | 0 | 0 | 0 | 0 | [11 empty] | Wisconsin Public Service Corp | 100 | WEC Energy Group Inc | 100
Tomahawk | 4075_G_2 | 4075 | G | 2 |  | Hydro |  | MIS_WUMS | Wisconsin | 55 | Lincoln | 69 | 55069 | 1.2 | 0 | 1938 | 9999 |  |  | N | Hydro | [13 empty] | 0 | 0 | 0 | 0 | [11 empty] | Wisconsin Public Service Corp | 100 | WEC Energy Group Inc | 100
West Marinette | 4076_G_31 | 4076 | G | 31 | 89871 | Combustion Turbine |  | MIS_WUMS | Wisconsin | 55 | Marinette | 75 | 55075 | 38.6 | 15547 | 1971 | 9999 |  |  | N | Natural Gas, Distillate Fuel Oil | [13 empty] | 0.27669 | 0.27669 | 0.27669 | 0.27669 | [11 empty] | Wisconsin Public Service Corp | 68 | WEC Energy Group Inc | 68
West Marinette | 4076_G_32 | 4076 | G | 32 | 89873 | Combustion Turbine |  | MIS_WUMS | Wisconsin | 55 | Marinette | 75 | 55075 | 37.1 | 15457 | 1973 | 9999 |  |  | N | Natural Gas, Distillate Fuel Oil | [13 empty] | 0.34394 | 0.34394 | 0.34394 | 0.34394 | [11 empty] | Wisconsin Public Service Corp | 68 | WEC Energy Group Inc | 68
West Marinette | 4076_G_33 | 4076 | G | 33 | 2611 | Combustion Turbine |  | MIS_WUMS | Wisconsin | 55 | Marinette | 75 | 55075 | 82.9 | 15549 | 1993 | 9999 |  |  | N | Natural Gas, Distillate Fuel Oil |  |  |  | H2O | [9 empty] | 0.12722 | 0.12722 | 0.12722 | 0.12722 | [11 empty] | Wisconsin Public Service Corp | 68 | WEC Energy Group Inc | 68
Wausau | 4077_G_1 | 4077 | G | 1 |  | Hydro |  | MIS_WUMS | Wisconsin | 55 | Marathon | 73 | 55073 | 1 | 0 | 1921 | 9999 |  |  | N | Hydro | [13 empty] | 0 | 0 | 0 | 0 | [11 empty] | Wisconsin Public Service Corp | 100 | WEC Energy Group Inc | 100
Wausau | 4077_G_2 | 4077 | G | 2 |  | Hydro |  | MIS_WUMS | Wisconsin | 55 | Marathon | 73 | 55073 | 1 | 0 | 1921 | 9999 |  |  | N | Hydro | [13 empty] | 0 | 0 | 0 | 0 | [11 empty] | Wisconsin Public Service Corp | 100 | WEC Energy Group Inc | 100
Wausau | 4077_G_3 | 4077 | G | 3 |  | Hydro |  | MIS_WUMS | Wisconsin | 55 | Marathon | 73 | 55073 | 1 | 0 | 1924 | 9999 |  |  | N | Hydro | [13 empty] | 0 | 0 | 0 | 0 | [11 empty] | Wisconsin Public Service Corp | 100 | WEC Energy Group Inc | 100
Weston | 4078_G_31 | 4078 | G | 31 | 89867 | Combustion Turbine |  | MIS_WUMS | Wisconsin | 55 | Marathon | 73 | 55073 | 14.9 | 14367 | 1969 | 9999 |  |  | N | Natural Gas | [13 empty] | 0.40362 | 0.40362 | 0.40362 | 0.40362 | [11 empty] | Wisconsin Public Service Corp | 100 | WEC Energy Group Inc | 100
Weston | 4078_G_32 | 4078 | G | 32 | 89875 | Combustion Turbine |  | MIS_WUMS | Wisconsin | 55 | Marathon | 73 | 55073 | 19.4 | 14410 | 1973 | 9999 |  |  | N | Natural Gas, Distillate Fuel Oil | [13 empty] | 0.40362 | 0.40362 | 0.40362 | 0.40362 | [11 empty] | Wisconsin Public Service Corp | 100 | WEC Energy Group Inc | 100
Castle Rock | 4079_G_1 | 4079 | G | 1 |  | Hydro |  | MIS_WUMS | Wisconsin | 55 | Adams | 1 | 55001 | 3.3 | 0 | 1951 | 9999 |  |  | N | Hydro | [13 empty] | 0 | 0 | 0 | 0 | [11 empty] | Wisconsin River Power Co | 100 | Alliant Energy Corp | 100
Castle Rock | 4079_G_2 | 4079 | G | 2 |  | Hydro |  | MIS_WUMS | Wisconsin | 55 | Adams | 1 | 55001 | 3.3 | 0 | 1950 | 9999 |  |  | N | Hydro | [13 empty] | 0 | 0 | 0 | 0 | [11 empty] | Wisconsin River Power Co | 100 | Alliant Energy Corp | 100
Castle Rock | 4079_G_3 | 4079 | G | 3 |  | Hydro |  | MIS_WUMS | Wisconsin | 55 | Adams | 1 | 55001 | 3.3 | 0 | 1950 | 9999 |  |  | N | Hydro | [13 empty] | 0 | 0 | 0 | 0 | [11 empty] | Wisconsin River Power Co | 100 | Alliant Energy Corp | 100
Castle Rock | 4079_G_4 | 4079 | G | 4 |  | Hydro |  | MIS_WUMS | Wisconsin | 55 | Adams | 1 | 55001 | 3.4 | 0 | 1950 | 9999 |  |  | N | Hydro | [13 empty] | 0 | 0 | 0 | 0 | [11 empty] | Wisconsin River Power Co | 100 | Alliant Energy Corp | 100
Castle Rock | 4079_G_5 | 4079 | G | 5 |  | Hydro |  | MIS_WUMS | Wisconsin | 55 | Adams | 1 | 55001 | 3.4 | 0 | 1950 | 9999 |  |  | N | Hydro | [13 empty] | 0 | 0 | 0 | 0 | [11 empty] | Wisconsin River Power Co | 100 | Alliant Energy Corp | 100
Valley (CA) | 408_G_5 | 408 | G | 5 | 284 | Combustion Turbine |  | WEC_LADW | California | 6 | Los Angeles | 37 | 06037 | 43 | 11454 | 2001 | 9999 |  |  | N | Natural Gas, Distillate Fuel Oil |  |  |  |  | SCR | [7 empty] | 0.74 | 0.02323 | 0.02323 | 0.02323 | 0.02323 | [11 empty] | Los Angeles Dept of Water & Power | 100 | Los Angeles Dept of Water & Power | 100
Valley (CA) | 408_G_6 | 408 | G | 6 | 89304 | Combined Cycle |  | WEC_LADW | California | 6 | Los Angeles | 37 | 06037 | 162 | 7439 | 2003 | 9999 |  |  | N | Natural Gas |  |  |  | DLNB | SCR | [7 empty] | 0.395 | 0.008657 | 0.008657 | 0.008657 | 0.008657 | [11 empty] | Los Angeles Dept of Water & Power | 100 | Los Angeles Dept of Water & Power | 100
Valley (CA) | 408_G_7 | 408 | G | 7 | 89305 | Combined Cycle |  | WEC_LADW | California | 6 | Los Angeles | 37 | 06037 | 162 | 7439 | 2003 | 9999 |  |  | N | Natural Gas |  |  |  | DLNB | SCR | [7 empty] | 0.395 | 0.008657 | 0.008657 | 0.008657 | 0.008657 | [11 empty] | Los Angeles Dept of Water & Power | 100 | Los Angeles Dept of Water & Power | 100
Valley (CA) | 408_G_8 | 408 | G | 8 | 89304 | Combined Cycle |  | WEC_LADW | California | 6 | Los Angeles | 37 | 06037 | 209 | 7439 | 2003 | 9999 |  |  | N | Natural Gas |  |  |  | DLNB + NH3 | SCR | [7 empty] | 0.395 | 0.008657 | 0.008657 | 0.008657 | 0.008657 | [11 empty] | Los Angeles Dept of Water & Power | 100 | Los Angeles Dept of Water & Power | 100
Petenwell | 4080_G_1 | 4080 | G | 1 |  | Hydro |  | MIS_WUMS | Wisconsin | 55 | Juneau | 57 | 55057 | 5.1 | 0 | 1949 | 9999 |  |  | N | Hydro | [13 empty] | 0 | 0 | 0 | 0 | [11 empty] | Wisconsin River Power Co | 100 | Alliant Energy Corp | 100
Petenwell | 4080_G_2 | 4080 | G | 2 |  | Hydro |  | MIS_WUMS | Wisconsin | 55 | Juneau | 57 | 55057 | 5.1 | 0 | 1949 | 9999 |  |  | N | Hydro | [13 empty] | 0 | 0 | 0 | 0 | [11 empty] | Wisconsin River Power Co | 100 | Alliant Energy Corp | 100
Petenwell | 4080_G_3 | 4080 | G | 3 |  | Hydro |  | MIS_WUMS | Wisconsin | 55 | Juneau | 57 | 55057 | 5.1 | 0 | 1949 | 9999 |  |  | N | Hydro | [13 empty] | 0 | 0 | 0 | 0 | [11 empty] | Wisconsin River Power Co | 100 | Alliant Energy Corp | 100
Petenwell | 4080_G_4 | 4080 | G | 4 |  | Hydro |  | MIS_WUMS | Wisconsin | 55 | Juneau | 57 | 55057 | 5 | 0 | 1950 | 9999 |  |  | N | Hydro | [13 empty] | 0 | 0 | 0 | 0 | [11 empty] | Wisconsin River Power Co | 100 | Alliant Energy Corp | 100
Exchequer | 409_G_1 | 409 | G | 1 |  | Hydro |  | WEC_CALN | California | 6 | Mariposa | 43 | 06043 | 94.5 | 0 | 1967 | 9999 |  |  | N | Hydro | [13 empty] | 0 | 0 | 0 | 0 | [11 empty] | Merced Irrigation District | 100 | Merced Irrigation District | 100
McSwain | 410_G_1 | 410 | G | 1 |  | Hydro |  | WEC_CALN | California | 6 | Mariposa | 43 | 06043 | 9 | 0 | 1967 | 9999 |  |  | N | Hydro | [13 empty] | 0 | 0 | 0 | 0 | [11 empty] | Merced Irrigation District | 100 | Merced Irrigation District | 100
Arcadia Electric | 4100_G_1 | 4100 | G | 1 |  | Combustion Turbine | IC Engine | MIS_MNWI | Wisconsin | 55 | Trempealeau | 121 | 55121 | 1.3 | 25000 | 1956 | 9999 |  |  | N | Distillate Fuel Oil | [12 empty] | 3 | 1.6498 | 1.6498 | 1.6498 | 1.6498 | [11 empty] | Arcadia Electric Utility | 100 | Arcadia Electric Utility | 100
Arcadia Electric | 4100_G_10 | 4100 | G | 10 |  | Combustion Turbine | IC Engine | MIS_MNWI | Wisconsin | 55 | Trempealeau | 121 | 55121 | 2 | 25000 | 2007 | 9999 |  |  | N | Distillate Fuel Oil | [13 empty] | 1.6498 | 1.6498 | 1.6498 | 1.6498 | [11 empty] | Arcadia Electric Utility | 100 | Arcadia Electric Utility | 100
Arcadia Electric | 4100_G_2 | 4100 | G | 2 |  | Combustion Turbine | IC Engine | MIS_MNWI | Wisconsin | 55 | Trempealeau | 121 | 55121 | 1 | 25000 | 1947 | 9999 |  |  | N | Distillate Fuel Oil | [12 empty] | 3 | 1.6498 | 1.6498 | 1.6498 | 1.6498 | [11 empty] | Arcadia Electric Utility | 100 | Arcadia Electric Utility | 100
Arcadia Electric | 4100_G_3 | 4100 | G | 3 |  | Combustion Turbine | IC Engine | MIS_MNWI | Wisconsin | 55 | Trempealeau | 121 | 55121 | 0.4 | 25000 | 1940 | 9999 |  |  | N | Distillate Fuel Oil | [12 empty] | 3 | 1.6498 | 1.6498 | 1.6498 | 1.6498 | [11 empty] | Arcadia Electric Utility | 100 | Arcadia Electric Utility | 100
Arcadia Electric | 4100_G_4 | 4100 | G | 4 |  | Combustion Turbine | IC Engine | MIS_MNWI | Wisconsin | 55 | Trempealeau | 121 | 55121 | 0.2 | 25000 | 1930 | 9999 |  |  | N | Distillate Fuel Oil | [12 empty] | 3 | 1.6498 | 1.6498 | 1.6498 | 1.6498 | [11 empty] | Arcadia Electric Utility | 100 | Arcadia Electric Utility | 100
Arcadia Electric | 4100_G_5 | 4100 | G | 5 |  | Combustion Turbine | IC Engine | MIS_MNWI | Wisconsin | 55 | Trempealeau | 121 | 55121 | 3 | 18000 | 1972 | 9999 |  |  | N | Natural Gas, Distillate Fuel Oil | [12 empty] | 3 | 1.061 | 1.061 | 1.061 | 1.061 | [11 empty] | Arcadia Electric Utility | 100 | Arcadia Electric Utility | 100
Arcadia Electric | 4100_G_6 | 4100 | G | 6 |  | Combustion Turbine | IC Engine | MIS_MNWI | Wisconsin | 55 | Trempealeau | 121 | 55121 | 3 | 18000 | 1987 | 9999 |  |  | N | Natural Gas, Distillate Fuel Oil | [12 empty] | 3 | 1.061 | 1.061 | 1.061 | 1.061 | [11 empty] | Arcadia Electric Utility | 100 | Arcadia Electric Utility | 100
Arcadia Electric | 4100_G_7 | 4100 | G | 7 |  | Combustion Turbine | IC Engine | MIS_MNWI | Wisconsin | 55 | Trempealeau | 121 | 55121 | 2 | 25000 | 2002 | 9999 |  |  | N | Distillate Fuel Oil | [12 empty] | 3 | 1.6498 | 1.6498 | 1.6498 | 1.6498 | [11 empty] | Arcadia Electric Utility | 100 | Arcadia Electric Utility | 100
Arcadia Electric | 4100_G_8 | 4100 | G | 8 |  | Combustion Turbine | IC Engine | MIS_MNWI | Wisconsin | 55 | Trempealeau | 121 | 55121 | 2 | 25000 | 2002 | 9999 |  |  | N | Distillate Fuel Oil | [12 empty] | 3 | 1.6498 | 1.6498 | 1.6498 | 1.6498 | [11 empty] | Arcadia Electric Utility | 100 | Arcadia Electric Utility | 100
Arcadia Electric | 4100_G_9 | 4100 | G | 9 |  | Combustion Turbine | IC Engine | MIS_MNWI | Wisconsin | 55 | Trempealeau | 121 | 55121 | 2 | 25000 | 2002 | 9999 |  |  | N | Distillate Fuel Oil | [12 empty] | 3 | 1.6498 | 1.6498 | 1.6498 | 1.6498 | [11 empty] | Arcadia Electric Utility | 100 | Arcadia Electric Utility | 100
Barron | 4102_G_1A | 4102 | G | 1A |  | Combustion Turbine | IC Engine | MIS_MNWI | Wisconsin | 55 | Barron | 5 | 55005 | 1.1 | 12283 | 1998 | 9999 |  |  | N | Distillate Fuel Oil | [12 empty] | 3 | 1.6498 | 1.6498 | 1.6498 | 1.6498 | [11 empty] | Barron WI (City of) | 100 | Barron WI (City of) | 100
Barron | 4102_G_2A | 4102 | G | 2A |  | Combustion Turbine | IC Engine | MIS_MNWI | Wisconsin | 55 | Barron | 5 | 55005 | 1.1 | 12283 | 1998 | 9999 |  |  | N | Distillate Fuel Oil | [12 empty] | 3 | 1.6498 | 1.6498 | 1.6498 | 1.6498 | [11 empty] | Barron WI (City of) | 100 | Barron WI (City of) | 100
Barron | 4102_G_3A | 4102 | G | 3A |  | Combustion Turbine | IC Engine | MIS_MNWI | Wisconsin | 55 | Barron | 5 | 55005 | 1.1 | 12283 | 1998 | 9999 |  |  | N | Distillate Fuel Oil | [12 empty] | 3 | 1.6498 | 1.6498 | 1.6498 | 1.6498 | [11 empty] | Barron WI (City of) | 100 | Barron WI (City of) | 100
Barron | 4102_G_4 | 4102 | G | 4 |  | Combustion Turbine | IC Engine | MIS_MNWI | Wisconsin | 55 | Barron | 5 | 55005 | 1.1 | 12283 | 1998 | 9999 |  |  | N | Distillate Fuel Oil | [12 empty] | 3 | 1.6498 | 1.6498 | 1.6498 | 1.6498 | [11 empty] | Barron WI (City of) | 100 | Barron WI (City of) | 100
Barron | 4102_G_8 | 4102 | G | 8 |  | Combustion Turbine | IC Engine | MIS_MNWI | Wisconsin | 55 | Barron | 5 | 55005 | 1.3 | 12283 | 1954 | 9999 |  |  | N | Distillate Fuel Oil | [12 empty] | 3 | 1.6498 | 1.6498 | 1.6498 | 1.6498 | [11 empty] | Barron WI (City of) | 100 | Barron WI (City of) | 100
Barron | 4102_G_9 | 4102 | G | 9 |  | Combustion Turbine | IC Engine | MIS_MNWI | Wisconsin | 55 | Barron | 5 | 55005 | 2 | 12283 | 1960 | 9999 |  |  | N | Distillate Fuel Oil | [12 empty] | 3 | 1.6498 | 1.6498 | 1.6498 | 1.6498 | [11 empty] | Barron WI (City of) | 100 | Barron WI (City of) | 100
Barron | 4102_G_H2 | 4102 | G | H2 |  | Hydro |  | MIS_MNWI | Wisconsin | 55 | Barron | 5 | 55005 | 0.1 | 0 | 1923 | 9999 |  |  | N | Hydro | [13 empty] | 0 | 0 | 0 | 0 | [11 empty] | Barron WI (City of) | 100 | Barron WI (City of) | 100
Cashton | 4107_G_3 | 4107 | G | 3 |  | Combustion Turbine | IC Engine | MIS_WUMS | Wisconsin | 55 | Monroe | 81 | 55081 | 0.4 | 11874 | 1932 | 9999 |  |  | N | Distillate Fuel Oil | [12 empty] | 3 | 1.6498 | 1.6498 | 1.6498 | 1.6498 | [11 empty] | Cashton WI (Village of) | 100 | Cashton WI (Village of) | 100
Cashton | 4107_G_5 | 4107 | G | 5 |  | Combustion Turbine | IC Engine | MIS_WUMS | Wisconsin | 55 | Monroe | 81 | 55081 | 1.1 | 12035 | 1970 | 9999 |  |  | N | Natural Gas, Distillate Fuel Oil | [12 empty] | 3 | 1.061 | 1.061 | 1.061 | 1.061 | [11 empty] | Cashton WI (Village of) | 100 | Cashton WI (Village of) | 100
Cashton | 4107_G_6 | 4107 | G | 6 |  | Combustion Turbine | IC Engine | MIS_WUMS | Wisconsin | 55 | Monroe | 81 | 55081 | 2 | 13680 | 2002 | 9999 |  |  | N | Distillate Fuel Oil | [12 empty] | 3 | 1.6498 | 1.6498 | 1.6498 | 1.6498 | [11 empty] | Cashton WI (Village of) | 100 | Cashton WI (Village of) | 100
Cumberland (WI) | 4112_G_1 | 4112 | G | 1 |  | Combustion Turbine | IC Engine | MIS_MNWI | Wisconsin | 55 | Barron | 5 | 55005 | 0.7 | 11957 | 1945 | 9999 |  |  | N | Distillate Fuel Oil | [12 empty] | 3 | 1.6498 | 1.6498 | 1.6498 | 1.6498 | [11 empty] | Cumberland Utility WI (City of) | 100 | Cumberland Utility WI (City of) | 100
Cumberland (WI) | 4112_G_2 | 4112 | G | 2 |  | Combustion Turbine | IC Engine | MIS_MNWI | Wisconsin | 55 | Barron | 5 | 55005 | 0.3 | 12418 | 1939 | 9999 |  |  | N | Distillate Fuel Oil | [12 empty] | 3 | 1.6498 | 1.6498 | 1.6498 | 1.6498 | [11 empty] | Cumberland Utility WI (City of) | 100 | Cumberland Utility WI (City of) | 100
Cumberland (WI) | 4112_G_3 | 4112 | G | 3 |  | Combustion Turbine | IC Engine | MIS_MNWI | Wisconsin | 55 | Barron | 5 | 55005 | 0.3 | 12418 | 1939 | 9999 |  |  | N | Distillate Fuel Oil | [12 empty] | 3 | 1.6498 | 1.6498 | 1.6498 | 1.6498 | [11 empty] | Cumberland Utility WI (City of) | 100 | Cumberland Utility WI (City of) | 100
Cumberland (WI) | 4112_G_4 | 4112 | G | 4 |  | Combustion Turbine | IC Engine | MIS_MNWI | Wisconsin | 55 | Barron | 5 | 55005 | 1.2 | 12042 | 1954 | 9999 |  |  | N | Distillate Fuel Oil | [12 empty] | 3 | 1.6498 | 1.6498 | 1.6498 | 1.6498 | [11 empty] | Cumberland Utility WI (City of) | 100 | Cumberland Utility WI (City of) | 100
Cumberland (WI) | 4112_G_5 | 4112 | G | 5 |  | Combustion Turbine | IC Engine | MIS_MNWI | Wisconsin | 55 | Barron | 5 | 55005 | 2.1 | 11939 | 1966 | 9999 |  |  | N | Natural Gas, Distillate Fuel Oil | [12 empty] | 3 | 1.061 | 1.061 | 1.061 | 1.061 | [11 empty] | Cumberland Utility WI (City of) | 100 | Cumberland Utility WI (City of) | 100
Cumberland (WI) | 4112_G_6 | 4112 | G | 6 |  | Combustion Turbine | IC Engine | MIS_MNWI | Wisconsin | 55 | Barron | 5 | 55005 | 6.7 | 11930 | 1979 | 9999 |  |  | N | Distillate Fuel Oil | [12 empty] | 3 | 1.6498 | 1.6498 | 1.6498 | 1.6498 | [11 empty] | Cumberland Utility WI (City of) | 100 | Cumberland Utility WI (City of) | 100
Cumberland (WI) | 4112_G_7 | 4112 | G | 7 |  | Combustion Turbine | IC Engine | MIS_MNWI | Wisconsin | 55 | Barron | 5 | 55005 | 6.2 | 11977 | 2001 | 9999 |  |  | N | Natural Gas, Distillate Fuel Oil | [12 empty] | 3 | 1.061 | 1.061 | 1.061 | 1.061 | [11 empty] | Cumberland Utility WI (City of) | 100 | Cumberland Utility WI (City of) | 100
Cumberland (WI) | 4112_G_8 | 4112 | G | 8 |  | Combustion Turbine | IC Engine | MIS_MNWI | Wisconsin | 55 | Barron | 5 | 55005 | 3.5 | 11994 | 2001 | 9999 |  |  | N | Natural Gas, Distillate Fuel Oil | [12 empty] | 3 | 1.061 | 1.061 | 1.061 | 1.061 | [11 empty] | Cumberland Utility WI (City of) | 100 | Cumberland Utility WI (City of) | 100
Elroy | 4113_G_1A | 4113 | G | 1A |  | Combustion Turbine | IC Engine | MIS_MNWI | Wisconsin | 55 | Juneau | 57 | 55057 | 2.2 | 10745 | 2005 | 9999 |  |  | N | Distillate Fuel Oil | [12 empty] | 5.5 | 1.6498 | 1.6498 | 1.6498 | 1.6498 | [11 empty] | Elroy Municipal Electric Utility | 100 | Elroy Municipal Electric Utility | 100
Elroy | 4113_G_2A | 4113 | G | 2A |  | Combustion Turbine | IC Engine | MIS_MNWI | Wisconsin | 55 | Juneau | 57 | 55057 | 2.2 | 10745 | 2005 | 9999 |  |  | N | Distillate Fuel Oil | [12 empty] | 5.5 | 1.6498 | 1.6498 | 1.6498 | 1.6498 | [11 empty] | Elroy Municipal Electric Utility | 100 | Elroy Municipal Electric Utility | 100
Elroy | 4113_G_5 | 4113 | G | 5 |  | Combustion Turbine | IC Engine | MIS_MNWI | Wisconsin | 55 | Juneau | 57 | 55057 | 2.2 | 10745 | 1973 | 9999 |  |  | N | Natural Gas, Distillate Fuel Oil | [12 empty] | 5.5 | 1.6498 | 1.6498 | 1.6498 | 1.6498 | [11 empty] | Elroy Municipal Electric Utility | 100 | Elroy Municipal Electric Utility | 100
Fennimore | 4114_G_4 | 4114 | G | 4 |  | Combustion Turbine | IC Engine | MIS_MNWI | Wisconsin | 55 | Grant | 43 | 55043 | 1.1 | 13554 | 1964 | 9999 |  |  | N | Distillate Fuel Oil | [12 empty] | 3 | 1.6498 | 1.6498 | 1.6498 | 1.6498 | [11 empty] | Fennimore Water & Light | 100 | Fennimore Water & Light | 100
Fennimore | 4114_G_5 | 4114 | G | 5 |  | Combustion Turbine | IC Engine | MIS_MNWI | Wisconsin | 55 | Grant | 43 | 55043 | 0.9 | 12931 | 1952 | 9999 |  |  | N | Distillate Fuel Oil | [12 empty] | 3 | 1.6498 | 1.6498 | 1.6498 | 1.6498 | [11 empty] | Fennimore Water & Light | 100 | Fennimore Water & Light | 100
Fennimore | 4114_G_6 | 4114 | G | 6 |  | Combustion Turbine | IC Engine | MIS_MNWI | Wisconsin | 55 | Grant | 43 | 55043 | 2 | 13052 | 1999 | 9999 |  |  | N | Distillate Fuel Oil | [12 empty] | 3 | 1.6498 | 1.6498 | 1.6498 | 1.6498 | [11 empty] | Fennimore Water & Light | 100 | Fennimore Water & Light | 100
Fennimore | 4114_G_7 | 4114 | G | 7 |  | Combustion Turbine | IC Engine | MIS_MNWI | Wisconsin | 55 | Grant | 43 | 55043 | 2 | 13582 | 1999 | 9999 |  |  | N | Distillate Fuel Oil | [12 empty] | 3 | 1.6498 | 1.6498 | 1.6498 | 1.6498 | [11 empty] | Fennimore Water & Light | 100 | Fennimore Water & Light | 100
Fennimore | 4114_G_8 | 4114 | G | 8 |  | Combustion Turbine | IC Engine | MIS_MNWI | Wisconsin | 55 | Grant | 43 | 55043 | 2 | 13582 | 1999 | 9999 |  |  | N | Distillate Fuel Oil | [12 empty] | 3 | 1.6498 | 1.6498 | 1.6498 | 1.6498 | [11 empty] | Fennimore Water & Light | 100 | Fennimore Water & Light | 100
Kaukauna Gas Turbine | 4118_G_GT1 | 4118 | G | GT1 |  | Combustion Turbine |  | MIS_WUMS | Wisconsin | 55 | Outagamie | 87 | 55087 | 15.8 | 13741 | 1969 | 9999 |  |  | N | Natural Gas | [12 empty] | 3 | 0.35529 | 0.35529 | 0.35529 | 0.35529 | [11 empty] | Kaukauna WI (City of) | 100 | Kaukauna WI (City of) | 100
Little Chute | 4119_G_1 | 4119 | G | 1 |  | Hydro |  | MIS_WUMS | Wisconsin | 55 | Outagamie | 87 | 55087 | 1.1 | 0 | 1948 | 9999 |  |  | N | Hydro | [13 empty] | 0 | 0 | 0 | 0 | [11 empty] | Kaukauna WI (City of) | 100 | Kaukauna WI (City of) | 100
Little Chute | 4119_G_2 | 4119 | G | 2 |  | Hydro |  | MIS_WUMS | Wisconsin | 55 | Outagamie | 87 | 55087 | 1.1 | 0 | 1948 | 9999 |  |  | N | Hydro | [13 empty] | 0 | 0 | 0 | 0 | [11 empty] | Kaukauna WI (City of) | 100 | Kaukauna WI (City of) | 100
Little Chute | 4119_G_3 | 4119 | G | 3 |  | Hydro |  | MIS_WUMS | Wisconsin | 55 | Outagamie | 87 | 55087 | 1.1 | 0 | 1948 | 9999 |  |  | N | Hydro | [13 empty] | 0 | 0 | 0 | 0 | [11 empty] | Kaukauna WI (City of) | 100 | Kaukauna WI (City of) | 100
Chicago Park | 412_G_2P | 412 | G | 2P |  | Hydro |  | WEC_CALN | California | 6 | Nevada | 57 | 06057 | 44 | 0 | 1965 | 9999 |  |  | N | Hydro | [13 empty] | 0 | 0 | 0 | 0 | [11 empty] | Nevada Irrigation District | 100 | Nevada Irrigation District | 100
New Badger | 4120_G_3 | 4120 | G | 3 |  | Hydro |  | MIS_WUMS | Wisconsin | 55 | Outagamie | 87 | 55087 | 4 | 0 | 2014 | 9999 |  |  | N | Hydro | [13 empty] | 0 | 0 | 0 | 0 | [11 empty] | Kaukauna WI (City of) | 100 | Kaukauna WI (City of) | 100
New Badger | 4120_G_4 | 4120 | G | 4 |  | Hydro |  | MIS_WUMS | Wisconsin | 55 | Outagamie | 87 | 55087 | 4 | 0 | 2014 | 9999 |  |  | N | Hydro | [13 empty] | 0 | 0 | 0 | 0 | [11 empty] | Kaukauna WI (City of) | 100 | Kaukauna WI (City of) | 100
Rapide Croche | 4122_G_1 | 4122 | G | 1 |  | Hydro |  | MIS_WUMS | Wisconsin | 55 | Outagamie | 87 | 55087 | 0.6 | 0 | 1926 | 9999 |  |  | N | Hydro | [13 empty] | 0 | 0 | 0 | 0 | [11 empty] | Kaukauna WI (City of) | 100 | Kaukauna WI (City of) | 100
Rapide Croche | 4122_G_2 | 4122 | G | 2 |  | Hydro |  | MIS_WUMS | Wisconsin | 55 | Outagamie | 87 | 55087 | 0.6 | 0 | 1926 | 9999 |  |  | N | Hydro | [13 empty] | 0 | 0 | 0 | 0 | [11 empty] | Kaukauna WI (City of) | 100 | Kaukauna WI (City of) | 100
Rapide Croche | 4122_G_3 | 4122 | G | 3 |  | Hydro |  | MIS_WUMS | Wisconsin | 55 | Outagamie | 87 | 55087 | 0.6 | 0 | 1926 | 9999 |  |  | N | Hydro | [13 empty] | 0 | 0 | 0 | 0 | [11 empty] | Kaukauna WI (City of) | 100 | Kaukauna WI (City of) | 100
Rapide Croche | 4122_G_4 | 4122 | G | 4 |  | Hydro |  | MIS_WUMS | Wisconsin | 55 | Outagamie | 87 | 55087 | 0.6 | 0 | 1926 | 9999 |  |  | N | Hydro | [13 empty] | 0 | 0 | 0 | 0 | [11 empty] | Kaukauna WI (City of) | 100 | Kaukauna WI (City of) | 100
La Farge | 4124_G_2A | 4124 | G | 2A |  | Combustion Turbine | IC Engine | MIS_MNWI | Wisconsin | 55 | Vernon | 123 | 55123 | 1.5 | 13273 | 1990 | 9999 |  |  | N | Distillate Fuel Oil | [12 empty] | 3 | 1.6498 | 1.6498 | 1.6498 | 1.6498 | [11 empty] | La Farge Municipal Electric Co | 100 | La Farge Municipal Electric Co | 100
Dutch Flat 2 | 413_G_3P | 413 | G | 3P |  | Hydro |  | WEC_CALN | California | 6 | Nevada | 57 | 06057 | 27.3 | 0 | 1965 | 9999 |  |  | N | Hydro | [13 empty] | 0 | 0 | 0 | 0 | [11 empty] | Nevada Irrigation District | 100 | Nevada Irrigation District | 100
New Lisbon | 4130_G_2 | 4130 | G | 2 |  | Combustion Turbine | IC Engine | MIS_MNWI | Wisconsin | 55 | Juneau | 57 | 55057 | 1.2 | 10852 | 1966 | 9999 |  |  | N | Distillate Fuel Oil | [12 empty] | 5.5 | 1.6498 | 1.6498 | 1.6498 | 1.6498 | [11 empty] | New Lisbon WI (City of) | 100 | New Lisbon WI (City of) | 100
New Lisbon | 4130_G_5 | 4130 | G | 5 |  | Combustion Turbine | IC Engine | MIS_MNWI | Wisconsin | 55 | Juneau | 57 | 55057 | 2.4 | 10745 | 1977 | 9999 |  |  | N | Distillate Fuel Oil | [12 empty] | 5.5 | 1.6498 | 1.6498 | 1.6498 | 1.6498 | [11 empty] | New Lisbon WI (City of) | 100 | New Lisbon WI (City of) | 100
New Lisbon | 4130_G_6 | 4130 | G | 6 |  | Combustion Turbine | IC Engine | MIS_MNWI | Wisconsin | 55 | Juneau | 57 | 55057 | 2 | 10745 | 2005 | 9999 |  |  | N | Distillate Fuel Oil | [12 empty] | 5.5 | 1.6498 | 1.6498 | 1.6498 | 1.6498 | [11 empty] | New Lisbon WI (City of) | 100 | New Lisbon WI (City of) | 100
New Lisbon | 4130_G_7 | 4130 | G | 7 |  | Combustion Turbine | IC Engine | MIS_MNWI | Wisconsin | 55 | Juneau | 57 | 55057 | 2 | 10745 | 2005 | 9999 |  |  | N | Distillate Fuel Oil | [12 empty] | 5.5 | 1.6498 | 1.6498 | 1.6498 | 1.6498 | [11 empty] | New Lisbon WI (City of) | 100 | New Lisbon WI (City of) | 100
Viola | 4139_G_3 | 4139 | G | 3 |  | Combustion Turbine | IC Engine | MIS_MNWI | Wisconsin | 55 | Richland | 103 | 55103 | 1.8 | 10745 | 2002 | 9999 |  |  | N | Distillate Fuel Oil | [12 empty] | 3 | 1.6498 | 1.6498 | 1.6498 | 1.6498 | [11 empty] | Viola Municipal Electric Utility | 100 | Viola Municipal Electric Utility | 100
Beardsley | 414_G_1 | 414 | G | 1 |  | Hydro |  | WEC_CALN | California | 6 | Tuolumne | 109 | 06109 | 11 | 0 | 1957 | 9999 |  |  | N | Hydro | [13 empty] | 0 | 0 | 0 | 0 | [11 empty] | Oakdale & South San Joaquin Irrigation District | 100 | Oakdale & South San Joaquin Irrigation D | 100
Flambeau Hydroelectric Station | 4142_G_1 | 4142 | G | 1 |  | Hydro |  | MIS_MNWI | Wisconsin | 55 | Rusk | 107 | 55107 | 8.1 | 0 | 1951 | 9999 |  |  | N | Hydro | [13 empty] | 0 | 0 | 0 | 0 | [11 empty] | Dairyland Power Coop | 100 | Dairyland Power Coop | 100
Flambeau Hydroelectric Station | 4142_G_2 | 4142 | G | 2 |  | Hydro |  | MIS_MNWI | Wisconsin | 55 | Rusk | 107 | 55107 | 8 | 0 | 1951 | 9999 |  |  | N | Hydro | [13 empty] | 0 | 0 | 0 | 0 | [11 empty] | Dairyland Power Coop | 100 | Dairyland Power Coop | 100
Flambeau Hydroelectric Station | 4142_G_3 | 4142 | G | 3 |  | Hydro |  | MIS_MNWI | Wisconsin | 55 | Rusk | 107 | 55107 | 8 | 0 | 1951 | 9999 |  |  | N | Hydro | [13 empty] | 0 | 0 | 0 | 0 | [11 empty] | Dairyland Power Coop | 100 | Dairyland Power Coop | 100
Stiles | 4147_G_1 | 4147 | G | 1 |  | Hydro |  | MIS_WUMS | Wisconsin | 55 | Oconto | 83 | 55083 | 0.3 | 0 | 1949 | 9999 |  |  | N | Hydro | [13 empty] | 0 | 0 | 0 | 0 | [11 empty] | Oconto Electric Coop | 100 | Oconto Electric Coop | 100
Stiles | 4147_G_2 | 4147 | G | 2 |  | Hydro |  | MIS_WUMS | Wisconsin | 55 | Oconto | 83 | 55083 | 0.3 | 0 | 1949 | 9999 |  |  | N | Hydro | [13 empty] | 0 | 0 | 0 | 0 | [11 empty] | Oconto Electric Coop | 100 | Oconto Electric Coop | 100
Washington Island | 4148_G_2 | 4148 | G | 2 |  | Combustion Turbine | IC Engine | MIS_WUMS | Wisconsin | 55 | Door | 29 | 55029 | 0.1 | 10745 | 1952 | 9999 |  |  | N | Distillate Fuel Oil | [12 empty] | 3 | 1.6498 | 1.6498 | 1.6498 | 1.6498 | [11 empty] | Washington Island Electric Coop Inc | 100 | Washington Island Electric Coop Inc | 100
Washington Island | 4148_G_3 | 4148 | G | 3 |  | Combustion Turbine | IC Engine | MIS_WUMS | Wisconsin | 55 | Door | 29 | 55029 | 0.1 | 10745 | 1945 | 9999 |  |  | N | Distillate Fuel Oil | [12 empty] | 3 | 1.6498 | 1.6498 | 1.6498 | 1.6498 | [11 empty] | Washington Island Electric Coop Inc | 100 | Washington Island Electric Coop Inc | 100
Washington Island | 4148_G_4 | 4148 | G | 4 |  | Combustion Turbine | IC Engine | MIS_WUMS | Wisconsin | 55 | Door | 29 | 55029 | 0.2 | 10967 | 1951 | 9999 |  |  | N | Distillate Fuel Oil | [12 empty] | 3 | 1.6498 | 1.6498 | 1.6498 | 1.6498 | [11 empty] | Washington Island Electric Coop Inc | 100 | Washington Island Electric Coop Inc | 100
Washington Island | 4148_G_5 | 4148 | G | 5 |  | Combustion Turbine | IC Engine | MIS_WUMS | Wisconsin | 55 | Door | 29 | 55029 | 0.5 | 10889 | 1968 | 9999 |  |  | N | Distillate Fuel Oil | [12 empty] | 3 | 1.6498 | 1.6498 | 1.6498 | 1.6498 | [11 empty] | Washington Island Electric Coop Inc | 100 | Washington Island Electric Coop Inc | 100
Washington Island | 4148_G_6 | 4148 | G | 6 |  | Combustion Turbine | IC Engine | MIS_WUMS | Wisconsin | 55 | Door | 29 | 55029 | 0.9 | 10924 | 1972 | 9999 |  |  | N | Distillate Fuel Oil | [12 empty] | 3 | 1.6498 | 1.6498 | 1.6498 | 1.6498 | [11 empty] | Washington Island Electric Coop Inc | 100 | Washington Island Electric Coop Inc | 100
Washington Island | 4148_G_7 | 4148 | G | 7 |  | Combustion Turbine | IC Engine | MIS_WUMS | Wisconsin | 55 | Door | 29 | 55029 | 1.6 | 11019 | 1997 | 9999 |  |  | N | Distillate Fuel Oil | [12 empty] | 3 | 1.6498 | 1.6498 | 1.6498 | 1.6498 | [11 empty] | Washington Island Electric Coop Inc | 100 | Washington Island Electric Coop Inc | 100
Washington Island | 4148_G_8 | 4148 | G | 8 |  | Combustion Turbine | IC Engine | MIS_WUMS | Wisconsin | 55 | Door | 29 | 55029 | 1.6 | 10891 | 1997 | 9999 |  |  | N | Distillate Fuel Oil | [12 empty] | 3 | 1.6498 | 1.6498 | 1.6498 | 1.6498 | [11 empty] | Washington Island Electric Coop Inc | 100 | Washington Island Electric Coop Inc | 100
Donnells | 415_G_H1 | 415 | G | H1 |  | Hydro |  | WEC_CALN | California | 6 | Tuolumne | 109 | 06109 | 72 | 0 | 1957 | 9999 |  |  | N | Hydro | [13 empty] | 0 | 0 | 0 | 0 | [11 empty] | Oakdale & South San Joaquin Irrigation District | 100 | Oakdale & South San Joaquin Irrigation D | 100
Tulloch | 416_G_1 | 416 | G | 1 |  | Hydro |  | WEC_CALN | California | 6 | Tuolumne | 109 | 06109 | 9 | 0 | 1958 | 9999 |  |  | N | Hydro | [13 empty] | 0 | 0 | 0 | 0 | [11 empty] | Oakdale & South San Joaquin Irrigation District | 100 | Oakdale & South San Joaquin Irrigation D | 100
Tulloch | 416_G_2 | 416 | G | 2 |  | Hydro |  | WEC_CALN | California | 6 | Tuolumne | 109 | 06109 | 10 | 0 | 1958 | 9999 |  |  | N | Hydro | [13 empty] | 0 | 0 | 0 | 0 | [11 empty] | Oakdale & South San Joaquin Irrigation District | 100 | Oakdale & South San Joaquin Irrigation D | 100
Tulloch | 416_G_3 | 416 | G | 3 |  | Hydro |  | WEC_CALN | California | 6 | Tuolumne | 109 | 06109 | 6.8 | 0 | 2012 | 9999 |  |  | N | Hydro | [13 empty] | 0 | 0 | 0 | 0 | [11 empty] | Oakdale & South San Joaquin Irrigation District | 100 | Oakdale & South San Joaquin Irrigation D | 100
Forbestown | 417_G_1 | 417 | G | 1 |  | Hydro |  | WEC_CALN | California | 6 | Butte | 7 | 06007 | 37.5 | 0 | 1963 | 9999 |  |  | N | Hydro | [13 empty] | 0 | 0 | 0 | 0 | [11 empty] | South Feather Water & Power Agency | 100 | South Feather Water & Power Agency | 100
Fremont Canyon | 4176_G_1 | 4176 | G | 1 |  | Hydro |  | WECC_WY | Wyoming | 56 | Natrona | 25 | 56025 | 33.4 | 0 | 1961 | 9999 |  |  | N | Hydro | [13 empty] | 0 | 0 | 0 | 0 | [11 empty] | U S Bureau of Reclamation | 100 | U S Bureau of Reclamation | 100
Fremont Canyon | 4176_G_2 | 4176 | G | 2 |  | Hydro |  | WECC_WY | Wyoming | 56 | Natrona | 25 | 56025 | 33.4 | 0 | 1960 | 9999 |  |  | N | Hydro | [13 empty] | 0 | 0 | 0 | 0 | [11 empty] | U S Bureau of Reclamation | 100 | U S Bureau of Reclamation | 100
Glendo | 4177_G_1 | 4177 | G | 1 |  | Hydro |  | WECC_WY | Wyoming | 56 | Platte | 31 | 56031 | 19 | 0 | 1958 | 9999 |  |  | N | Hydro | [13 empty] | 0 | 0 | 0 | 0 | [11 empty] | U S Bureau of Reclamation | 100 | U S Bureau of Reclamation | 100
Glendo | 4177_G_2 | 4177 | G | 2 |  | Hydro |  | WECC_WY | Wyoming | 56 | Platte | 31 | 56031 | 19 | 0 | 1959 | 9999 |  |  | N | Hydro | [13 empty] | 0 | 0 | 0 | 0 | [11 empty] | U S Bureau of Reclamation | 100 | U S Bureau of Reclamation | 100
Guernsey | 4178_G_1 | 4178 | G | 1 |  | Hydro |  | WECC_WY | Wyoming | 56 | Platte | 31 | 56031 | 3.2 | 0 | 1927 | 9999 |  |  | N | Hydro | [13 empty] | 0 | 0 | 0 | 0 | [11 empty] | U S Bureau of Reclamation | 100 | U S Bureau of Reclamation | 100
Guernsey | 4178_G_2 | 4178 | G | 2 |  | Hydro |  | WECC_WY | Wyoming | 56 | Platte | 31 | 56031 | 3.2 | 0 | 1928 | 9999 |  |  | N | Hydro | [13 empty] | 0 | 0 | 0 | 0 | [11 empty] | U S Bureau of Reclamation | 100 | U S Bureau of Reclamation | 100
Kelly Ridge | 418_G_1 | 418 | G | 1 |  | Hydro |  | WEC_CALN | California | 6 | Butte | 7 | 06007 | 11 | 0 | 1963 | 9999 |  |  | N | Hydro | [13 empty] | 0 | 0 | 0 | 0 | [11 empty] | South Feather Water & Power Agency | 100 | South Feather Water & Power Agency | 100
Kortes | 4180_G_1 | 4180 | G | 1 |  | Hydro |  | WECC_WY | Wyoming | 56 | Carbon | 7 | 56007 | 12.2 | 0 | 1951 | 9999 |  |  | N | Hydro | [13 empty] | 0 | 0 | 0 | 0 | [11 empty] | U S Bureau of Reclamation | 100 | U S Bureau of Reclamation | 100
Kortes | 4180_G_2 | 4180 | G | 2 |  | Hydro |  | WECC_WY | Wyoming | 56 | Carbon | 7 | 56007 | 12.2 | 0 | 1950 | 9999 |  |  | N | Hydro | [13 empty] | 0 | 0 | 0 | 0 | [11 empty] | U S Bureau of Reclamation | 100 | U S Bureau of Reclamation | 100
Kortes | 4180_G_3 | 4180 | G | 3 |  | Hydro |  | WECC_WY | Wyoming | 56 | Carbon | 7 | 56007 | 12.2 | 0 | 1950 | 9999 |  |  | N | Hydro | [13 empty] | 0 | 0 | 0 | 0 | [11 empty] | U S Bureau of Reclamation | 100 | U S Bureau of Reclamation | 100
Seminoe | 4182_G_1 | 4182 | G | 1 |  | Hydro |  | WECC_WY | Wyoming | 56 | Carbon | 7 | 56007 | 17.2 | 0 | 1939 | 9999 |  |  | N | Hydro | [13 empty] | 0 | 0 | 0 | 0 | [11 empty] | U S Bureau of Reclamation | 100 | U S Bureau of Reclamation | 100
Seminoe | 4182_G_2 | 4182 | G | 2 |  | Hydro |  | WECC_WY | Wyoming | 56 | Carbon | 7 | 56007 | 17.2 | 0 | 1939 | 9999 |  |  | N | Hydro | [13 empty] | 0 | 0 | 0 | 0 | [11 empty] | U S Bureau of Reclamation | 100 | U S Bureau of Reclamation | 100
Seminoe | 4182_G_3 | 4182 | G | 3 |  | Hydro |  | WECC_WY | Wyoming | 56 | Carbon | 7 | 56007 | 17.2 | 0 | 1939 | 9999 |  |  | N | Hydro | [13 empty] | 0 | 0 | 0 | 0 | [11 empty] | U S Bureau of Reclamation | 100 | U S Bureau of Reclamation | 100
Shoshone (WY) | 4183_G_1 | 4183 | G | 1 |  | Hydro |  | WECC_WY | Wyoming | 56 | Park | 29 | 56029 | 3 | 0 | 1922 | 9999 |  |  | N | Hydro | [13 empty] | 0 | 0 | 0 | 0 | [11 empty] | U S Bureau of Reclamation | 100 | U S Bureau of Reclamation | 100
Fontenelle | 4185_G_1 | 4185 | G | 1 |  | Hydro |  | WECC_WY | Wyoming | 56 | Lincoln | 23 | 56023 | 11.2 | 0 | 1968 | 9999 |  |  | N | Hydro | [13 empty] | 0 | 0 | 0 | 0 | [11 empty] | U S Bureau of Reclamation | 100 | U S Bureau of Reclamation | 100
Woodleaf | 419_G_1 | 419 | G | 1 |  | Hydro |  | WEC_CALN | California | 6 | Butte | 7 | 06007 | 60 | 0 | 1963 | 9999 |  |  | N | Hydro | [13 empty] | 0 | 0 | 0 | 0 | [11 empty] | South Feather Water & Power Agency | 100 | South Feather Water & Power Agency | 100
Powerlane Plant | 4195_G_EP | 4195 | G | EP |  | Combustion Turbine | IC Engine | ERC_REST | Texas | 48 | Hunt | 231 | 48231 | 8.2 | 12400 | 2010 | 9999 |  |  | N | Natural Gas | [13 empty] | 0.06938 | 0.06938 | 0.06938 | 0.06938 | [11 empty] | Greenville Electric Utility System | 100 | Greenville Electric Utility System | 100
Powerlane Plant | 4195_G_EP2 | 4195 | G | EP2 |  | Combustion Turbine | IC Engine | ERC_REST | Texas | 48 | Hunt | 231 | 48231 | 8.2 | 12399 | 2010 | 9999 |  |  | N | Natural Gas | [13 empty] | 0.06553 | 0.06553 | 0.06553 | 0.06553 | [11 empty] | Greenville Electric Utility System | 100 | Greenville Electric Utility System | 100
Powerlane Plant | 4195_G_EP3 | 4195 | G | EP3 |  | Combustion Turbine | IC Engine | ERC_REST | Texas | 48 | Hunt | 231 | 48231 | 8.2 | 12399 | 2010 | 9999 |  |  | N | Natural Gas | [13 empty] | 0.06728 | 0.06728 | 0.06728 | 0.06728 | [11 empty] | Greenville Electric Utility System | 100 | Greenville Electric Utility System | 100
Combined Locks | 4201_G_HC1 | 4201 | G | HC1 |  | Hydro |  | MIS_WUMS | Wisconsin | 55 | Outagamie | 87 | 55087 | 3.1 | 0 | 1988 | 9999 |  |  | N | Hydro | [13 empty] | 0 | 0 | 0 | 0 | [11 empty] | Kaukauna WI (City of) | 100 | Kaukauna WI (City of) | 100
Combined Locks | 4201_G_HC2 | 4201 | G | HC2 |  | Hydro |  | MIS_WUMS | Wisconsin | 55 | Outagamie | 87 | 55087 | 3.1 | 0 | 1988 | 9999 |  |  | N | Hydro | [13 empty] | 0 | 0 | 0 | 0 | [11 empty] | Kaukauna WI (City of) | 100 | Kaukauna WI (City of) | 100
Island Park | 4204_G_HY1 | 4204 | G | HY1 |  | Hydro |  | WECC_ID | Idaho | 16 | Fremont | 43 | 16043 | 2.4 | 0 | 1994 | 9999 |  |  | N | Hydro | [13 empty] | 0 | 0 | 0 | 0 | [11 empty] | Fall River Rural Electric Coop Inc | 100 | Fall River Rural Electric Coop Inc | 100
Island Park | 4204_G_HY2 | 4204 | G | HY2 |  | Hydro |  | WECC_ID | Idaho | 16 | Fremont | 43 | 16043 | 2.4 | 0 | 1994 | 9999 |  |  | N | Hydro | [13 empty] | 0 | 0 | 0 | 0 | [11 empty] | Fall River Rural Electric Coop Inc | 100 | Fall River Rural Electric Coop Inc | 100
PHP 1 | 4213_G_1 | 4213 | G | 1 |  | Hydro |  | WECC_PNW | Oregon | 41 | Multnomah | 51 | 41051 | 24 | 0 | 1982 | 9999 |  |  | N | Hydro | [13 empty] | 0 | 0 | 0 | 0 | [11 empty] | Portland OR (City of) | 100 | Portland (City of) | 100
PHP 2 | 4214_G_2 | 4214 | G | 2 |  | Hydro |  | WECC_PNW | Oregon | 41 | Clackamas | 5 | 41005 | 13.5 | 0 | 1982 | 9999 |  |  | N | Hydro | [13 empty] | 0 | 0 | 0 | 0 | [11 empty] | Portland OR (City of) | 100 | Portland (City of) | 100
Glenarm | 422_G_GT1 | 422 | G | GT1 |  | Combustion Turbine |  | WECC_SCE | California | 6 | Los Angeles | 37 | 06037 | 28.6 | 14474 | 1976 | 9999 |  |  | N | Natural Gas |  |  |  |  | SCR | [7 empty] | 0.74 | 0.02466 | 0.01 | 0.02466 | 0.01 | [11 empty] | Pasadena Water & Power Dept | 100 | Pasadena Water & Power Dept | 100
Glenarm | 422_G_GT2 | 422 | G | GT2 |  | Combustion Turbine |  | WECC_SCE | California | 6 | Los Angeles | 37 | 06037 | 28.6 | 14474 | 1976 | 9999 |  |  | N | Natural Gas |  |  |  |  | SCR | [7 empty] | 0.74 | 0.02466 | 0.01 | 0.02466 | 0.01 | [11 empty] | Pasadena Water & Power Dept | 100 | Pasadena Water & Power Dept | 100
Glenarm | 422_G_GT3 | 422 | G | GT3 | 88258 | Combustion Turbine |  | WECC_SCE | California | 6 | Los Angeles | 37 | 06037 | 47.2 | 14473 | 2004 | 9999 |  |  | N | Natural Gas |  |  |  |  | SCR | [7 empty] | 0.74 | 0.02968 | 0.02968 | 0.02968 | 0.02968 | [11 empty] | Pasadena Water & Power Dept | 100 | Pasadena Water & Power Dept | 100
Glenarm | 422_G_GT4 | 422 | G | GT4 | 88259 | Combustion Turbine |  | WECC_SCE | California | 6 | Los Angeles | 37 | 06037 | 47.2 | 14473 | 2004 | 9999 |  |  | N | Natural Gas |  |  |  |  | SCR | [7 empty] | 0.74 | 0.03252 | 0.03252 | 0.03252 | 0.03252 | [11 empty] | Pasadena Water & Power Dept | 100 | Pasadena Water & Power Dept | 100
Glenarm | 422_G_GT5 | 422 | G | GT5 | 90975 | Combined Cycle |  | WECC_SCE | California | 6 | Los Angeles | 37 | 06037 | 68 | 10031 | 2016 | 9999 |  |  | N | Natural Gas |  |  |  | H2O | SCR | [8 empty] | 0.48235 | 0.0079523 | 0.48235 | 0.0079523 | [11 empty] | Pasadena Water & Power Dept | 100 | Pasadena Water & Power Dept | 100
Glenarm | 422_G_ST1 | 422 | G | ST1 |  | Combined Cycle |  | WECC_SCE | California | 6 | Los Angeles | 37 | 06037 | 16 | 10031 | 2016 | 9999 |  |  | N | Natural Gas |  |  |  |  | SCR | [8 empty] | 0.48235 | 0.0079523 | 0.48235 | 0.0079523 | [11 empty] | Pasadena Water & Power Dept | 100 | Pasadena Water & Power Dept | 100
French Meadows | 424_G_1 | 424 | G | 1 |  | Hydro |  | WEC_CALN | California | 6 | Placer | 61 | 06061 | 16 | 0 | 1966 | 9999 |  |  | N | Hydro | [13 empty] | 0 | 0 | 0 | 0 | [11 empty] | Placer County Water Agency | 100 | Placer County Water Agency | 100
Middle Fork | 425_G_1 | 425 | G | 1 |  | Hydro |  | WEC_CALN | California | 6 | Placer | 61 | 06061 | 66 | 0 | 1966 | 9999 |  |  | N | Hydro | [13 empty] | 0 | 0 | 0 | 0 | [11 empty] | Placer County Water Agency | 100 | Placer County Water Agency | 100
Middle Fork | 425_G_2 | 425 | G | 2 |  | Hydro |  | WEC_CALN | California | 6 | Placer | 61 | 06061 | 66 | 0 | 1966 | 9999 |  |  | N | Hydro | [13 empty] | 0 | 0 | 0 | 0 | [11 empty] | Placer County Water Agency | 100 | Placer County Water Agency | 100
Logan City | 4251_G_1 | 4251 | G | 1 |  | Combustion Turbine |  | WECC_UT | Utah | 49 | Cache | 5 | 49005 | 4.5 | 25000 | 2002 | 9999 |  |  | N | Natural Gas | [12 empty] | 0.85 | 0.23894 | 0.23894 | 0.23894 | 0.23894 | [11 empty] | Logan City Light & Power | 100 | Logan City Light & Power | 100
Logan City | 4251_G_2 | 4251 | G | 2 |  | Combustion Turbine |  | WECC_UT | Utah | 49 | Cache | 5 | 49005 | 4.5 | 25000 | 2002 | 9999 |  |  | N | Natural Gas | [12 empty] | 0.85 | 0.23894 | 0.23894 | 0.23894 | 0.23894 | [11 empty] | Logan City Light & Power | 100 | Logan City Light & Power | 100
Logan City | 4251_G_3 | 4251 | G | 3 |  | Combustion Turbine |  | WECC_UT | Utah | 49 | Cache | 5 | 49005 | 4.5 | 25000 | 2002 | 9999 |  |  | N | Natural Gas | [12 empty] | 0.85 | 0.23894 | 0.23894 | 0.23894 | 0.23894 | [11 empty] | Logan City Light & Power | 100 | Logan City Light & Power | 100
Walnut | 4256_G_1 | 4256 | G | 1 |  | Combustion Turbine |  | WEC_CALN | California | 6 | Stanislaus | 99 | 06099 | 23.5 | 25000 | 1986 | 9999 |  |  | N | Natural Gas, Distillate Fuel Oil | [12 empty] | 0.74 | 0.14108 | 0.14108 | 0.14108 | 0.14108 | [11 empty] | Turlock Irrigation District | 100 | Turlock Irrigation District | 100
Walnut | 4256_G_2 | 4256 | G | 2 |  | Combustion Turbine |  | WEC_CALN | California | 6 | Stanislaus | 99 | 06099 | 23.5 | 25000 | 1986 | 9999 |  |  | N | Natural Gas, Distillate Fuel Oil | [12 empty] | 0.74 | 0.03189 | 0.03189 | 0.03189 | 0.03189 | [11 empty] | Turlock Irrigation District | 100 | Turlock Irrigation District | 100
Easton 2 | 4257_G_201 | 4257 | G | 201 |  | Combustion Turbine | IC Engine | PJM_EMAC | Maryland | 24 | Talbot | 41 | 24041 | 1.5 | 12658 | 1995 | 9999 |  |  | N | Distillate Fuel Oil | [12 empty] | 0.3 | 2.3378 | 2.3378 | 2.3378 | 2.3378 | [11 empty] | Easton Utilities Commission | 100 | Easton Utilities | 100
Easton 2 | 4257_G_202 | 4257 | G | 202 |  | Combustion Turbine | IC Engine | PJM_EMAC | Maryland | 24 | Talbot | 41 | 24041 | 1.5 | 12658 | 1995 | 9999 |  |  | N | Distillate Fuel Oil | [12 empty] | 0.3 | 2.5367 | 2.5367 | 2.5367 | 2.5367 | [11 empty] | Easton Utilities Commission | 100 | Easton Utilities | 100
Easton 2 | 4257_G_203 | 4257 | G | 203 |  | Combustion Turbine |  | PJM_EMAC | Maryland | 24 | Talbot | 41 | 24041 | 4.5 | 13367 | 2004 | 9999 |  |  | N | Distillate Fuel Oil | [12 empty] | 0.3 | 0.10188 | 0.10188 | 0.10188 | 0.10188 | [11 empty] | Easton Utilities Commission | 100 | Easton Utilities | 100
Easton 2 | 4257_G_204 | 4257 | G | 204 |  | Combustion Turbine |  | PJM_EMAC | Maryland | 24 | Talbot | 41 | 24041 | 4.5 | 13382 | 2004 | 9999 |  |  | N | Distillate Fuel Oil | [12 empty] | 0.3 | 0.11883 | 0.11883 | 0.11883 | 0.11883 | [11 empty] | Easton Utilities Commission | 100 | Easton Utilities | 100
Easton 2 | 4257_G_21 | 4257 | G | 21 |  | Combustion Turbine | IC Engine | PJM_EMAC | Maryland | 24 | Talbot | 41 | 24041 | 6.2 | 12656 | 1978 | 9999 |  |  | N | Distillate Fuel Oil | [12 empty] | 2.106 | 2.9151 | 2.9151 | 2.9151 | 2.9151 | [11 empty] | Easton Utilities Commission | 100 | Easton Utilities | 100
Easton 2 | 4257_G_22 | 4257 | G | 22 |  | Combustion Turbine | IC Engine | PJM_EMAC | Maryland | 24 | Talbot | 41 | 24041 | 6.2 | 12656 | 1978 | 9999 |  |  | N | Distillate Fuel Oil | [12 empty] | 2.106 | 3.0907 | 3.0907 | 3.0907 | 3.0907 | [11 empty] | Easton Utilities Commission | 100 | Easton Utilities | 100
Easton 2 | 4257_G_23 | 4257 | G | 23 |  | Combustion Turbine | IC Engine | PJM_EMAC | Maryland | 24 | Talbot | 41 | 24041 | 6.3 | 12655 | 1989 | 9999 |  |  | N | Distillate Fuel Oil | [12 empty] | 2.106 | 3.0374 | 3.0374 | 3.0374 | 3.0374 | [11 empty] | Easton Utilities Commission | 100 | Easton Utilities | 100
Easton 2 | 4257_G_24 | 4257 | G | 24 |  | Combustion Turbine | IC Engine | PJM_EMAC | Maryland | 24 | Talbot | 41 | 24041 | 6.3 | 12656 | 1989 | 9999 |  |  | N | Distillate Fuel Oil | [12 empty] | 2.106 | 3.0374 | 3.0374 | 3.0374 | 3.0374 | [11 empty] | Easton Utilities Commission | 100 | Easton Utilities | 100
Greenup Hydro | 4258_G_1 | 4258 | G | 1 |  | Hydro |  | PJM_West | Ohio | 39 | Scioto | 145 | 39145 | 23.4 | 0 | 1982 | 9999 |  |  | N | Hydro | [13 empty] | 0 | 0 | 0 | 0 | [11 empty] | Hamilton Dept of Public Utilities | 100 | Hamilton Dept of Public Utilities | 100
Greenup Hydro | 4258_G_2 | 4258 | G | 2 |  | Hydro |  | PJM_West | Ohio | 39 | Scioto | 145 | 39145 | 23.4 | 0 | 1982 | 9999 |  |  | N | Hydro | [13 empty] | 0 | 0 | 0 | 0 | [11 empty] | Hamilton Dept of Public Utilities | 100 | Hamilton Dept of Public Utilities | 100
Greenup Hydro | 4258_G_3 | 4258 | G | 3 |  | Hydro |  | PJM_West | Ohio | 39 | Scioto | 145 | 39145 | 23.4 | 0 | 1982 | 9999 |  |  | N | Hydro | [13 empty] | 0 | 0 | 0 | 0 | [11 empty] | Hamilton Dept of Public Utilities | 100 | Hamilton Dept of Public Utilities | 100
Oxbow (CA) | 426_G_1 | 426 | G | 1 |  | Hydro |  | WEC_CALN | California | 6 | Placer | 61 | 06061 | 6 | 0 | 1966 | 9999 |  |  | N | Hydro | [13 empty] | 0 | 0 | 0 | 0 | [11 empty] | Placer County Water Agency | 100 | Placer County Water Agency | 100
Echo Dam | 4263_G_3 | 4263 | G | 3 |  | Hydro |  | WECC_UT | Utah | 49 | Summit | 43 | 49043 | 1 | 0 | 1987 | 9999 |  |  | N | Hydro | [13 empty] | 0 | 0 | 0 | 0 | [11 empty] | Bountiful City Light & Power | 100 | Bountiful City Light & Power | 100
Echo Dam | 4263_G_NA1 | 4263 | G | NA1 |  | Hydro |  | WECC_UT | Utah | 49 | Summit | 43 | 49043 | 1.7 | 0 | 1987 | 9999 |  |  | N | Hydro | [13 empty] | 0 | 0 | 0 | 0 | [11 empty] | Bountiful City Light & Power | 100 | Bountiful City Light & Power | 100
Echo Dam | 4263_G_NA2 | 4263 | G | NA2 |  | Hydro |  | WECC_UT | Utah | 49 | Summit | 43 | 49043 | 1.7 | 0 | 1987 | 9999 |  |  | N | Hydro | [13 empty] | 0 | 0 | 0 | 0 | [11 empty] | Bountiful City Light & Power | 100 | Bountiful City Light & Power | 100
Ralston | 427_G_1 | 427 | G | 1 |  | Hydro |  | WEC_CALN | California | 6 | Placer | 61 | 06061 | 86 | 0 | 1966 | 9999 |  |  | N | Hydro | [13 empty] | 0 | 0 | 0 | 0 | [11 empty] | Placer County Water Agency | 100 | Placer County Water Agency | 100
Waterford 3 | 4270_G_3 | 4270 | G | 3 |  | Nuclear |  | MIS_AMSO | Louisiana | 22 | St Charles | 89 | 22089 | 1165.4 | 10456 | 1985 | 9999 |  |  | N | Nuclear Fuel | [13 empty] | 0 | 0 | 0 | 0 | [11 empty] | Entergy Louisiana LLC | 100 | Entergy Corp | 100
Parker | 428_G_1 | 428 | G | 1 |  | Hydro |  | WEC_CALN | California | 6 | Merced | 47 | 06047 | 2.7 | 0 | 1982 | 9999 |  |  | N | Hydro | [13 empty] | 0 | 0 | 0 | 0 | [11 empty] | Merced Irrigation District | 100 | Merced Irrigation District | 100
Camino | 430_G_H1 | 430 | G | H1 |  | Hydro |  | WEC_BANC | California | 6 | El Dorado | 17 | 06017 | 78.9 | 0 | 1963 | 9999 |  |  | N | Hydro | [13 empty] | 0 | 0 | 0 | 0 | [11 empty] | Sacramento Municipal Utility District | 100 | Sacramento Municipal Utility District | 100
Camino | 430_G_H2 | 430 | G | H2 |  | Hydro |  | WEC_BANC | California | 6 | El Dorado | 17 | 06017 | 77 | 0 | 1968 | 9999 |  |  | N | Hydro | [13 empty] | 0 | 0 | 0 | 0 | [11 empty] | Sacramento Municipal Utility District | 100 | Sacramento Municipal Utility District | 100
Jaybird | 431_G_H1 | 431 | G | H1 |  | Hydro |  | WEC_BANC | California | 6 | El Dorado | 17 | 06017 | 78.1 | 0 | 1961 | 9999 |  |  | N | Hydro | [13 empty] | 0 | 0 | 0 | 0 | [11 empty] | Sacramento Municipal Utility District | 100 | Sacramento Municipal Utility District | 100
Jaybird | 431_G_H2 | 431 | G | H2 |  | Hydro |  | WEC_BANC | California | 6 | El Dorado | 17 | 06017 | 78.1 | 0 | 1962 | 9999 |  |  | N | Hydro | [13 empty] | 0 | 0 | 0 | 0 | [11 empty] | Sacramento Municipal Utility District | 100 | Sacramento Municipal Utility District | 100
Loon Lake | 432_G_H1 | 432 | G | H1 |  | Hydro |  | WEC_BANC | California | 6 | El Dorado | 17 | 06017 | 74.1 | 0 | 1971 | 9999 |  |  | N | Hydro | [13 empty] | 0 | 0 | 0 | 0 | [11 empty] | Sacramento Municipal Utility District | 100 | Sacramento Municipal Utility District | 100
Robbs Peak | 433_G_1 | 433 | G | 1 |  | Hydro |  | WEC_BANC | California | 6 | El Dorado | 17 | 06017 | 25.5 | 0 | 1965 | 9999 |  |  | N | Hydro | [13 empty] | 0 | 0 | 0 | 0 | [11 empty] | Sacramento Municipal Utility District | 100 | Sacramento Municipal Utility District | 100
White Rock/Slab Creek | 435_G_H1 | 435 | G | H1 |  | Hydro |  | WEC_BANC | California | 6 | El Dorado | 17 | 06017 | 108 | 0 | 1968 | 9999 |  |  | N | Hydro | [13 empty] | 0 | 0 | 0 | 0 | [11 empty] | Sacramento Municipal Utility District | 100 | Sacramento Municipal Utility District | 100
White Rock/Slab Creek | 435_G_H2 | 435 | G | H2 |  | Hydro |  | WEC_BANC | California | 6 | El Dorado | 17 | 06017 | 133 | 0 | 1968 | 9999 |  |  | N | Hydro | [13 empty] | 0 | 0 | 0 | 0 | [11 empty] | Sacramento Municipal Utility District | 100 | Sacramento Municipal Utility District | 100
White Rock/Slab Creek | 435_G_H3 | 435 | G | H3 |  | Hydro |  | WEC_BANC | California | 6 | El Dorado | 17 | 06017 | 2.7 | 0 | 2020 | 9999 |  |  | N | Hydro | [13 empty] | 0 | 0 | 0 | 0 | [11 empty] | Sacramento Municipal Utility District | 100 | Sacramento Municipal Utility District | 100
Devil Canyon | 436_G_1 | 436 | G | 1 |  | Hydro |  | WECC_SCE | California | 6 | San Bernardino | 71 | 06071 | 57 | 0 | 1972 | 9999 |  |  | N | Hydro | [13 empty] | 0 | 0 | 0 | 0 | [11 empty] | California Dept Water Resources | 100 | California Dept Water Resources | 100
Devil Canyon | 436_G_2 | 436 | G | 2 |  | Hydro |  | WECC_SCE | California | 6 | San Bernardino | 71 | 06071 | 57 | 0 | 1976 | 9999 |  |  | N | Hydro | [13 empty] | 0 | 0 | 0 | 0 | [11 empty] | California Dept Water Resources | 100 | California Dept Water Resources | 100
Devil Canyon | 436_G_3 | 436 | G | 3 |  | Hydro |  | WECC_SCE | California | 6 | San Bernardino | 71 | 06071 | 74 | 0 | 1994 | 9999 |  |  | N | Hydro | [13 empty] | 0 | 0 | 0 | 0 | [11 empty] | California Dept Water Resources | 100 | California Dept Water Resources | 100
Devil Canyon | 436_G_4 | 436 | G | 4 |  | Hydro |  | WECC_SCE | California | 6 | San Bernardino | 71 | 06071 | 74 | 0 | 1992 | 9999 |  |  | N | Hydro | [13 empty] | 0 | 0 | 0 | 0 | [11 empty] | California Dept Water Resources | 100 | California Dept Water Resources | 100
Edward C Hyatt | 437_G_1 | 437 | G | 1 |  | Hydro |  | WEC_CALN | California | 6 | Butte | 7 | 06007 | 135.3 | 0 | 1968 | 9999 |  |  | N | Hydro | [13 empty] | 0 | 0 | 0 | 0 | [11 empty] | California Dept Water Resources | 100 | California Dept Water Resources | 100
Edward C Hyatt | 437_G_2 | 437 | G | 2 |  | Pumped Storage |  | WEC_CALN | California | 6 | Butte | 7 | 06007 | 112.4 | 0 | 1968 | 9999 |  |  | N | Pumped Storage | [13 empty] | 0 | 0 | 0 | 0 | [11 empty] | California Dept Water Resources | 100 | California Dept Water Resources | 100
Edward C Hyatt | 437_G_3 | 437 | G | 3 |  | Hydro |  | WEC_CALN | California | 6 | Butte | 7 | 06007 | 135.3 | 0 | 1968 | 9999 |  |  | N | Hydro | [13 empty] | 0 | 0 | 0 | 0 | [11 empty] | California Dept Water Resources | 100 | California Dept Water Resources | 100
Edward C Hyatt | 437_G_4 | 437 | G | 4 |  | Pumped Storage |  | WEC_CALN | California | 6 | Butte | 7 | 06007 | 112.4 | 0 | 1968 | 9999 |  |  | N | Pumped Storage | [13 empty] | 0 | 0 | 0 | 0 | [11 empty] | California Dept Water Resources | 100 | California Dept Water Resources | 100
Edward C Hyatt | 437_G_5 | 437 | G | 5 |  | Hydro |  | WEC_CALN | California | 6 | Butte | 7 | 06007 | 135.3 | 0 | 1968 | 9999 |  |  | N | Hydro | [13 empty] | 0 | 0 | 0 | 0 | [11 empty] | California Dept Water Resources | 100 | California Dept Water Resources | 100
Edward C Hyatt | 437_G_6 | 437 | G | 6 |  | Pumped Storage |  | WEC_CALN | California | 6 | Butte | 7 | 06007 | 112.4 | 0 | 1969 | 9999 |  |  | N | Pumped Storage | [13 empty] | 0 | 0 | 0 | 0 | [11 empty] | California Dept Water Resources | 100 | California Dept Water Resources | 100
Don Pedro | 439_G_1 | 439 | G | 1 |  | Hydro |  | WEC_CALN | California | 6 | Tuolumne | 109 | 06109 | 55 | 0 | 1971 | 9999 |  |  | N | Hydro | [13 empty] | 0 | 0 | 0 | 0 | [11 empty] | Turlock Irrigation District | 68.46 | Turlock Irrigation District | 68.46
Don Pedro | 439_G_2 | 439 | G | 2 |  | Hydro |  | WEC_CALN | California | 6 | Tuolumne | 109 | 06109 | 55 | 0 | 1971 | 9999 |  |  | N | Hydro | [13 empty] | 0 | 0 | 0 | 0 | [11 empty] | Turlock Irrigation District | 68.46 | Turlock Irrigation District | 68.46
Don Pedro | 439_G_3 | 439 | G | 3 |  | Hydro |  | WEC_CALN | California | 6 | Tuolumne | 109 | 06109 | 55 | 0 | 1971 | 9999 |  |  | N | Hydro | [13 empty] | 0 | 0 | 0 | 0 | [11 empty] | Turlock Irrigation District | 68.46 | Turlock Irrigation District | 68.46
Don Pedro | 439_G_4 | 439 | G | 4 |  | Hydro |  | WEC_CALN | California | 6 | Tuolumne | 109 | 06109 | 38.2 | 0 | 1989 | 9999 |  |  | N | Hydro | [13 empty] | 0 | 0 | 0 | 0 | [11 empty] | Turlock Irrigation District | 68.46 | Turlock Irrigation District | 68.46
La Grange | 440_G_1 | 440 | G | 1 |  | Hydro |  | WEC_CALN | California | 6 | Stanislaus | 99 | 06099 | 1 | 0 | 1924 | 9999 |  |  | N | Hydro | [13 empty] | 0 | 0 | 0 | 0 | [11 empty] | Turlock Irrigation District | 100 | Turlock Irrigation District | 100
La Grange | 440_G_2 | 440 | G | 2 |  | Hydro |  | WEC_CALN | California | 6 | Stanislaus | 99 | 06099 | 3.3 | 0 | 1924 | 9999 |  |  | N | Hydro | [13 empty] | 0 | 0 | 0 | 0 | [11 empty] | Turlock Irrigation District | 100 | Turlock Irrigation District | 100
Folsom | 441_G_1 | 441 | G | 1 |  | Hydro |  | WEC_CALN | California | 6 | Sacramento | 67 | 06067 | 71.7 | 0 | 1955 | 9999 |  |  | N | Hydro | [13 empty] | 0 | 0 | 0 | 0 | [11 empty] | U S Bureau of Reclamation | 100 | U S Bureau of Reclamation | 100
Folsom | 441_G_2 | 441 | G | 2 |  | Hydro |  | WEC_CALN | California | 6 | Sacramento | 67 | 06067 | 71.7 | 0 | 1955 | 9999 |  |  | N | Hydro | [13 empty] | 0 | 0 | 0 | 0 | [11 empty] | U S Bureau of Reclamation | 100 | U S Bureau of Reclamation | 100
Folsom | 441_G_3 | 441 | G | 3 |  | Hydro |  | WEC_CALN | California | 6 | Sacramento | 67 | 06067 | 71.7 | 0 | 1955 | 9999 |  |  | N | Hydro | [13 empty] | 0 | 0 | 0 | 0 | [11 empty] | U S Bureau of Reclamation | 100 | U S Bureau of Reclamation | 100
Judge F Carr | 442_G_1 | 442 | G | 1 |  | Hydro |  | WEC_CALN | California | 6 | Shasta | 89 | 06089 | 88.7 | 0 | 1963 | 9999 |  |  | N | Hydro | [13 empty] | 0 | 0 | 0 | 0 | [11 empty] | U S Bureau of Reclamation | 100 | U S Bureau of Reclamation | 100
Judge F Carr | 442_G_2 | 442 | G | 2 |  | Hydro |  | WEC_CALN | California | 6 | Shasta | 89 | 06089 | 88.7 | 0 | 1963 | 9999 |  |  | N | Hydro | [13 empty] | 0 | 0 | 0 | 0 | [11 empty] | U S Bureau of Reclamation | 100 | U S Bureau of Reclamation | 100
Keswick | 443_G_1 | 443 | G | 1 |  | Hydro |  | WEC_CALN | California | 6 | Shasta | 89 | 06089 | 39 | 0 | 1950 | 9999 |  |  | N | Hydro | [13 empty] | 0 | 0 | 0 | 0 | [11 empty] | U S Bureau of Reclamation | 100 | U S Bureau of Reclamation | 100
Keswick | 443_G_2 | 443 | G | 2 |  | Hydro |  | WEC_CALN | California | 6 | Shasta | 89 | 06089 | 39 | 0 | 1949 | 9999 |  |  | N | Hydro | [13 empty] | 0 | 0 | 0 | 0 | [11 empty] | U S Bureau of Reclamation | 100 | U S Bureau of Reclamation | 100
Keswick | 443_G_3 | 443 | G | 3 |  | Hydro |  | WEC_CALN | California | 6 | Shasta | 89 | 06089 | 39 | 0 | 1949 | 9999 |  |  | N | Hydro | [13 empty] | 0 | 0 | 0 | 0 | [11 empty] | U S Bureau of Reclamation | 100 | U S Bureau of Reclamation | 100
Nimbus | 444_G_1 | 444 | G | 1 |  | Hydro |  | WEC_CALN | California | 6 | Sacramento | 67 | 06067 | 8.3 | 0 | 1955 | 9999 |  |  | N | Hydro | [13 empty] | 0 | 0 | 0 | 0 | [11 empty] | U S Bureau of Reclamation | 100 | U S Bureau of Reclamation | 100
Nimbus | 444_G_2 | 444 | G | 2 |  | Hydro |  | WEC_CALN | California | 6 | Sacramento | 67 | 06067 | 8.3 | 0 | 1955 | 9999 |  |  | N | Hydro | [13 empty] | 0 | 0 | 0 | 0 | [11 empty] | U S Bureau of Reclamation | 100 | U S Bureau of Reclamation | 100
Shasta | 445_G_1 | 445 | G | 1 |  | Hydro |  | WEC_CALN | California | 6 | Shasta | 89 | 06089 | 142 | 0 | 1949 | 9999 |  |  | N | Hydro | [13 empty] | 0 | 0 | 0 | 0 | [11 empty] | U S Bureau of Reclamation | 100 | U S Bureau of Reclamation | 100
Shasta | 445_G_2 | 445 | G | 2 |  | Hydro |  | WEC_CALN | California | 6 | Shasta | 89 | 06089 | 142 | 0 | 1948 | 9999 |  |  | N | Hydro | [13 empty] | 0 | 0 | 0 | 0 | [11 empty] | U S Bureau of Reclamation | 100 | U S Bureau of Reclamation | 100
Shasta | 445_G_3 | 445 | G | 3 |  | Hydro |  | WEC_CALN | California | 6 | Shasta | 89 | 06089 | 142 | 0 | 1944 | 9999 |  |  | N | Hydro | [13 empty] | 0 | 0 | 0 | 0 | [11 empty] | U S Bureau of Reclamation | 100 | U S Bureau of Reclamation | 100
Shasta | 445_G_4 | 445 | G | 4 |  | Hydro |  | WEC_CALN | California | 6 | Shasta | 89 | 06089 | 142 | 0 | 1944 | 9999 |  |  | N | Hydro | [13 empty] | 0 | 0 | 0 | 0 | [11 empty] | U S Bureau of Reclamation | 100 | U S Bureau of Reclamation | 100
Shasta | 445_G_5 | 445 | G | 5 |  | Hydro |  | WEC_CALN | California | 6 | Shasta | 89 | 06089 | 142 | 0 | 1948 | 9999 |  |  | N | Hydro | [13 empty] | 0 | 0 | 0 | 0 | [11 empty] | U S Bureau of Reclamation | 100 | U S Bureau of Reclamation | 100
Shasta | 445_G_S1 | 445 | G | S1 |  | Hydro |  | WEC_CALN | California | 6 | Shasta | 89 | 06089 | 2 | 0 | 1944 | 9999 |  |  | N | Hydro | [13 empty] | 0 | 0 | 0 | 0 | [11 empty] | U S Bureau of Reclamation | 100 | U S Bureau of Reclamation | 100
Shasta | 445_G_S2 | 445 | G | S2 |  | Hydro |  | WEC_CALN | California | 6 | Shasta | 89 | 06089 | 2 | 0 | 1944 | 9999 |  |  | N | Hydro | [13 empty] | 0 | 0 | 0 | 0 | [11 empty] | U S Bureau of Reclamation | 100 | U S Bureau of Reclamation | 100
ONeill | 446_G_1 | 446 | G | 1 |  | Pumped Storage |  | WEC_CALN | California | 6 | Merced | 47 | 06047 | 2.4 | 0 | 1968 | 9999 |  |  | N | Pumped Storage | [13 empty] | 0 | 0 | 0 | 0 | [11 empty] | U S Bureau of Reclamation | 100 | U S Bureau of Reclamation | 100
ONeill | 446_G_2 | 446 | G | 2 |  | Pumped Storage |  | WEC_CALN | California | 6 | Merced | 47 | 06047 | 2.4 | 0 | 1968 | 9999 |  |  | N | Pumped Storage | [13 empty] | 0 | 0 | 0 | 0 | [11 empty] | U S Bureau of Reclamation | 100 | U S Bureau of Reclamation | 100
ONeill | 446_G_3 | 446 | G | 3 |  | Pumped Storage |  | WEC_CALN | California | 6 | Merced | 47 | 06047 | 2.4 | 0 | 1967 | 9999 |  |  | N | Pumped Storage | [13 empty] | 0 | 0 | 0 | 0 | [11 empty] | U S Bureau of Reclamation | 100 | U S Bureau of Reclamation | 100
ONeill | 446_G_4 | 446 | G | 4 |  | Pumped Storage |  | WEC_CALN | California | 6 | Merced | 47 | 06047 | 2.4 | 0 | 1967 | 9999 |  |  | N | Pumped Storage | [13 empty] | 0 | 0 | 0 | 0 | [11 empty] | U S Bureau of Reclamation | 100 | U S Bureau of Reclamation | 100
ONeill | 446_G_5 | 446 | G | 5 |  | Pumped Storage |  | WEC_CALN | California | 6 | Merced | 47 | 06047 | 2.4 | 0 | 1968 | 9999 |  |  | N | Pumped Storage | [13 empty] | 0 | 0 | 0 | 0 | [11 empty] | U S Bureau of Reclamation | 100 | U S Bureau of Reclamation | 100
ONeill | 446_G_6 | 446 | G | 6 |  | Pumped Storage |  | WEC_CALN | California | 6 | Merced | 47 | 06047 | 2.4 | 0 | 1967 | 9999 |  |  | N | Pumped Storage | [13 empty] | 0 | 0 | 0 | 0 | [11 empty] | U S Bureau of Reclamation | 100 | U S Bureau of Reclamation | 100
Parker Dam | 447_G_1 | 447 | G | 1 |  | Hydro |  | WECC_AZ | California | 6 | San Bernardino | 71 | 06071 | 30 | 0 | 1942 | 9999 |  |  | N | Hydro | [13 empty] | 0 | 0 | 0 | 0 | [11 empty] | U S Bureau of Reclamation | 100 | U S Bureau of Reclamation | 100
Parker Dam | 447_G_2 | 447 | G | 2 |  | Hydro |  | WECC_AZ | California | 6 | San Bernardino | 71 | 06071 | 30 | 0 | 1943 | 9999 |  |  | N | Hydro | [13 empty] | 0 | 0 | 0 | 0 | [11 empty] | U S Bureau of Reclamation | 100 | U S Bureau of Reclamation | 100
Parker Dam | 447_G_3 | 447 | G | 3 |  | Hydro |  | WECC_AZ | California | 6 | San Bernardino | 71 | 06071 | 30 | 0 | 1942 | 9999 |  |  | N | Hydro | [13 empty] | 0 | 0 | 0 | 0 | [11 empty] | U S Bureau of Reclamation | 100 | U S Bureau of Reclamation | 100
Parker Dam | 447_G_4 | 447 | G | 4 |  | Hydro |  | WECC_AZ | California | 6 | San Bernardino | 71 | 06071 | 30 | 0 | 1943 | 9999 |  |  | N | Hydro | [13 empty] | 0 | 0 | 0 | 0 | [11 empty] | U S Bureau of Reclamation | 100 | U S Bureau of Reclamation | 100
W R Gianelli | 448_G_1 | 448 | G | 1 |  | Pumped Storage |  | WEC_CALN | California | 6 | Merced | 47 | 06047 | 51 | 0 | 1968 | 9999 |  |  | N | Pumped Storage | [13 empty] | 0 | 0 | 0 | 0 | [11 empty] | California Dept Water Resources | 55 | California Dept Water Resources | 55
W R Gianelli | 448_G_2 | 448 | G | 2 |  | Pumped Storage |  | WEC_CALN | California | 6 | Merced | 47 | 06047 | 50 | 0 | 1968 | 9999 |  |  | N | Pumped Storage | [13 empty] | 0 | 0 | 0 | 0 | [11 empty] | California Dept Water Resources | 55 | California Dept Water Resources | 55
W R Gianelli | 448_G_3 | 448 | G | 3 |  | Pumped Storage |  | WEC_CALN | California | 6 | Merced | 47 | 06047 | 50 | 0 | 1967 | 9999 |  |  | N | Pumped Storage | [13 empty] | 0 | 0 | 0 | 0 | [11 empty] | California Dept Water Resources | 55 | California Dept Water Resources | 55
W R Gianelli | 448_G_4 | 448 | G | 4 |  | Pumped Storage |  | WEC_CALN | California | 6 | Merced | 47 | 06047 | 50 | 0 | 1967 | 9999 |  |  | N | Pumped Storage | [13 empty] | 0 | 0 | 0 | 0 | [11 empty] | California Dept Water Resources | 55 | California Dept Water Resources | 55
W R Gianelli | 448_G_5 | 448 | G | 5 |  | Pumped Storage |  | WEC_CALN | California | 6 | Merced | 47 | 06047 | 50 | 0 | 1967 | 9999 |  |  | N | Pumped Storage | [13 empty] | 0 | 0 | 0 | 0 | [11 empty] | California Dept Water Resources | 55 | California Dept Water Resources | 55
W R Gianelli | 448_G_6 | 448 | G | 6 |  | Pumped Storage |  | WEC_CALN | California | 6 | Merced | 47 | 06047 | 50 | 0 | 1967 | 9999 |  |  | N | Pumped Storage | [13 empty] | 0 | 0 | 0 | 0 | [11 empty] | California Dept Water Resources | 55 | California Dept Water Resources | 55
W R Gianelli | 448_G_7 | 448 | G | 7 |  | Pumped Storage |  | WEC_CALN | California | 6 | Merced | 47 | 06047 | 50 | 0 | 1967 | 9999 |  |  | N | Pumped Storage | [13 empty] | 0 | 0 | 0 | 0 | [11 empty] | California Dept Water Resources | 55 | California Dept Water Resources | 55
W R Gianelli | 448_G_8 | 448 | G | 8 |  | Pumped Storage |  | WEC_CALN | California | 6 | Merced | 47 | 06047 | 50 | 0 | 1967 | 9999 |  |  | N | Pumped Storage | [13 empty] | 0 | 0 | 0 | 0 | [11 empty] | California Dept Water Resources | 55 | California Dept Water Resources | 55
Spring Creek | 450_G_1 | 450 | G | 1 |  | Hydro |  | WEC_CALN | California | 6 | Shasta | 89 | 06089 | 90 | 0 | 1964 | 9999 |  |  | N | Hydro | [13 empty] | 0 | 0 | 0 | 0 | [11 empty] | U S Bureau of Reclamation | 100 | U S Bureau of Reclamation | 100
Spring Creek | 450_G_2 | 450 | G | 2 |  | Hydro |  | WEC_CALN | California | 6 | Shasta | 89 | 06089 | 90 | 0 | 1964 | 9999 |  |  | N | Hydro | [13 empty] | 0 | 0 | 0 | 0 | [11 empty] | U S Bureau of Reclamation | 100 | U S Bureau of Reclamation | 100
Trinity | 451_G_1 | 451 | G | 1 |  | Hydro |  | WEC_CALN | California | 6 | Trinity | 105 | 06105 | 70 | 0 | 1964 | 9999 |  |  | N | Hydro | [13 empty] | 0 | 0 | 0 | 0 | [11 empty] | U S Bureau of Reclamation | 100 | U S Bureau of Reclamation | 100
Trinity | 451_G_2 | 451 | G | 2 |  | Hydro |  | WEC_CALN | California | 6 | Trinity | 105 | 06105 | 70 | 0 | 1964 | 9999 |  |  | N | Hydro | [13 empty] | 0 | 0 | 0 | 0 | [11 empty] | U S Bureau of Reclamation | 100 | U S Bureau of Reclamation | 100
Colgate | 454_G_1 | 454 | G | 1 |  | Hydro |  | WEC_CALN | California | 6 | Yuba | 115 | 06115 | 157.5 | 0 | 1969 | 9999 |  |  | N | Hydro | [13 empty] | 0 | 0 | 0 | 0 | [11 empty] | Yuba County Water Agency | 100 | Yuba County Water Agency | 100
Colgate | 454_G_2 | 454 | G | 2 |  | Hydro |  | WEC_CALN | California | 6 | Yuba | 115 | 06115 | 157.5 | 0 | 1969 | 9999 |  |  | N | Hydro | [13 empty] | 0 | 0 | 0 | 0 | [11 empty] | Yuba County Water Agency | 100 | Yuba County Water Agency | 100
Narrows 2 | 455_G_1 | 455 | G | 1 |  | Hydro |  | WEC_CALN | California | 6 | Yuba | 115 | 06115 | 46.7 | 0 | 1969 | 9999 |  |  | N | Hydro | [13 empty] | 0 | 0 | 0 | 0 | [11 empty] | Yuba County Water Agency | 100 | Yuba County Water Agency | 100
Bear Valley | 457_G_HC1 | 457 | G | HC1 |  | Hydro |  | WEC_SDGE | California | 6 | San Diego | 73 | 06073 | 0.7 | 0 | 1986 | 9999 |  |  | N | Hydro | [13 empty] | 0 | 0 | 0 | 0 | [11 empty] | Escondido CA (City of) | 100 | Escondido CA (City of) | 100
Bear Valley | 457_G_HC2 | 457 | G | HC2 |  | Hydro |  | WEC_SDGE | California | 6 | San Diego | 73 | 06073 | 0.7 | 0 | 1986 | 9999 |  |  | N | Hydro | [13 empty] | 0 | 0 | 0 | 0 | [11 empty] | Escondido CA (City of) | 100 | Escondido CA (City of) | 100
Browns Ferry | 46_G_1 | 46 | G | 1 |  | Nuclear |  | S_C_TVA | Alabama | 1 | Limestone | 83 | 01083 | 1255.8 | 10456 | 1974 | 9999 |  |  | N | Nuclear Fuel | [13 empty] | 0 | 0 | 0 | 0 | [11 empty] | Tennessee Valley Authority | 100 | Tennessee Valley Authority | 100
Browns Ferry | 46_G_2 | 46 | G | 2 |  | Nuclear |  | S_C_TVA | Alabama | 1 | Limestone | 83 | 01083 | 1258.7 | 10456 | 1975 | 9999 |  |  | N | Nuclear Fuel | [13 empty] | 0 | 0 | 0 | 0 | [11 empty] | Tennessee Valley Authority | 100 | Tennessee Valley Authority | 100
Browns Ferry | 46_G_3 | 46 | G | 3 |  | Nuclear |  | S_C_TVA | Alabama | 1 | Limestone | 83 | 01083 | 1259.9 | 10456 | 1977 | 9999 |  |  | N | Nuclear Fuel | [13 empty] | 0 | 0 | 0 | 0 | [11 empty] | Tennessee Valley Authority | 100 | Tennessee Valley Authority | 100
Pueblo | 460_G_IC1 | 460 | G | IC1 |  | Combustion Turbine | IC Engine | WECC_CO | Colorado | 8 | Pueblo | 101 | 08101 | 2 | 12283 | 1964 | 9999 |  |  | N | Distillate Fuel Oil | [12 empty] | 1.2 | 1.6498 | 1.6498 | 1.6498 | 1.6498 | [11 empty] | Black Hills Colorado Electric LLC | 100 | Black Hills Corp | 100
Pueblo | 460_G_IC3 | 460 | G | IC3 |  | Combustion Turbine | IC Engine | WECC_CO | Colorado | 8 | Pueblo | 101 | 08101 | 2 | 12283 | 1964 | 9999 |  |  | N | Distillate Fuel Oil | [12 empty] | 1.2 | 1.6498 | 1.6498 | 1.6498 | 1.6498 | [11 empty] | Black Hills Colorado Electric LLC | 100 | Black Hills Corp | 100
Pueblo | 460_G_IC4 | 460 | G | IC4 |  | Combustion Turbine | IC Engine | WECC_CO | Colorado | 8 | Pueblo | 101 | 08101 | 2 | 12283 | 1964 | 9999 |  |  | N | Distillate Fuel Oil | [12 empty] | 1.2 | 1.6498 | 1.6498 | 1.6498 | 1.6498 | [11 empty] | Black Hills Colorado Electric LLC | 100 | Black Hills Corp | 100
Pueblo | 460_G_IC5 | 460 | G | IC5 |  | Combustion Turbine | IC Engine | WECC_CO | Colorado | 8 | Pueblo | 101 | 08101 | 2 | 12283 | 1964 | 9999 |  |  | N | Distillate Fuel Oil | [12 empty] | 1.2 | 1.6498 | 1.6498 | 1.6498 | 1.6498 | [11 empty] | Black Hills Colorado Electric LLC | 100 | Black Hills Corp | 100
Boulder Canyon Hydro | 466_G_1A | 466 | G | 1A |  | Hydro |  | WECC_CO | Colorado | 8 | Boulder | 13 | 08013 | 5 | 0 | 2013 | 9999 |  |  | N | Hydro | [13 empty] | 0 | 0 | 0 | 0 | [11 empty] | Boulder CO (City of) | 100 | Boulder CO (City of) | 100
Cabin Creek | 467_G_A | 467 | G | A |  | Pumped Storage |  | WECC_CO | Colorado | 8 | Clear Creek | 19 | 08019 | 180.3 | 0 | 1967 | 9999 |  |  | N | Pumped Storage | [13 empty] | 0 | 0 | 0 | 0 | [11 empty] | Public Service Co of Colorado | 100 | Xcel Energy Inc | 100
Cabin Creek | 467_G_B | 467 | G | B |  | Pumped Storage |  | WECC_CO | Colorado | 8 | Clear Creek | 19 | 08019 | 180.3 | 0 | 1967 | 9999 |  |  | N | Pumped Storage | [13 empty] | 0 | 0 | 0 | 0 | [11 empty] | Public Service Co of Colorado | 100 | Xcel Energy Inc | 100
Cherokee | 469_G_5 | 469 | G | 5 | 90850 | Combined Cycle |  | WECC_CO | Colorado | 8 | Adams | 1 | 08001 | 168 | 7181 | 2015 | 9999 |  |  | N | Natural Gas |  |  |  |  | SCR | [8 empty] | 0.01176 | 0.01176 | 0.01176 | 0.01176 | [11 empty] | Public Service Co of Colorado | 100 | Xcel Energy Inc | 100
Cherokee | 469_G_6 | 469 | G | 6 | 90851 | Combined Cycle |  | WECC_CO | Colorado | 8 | Adams | 1 | 08001 | 168 | 7181 | 2015 | 9999 |  |  | N | Natural Gas |  |  |  |  | SCR | [8 empty] | 0.01176 | 0.01176 | 0.01176 | 0.01176 | [11 empty] | Public Service Co of Colorado | 100 | Xcel Energy Inc | 100
Cherokee | 469_G_7 | 469 | G | 7 | 90850 | Combined Cycle |  | WECC_CO | Colorado | 8 | Adams | 1 | 08001 | 240 | 7181 | 2015 | 9999 |  |  | N | Natural Gas |  |  |  |  | SCR | [8 empty] | 0.01176 | 0.01176 | 0.01176 | 0.01176 | [11 empty] | Public Service Co of Colorado | 100 | Xcel Energy Inc | 100
Colbert | 47_G_GT1 | 47 | G | GT1 | 88150 | Combustion Turbine |  | S_C_TVA | Alabama | 1 | Colbert | 33 | 01033 | 45.4 | 14637 | 1972 | 9999 |  |  | N | Natural Gas, Distillate Fuel Oil | [12 empty] | 4 | 0.46686 | 0.46686 | 0.46686 | 0.46686 | [11 empty] | Tennessee Valley Authority | 100 | Tennessee Valley Authority | 100
Colbert | 47_G_GT2 | 47 | G | GT2 | 88151 | Combustion Turbine |  | S_C_TVA | Alabama | 1 | Colbert | 33 | 01033 | 45.4 | 14638 | 1972 | 9999 |  |  | N | Natural Gas, Distillate Fuel Oil | [12 empty] | 4 | 0.46179 | 0.46179 | 0.46179 | 0.46179 | [11 empty] | Tennessee Valley Authority | 100 | Tennessee Valley Authority | 100
Colbert | 47_G_GT3 | 47 | G | GT3 | 88152 | Combustion Turbine |  | S_C_TVA | Alabama | 1 | Colbert | 33 | 01033 | 45.4 | 14638 | 1972 | 9999 |  |  | N | Natural Gas, Distillate Fuel Oil | [12 empty] | 4 | 0.70011 | 0.70011 | 0.70011 | 0.70011 | [11 empty] | Tennessee Valley Authority | 100 | Tennessee Valley Authority | 100
Colbert | 47_G_GT4 | 47 | G | GT4 | 88153 | Combustion Turbine |  | S_C_TVA | Alabama | 1 | Colbert | 33 | 01033 | 45.4 | 14638 | 1972 | 9999 |  |  | N | Natural Gas, Distillate Fuel Oil | [12 empty] | 4 | 0.48169 | 0.48169 | 0.48169 | 0.48169 | [11 empty] | Tennessee Valley Authority | 100 | Tennessee Valley Authority | 100
Colbert | 47_G_GT5 | 47 | G | GT5 | 88154 | Combustion Turbine |  | S_C_TVA | Alabama | 1 | Colbert | 33 | 01033 | 45.4 | 14638 | 1972 | 9999 |  |  | N | Natural Gas, Distillate Fuel Oil | [12 empty] | 4 | 0.45544 | 0.45544 | 0.45544 | 0.45544 | [11 empty] | Tennessee Valley Authority | 100 | Tennessee Valley Authority | 100
Colbert | 47_G_GT6 | 47 | G | GT6 | 88155 | Combustion Turbine |  | S_C_TVA | Alabama | 1 | Colbert | 33 | 01033 | 45.4 | 14638 | 1972 | 9999 |  |  | N | Natural Gas, Distillate Fuel Oil | [12 empty] | 4 | 0.46212 | 0.46212 | 0.46212 | 0.46212 | [11 empty] | Tennessee Valley Authority | 100 | Tennessee Valley Authority | 100
Colbert | 47_G_GT7 | 47 | G | GT7 | 88156 | Combustion Turbine |  | S_C_TVA | Alabama | 1 | Colbert | 33 | 01033 | 45.4 | 14638 | 1972 | 9999 |  |  | N | Natural Gas, Distillate Fuel Oil | [12 empty] | 4 | 0.70114 | 0.70114 | 0.70114 | 0.70114 | [11 empty] | Tennessee Valley Authority | 100 | Tennessee Valley Authority | 100
Colbert | 47_G_GT8 | 47 | G | GT8 | 88157 | Combustion Turbine |  | S_C_TVA | Alabama | 1 | Colbert | 33 | 01033 | 45.4 | 14638 | 1972 | 9999 |  |  | N | Natural Gas, Distillate Fuel Oil | [12 empty] | 4 | 0.70033 | 0.70033 | 0.70033 | 0.70033 | [11 empty] | Tennessee Valley Authority | 100 | Tennessee Valley Authority | 100
Georgetown Hydro | 472_G_1 | 472 | G | 1 |  | Hydro |  | WECC_CO | Colorado | 8 | Clear Creek | 19 | 08019 | 0.8 | 0 | 1906 | 9999 |  |  | N | Hydro | [13 empty] | 0 | 0 | 0 | 0 | [11 empty] | Public Service Co of Colorado | 100 | Xcel Energy Inc | 100
Georgetown Hydro | 472_G_2 | 472 | G | 2 |  | Hydro |  | WECC_CO | Colorado | 8 | Clear Creek | 19 | 08019 | 0.8 | 0 | 1908 | 9999 |  |  | N | Hydro | [13 empty] | 0 | 0 | 0 | 0 | [11 empty] | Public Service Co of Colorado | 100 | Xcel Energy Inc | 100
Shoshone (CO) | 476_G_A | 476 | G | A |  | Hydro |  | WECC_CO | Colorado | 8 | Garfield | 45 | 08045 | 7.5 | 0 | 1909 | 9999 |  |  | N | Hydro | [13 empty] | 0 | 0 | 0 | 0 | [11 empty] | Public Service Co of Colorado | 100 | Xcel Energy Inc | 100
Shoshone (CO) | 476_G_B | 476 | G | B |  | Hydro |  | WECC_CO | Colorado | 8 | Garfield | 45 | 08045 | 7.5 | 0 | 1909 | 9999 |  |  | N | Hydro | [13 empty] | 0 | 0 | 0 | 0 | [11 empty] | Public Service Co of Colorado | 100 | Xcel Energy Inc | 100
Temescal | 479_G_1 | 479 | G | 1 |  | Hydro |  | WECC_SCE | California | 6 | Riverside | 65 | 06065 | 2.8 | 0 | 1983 | 9999 |  |  | N | Hydro | [13 empty] | 0 | 0 | 0 | 0 | [11 empty] | Metropolitan Water District | 100 | Metropolitan Water District | 100
Guntersville | 48_G_1 | 48 | G | 1 |  | Hydro |  | S_C_TVA | Alabama | 1 | Marshall | 95 | 01095 | 31 | 0 | 1939 | 9999 |  |  | N | Hydro | [13 empty] | 0 | 0 | 0 | 0 | [11 empty] | Tennessee Valley Authority | 100 | Tennessee Valley Authority | 100
Guntersville | 48_G_2 | 48 | G | 2 |  | Hydro |  | S_C_TVA | Alabama | 1 | Marshall | 95 | 01095 | 30.6 | 0 | 1939 | 9999 |  |  | N | Hydro | [13 empty] | 0 | 0 | 0 | 0 | [11 empty] | Tennessee Valley Authority | 100 | Tennessee Valley Authority | 100
Guntersville | 48_G_3 | 48 | G | 3 |  | Hydro |  | S_C_TVA | Alabama | 1 | Marshall | 95 | 01095 | 29.8 | 0 | 1939 | 9999 |  |  | N | Hydro | [13 empty] | 0 | 0 | 0 | 0 | [11 empty] | Tennessee Valley Authority | 100 | Tennessee Valley Authority | 100
Guntersville | 48_G_4 | 48 | G | 4 |  | Hydro |  | S_C_TVA | Alabama | 1 | Marshall | 95 | 01095 | 31.3 | 0 | 1952 | 9999 |  |  | N | Hydro | [13 empty] | 0 | 0 | 0 | 0 | [11 empty] | Tennessee Valley Authority | 100 | Tennessee Valley Authority | 100
Corona | 480_G_1 | 480 | G | 1 |  | Hydro |  | WECC_SCE | California | 6 | Riverside | 65 | 06065 | 2.8 | 0 | 1983 | 9999 |  |  | N | Hydro | [13 empty] | 0 | 0 | 0 | 0 | [11 empty] | Metropolitan Water District | 100 | Metropolitan Water District | 100
Perris | 481_G_1 | 481 | G | 1 |  | Hydro |  | WECC_SCE | California | 6 | Riverside | 65 | 06065 | 7.9 | 0 | 1983 | 9999 |  |  | N | Hydro | [13 empty] | 0 | 0 | 0 | 0 | [11 empty] | Metropolitan Water District | 100 | Metropolitan Water District | 100
Rio Hondo | 482_G_1 | 482 | G | 1 |  | Hydro |  | WECC_SCE | California | 6 | Los Angeles | 37 | 06037 | 1.9 | 0 | 1984 | 9999 |  |  | N | Hydro | [13 empty] | 0 | 0 | 0 | 0 | [11 empty] | Metropolitan Water District | 100 | Metropolitan Water District | 100
Coyote Creek | 483_G_1 | 483 | G | 1 |  | Hydro |  | WECC_SCE | California | 6 | Orange | 59 | 06059 | 3.1 | 0 | 1984 | 9999 |  |  | N | Hydro | [13 empty] | 0 | 0 | 0 | 0 | [11 empty] | Metropolitan Water District | 100 | Metropolitan Water District | 100
Red Mountain | 484_G_1 | 484 | G | 1 |  | Hydro |  | WEC_SDGE | California | 6 | San Diego | 73 | 06073 | 5.9 | 0 | 1985 | 9999 |  |  | N | Hydro | [13 empty] | 0 | 0 | 0 | 0 | [11 empty] | Metropolitan Water District | 100 | Metropolitan Water District | 100
Valley View | 487_G_1 | 487 | G | 1 |  | Hydro |  | WECC_SCE | California | 6 | Orange | 59 | 06059 | 4.1 | 0 | 1985 | 9999 |  |  | N | Hydro | [13 empty] | 0 | 0 | 0 | 0 | [11 empty] | Metropolitan Water District | 100 | Metropolitan Water District | 100
Upper Dawson | 489_G_1 | 489 | G | 1 |  | Hydro |  | WEC_CALN | California | 6 | Tuolumne | 109 | 06109 | 5.5 | 0 | 1983 | 9999 |  |  | N | Hydro | [13 empty] | 0 | 0 | 0 | 0 | [11 empty] | Turlock Irrigation District | 100 | Turlock Irrigation District | 100
Wheeler Dam | 49_G_1 | 49 | G | 1 |  | Hydro |  | S_C_TVA | Alabama | 1 | Lawrence | 79 | 01079 | 34.1 | 0 | 1936 | 9999 |  |  | N | Hydro | [13 empty] | 0 | 0 | 0 | 0 | [11 empty] | Tennessee Valley Authority | 100 | Tennessee Valley Authority | 100
Wheeler Dam | 49_G_10 | 49 | G | 10 |  | Hydro |  | S_C_TVA | Alabama | 1 | Lawrence | 79 | 01079 | 41.9 | 0 | 1963 | 9999 |  |  | N | Hydro | [13 empty] | 0 | 0 | 0 | 0 | [11 empty] | Tennessee Valley Authority | 100 | Tennessee Valley Authority | 100
Wheeler Dam | 49_G_11 | 49 | G | 11 |  | Hydro |  | S_C_TVA | Alabama | 1 | Lawrence | 79 | 01079 | 41.9 | 0 | 1963 | 9999 |  |  | N | Hydro | [13 empty] | 0 | 0 | 0 | 0 | [11 empty] | Tennessee Valley Authority | 100 | Tennessee Valley Authority | 100
Wheeler Dam | 49_G_2 | 49 | G | 2 |  | Hydro |  | S_C_TVA | Alabama | 1 | Lawrence | 79 | 01079 | 33.2 | 0 | 1937 | 9999 |  |  | N | Hydro | [13 empty] | 0 | 0 | 0 | 0 | [11 empty] | Tennessee Valley Authority | 100 | Tennessee Valley Authority | 100
Wheeler Dam | 49_G_3 | 49 | G | 3 |  | Hydro |  | S_C_TVA | Alabama | 1 | Lawrence | 79 | 01079 | 33.6 | 0 | 1941 | 9999 |  |  | N | Hydro | [13 empty] | 0 | 0 | 0 | 0 | [11 empty] | Tennessee Valley Authority | 100 | Tennessee Valley Authority | 100
Wheeler Dam | 49_G_4 | 49 | G | 4 |  | Hydro |  | S_C_TVA | Alabama | 1 | Lawrence | 79 | 01079 | 33.4 | 0 | 1941 | 9999 |  |  | N | Hydro | [13 empty] | 0 | 0 | 0 | 0 | [11 empty] | Tennessee Valley Authority | 100 | Tennessee Valley Authority | 100
Wheeler Dam | 49_G_5 | 49 | G | 5 |  | Hydro |  | S_C_TVA | Alabama | 1 | Lawrence | 79 | 01079 | 34.7 | 0 | 1948 | 9999 |  |  | N | Hydro | [13 empty] | 0 | 0 | 0 | 0 | [11 empty] | Tennessee Valley Authority | 100 | Tennessee Valley Authority | 100
Wheeler Dam | 49_G_6 | 49 | G | 6 |  | Hydro |  | S_C_TVA | Alabama | 1 | Lawrence | 79 | 01079 | 34.6 | 0 | 1949 | 9999 |  |  | N | Hydro | [13 empty] | 0 | 0 | 0 | 0 | [11 empty] | Tennessee Valley Authority | 100 | Tennessee Valley Authority | 100
Wheeler Dam | 49_G_7 | 49 | G | 7 |  | Hydro |  | S_C_TVA | Alabama | 1 | Lawrence | 79 | 01079 | 34.4 | 0 | 1949 | 9999 |  |  | N | Hydro | [13 empty] | 0 | 0 | 0 | 0 | [11 empty] | Tennessee Valley Authority | 100 | Tennessee Valley Authority | 100
Wheeler Dam | 49_G_8 | 49 | G | 8 |  | Hydro |  | S_C_TVA | Alabama | 1 | Lawrence | 79 | 01079 | 34.5 | 0 | 1950 | 9999 |  |  | N | Hydro | [13 empty] | 0 | 0 | 0 | 0 | [11 empty] | Tennessee Valley Authority | 100 | Tennessee Valley Authority | 100
Wheeler Dam | 49_G_9 | 49 | G | 9 |  | Hydro |  | S_C_TVA | Alabama | 1 | Lawrence | 79 | 01079 | 41.9 | 0 | 1962 | 9999 |  |  | N | Hydro | [13 empty] | 0 | 0 | 0 | 0 | [11 empty] | Tennessee Valley Authority | 100 | Tennessee Valley Authority | 100
Thomas C Ferguson | 4937_G_CT-1 | 4937 | G | CT-1 | 90812 | Combined Cycle |  | ERC_REST | Texas | 48 | Llano | 299 | 48299 | 168 | 7050 | 2014 | 9999 |  |  | N | Natural Gas |  |  |  | DLNB + NH3 | SCR | [8 empty] | 0.0061904 | 0.0061904 | 0.0061904 | 0.0061904 | [11 empty] | Lower Colorado River Authority | 96.48 | Lower Colorado River Authority | 96.48
Thomas C Ferguson | 4937_G_CT-2 | 4937 | G | CT-2 | 90813 | Combined Cycle |  | ERC_REST | Texas | 48 | Llano | 299 | 48299 | 168 | 7050 | 2014 | 9999 |  |  | N | Natural Gas |  |  |  | DLNB + NH3 | SCR | [8 empty] | 0.0061904 | 0.0061904 | 0.0061904 | 0.0061904 | [11 empty] | Lower Colorado River Authority | 96.48 | Lower Colorado River Authority | 96.48
Thomas C Ferguson | 4937_G_STG | 4937 | G | STG | 90812 | Combined Cycle |  | ERC_REST | Texas | 48 | Llano | 299 | 48299 | 180 | 7050 | 2014 | 9999 | other |  | N | Natural Gas |  |  |  | NH3 | SCR | [8 empty] | 0.0061904 | 0.0061904 | 0.0061904 | 0.0061904 | [11 empty] | Lower Colorado River Authority | 96.48 | Lower Colorado River Authority | 96.48
Barney M Davis | 4939_G_2 | 4939 | G | 2 | 90244 | Combined Cycle |  | ERC_REST | Texas | 48 | Nueces | 355 | 48355 | 319 | 7722 | 1976 | 9999 | tangential |  | N | Natural Gas |  |  |  |  | SCR | [8 empty] | 0.016704 | 0.016704 | 0.016704 | 0.016704 | [11 empty] | Topaz Power Group LLC | 100 | Carlyle Group (The) | 100
Barney M Davis | 4939_G_3 | 4939 | G | 3 | 90244 | Combined Cycle |  | ERC_REST | Texas | 48 | Nueces | 355 | 48355 | 157 | 7722 | 2010 | 9999 |  |  | N | Natural Gas |  |  |  | NH3 | SCR | [7 empty] | 0.06 | 0.016704 | 0.016704 | 0.016704 | 0.016704 | [11 empty] | Topaz Power Group LLC | 100 | Carlyle Group (The) | 100
Barney M Davis | 4939_G_4 | 4939 | G | 4 | 90245 | Combined Cycle |  | ERC_REST | Texas | 48 | Nueces | 355 | 48355 | 157 | 7722 | 2010 | 9999 |  |  | N | Natural Gas |  |  |  | NH3 | SCR | [7 empty] | 0.06 | 0.016704 | 0.016704 | 0.016704 | 0.016704 | [11 empty] | Topaz Power Group LLC | 100 | Carlyle Group (The) | 100
Manitou Springs | 494_G_1 | 494 | G | 1 |  | Hydro |  | WECC_CO | Colorado | 8 | El Paso | 41 | 08041 | 2.5 | 0 | 1939 | 9999 |  |  | N | Hydro | [13 empty] | 0 | 0 | 0 | 0 | [11 empty] | Colorado Springs Utilities | 100 | Colorado Springs Utilities | 100
Manitou Springs | 494_G_2 | 494 | G | 2 |  | Hydro |  | WECC_CO | Colorado | 8 | El Paso | 41 | 08041 | 2.6 | 0 | 1927 | 9999 |  |  | N | Hydro | [13 empty] | 0 | 0 | 0 | 0 | [11 empty] | Colorado Springs Utilities | 100 | Colorado Springs Utilities | 100
Manitou Springs | 494_G_3 | 494 | G | 3 |  | Hydro |  | WECC_CO | Colorado | 8 | El Paso | 41 | 08041 | 0.5 | 0 | 2006 | 9999 |  |  | N | Hydro | [13 empty] | 0 | 0 | 0 | 0 | [11 empty] | Colorado Springs Utilities | 100 | Colorado Springs Utilities | 100
Riverside (OK) | 4940_G_3 | 4940 | G | 3 | 91251 | Combustion Turbine |  | SPP_WEST | Oklahoma | 40 | Tulsa | 143 | 40143 | 79 | 12093 | 2008 | 9999 |  |  | N | Natural Gas |  |  |  | CM | [9 empty] | 0.12796 | 0.12796 | 0.12796 | 0.12796 | [11 empty] | Public Service Co of Oklahoma | 100 | American Electric Power Co Inc | 100
Riverside (OK) | 4940_G_4 | 4940 | G | 4 | 91252 | Combustion Turbine |  | SPP_WEST | Oklahoma | 40 | Tulsa | 143 | 40143 | 79 | 12094 | 2008 | 9999 |  |  | N | Natural Gas |  |  |  | CM | [9 empty] | 0.10776 | 0.10776 | 0.10776 | 0.10776 | [11 empty] | Public Service Co of Oklahoma | 100 | American Electric Power Co Inc | 100
Riverside (OK) | 4940_G_IC1 | 4940 | G | IC1 |  | Combustion Turbine | IC Engine | SPP_WEST | Oklahoma | 40 | Tulsa | 143 | 40143 | 2.8 | 12283 | 1976 | 9999 |  |  | N | Distillate Fuel Oil | [12 empty] | 0.8 | 1.6498 | 1.6498 | 1.6498 | 1.6498 | [11 empty] | Public Service Co of Oklahoma | 100 | American Electric Power Co Inc | 100
Ruxton Park | 495_G_1 | 495 | G | 1 |  | Hydro |  | WECC_CO | Colorado | 8 | El Paso | 41 | 08041 | 1 | 0 | 1925 | 9999 |  |  | N | Hydro | [13 empty] | 0 | 0 | 0 | 0 | [11 empty] | Colorado Springs Utilities | 100 | Colorado Springs Utilities | 100
Pittsfield Generating LP | 50002_G_GEN1 | 50002 | G | GEN1 | 3627 | Combined Cycle |  | NENGREST | Massachusetts | 25 | Berkshire | 3 | 25003 | 35.2 | 9037 | 1990 | 9999 |  |  | Y | Natural Gas, Distillate Fuel Oil |  |  |  | STM | SCR | [8 empty] | 0.020621 | 0.020621 | 0.020621 | 0.020621 | [11 empty] | Pittsfield Generating Co LP | 100 | Maxim Power Corp | 100
Pittsfield Generating LP | 50002_G_GEN2 | 50002 | G | GEN2 | 3628 | Combined Cycle |  | NENGREST | Massachusetts | 25 | Berkshire | 3 | 25003 | 35.2 | 9037 | 1990 | 9999 |  |  | Y | Natural Gas, Distillate Fuel Oil |  |  |  | STM | SCR | [8 empty] | 0.020621 | 0.020621 | 0.020621 | 0.020621 | [11 empty] | Pittsfield Generating Co LP | 100 | Maxim Power Corp | 100
Pittsfield Generating LP | 50002_G_GEN3 | 50002 | G | GEN3 | 3629 | Combined Cycle |  | NENGREST | Massachusetts | 25 | Berkshire | 3 | 25003 | 35.2 | 9037 | 1990 | 9999 |  |  | Y | Natural Gas, Distillate Fuel Oil |  |  |  | STM | SCR | [8 empty] | 0.020621 | 0.020621 | 0.020621 | 0.020621 | [11 empty] | Pittsfield Generating Co LP | 100 | Maxim Power Corp | 100
Pittsfield Generating LP | 50002_G_GEN4 | 50002 | G | GEN4 | 3627 | Combined Cycle |  | NENGREST | Massachusetts | 25 | Berkshire | 3 | 25003 | 45.8 | 9037 | 1990 | 9999 |  |  | Y | Natural Gas, Distillate Fuel Oil |  |  |  | STM | SCR | [8 empty] | 0.020621 | 0.020621 | 0.020621 | 0.020621 | [11 empty] | Pittsfield Generating Co LP | 100 | Maxim Power Corp | 100
Chalk Cliff Limited | 50003_G_GEN1 | 50003 | G | GEN1 |  | Combustion Turbine |  | WEC_CALN | California | 6 | Kern | 29 | 06029 | 46 | 8700 | 1990 | 9999 |  |  | Y | Natural Gas | [12 empty] | 0.74 | 0.02298 | 0.02298 | 0.02298 | 0.02298 | [11 empty] | Chalk Cliff Ltd | 100 | ContourGlobal PLC | 100
Linden Cogen Plant | 50006_G_GTG1 | 50006 | G | GTG1 | 3631 | Combined Cycle |  | NY_Z_J | New Jersey | 34 | Union | 39 | 34039 | 98.3 | 6069 | 1992 | 9999 |  |  | Y | Natural Gas |  |  |  | STM | SCR | [8 empty] | 0.024269 | 0.024269 | 0.024269 | 0.024269 | [11 empty] | Cogeneration Technologies Linden Venture LP | 100 | Chubu Electric Power Co | 100
Linden Cogen Plant | 50006_G_GTG2 | 50006 | G | GTG2 | 3632 | Combined Cycle |  | NY_Z_J | New Jersey | 34 | Union | 39 | 34039 | 98.3 | 6069 | 1992 | 9999 |  |  | Y | Natural Gas |  |  |  | STM | SCR | [8 empty] | 0.024269 | 0.024269 | 0.024269 | 0.024269 | [11 empty] | Cogeneration Technologies Linden Venture LP | 100 | Chubu Electric Power Co | 100
Linden Cogen Plant | 50006_G_GTG3 | 50006 | G | GTG3 | 3633 | Combined Cycle |  | NY_Z_J | New Jersey | 34 | Union | 39 | 34039 | 98.3 | 6069 | 1992 | 9999 |  |  | Y | Natural Gas |  |  |  | STM | SCR | [8 empty] | 0.023784 | 0.023784 | 0.023784 | 0.023784 | [11 empty] | Cogeneration Technologies Linden Venture LP | 100 | Chubu Electric Power Co | 100
Linden Cogen Plant | 50006_G_GTG4 | 50006 | G | GTG4 | 3634 | Combined Cycle |  | NY_Z_J | New Jersey | 34 | Union | 39 | 34039 | 98.3 | 6069 | 1992 | 9999 |  |  | Y | Natural Gas |  |  |  | STM | SCR | [8 empty] | 0.023784 | 0.023784 | 0.023784 | 0.023784 | [11 empty] | Cogeneration Technologies Linden Venture LP | 100 | Chubu Electric Power Co | 100
Linden Cogen Plant | 50006_G_GTG5 | 50006 | G | GTG5 | 3635 | Combined Cycle |  | NY_Z_J | New Jersey | 34 | Union | 39 | 34039 | 98.3 | 6069 | 1992 | 9999 |  |  | Y | Natural Gas, Distillate Fuel Oil |  |  |  | STM | SCR | [8 empty] | 0.012515 | 0.012515 | 0.012515 | 0.012515 | [11 empty] | Cogeneration Technologies Linden Venture LP | 100 | Chubu Electric Power Co | 100
Linden Cogen Plant | 50006_G_GTG6 | 50006 | G | GTG6 | 3630 | Combined Cycle |  | NY_Z_J | New Jersey | 34 | Union | 39 | 34039 | 165.8 | 6069 | 2002 | 9999 |  |  | Y | Natural Gas, Distillate Fuel Oil |  |  |  | DLNB + H2O | SCR | [8 empty] | 0.012515 | 0.012515 | 0.012515 | 0.012515 | [11 empty] | East Coast Power Linden Holding LLC | 100 | Chubu Electric Power Co | 100
Linden Cogen Plant | 50006_G_STG1 | 50006 | G | STG1 | 3631 | Combined Cycle |  | NY_Z_J | New Jersey | 34 | Union | 39 | 34039 | 98.3 | 6069 | 1992 | 9999 |  |  | Y | Natural Gas |  |  |  | STM | SCR | [8 empty] | 0.024269 | 0.024269 | 0.024269 | 0.024269 | [11 empty] | Cogeneration Technologies Linden Venture LP | 100 | Chubu Electric Power Co | 100
Linden Cogen Plant | 50006_G_STG2 | 50006 | G | STG2 | 3633 | Combined Cycle |  | NY_Z_J | New Jersey | 34 | Union | 39 | 34039 | 98.3 | 6069 | 1992 | 9999 |  |  | Y | Natural Gas |  |  |  | STM | SCR | [8 empty] | 0.023784 | 0.023784 | 0.023784 | 0.023784 | [11 empty] | Cogeneration Technologies Linden Venture LP | 100 | Chubu Electric Power Co | 100
Linden Cogen Plant | 50006_G_STG3 | 50006 | G | STG3 | 3630 | Combined Cycle |  | NY_Z_J | New Jersey | 34 | Union | 39 | 34039 | 98.4 | 6069 | 1992 | 9999 |  |  | Y | Natural Gas, Distillate Fuel Oil |  |  |  | DLNB + H2O | SCR | [8 empty] | 0.012515 | 0.012515 | 0.012515 | 0.012515 | [11 empty] | Cogeneration Technologies Linden Venture LP | 100 | Chubu Electric Power Co | 100
Glen Ferris Hydro | 50010_G_GEN1 | 50010 | G | GEN1 |  | Hydro |  | PJM_West | West Virginia | 54 | Fayette | 19 | 54019 | 0.4 | 0 | 1912 | 9999 |  |  | N | Hydro | [13 empty] | 0 | 0 | 0 | 0 | [11 empty] | Brookfield Renewable Energy Partners LP | 100 | Brookfield Asset Management Inc | 100
Glen Ferris Hydro | 50010_G_GEN2 | 50010 | G | GEN2 |  | Hydro |  | PJM_West | West Virginia | 54 | Fayette | 19 | 54019 | 0.4 | 0 | 1912 | 9999 |  |  | N | Hydro | [13 empty] | 0 | 0 | 0 | 0 | [11 empty] | Brookfield Renewable Energy Partners LP | 100 | Brookfield Asset Management Inc | 100
Glen Ferris Hydro | 50010_G_GEN3 | 50010 | G | GEN3 |  | Hydro |  | PJM_West | West Virginia | 54 | Fayette | 19 | 54019 | 0.4 | 0 | 1912 | 9999 |  |  | N | Hydro | [13 empty] | 0 | 0 | 0 | 0 | [11 empty] | Brookfield Renewable Energy Partners LP | 100 | Brookfield Asset Management Inc | 100
Glen Ferris Hydro | 50010_G_GEN4 | 50010 | G | GEN4 |  | Hydro |  | PJM_West | West Virginia | 54 | Fayette | 19 | 54019 | 0.4 | 0 | 1912 | 9999 |  |  | N | Hydro | [13 empty] | 0 | 0 | 0 | 0 | [11 empty] | Brookfield Renewable Energy Partners LP | 100 | Brookfield Asset Management Inc | 100
Glen Ferris Hydro | 50010_G_GEN5 | 50010 | G | GEN5 |  | Hydro |  | PJM_West | West Virginia | 54 | Fayette | 19 | 54019 | 0.4 | 0 | 1912 | 9999 |  |  | N | Hydro | [13 empty] | 0 | 0 | 0 | 0 | [11 empty] | Brookfield Renewable Energy Partners LP | 100 | Brookfield Asset Management Inc | 100
Glen Ferris Hydro | 50010_G_GEN6 | 50010 | G | GEN6 |  | Hydro |  | PJM_West | West Virginia | 54 | Fayette | 19 | 54019 | 0.4 | 0 | 1912 | 9999 |  |  | N | Hydro | [13 empty] | 0 | 0 | 0 | 0 | [11 empty] | Brookfield Renewable Energy Partners LP | 100 | Brookfield Asset Management Inc | 100
Glen Ferris Hydro | 50010_G_GEN7 | 50010 | G | GEN7 |  | Hydro |  | PJM_West | West Virginia | 54 | Fayette | 19 | 54019 | 1.9 | 0 | 1917 | 9999 |  |  | N | Hydro | [13 empty] | 0 | 0 | 0 | 0 | [11 empty] | Brookfield Renewable Energy Partners LP | 100 | Brookfield Asset Management Inc | 100
Glen Ferris Hydro | 50010_G_GEN8 | 50010 | G | GEN8 |  | Hydro |  | PJM_West | West Virginia | 54 | Fayette | 19 | 54019 | 1.9 | 0 | 1917 | 9999 |  |  | N | Hydro | [13 empty] | 0 | 0 | 0 | 0 | [11 empty] | Brookfield Renewable Energy Partners LP | 100 | Brookfield Asset Management Inc | 100
Hawks Nest Hydro | 50011_G_GEN1 | 50011 | G | GEN1 |  | Hydro |  | PJM_West | West Virginia | 54 | Fayette | 19 | 54019 | 24.2 | 0 | 1936 | 9999 |  |  | N | Hydro | [13 empty] | 0 | 0 | 0 | 0 | [11 empty] | Hawks Nest Hydro LLC | 100 | Brookfield Asset Management Inc | 100
Hawks Nest Hydro | 50011_G_GEN2 | 50011 | G | GEN2 |  | Hydro |  | PJM_West | West Virginia | 54 | Fayette | 19 | 54019 | 24.2 | 0 | 1936 | 9999 |  |  | N | Hydro | [13 empty] | 0 | 0 | 0 | 0 | [11 empty] | Hawks Nest Hydro LLC | 100 | Brookfield Asset Management Inc | 100
Hawks Nest Hydro | 50011_G_GEN3 | 50011 | G | GEN3 |  | Hydro |  | PJM_West | West Virginia | 54 | Fayette | 19 | 54019 | 24.2 | 0 | 1936 | 9999 |  |  | N | Hydro | [13 empty] | 0 | 0 | 0 | 0 | [11 empty] | Hawks Nest Hydro LLC | 100 | Brookfield Asset Management Inc | 100
Hawks Nest Hydro | 50011_G_GEN4 | 50011 | G | GEN4 |  | Hydro |  | PJM_West | West Virginia | 54 | Fayette | 19 | 54019 | 24.2 | 0 | 1936 | 9999 |  |  | N | Hydro | [13 empty] | 0 | 0 | 0 | 0 | [11 empty] | Hawks Nest Hydro LLC | 100 | Brookfield Asset Management Inc | 100
Plant 31 Paper Mill | 50028_G_GEN7 | 50028 | G | GEN7 |  | Combustion Turbine |  | MIS_LA | Louisiana | 22 | Ouachita | 73 | 22073 | 32 | 10183 | 2016 | 9999 |  |  | Y | Natural Gas |  |  |  |  | SCR | [8 empty] | 0.011 | 0.011 | 0.011 | 0.011 | [11 empty] | Riverwood International Corp | 100 | Graphic Packaging Corp | 100
Mt Ida Hydroelectric | 50031_G_3983 | 50031 | G | 3983 |  | Hydro |  | NY_Z_F | New York | 36 | Rensselaer | 83 | 36083 | 1.5 | 0 | 1992 | 9999 |  |  | N | Hydro | [13 empty] | 0 | 0 | 0 | 0 | [11 empty] | MT Ida Associates | 100 | MT Ida Associates | 100
Mt Ida Hydroelectric | 50031_G_3986 | 50031 | G | 3986 |  | Hydro |  | NY_Z_F | New York | 36 | Rensselaer | 83 | 36083 | 1.5 | 0 | 1992 | 9999 |  |  | N | Hydro | [13 empty] | 0 | 0 | 0 | 0 | [11 empty] | MT Ida Associates | 100 | MT Ida Associates | 100
Valley Falls Hydroelectric Facility | 50034_G_GEN1 | 50034 | G | GEN1 |  | Hydro |  | NY_Z_F | New York | 36 | Rensselaer | 83 | 36083 | 2.5 | 0 | 1985 | 9999 |  |  | N | Hydro | [13 empty] | 0 | 0 | 0 | 0 | [11 empty] | Valley Falls Associates | 100 | Valley Falls Associates | 100
MMWAC Resource Recovery Facility | 50035_G_ST1 | 50035 | G | ST1 |  | Municipal Solid Waste |  | NENG_ME | Maine | 23 | Androscoggin | 1 | 23001 | 2.7 | 19383 | 1992 | 9999 | FBC |  | N | MSW | Reagent Injection | 1992 | 0.75 | [9 empty] | 1.461 | 1.1503 | 1.1503 | 1.1503 | 1.1503 | 0.08 | 0.08 | 0.08 | [8 empty] | Mid Maine Waste Action Corp | 100 | Mid Maine Waste Action Corp | 100
New Martinsville Hannibal Hydro | 50036_G_UNT1 | 50036 | G | UNT1 |  | Hydro |  | PJM_AP | West Virginia | 54 | Wetzel | 103 | 54103 | 9.5 | 0 | 1988 | 9999 |  |  | N | Hydro | [13 empty] | 0 | 0 | 0 | 0 | [11 empty] | Covanta New Martinsville Hydro | 100 | Covanta Holding Corp | 100
New Martinsville Hannibal Hydro | 50036_G_UNT2 | 50036 | G | UNT2 |  | Hydro |  | PJM_AP | West Virginia | 54 | Wetzel | 103 | 54103 | 9.5 | 0 | 1988 | 9999 |  |  | N | Hydro | [13 empty] | 0 | 0 | 0 | 0 | [11 empty] | Covanta New Martinsville Hydro | 100 | Covanta Holding Corp | 100
Rio Bravo Hydro Project | 50037_G_UNT1 | 50037 | G | UNT1 |  | Hydro |  | WEC_CALN | California | 6 | Kern | 29 | 06029 | 6.7 | 0 | 1989 | 9999 |  |  | N | Hydro | [13 empty] | 0 | 0 | 0 | 0 | [11 empty] | Olcese Water District | 100 | Olcese Water District | 100
Rio Bravo Hydro Project | 50037_G_UNT2 | 50037 | G | UNT2 |  | Hydro |  | WEC_CALN | California | 6 | Kern | 29 | 06029 | 6.7 | 0 | 1989 | 9999 |  |  | N | Hydro | [13 empty] | 0 | 0 | 0 | 0 | [11 empty] | Olcese Water District | 100 | Olcese Water District | 100
Houston Chemical Complex Battleground | 50043_G_GT1 | 50043 | G | GT1 |  | Combined Cycle |  | ERC_REST | Texas | 48 | Harris | 201 | 48201 | 66 | 5669 | 1982 | 9999 |  |  | Y | Natural Gas |  |  |  |  | SCR | [8 empty] | 0.016837 | 0.016837 | 0.016837 | 0.016837 | [11 empty] | Oxy Vinyls LP | 100 | Occidental Petroleum Corp | 100
Houston Chemical Complex Battleground | 50043_G_GT2 | 50043 | G | GT2 |  | Combined Cycle |  | ERC_REST | Texas | 48 | Harris | 201 | 48201 | 66 | 5669 | 1982 | 9999 |  |  | Y | Natural Gas |  |  |  |  | SCR | [8 empty] | 0.016837 | 0.016837 | 0.016837 | 0.016837 | [11 empty] | Oxy Vinyls LP | 100 | Occidental Petroleum Corp | 100
Houston Chemical Complex Battleground | 50043_G_GT3 | 50043 | G | GT3 |  | Combined Cycle |  | ERC_REST | Texas | 48 | Harris | 201 | 48201 | 69 | 5669 | 2005 | 9999 |  |  | Y | Natural Gas |  |  |  |  | SCR | [8 empty] | 0.016837 | 0.016837 | 0.016837 | 0.016837 | [11 empty] | Oxy Vinyls LP | 100 | Occidental Petroleum Corp | 100
Houston Chemical Complex Battleground | 50043_G_ST | 50043 | G | ST |  | Combined Cycle |  | ERC_REST | Texas | 48 | Harris | 201 | 48201 | 62 | 5669 | 1982 | 9999 |  |  | Y | Natural Gas |  |  |  | LNB | SCR | [8 empty] | 0.016837 | 0.016837 | 0.016837 | 0.016837 | [11 empty] | Oxy Vinyls LP | 100 | Occidental Petroleum Corp | 100
International Paper Jay Hydro | 50047_G_GEN1 | 50047 | G | GEN1 |  | Hydro |  | NENG_ME | Maine | 23 | Franklin | 7 | 23007 | 0.5 | 0 | 1912 | 9999 |  |  | N | Hydro | [13 empty] | 0 | 0 | 0 | 0 | [11 empty] | Eagle Creek Renewable Energy LLC | 100 | Ontario Power Generation Inc | 100
International Paper Jay Hydro | 50047_G_GEN2 | 50047 | G | GEN2 |  | Hydro |  | NENG_ME | Maine | 23 | Franklin | 7 | 23007 | 0.5 | 0 | 1912 | 9999 |  |  | N | Hydro | [13 empty] | 0 | 0 | 0 | 0 | [11 empty] | Eagle Creek Renewable Energy LLC | 100 | Ontario Power Generation Inc | 100
International Paper Jay Hydro | 50047_G_GEN3 | 50047 | G | GEN3 |  | Hydro |  | NENG_ME | Maine | 23 | Franklin | 7 | 23007 | 0.5 | 0 | 1912 | 9999 |  |  | N | Hydro | [13 empty] | 0 | 0 | 0 | 0 | [11 empty] | Eagle Creek Renewable Energy LLC | 100 | Ontario Power Generation Inc | 100
International Paper Jay Hydro | 50047_G_GEN4 | 50047 | G | GEN4 |  | Hydro |  | NENG_ME | Maine | 23 | Franklin | 7 | 23007 | 0.5 | 0 | 1912 | 9999 |  |  | N | Hydro | [13 empty] | 0 | 0 | 0 | 0 | [11 empty] | Eagle Creek Renewable Energy LLC | 100 | Ontario Power Generation Inc | 100
International Paper Jay Hydro | 50047_G_GEN5 | 50047 | G | GEN5 |  | Hydro |  | NENG_ME | Maine | 23 | Franklin | 7 | 23007 | 0.5 | 0 | 1912 | 9999 |  |  | N | Hydro | [13 empty] | 0 | 0 | 0 | 0 | [11 empty] | Eagle Creek Renewable Energy LLC | 100 | Ontario Power Generation Inc | 100
International Paper Jay Hydro | 50047_G_GEN6 | 50047 | G | GEN6 |  | Hydro |  | NENG_ME | Maine | 23 | Franklin | 7 | 23007 | 0.6 | 0 | 1912 | 9999 |  |  | N | Hydro | [13 empty] | 0 | 0 | 0 | 0 | [11 empty] | Eagle Creek Renewable Energy LLC | 100 | Ontario Power Generation Inc | 100
Brown Station Road Plant I | 50060_G_3972 | 50060 | G | 3972 |  | Landfill Gas |  | PJM_SMAC | Maryland | 24 | Prince Georges | 33 | 24033 | 0.8 | 14103 | 1987 | 9999 |  |  | N | Landfill Gas | [13 empty] | 0.22117 | 0.22117 | 0.22117 | 0.22117 | [11 empty] | Prince Georges County | 100 | Prince Georges County | 100
Brown Station Road Plant I | 50060_G_9314 | 50060 | G | 9314 |  | Landfill Gas |  | PJM_SMAC | Maryland | 24 | Prince Georges | 33 | 24033 | 0.8 | 14103 | 1987 | 9999 |  |  | N | Landfill Gas | [13 empty] | 0.24082 | 0.24082 | 0.24082 | 0.24082 | [11 empty] | Prince Georges County | 100 | Prince Georges County | 100
Brown Station Road Plant I | 50060_G_9340 | 50060 | G | 9340 |  | Landfill Gas |  | PJM_SMAC | Maryland | 24 | Prince Georges | 33 | 24033 | 0.8 | 14103 | 1987 | 9999 |  |  | N | Landfill Gas | [13 empty] | 0.22117 | 0.22117 | 0.22117 | 0.22117 | [11 empty] | Prince Georges County | 100 | Prince Georges County | 100
Univ of Calif Santa Cruz Cogeneration | 50064_G_003 | 50064 | G | 003 |  | Combustion Turbine |  | WEC_CALN | California | 6 | Santa Cruz | 87 | 06087 | 4.4 | 8700 | 2015 | 9999 |  |  | Y | Natural Gas | [13 empty] | 0.011 | 0.011 | 0.011 | 0.011 | [11 empty] | Santa Cruz Cogeneration Associates | 100 | Andrews Energy Projects | 100
Calistoga Power Plant | 50066_G_UNT1 | 50066 | G | UNT1 |  | Geothermal |  | WEC_CALN | California | 6 | Lake | 33 | 06033 | 50 | 9771 | 1984 | 9999 |  |  | N | Geothermal | [13 empty] | 0 | 0 | 0 | 0 | 0.3713 | 0.3713 | 0.3713 | [8 empty] | Geysers Power Co LLC | 100 | Energy Capital Partners | 100
Calistoga Power Plant | 50066_G_UNT2 | 50066 | G | UNT2 |  | Geothermal |  | WEC_CALN | California | 6 | Lake | 33 | 06033 | 50 | 9771 | 1984 | 9999 |  |  | N | Geothermal | [13 empty] | 0 | 0 | 0 | 0 | 0.3713 | 0.3713 | 0.3713 | [8 empty] | Geysers Power Co LLC | 100 | Energy Capital Partners | 100
Santa Felicia Dam | 50076_G_UNT1 | 50076 | G | UNT1 |  | Hydro |  | WECC_SCE | California | 6 | Ventura | 111 | 06111 | 0.2 | 0 | 1987 | 9999 |  |  | N | Hydro | [13 empty] | 0 | 0 | 0 | 0 | [11 empty] | United Water Conservation District | 100 | United Water Conservation District | 100
Santa Felicia Dam | 50076_G_UNT2 | 50076 | G | UNT2 |  | Hydro |  | WECC_SCE | California | 6 | Ventura | 111 | 06111 | 1.1 | 0 | 1987 | 9999 |  |  | N | Hydro | [13 empty] | 0 | 0 | 0 | 0 | [11 empty] | United Water Conservation District | 100 | United Water Conservation District | 100
Goodyear Lake Plant | 50079_G_GEN1 | 50079 | G | GEN1 |  | Hydro |  | NY_Z_C&E | New York | 36 | Otsego | 77 | 36077 | 0.8 | 0 | 1980 | 9999 |  |  | N | Hydro | [13 empty] | 0 | 0 | 0 | 0 | [11 empty] | Enel North America Inc | 100 | Enel SpA | 100
Goodyear Lake Plant | 50079_G_GEN2 | 50079 | G | GEN2 |  | Hydro |  | NY_Z_C&E | New York | 36 | Otsego | 77 | 36077 | 0.6 | 0 | 1980 | 9999 |  |  | N | Hydro | [13 empty] | 0 | 0 | 0 | 0 | [11 empty] | Enel North America Inc | 100 | Enel SpA | 100
Otis Hydro | 50080_G_GEN1 | 50080 | G | GEN1 |  | Hydro |  | NENG_ME | Maine | 23 | Franklin | 7 | 23007 | 5.1 | 0 | 1985 | 9999 |  |  | N | Hydro | [13 empty] | 0 | 0 | 0 | 0 | [11 empty] | Eagle Creek Renewable Energy LLC | 100 | Ontario Power Generation Inc | 100
Otis Hydro | 50080_G_GEN2 | 50080 | G | GEN2 |  | Hydro |  | NENG_ME | Maine | 23 | Franklin | 7 | 23007 | 5.1 | 0 | 1985 | 9999 |  |  | N | Hydro | [13 empty] | 0 | 0 | 0 | 0 | [11 empty] | Eagle Creek Renewable Energy LLC | 100 | Ontario Power Generation Inc | 100
International Paper Riley Hydro | 50081_G_GEN1 | 50081 | G | GEN1 |  | Hydro |  | NENG_ME | Maine | 23 | Franklin | 7 | 23007 | 1.1 | 0 | 1981 | 9999 |  |  | N | Hydro | [13 empty] | 0 | 0 | 0 | 0 | [11 empty] | Eagle Creek Renewable Energy LLC | 100 | Ontario Power Generation Inc | 100
International Paper Riley Hydro | 50081_G_GEN2 | 50081 | G | GEN2 |  | Hydro |  | NENG_ME | Maine | 23 | Franklin | 7 | 23007 | 1.1 | 0 | 1981 | 9999 |  |  | N | Hydro | [13 empty] | 0 | 0 | 0 | 0 | [11 empty] | Eagle Creek Renewable Energy LLC | 100 | Ontario Power Generation Inc | 100
International Paper Riley Hydro | 50081_G_GEN3 | 50081 | G | GEN3 |  | Hydro |  | NENG_ME | Maine | 23 | Franklin | 7 | 23007 | 1.1 | 0 | 1981 | 9999 |  |  | N | Hydro | [13 empty] | 0 | 0 | 0 | 0 | [11 empty] | Eagle Creek Renewable Energy LLC | 100 | Ontario Power Generation Inc | 100
International Paper Riley Hydro | 50081_G_GEN4 | 50081 | G | GEN4 |  | Hydro |  | NENG_ME | Maine | 23 | Franklin | 7 | 23007 | 1.1 | 0 | 1981 | 9999 |  |  | N | Hydro | [13 empty] | 0 | 0 | 0 | 0 | [11 empty] | Eagle Creek Renewable Energy LLC | 100 | Ontario Power Generation Inc | 100
International Paper Riley Hydro | 50081_G_GEN5 | 50081 | G | GEN5 |  | Hydro |  | NENG_ME | Maine | 23 | Franklin | 7 | 23007 | 1.1 | 0 | 1981 | 9999 |  |  | N | Hydro | [13 empty] | 0 | 0 | 0 | 0 | [11 empty] | Eagle Creek Renewable Energy LLC | 100 | Ontario Power Generation Inc | 100
International Paper Riley Hydro | 50081_G_GEN6 | 50081 | G | GEN6 |  | Hydro |  | NENG_ME | Maine | 23 | Franklin | 7 | 23007 | 1.1 | 0 | 1981 | 9999 |  |  | N | Hydro | [13 empty] | 0 | 0 | 0 | 0 | [11 empty] | Eagle Creek Renewable Energy LLC | 100 | Ontario Power Generation Inc | 100
International Paper Livermore Hydro | 50082_G_GEN1 | 50082 | G | GEN1 |  | Hydro |  | NENG_ME | Maine | 23 | Androscoggin | 1 | 23001 | 1.1 | 0 | 1910 | 9999 |  |  | N | Hydro | [13 empty] | 0 | 0 | 0 | 0 | [11 empty] | Eagle Creek Renewable Energy LLC | 100 | Ontario Power Generation Inc | 100
International Paper Livermore Hydro | 50082_G_GEN2 | 50082 | G | GEN2 |  | Hydro |  | NENG_ME | Maine | 23 | Androscoggin | 1 | 23001 | 1.1 | 0 | 1910 | 9999 |  |  | N | Hydro | [13 empty] | 0 | 0 | 0 | 0 | [11 empty] | Eagle Creek Renewable Energy LLC | 100 | Ontario Power Generation Inc | 100
International Paper Livermore Hydro | 50082_G_GEN3 | 50082 | G | GEN3 |  | Hydro |  | NENG_ME | Maine | 23 | Androscoggin | 1 | 23001 | 1.1 | 0 | 1910 | 9999 |  |  | N | Hydro | [13 empty] | 0 | 0 | 0 | 0 | [11 empty] | Eagle Creek Renewable Energy LLC | 100 | Ontario Power Generation Inc | 100
International Paper Livermore Hydro | 50082_G_GEN4 | 50082 | G | GEN4 |  | Hydro |  | NENG_ME | Maine | 23 | Androscoggin | 1 | 23001 | 1.2 | 0 | 1910 | 9999 |  |  | N | Hydro | [13 empty] | 0 | 0 | 0 | 0 | [11 empty] | Eagle Creek Renewable Energy LLC | 100 | Ontario Power Generation Inc | 100
International Paper Livermore Hydro | 50082_G_GEN5 | 50082 | G | GEN5 |  | Hydro |  | NENG_ME | Maine | 23 | Androscoggin | 1 | 23001 | 1.1 | 0 | 1910 | 9999 |  |  | N | Hydro | [13 empty] | 0 | 0 | 0 | 0 | [11 empty] | Eagle Creek Renewable Energy LLC | 100 | Ontario Power Generation Inc | 100
International Paper Livermore Hydro | 50082_G_GEN6 | 50082 | G | GEN6 |  | Hydro |  | NENG_ME | Maine | 23 | Androscoggin | 1 | 23001 | 0.7 | 0 | 1910 | 9999 |  |  | N | Hydro | [13 empty] | 0 | 0 | 0 | 0 | [11 empty] | Eagle Creek Renewable Energy LLC | 100 | Ontario Power Generation Inc | 100
International Paper Livermore Hydro | 50082_G_GEN7 | 50082 | G | GEN7 |  | Hydro |  | NENG_ME | Maine | 23 | Androscoggin | 1 | 23001 | 0.9 | 0 | 1910 | 9999 |  |  | N | Hydro | [13 empty] | 0 | 0 | 0 | 0 | [11 empty] | Eagle Creek Renewable Energy LLC | 100 | Ontario Power Generation Inc | 100
International Paper Livermore Hydro | 50082_G_GEN9 | 50082 | G | GEN9 |  | Hydro |  | NENG_ME | Maine | 23 | Androscoggin | 1 | 23001 | 1 | 0 | 2004 | 9999 |  |  | N | Hydro | [13 empty] | 0 | 0 | 0 | 0 | [11 empty] | Eagle Creek Renewable Energy LLC | 100 | Ontario Power Generation Inc | 100
Sheep Creek Hydro | 50091_G_TB1 | 50091 | G | TB1 |  | Hydro |  | WECC_PNW | Washington | 53 | Stevens | 65 | 53065 | 1.3 | 0 | 1986 | 9999 |  |  | N | Hydro | [13 empty] | 0 | 0 | 0 | 0 | [11 empty] | Sheep Creek Hydro Inc | 100 | Sheep Creek Hydro Inc | 100
Sheep Creek Hydro | 50091_G_TB2 | 50091 | G | TB2 |  | Hydro |  | WECC_PNW | Washington | 53 | Stevens | 65 | 53065 | 0.3 | 0 | 1986 | 9999 |  |  | N | Hydro | [13 empty] | 0 | 0 | 0 | 0 | [11 empty] | Sheep Creek Hydro Inc | 100 | Sheep Creek Hydro Inc | 100
Chateaugay High Falls Hydro | 50093_G_WT | 50093 | G | WT |  | Hydro |  | NY_Z_D | New York | 36 | Franklin | 33 | 36033 | 1.6 | 0 | 1988 | 9999 |  |  | N | Hydro | [13 empty] | 0 | 0 | 0 | 0 | [11 empty] | Triton Power Co | 100 | Enel SpA | 100
Veolia Energy Trenton L.P. | 50094_G_7214 | 50094 | G | 7214 |  | Combustion Turbine | IC Engine | PJM_EMAC | New Jersey | 34 | Mercer | 21 | 34021 | 5.8 | 8700 | 1983 | 9999 |  |  | Y | Natural Gas, Distillate Fuel Oil | [12 empty] | 0.21 | 1.061 | 1.061 | 1.061 | 1.061 | [11 empty] | Veolia Energy Trenton LP | 100 | Veolia Environnement SA | 100
Tamarack Energy Partnership | 50099_G_GEN1 | 50099 | G | GEN1 |  | Biomass |  | WECC_ID | Idaho | 16 | Adams | 3 | 16003 | 5.8 | 5454 | 1983 | 9999 |  |  | Y | Biomass | [13 empty] | 0.55062 | 0.55062 | 0.55062 | 0.55062 | [11 empty] | Tamarack Energy Partners | 100 | Yanke Energy Inc | 100
China Mill Hydro | 50103_G_GEN 1 | 50103 | G | GEN 1 |  | Hydro |  | NENGREST | New Hampshire | 33 | Merrimack | 13 | 33013 | 1.7 | 0 | 1981 | 9999 |  |  | N | Hydro | [13 empty] | 0 | 0 | 0 | 0 | [11 empty] | Perfect Fit Industries Inc | 100 | Perfect Fit Industries Inc | 100
Paris Energy Center | 50109_G_GEN1 | 50109 | G | GEN1 | 89668 | Combined Cycle |  | ERC_REST | Texas | 48 | Lamar | 277 | 48277 | 78 | 8925 | 1989 | 9999 |  |  | N | Natural Gas, Distillate Fuel Oil |  |  |  | STM | [8 empty] | 1.09 | 0.12302 | 0.12302 | 0.12302 | 0.12302 | [11 empty] | Paris Generation LP | 100 | Blackstone Group (The) | 100
Paris Energy Center | 50109_G_GEN2 | 50109 | G | GEN2 | 89669 | Combined Cycle |  | ERC_REST | Texas | 48 | Lamar | 277 | 48277 | 80 | 8925 | 1989 | 9999 |  |  | N | Natural Gas, Distillate Fuel Oil |  |  |  | STM | [8 empty] | 1.09 | 0.12302 | 0.12302 | 0.12302 | 0.12302 | [11 empty] | Paris Generation LP | 100 | Blackstone Group (The) | 100
Paris Energy Center | 50109_G_GEN3 | 50109 | G | GEN3 | 89668 | Combined Cycle |  | ERC_REST | Texas | 48 | Lamar | 277 | 48277 | 78 | 8925 | 1989 | 9999 |  |  | N | Natural Gas, Distillate Fuel Oil |  |  |  | LNB | [8 empty] | 1.09 | 0.12302 | 0.12302 | 0.12302 | 0.12302 | [11 empty] | Paris Generation LP | 100 | Blackstone Group (The) | 100
Sierra Pacific Loyalton Facility | 50111_G_GEN1 | 50111 | G | GEN1 |  | Biomass |  | WEC_CALN | California | 6 | Sierra | 91 | 06091 | 11.8 | 15307 | 1989 | 9999 |  |  | N | Biomass |  |  |  |  | SNCR | [8 empty] | 0.14683 | 0.11012 | 0.14683 | 0.11012 | [11 empty] | American Renewable Power LLC | 100 | American Renewable Power LLC | 100
US Borax | 50115_G_GEN1 | 50115 | G | GEN1 |  | Combustion Turbine |  | WECC_SCE | California | 6 | Kern | 29 | 06029 | 39 | 8700 | 1984 | 9999 |  |  | Y | Natural Gas | [12 empty] | 0.74 | 0.08369 | 0.08369 | 0.08369 | 0.08369 | [11 empty] | U S Borax Inc | 100 | Rio Tinto Group | 100
Hal C Weaver Power Plant | 50118_G_GEN10 | 50118 | G | GEN10 |  | Combined Cycle |  | ERC_REST | Texas | 48 | Travis | 453 | 48453 | 33 | 5500 | 2010 | 9999 |  |  | Y | Natural Gas, Distillate Fuel Oil |  |  |  |  | SCR | [8 empty] | 0.0124 | 0.0080456 | 0.0124 | 0.0080456 | [11 empty] | University of Texas At Austin | 100 | University of Texas System (The) | 100
Hal C Weaver Power Plant | 50118_G_GEN4 | 50118 | G | GEN4 |  | Combined Cycle |  | ERC_REST | Texas | 48 | Travis | 453 | 48453 | 7.6 | 5500 | 1951 | 9999 |  |  | Y | Natural Gas, Distillate Fuel Oil |  |  |  | FR + NH3 | SCR | [8 empty] | 0.2336 | 0.04672 | 0.2336 | 0.04672 | [11 empty] | University of Texas At Austin | 100 | University of Texas System (The) | 100
Hal C Weaver Power Plant | 50118_G_GEN5 | 50118 | G | GEN5 |  | Combined Cycle |  | ERC_REST | Texas | 48 | Travis | 453 | 48453 | 6 | 5500 | 1959 | 9999 |  |  | Y | Natural Gas, Distillate Fuel Oil |  |  |  |  | SCR | [8 empty] | 0.2336 | 0.04672 | 0.2336 | 0.04672 | [11 empty] | University of Texas At Austin | 100 | University of Texas System (The) | 100
Hal C Weaver Power Plant | 50118_G_GEN7 | 50118 | G | GEN7 |  | Combined Cycle |  | ERC_REST | Texas | 48 | Travis | 453 | 48453 | 27.6 | 5500 | 1979 | 9999 |  |  | Y | Natural Gas, Distillate Fuel Oil |  |  |  | FR | SCR | [8 empty] | 0.2336 | 0.04672 | 0.2336 | 0.04672 | [11 empty] | University of Texas At Austin | 100 | University of Texas System (The) | 100
Hal C Weaver Power Plant | 50118_G_GEN8 | 50118 | G | GEN8 |  | Combined Cycle |  | ERC_REST | Texas | 48 | Travis | 453 | 48453 | 46.5 | 5500 | 1987 | 9999 |  |  | Y | Natural Gas, Distillate Fuel Oil |  |  |  |  | SCR | [8 empty] | 0.2336 | 0.04672 | 0.2336 | 0.04672 | [11 empty] | University of Texas At Austin | 100 | University of Texas System (The) | 100
Hal C Weaver Power Plant | 50118_G_GEN9 | 50118 | G | GEN9 |  | Combined Cycle |  | ERC_REST | Texas | 48 | Travis | 453 | 48453 | 26.1 | 5500 | 2004 | 9999 |  |  | Y | Natural Gas, Distillate Fuel Oil |  |  |  |  | SCR | [8 empty] | 0.0124 | 0.0080456 | 0.0124 | 0.0080456 | [11 empty] | University of Texas At Austin | 100 | University of Texas System (The) | 100
Phillips 66 Rodeo Refinery | 50119_G_GENA | 50119 | G | GENA |  | Fossil Waste |  | WEC_CALN | California | 6 | Contra Costa | 13 | 06013 | 15.3 | 4577 | 1987 | 9999 |  |  | Y | Fossil Waste | [13 empty] | 0.05568 | 0.05568 | 0.05568 | 0.05568 | [11 empty] | Phillips Petroleum Co | 100 | Phillips 66 Co | 100
Phillips 66 Rodeo Refinery | 50119_G_GENB | 50119 | G | GENB |  | Fossil Waste |  | WEC_CALN | California | 6 | Contra Costa | 13 | 06013 | 15.4 | 4577 | 1987 | 9999 |  |  | Y | Fossil Waste | [13 empty] | 0.05903 | 0.05903 | 0.05903 | 0.05903 | [11 empty] | Phillips Petroleum Co | 100 | Phillips 66 Co | 100
Phillips 66 Rodeo Refinery | 50119_G_GENC | 50119 | G | GENC |  | Fossil Waste |  | WEC_CALN | California | 6 | Contra Costa | 13 | 06013 | 14.9 | 4577 | 1987 | 9999 |  |  | Y | Fossil Waste | [13 empty] | 0.05035 | 0.05035 | 0.05035 | 0.05035 | [11 empty] | Phillips Petroleum Co | 100 | Phillips 66 Co | 100
Normanskill Hydro Project | 50123_G_GEN1 | 50123 | G | GEN1 |  | Hydro |  | NY_Z_F | New York | 36 | Albany | 1 | 36001 | 1.2 | 0 | 1983 | 9999 |  |  | N | Hydro | [13 empty] | 0 | 0 | 0 | 0 | [11 empty] | Watervliet (City of) | 100 | Watervliet (City of) | 100
Ottauquechee Hydro | 50126_G_1 | 50126 | G | 1 |  | Hydro |  | NENGREST | Vermont | 50 | Windsor | 27 | 50027 | 1.1 | 0 | 1987 | 9999 |  |  | N | Hydro | [13 empty] | 0 | 0 | 0 | 0 | [11 empty] | Enel North America Inc | 100 | Enel SpA | 100
Ottauquechee Hydro | 50126_G_2 | 50126 | G | 2 |  | Hydro |  | NENGREST | Vermont | 50 | Windsor | 27 | 50027 | 0.6 | 0 | 1983 | 9999 |  |  | N | Hydro | [13 empty] | 0 | 0 | 0 | 0 | [11 empty] | Enel North America Inc | 100 | Enel SpA | 100
Signal Hill Generating LLC | 50127_G_GTA | 50127 | G | GTA |  | Combined Cycle |  | ERC_WEST | Texas | 48 | Wichita | 485 | 48485 | 19.7 | 14659 | 1987 | 9999 |  |  | N | Natural Gas | [13 empty] | 0.24059 | 0.24059 | 0.24059 | 0.24059 | [11 empty] | Signal Hill Wichita Falls Power LP | 100 | Energy Trading Innovations LLC | 100
Signal Hill Generating LLC | 50127_G_GTB | 50127 | G | GTB |  | Combined Cycle |  | ERC_WEST | Texas | 48 | Wichita | 485 | 48485 | 19.7 | 14659 | 1987 | 9999 |  |  | N | Natural Gas | [13 empty] | 0.24059 | 0.24059 | 0.24059 | 0.24059 | [11 empty] | Signal Hill Wichita Falls Power LP | 100 | Energy Trading Innovations LLC | 100
Signal Hill Generating LLC | 50127_G_GTC | 50127 | G | GTC |  | Combined Cycle |  | ERC_WEST | Texas | 48 | Wichita | 485 | 48485 | 19.7 | 14659 | 1987 | 9999 |  |  | N | Natural Gas | [13 empty] | 0.24059 | 0.24059 | 0.24059 | 0.24059 | [11 empty] | Signal Hill Wichita Falls Power LP | 100 | Energy Trading Innovations LLC | 100
Signal Hill Generating LLC | 50127_G_STD | 50127 | G | STD |  | Combined Cycle |  | ERC_WEST | Texas | 48 | Wichita | 485 | 48485 | 17 | 14659 | 1987 | 9999 |  |  | N | Natural Gas | [13 empty] | 0.24059 | 0.24059 | 0.24059 | 0.24059 | [11 empty] | Signal Hill Wichita Falls Power LP | 100 | Energy Trading Innovations LLC | 100
Indian Valley Dam Hydro Project | 50129_G_1641 | 50129 | G | 1641 |  | Hydro |  | WEC_CALN | California | 6 | Lake | 33 | 06033 | 1.3 | 0 | 1983 | 9999 |  |  | N | Hydro | [13 empty] | 0 | 0 | 0 | 0 | [11 empty] | Yolo County Flood Control & Water Conservation District | 100 | Yolo County Flood Control & Water Conservation District | 100
Indian Valley Dam Hydro Project | 50129_G_1642 | 50129 | G | 1642 |  | Hydro |  | WEC_CALN | California | 6 | Lake | 33 | 06033 | 1.3 | 0 | 1983 | 9999 |  |  | N | Hydro | [13 empty] | 0 | 0 | 0 | 0 | [11 empty] | Yolo County Flood Control & Water Conservation District | 100 | Yolo County Flood Control & Water Conservation District | 100
Indian Valley Dam Hydro Project | 50129_G_8332 | 50129 | G | 8332 |  | Hydro |  | WEC_CALN | California | 6 | Lake | 33 | 06033 | 0.1 | 0 | 1983 | 9999 |  |  | N | Hydro | [13 empty] | 0 | 0 | 0 | 0 | [11 empty] | Yolo County Flood Control & Water Conservation District | 100 | Yolo County Flood Control & Water Conservation District | 100
Sycamore Cogeneration | 50134_G_GTAG | 50134 | G | GTAG |  | Combustion Turbine |  | WECC_SCE | California | 6 | Kern | 29 | 06029 | 75 | 8700 | 1987 | 9999 |  |  | Y | Natural Gas | [12 empty] | 0.74 | 0.017215 | 0.017215 | 0.017215 | 0.017215 | [11 empty] | Sycamore Cogeneration Co | 100 | Chevron Corp | 100
Sycamore Cogeneration | 50134_G_GTBG | 50134 | G | GTBG |  | Combustion Turbine |  | WECC_SCE | California | 6 | Kern | 29 | 06029 | 75 | 8700 | 1987 | 9999 |  |  | Y | Natural Gas | [12 empty] | 0.74 | 0.017215 | 0.017215 | 0.017215 | 0.017215 | [11 empty] | Sycamore Cogeneration Co | 100 | Chevron Corp | 100
Sycamore Cogeneration | 50134_G_GTCG | 50134 | G | GTCG |  | Combustion Turbine |  | WECC_SCE | California | 6 | Kern | 29 | 06029 | 75 | 8700 | 1987 | 9999 |  |  | Y | Natural Gas | [12 empty] | 0.74 | 0.017215 | 0.017215 | 0.017215 | 0.017215 | [11 empty] | Sycamore Cogeneration Co | 100 | Chevron Corp | 100
Sycamore Cogeneration | 50134_G_GTDG | 50134 | G | GTDG |  | Combustion Turbine |  | WECC_SCE | California | 6 | Kern | 29 | 06029 | 75 | 8700 | 1987 | 9999 |  |  | Y | Natural Gas | [12 empty] | 0.74 | 0.017215 | 0.017215 | 0.017215 | 0.017215 | [11 empty] | Sycamore Cogeneration Co | 100 | Chevron Corp | 100
South Oaks Hospital | 50136_G_CG1 | 50136 | G | CG1 |  | Combustion Turbine | IC Engine | NY_Z_K | New York | 36 | Suffolk | 103 | 36103 | 0.1 | 8700 | 2008 | 9999 |  |  | Y | Natural Gas | [13 empty] | 0.34851 | 0.34851 | 0.34851 | 0.34851 | [11 empty] | South Oak Hospital | 100 | South Oak Hospital | 100
South Oaks Hospital | 50136_G_CG2 | 50136 | G | CG2 |  | Combustion Turbine | IC Engine | NY_Z_K | New York | 36 | Suffolk | 103 | 36103 | 0.1 | 8700 | 2008 | 9999 |  |  | Y | Natural Gas | [13 empty] | 0.34851 | 0.34851 | 0.34851 | 0.34851 | [11 empty] | South Oak Hospital | 100 | South Oak Hospital | 100
South Oaks Hospital | 50136_G_CG3 | 50136 | G | CG3 |  | Combustion Turbine | IC Engine | NY_Z_K | New York | 36 | Suffolk | 103 | 36103 | 0.1 | 8700 | 2008 | 9999 |  |  | Y | Natural Gas | [13 empty] | 0.34851 | 0.34851 | 0.34851 | 0.34851 | [11 empty] | South Oak Hospital | 100 | South Oak Hospital | 100
South Oaks Hospital | 50136_G_CG4 | 50136 | G | CG4 |  | Combustion Turbine | IC Engine | NY_Z_K | New York | 36 | Suffolk | 103 | 36103 | 0.1 | 8700 | 2008 | 9999 |  |  | Y | Natural Gas | [13 empty] | 0.34851 | 0.34851 | 0.34851 | 0.34851 | [11 empty] | South Oak Hospital | 100 | South Oak Hospital | 100
South Oaks Hospital | 50136_G_CG5 | 50136 | G | CG5 |  | Combustion Turbine | IC Engine | NY_Z_K | New York | 36 | Suffolk | 103 | 36103 | 0.1 | 8700 | 2008 | 9999 |  |  | Y | Natural Gas | [13 empty] | 0.34851 | 0.34851 | 0.34851 | 0.34851 | [11 empty] | South Oak Hospital | 100 | South Oak Hospital | 100
Snider Industries | 50141_G_WGN1 | 50141 | G | WGN1 |  | Biomass |  | SPP_WEST | Texas | 48 | Harrison | 203 | 48203 | 5 | 12168 | 1983 | 9999 |  |  | Y | Biomass | [13 empty] | 0.36198 | 0.36198 | 0.36198 | 0.36198 | [11 empty] | Snider Industries Inc | 100 | Snider Industries Inc | 100
R E Badger Filtration Plant | 50147_G_1 | 50147 | G | 1 |  | Hydro |  | WEC_SDGE | California | 6 | San Diego | 73 | 06073 | 1 | 0 | 1987 | 9999 |  |  | N | Hydro | [13 empty] | 0 | 0 | 0 | 0 | [11 empty] | Santa Fe Irrigation District | 100 | Santa Fe Irrigation District | 100
Linde Wilmington | 50148_G_GEN1 | 50148 | G | GEN1 |  | Combined Cycle |  | WEC_LADW | California | 6 | Los Angeles | 37 | 06037 | 21 | 7193 | 1988 | 9999 |  |  | Y | Natural Gas | [13 empty] | 0.068427 | 0.068427 | 0.068427 | 0.068427 | [11 empty] | Praxair Inc | 100 | Praxair Inc | 100
Linde Wilmington | 50148_G_GEN2 | 50148 | G | GEN2 |  | Combined Cycle |  | WEC_LADW | California | 6 | Los Angeles | 37 | 06037 | 6 | 7193 | 1988 | 9999 |  |  | Y | Natural Gas | [13 empty] | 0.068427 | 0.068427 | 0.068427 | 0.068427 | [11 empty] | Praxair Inc | 100 | Praxair Inc | 100
Union Carbide Seadrift Cogen | 50150_G_GE10 | 50150 | G | GE10 |  | Combined Cycle |  | ERC_REST | Texas | 48 | Calhoun | 57 | 48057 | 15 | 7994 | 1964 | 9999 |  |  | Y | Natural Gas | [13 empty] | 0.07424 | 0.07424 | 0.07424 | 0.07424 | [11 empty] | Union Carbide Corp Seadrift | 100 | DowDuPont Inc | 100
Union Carbide Seadrift Cogen | 50150_G_GE11 | 50150 | G | GE11 |  | Combined Cycle |  | ERC_REST | Texas | 48 | Calhoun | 57 | 48057 | 30 | 7994 | 2000 | 9999 |  |  | Y | Natural Gas | [13 empty] | 0.07424 | 0.07424 | 0.07424 | 0.07424 | [11 empty] | Union Carbide Corp Seadrift | 100 | DowDuPont Inc | 100
Union Carbide Seadrift Cogen | 50150_G_GEN5 | 50150 | G | GEN5 |  | Combined Cycle |  | ERC_REST | Texas | 48 | Calhoun | 57 | 48057 | 15 | 7994 | 1987 | 9999 |  |  | Y | Natural Gas | [13 empty] | 0.07424 | 0.07424 | 0.07424 | 0.07424 | [11 empty] | Union Carbide Corp Seadrift | 100 | DowDuPont Inc | 100
Union Carbide Seadrift Cogen | 50150_G_GEN6 | 50150 | G | GEN6 |  | Combined Cycle |  | ERC_REST | Texas | 48 | Calhoun | 57 | 48057 | 30 | 7994 | 1987 | 9999 |  |  | Y | Natural Gas | [13 empty] | 0.07424 | 0.07424 | 0.07424 | 0.07424 | [11 empty] | Union Carbide Corp Seadrift | 100 | DowDuPont Inc | 100
Union Carbide Seadrift Cogen | 50150_G_GEN7 | 50150 | G | GEN7 |  | Combined Cycle |  | ERC_REST | Texas | 48 | Calhoun | 57 | 48057 | 6 | 7994 | 1987 | 9999 |  |  | Y | Natural Gas | [13 empty] | 0.07424 | 0.07424 | 0.07424 | 0.07424 | [11 empty] | Union Carbide Corp Seadrift | 100 | DowDuPont Inc | 100
Union Carbide Seadrift Cogen | 50150_G_GEN8 | 50150 | G | GEN8 |  | Combined Cycle |  | ERC_REST | Texas | 48 | Calhoun | 57 | 48057 | 30 | 7994 | 1987 | 9999 |  |  | Y | Natural Gas | [13 empty] | 0.07424 | 0.07424 | 0.07424 | 0.07424 | [11 empty] | Union Carbide Corp Seadrift | 100 | DowDuPont Inc | 100
Union Carbide Seadrift Cogen | 50150_G_GEN9 | 50150 | G | GEN9 |  | Combined Cycle |  | ERC_REST | Texas | 48 | Calhoun | 57 | 48057 | 15 | 7994 | 1987 | 9999 |  |  | Y | Natural Gas | [13 empty] | 0.07424 | 0.07424 | 0.07424 | 0.07424 | [11 empty] | Union Carbide Corp Seadrift | 100 | DowDuPont Inc | 100
Dow St Charles Operations | 50152_G_CGN1 | 50152 | G | CGN1 |  | Combined Cycle |  | MIS_LA | Louisiana | 22 | St Charles | 89 | 22089 | 100 | 5500 | 1996 | 9999 |  |  | Y | Natural Gas | [13 empty] | 0.011 | 0.011 | 0.011 | 0.011 | [11 empty] | Dow Chemical Co | 100 | DowDuPont Inc | 100
Dow St Charles Operations | 50152_G_CGN2 | 50152 | G | CGN2 |  | Combined Cycle |  | MIS_LA | Louisiana | 22 | St Charles | 89 | 22089 | 100 | 5500 | 1997 | 9999 |  |  | Y | Natural Gas | [13 empty] | 0.011 | 0.011 | 0.011 | 0.011 | [11 empty] | Dow Chemical Co | 100 | DowDuPont Inc | 100
Dow St Charles Operations | 50152_G_CSTG | 50152 | G | CSTG |  | Combined Cycle |  | MIS_LA | Louisiana | 22 | St Charles | 89 | 22089 | 50 | 5500 | 2002 | 9999 |  |  | Y | Natural Gas |  |  |  | LNB | [9 empty] | 0.011 | 0.011 | 0.011 | 0.011 | [11 empty] | Dow Chemical Co | 100 | DowDuPont Inc | 100
Dow St Charles Operations | 50152_G_STG | 50152 | G | STG |  | Combined Cycle |  | MIS_LA | Louisiana | 22 | St Charles | 89 | 22089 | 20 | 5500 | 1997 | 9999 |  |  | Y | Natural Gas |  |  |  | LNB | [9 empty] | 0.011 | 0.011 | 0.011 | 0.011 | [11 empty] | Dow Chemical Co | 100 | DowDuPont Inc | 100
Bear Creek | 50156_G_GEN1 | 50156 | G | GEN1 |  | Hydro |  | WEC_CALN | California | 6 | Shasta | 89 | 06089 | 3 | 0 | 1990 | 9999 |  |  | N | Hydro | [13 empty] | 0 | 0 | 0 | 0 | [11 empty] | Chi West Inc | 100 | Enel SpA | 100
International Paper Woronoco Mill | 50166_G_GEN1 | 50166 | G | GEN1 |  | Hydro |  | NENGREST | Massachusetts | 25 | Hampden | 13 | 25013 | 0.4 | 0 | 1916 | 9999 |  |  | N | Hydro | [13 empty] | 0 | 0 | 0 | 0 | [11 empty] | Swift River Hydro Operations Co | 100 | Swift River Hydro Operations Co | 100
International Paper Woronoco Mill | 50166_G_GEN2 | 50166 | G | GEN2 |  | Hydro |  | NENGREST | Massachusetts | 25 | Hampden | 13 | 25013 | 1.7 | 0 | 1913 | 9999 |  |  | N | Hydro | [13 empty] | 0 | 0 | 0 | 0 | [11 empty] | Swift River Hydro Operations Co | 100 | Swift River Hydro Operations Co | 100
International Paper Woronoco Mill | 50166_G_GEN2A | 50166 | G | GEN2A |  | Hydro |  | NENGREST | Massachusetts | 25 | Hampden | 13 | 25013 | 0.4 | 0 | 1916 | 9999 |  |  | N | Hydro | [13 empty] | 0 | 0 | 0 | 0 | [11 empty] | Swift River Hydro Operations Co | 100 | Swift River Hydro Operations Co | 100
Berry Cogen | 50170_G_GEN1 | 50170 | G | GEN1 |  | Combustion Turbine |  | WEC_CALN | California | 6 | Kern | 29 | 06029 | 35 | 8700 | 1986 | 9999 |  |  | Y | Natural Gas | [12 empty] | 0.74 | 0.01384 | 0.01384 | 0.01384 | 0.01384 | [11 empty] | Berry Petroleum Co | 100 | Linn Energy LLC | 100
Emporia | 50175_G_GEN1 | 50175 | G | GEN1 |  | Hydro |  | PJM_Dom | Virginia | 51 | Greensville | 81 | 51081 | 2 | 0 | 1986 | 9999 |  |  | N | Hydro | [13 empty] | 0 | 0 | 0 | 0 | [11 empty] | Emporia Hydropower LP | 100 | Ridgewood US Hydro Corp | 100
Emporia | 50175_G_GEN2 | 50175 | G | GEN2 |  | Hydro |  | PJM_Dom | Virginia | 51 | Greensville | 81 | 51081 | 0.5 | 0 | 1986 | 9999 |  |  | N | Hydro | [13 empty] | 0 | 0 | 0 | 0 | [11 empty] | Emporia Hydropower LP | 100 | Ridgewood US Hydro Corp | 100
Union Falls | 50176_G_GEN1 | 50176 | G | GEN1 |  | Hydro |  | NY_Z_D | New York | 36 | Clinton | 19 | 36019 | 1.3 | 0 | 1987 | 9999 |  |  | N | Hydro | [13 empty] | 0 | 0 | 0 | 0 | [11 empty] | Union Falls Hydropower LP | 100 | Ridgewood US Hydro Corp | 100
Union Falls | 50176_G_GEN2 | 50176 | G | GEN2 |  | Hydro |  | NY_Z_D | New York | 36 | Clinton | 19 | 36019 | 1.3 | 0 | 1987 | 9999 |  |  | N | Hydro | [13 empty] | 0 | 0 | 0 | 0 | [11 empty] | Union Falls Hydropower LP | 100 | Ridgewood US Hydro Corp | 100
Blackstone/Tupperware | 50177_G_GEN1 | 50177 | G | GEN1 |  | Hydro |  | NENGREST | Rhode Island | 44 | Providence | 7 | 44007 | 0.4 | 0 | 1981 | 9999 |  |  | N | Hydro | [13 empty] | 0 | 0 | 0 | 0 | [11 empty] | Blackstone Hydro Corp | 100 | Ridgewood US Hydro Corp | 100
Blackstone/Tupperware | 50177_G_GEN2 | 50177 | G | GEN2 |  | Hydro |  | NENGREST | Rhode Island | 44 | Providence | 7 | 44007 | 0.4 | 0 | 1981 | 9999 |  |  | N | Hydro | [13 empty] | 0 | 0 | 0 | 0 | [11 empty] | Blackstone Hydro Corp | 100 | Ridgewood US Hydro Corp | 100
Blackstone/Tupperware | 50177_G_GEN3 | 50177 | G | GEN3 |  | Hydro |  | NENGREST | Rhode Island | 44 | Providence | 7 | 44007 | 0.4 | 0 | 1981 | 9999 |  |  | N | Hydro | [13 empty] | 0 | 0 | 0 | 0 | [11 empty] | Blackstone Hydro Corp | 100 | Ridgewood US Hydro Corp | 100
Blackstone/Tupperware | 50177_G_GEN4 | 50177 | G | GEN4 |  | Hydro |  | NENGREST | Rhode Island | 44 | Providence | 7 | 44007 | 0.4 | 0 | 1981 | 9999 |  |  | N | Hydro | [13 empty] | 0 | 0 | 0 | 0 | [11 empty] | Blackstone Hydro Corp | 100 | Ridgewood US Hydro Corp | 100
Halifax | 50178_G_GEN1 | 50178 | G | GEN1 |  | Hydro |  | PJM_Dom | Virginia | 51 | Halifax | 83 | 51083 | 0.8 | 0 | 1915 | 9999 |  |  | N | Hydro | [13 empty] | 0 | 0 | 0 | 0 | [11 empty] | Synergics Inc | 100 | Synergics Inc | 100
Halifax | 50178_G_GEN2 | 50178 | G | GEN2 |  | Hydro |  | PJM_Dom | Virginia | 51 | Halifax | 83 | 51083 | 0.4 | 0 | 1915 | 9999 |  |  | N | Hydro | [13 empty] | 0 | 0 | 0 | 0 | [11 empty] | Synergics Inc | 100 | Synergics Inc | 100
Halifax | 50178_G_GEN3 | 50178 | G | GEN3 |  | Hydro |  | PJM_Dom | Virginia | 51 | Halifax | 83 | 51083 | 0.4 | 0 | 1915 | 9999 |  |  | N | Hydro | [13 empty] | 0 | 0 | 0 | 0 | [11 empty] | Synergics Inc | 100 | Synergics Inc | 100
Box Canyon Dam | 50179_G_GEN1 | 50179 | G | GEN1 |  | Hydro |  | WECC_PNW | California | 6 | Siskiyou | 93 | 06093 | 2.5 | 0 | 1986 | 9999 |  |  | N | Hydro | [13 empty] | 0 | 0 | 0 | 0 | [11 empty] | Synergics Inc | 100 | Synergics Inc | 100
Box Canyon Dam | 50179_G_GEN2 | 50179 | G | GEN2 |  | Hydro |  | WECC_PNW | California | 6 | Siskiyou | 93 | 06093 | 2.5 | 0 | 1986 | 9999 |  |  | N | Hydro | [13 empty] | 0 | 0 | 0 | 0 | [11 empty] | Synergics Inc | 100 | Synergics Inc | 100
Olsen | 50180_G_GEN1 | 50180 | G | GEN1 |  | Hydro |  | WEC_CALN | California | 6 | Shasta | 89 | 06089 | 4.8 | 0 | 1990 | 9999 |  |  | N | Hydro | [13 empty] | 0 | 0 | 0 | 0 | [11 empty] | Synergics Inc | 100 | Synergics Inc | 100
Columbus MS | 50184_G_TG2 | 50184 | G | TG2 |  | Non-Fossil Waste |  | S_C_TVA | Mississippi | 28 | Lowndes | 87 | 28087 | 46 | 4225 | 1982 | 9999 | stoker/SPR | dry | Y | Non-Fossil Waste |  |  |  | LNB + OFA | [9 empty] | 0 | 0 | 0 | 0 | [11 empty] | Weyerhaeuser Co | 100 | Weyerhaeuser Co | 100
Holly | 502_G_5 | 502 | G | 5 |  | Combustion Turbine | IC Engine | WECC_CO | Colorado | 8 | Prowers | 99 | 08099 | 0.3 | 16469 | 2000 | 9999 |  |  | N | Distillate Fuel Oil | [12 empty] | 1.2 | 1.6498 | 1.6498 | 1.6498 | 1.6498 | [11 empty] | Holly CO (City of) | 100 | Holly CO (City of) | 100
Holly | 502_G_CAT | 502 | G | CAT |  | Combustion Turbine | IC Engine | WECC_CO | Colorado | 8 | Prowers | 99 | 08099 | 1.7 | 15892 | 2007 | 9999 |  |  | N | Distillate Fuel Oil | [13 empty] | 1.6498 | 1.6498 | 1.6498 | 1.6498 | [11 empty] | Holly CO (City of) | 100 | Holly CO (City of) | 100
Holly | 502_G_EMD | 502 | G | EMD |  | Combustion Turbine | IC Engine | WECC_CO | Colorado | 8 | Prowers | 99 | 08099 | 0.7 | 15943 | 1993 | 9999 |  |  | N | Distillate Fuel Oil | [12 empty] | 1.2 | 1.6498 | 1.6498 | 1.6498 | 1.6498 | [11 empty] | Holly CO (City of) | 100 | Holly CO (City of) | 100
Williams Ignacio Natural Gas Plant | 50205_G_7101 | 50205 | G | 7101 |  | Non-Fossil Waste |  | WECC_CO | Colorado | 8 | La Plata | 67 | 08067 | 6.1 | 11084 | 1984 | 9999 |  |  | N | Non-Fossil Waste | [13 empty] | 0 | 0 | 0 | 0 | [11 empty] | Williams Field Services Group LLC | 100 | Williams Companies Inc (The) | 100
Vallecito Hydroelectric | 50206_G_GEN1 | 50206 | G | GEN1 |  | Hydro |  | WECC_CO | Colorado | 8 | La Plata | 67 | 08067 | 0.8 | 0 | 1989 | 9999 |  |  | N | Hydro | [13 empty] | 0 | 0 | 0 | 0 | [11 empty] | Ptarmigan Resources & Energy Inc | 100 | Ptarmigan Resources & Energy Inc | 100
Vallecito Hydroelectric | 50206_G_GEN2 | 50206 | G | GEN2 |  | Hydro |  | WECC_CO | Colorado | 8 | La Plata | 67 | 08067 | 2.5 | 0 | 1989 | 9999 |  |  | N | Hydro | [13 empty] | 0 | 0 | 0 | 0 | [11 empty] | Ptarmigan Resources & Energy Inc | 100 | Ptarmigan Resources & Energy Inc | 100
Vallecito Hydroelectric | 50206_G_GEN3 | 50206 | G | GEN3 |  | Hydro |  | WECC_CO | Colorado | 8 | La Plata | 67 | 08067 | 2.5 | 0 | 1989 | 9999 |  |  | N | Hydro | [13 empty] | 0 | 0 | 0 | 0 | [11 empty] | Ptarmigan Resources & Energy Inc | 100 | Ptarmigan Resources & Energy Inc | 100
Vulcan-BN Geothermal Power Company | 50210_G_GEN1 | 50210 | G | GEN1 |  | Geothermal |  | WECC_IID | California | 6 | Imperial | 25 | 06025 | 23.5 | 9771 | 1985 | 9999 |  |  | N | Geothermal | [13 empty] | 0 | 0 | 0 | 0 | 0.4625 | 0.4625 | 0.4625 | [8 empty] | Vulcan/BN Geothermal Power Co | 100 | Berkshire Hathaway Inc | 100
Vulcan-BN Geothermal Power Company | 50210_G_GEN2 | 50210 | G | GEN2 |  | Geothermal |  | WECC_IID | California | 6 | Imperial | 25 | 06025 | 6 | 9771 | 1985 | 9999 |  |  | N | Geothermal | [13 empty] | 0 | 0 | 0 | 0 | 0.4625 | 0.4625 | 0.4625 | [8 empty] | Vulcan/BN Geothermal Power Co | 100 | Berkshire Hathaway Inc | 100
Watson Cogeneration | 50216_G_GN91 | 50216 | G | GN91 |  | Combined Cycle |  | WECC_SCE | California | 6 | Los Angeles | 37 | 06037 | 82 | 5503 | 1988 | 9999 |  |  | Y | Natural Gas |  |  |  |  | SCR | [8 empty] | 0.015062 | 0.015062 | 0.015062 | 0.015062 | [11 empty] | Tesoro Petroleum Corp | 51 | Andeavor | 51
Watson Cogeneration | 50216_G_GN92 | 50216 | G | GN92 |  | Combined Cycle |  | WECC_SCE | California | 6 | Los Angeles | 37 | 06037 | 82 | 5503 | 1988 | 9999 |  |  | Y | Natural Gas |  |  |  |  | SCR | [8 empty] | 0.015062 | 0.015062 | 0.015062 | 0.015062 | [11 empty] | Tesoro Petroleum Corp | 51 | Andeavor | 51
Watson Cogeneration | 50216_G_GN93 | 50216 | G | GN93 |  | Combined Cycle |  | WECC_SCE | California | 6 | Los Angeles | 37 | 06037 | 82 | 5503 | 1988 | 9999 |  |  | Y | Natural Gas |  |  |  |  | SCR | [8 empty] | 0.015062 | 0.015062 | 0.015062 | 0.015062 | [11 empty] | Tesoro Petroleum Corp | 51 | Andeavor | 51
Watson Cogeneration | 50216_G_GN94 | 50216 | G | GN94 |  | Combined Cycle |  | WECC_SCE | California | 6 | Los Angeles | 37 | 06037 | 82 | 5503 | 1987 | 9999 |  |  | Y | Natural Gas |  |  |  |  | SCR | [8 empty] | 0.015062 | 0.015062 | 0.015062 | 0.015062 | [11 empty] | Tesoro Petroleum Corp | 51 | Andeavor | 51
Watson Cogeneration | 50216_G_GN95 | 50216 | G | GN95 |  | Combined Cycle |  | WECC_SCE | California | 6 | Los Angeles | 37 | 06037 | 35 | 5503 | 1988 | 9999 |  |  | Y | Natural Gas |  |  |  | NH3 + STM | SCR | [8 empty] | 0.015062 | 0.015062 | 0.015062 | 0.015062 | [11 empty] | Tesoro Petroleum Corp | 51 | Andeavor | 51
Watson Cogeneration | 50216_G_GN96 | 50216 | G | GN96 |  | Combined Cycle |  | WECC_SCE | California | 6 | Los Angeles | 37 | 06037 | 35 | 5503 | 1987 | 9999 |  |  | Y | Natural Gas |  |  |  | NH3 + STM | SCR | [8 empty] | 0.015062 | 0.015062 | 0.015062 | 0.015062 | [11 empty] | Tesoro Petroleum Corp | 51 | Andeavor | 51
Woodward Power Plant | 50218_G_U1 | 50218 | G | U1 |  | Hydro |  | WEC_CALN | California | 6 | Stanislaus | 99 | 06099 | 2.7 | 0 | 1982 | 9999 |  |  | N | Hydro | [13 empty] | 0 | 0 | 0 | 0 | [11 empty] | South San Joaquin Irrigation District | 100 | South San Joaquin Irrigation District | 100
Frankenheimer Power Plant | 50219_G_U1 | 50219 | G | U1 |  | Hydro |  | WEC_CALN | California | 6 | Stanislaus | 99 | 06099 | 4 | 0 | 1983 | 9999 |  |  | N | Hydro | [13 empty] | 0 | 0 | 0 | 0 | [11 empty] | South San Joaquin Irrigation District | 100 | South San Joaquin Irrigation District | 100
Nelson Creek | 50223_G_1296 | 50223 | G | 1296 |  | Hydro |  | WEC_CALN | California | 6 | Shasta | 89 | 06089 | 0.5 | 0 | 1989 | 9999 |  |  | N | Hydro | [13 empty] | 0 | 0 | 0 | 0 | [11 empty] | Nelson Creek Power Inc | 100 | Nelson Creek Power Inc | 100
Rocky Brook Hydroelectric | 50228_G_GEN1 | 50228 | G | GEN1 |  | Hydro |  | WECC_PNW | Washington | 53 | Jefferson | 31 | 53031 | 0.1 | 0 | 1985 | 9999 |  |  | N | Hydro | [13 empty] | 0 | 0 | 0 | 0 | [11 empty] | Rocky Brook Electric Inc | 100 | Roosevelt Hydroelectric Co | 100
San Dimas Wash Generating Station | 50233_G_4011 | 50233 | G | 4011 |  | Hydro |  | WECC_SCE | California | 6 | Los Angeles | 37 | 06037 | 1 | 0 | 1986 | 9999 |  |  | N | Hydro | [13 empty] | 0 | 0 | 0 | 0 | [11 empty] | San Gabriel Valley Municipal Water District | 100 | San Gabriel Valley Municipal Water District | 100
Bucksport Generation LLC | 50243_G_GEN4 | 50243 | G | GEN4 | 4072 | Combustion Turbine |  | NENG_ME | Maine | 23 | Hancock | 9 | 23009 | 156.8 | 6120 | 2001 | 9999 |  |  | Y | Natural Gas, Distillate Fuel Oil |  |  |  | DLNB + H2O | [8 empty] | 2 | 0.12712 | 0.12712 | 0.12712 | 0.12712 | [11 empty] | Bucksport Generation LLC | 100 | Stonepeak Infrastructure Partners | 100
Sartell Dam | 50252_G_HG10 | 50252 | G | HG10 |  | Hydro |  | MIS_MNWI | Minnesota | 27 | Benton | 9 | 27009 | 0.9 | 0 | 1985 | 9999 |  |  | N | Hydro | [13 empty] | 0 | 0 | 0 | 0 | [11 empty] | Aim Development (USA) LLC | 100 | Aim Development (USA) LLC | 100
Sartell Dam | 50252_G_HG11 | 50252 | G | HG11 |  | Hydro |  | MIS_MNWI | Minnesota | 27 | Benton | 9 | 27009 | 0.9 | 0 | 1985 | 9999 |  |  | N | Hydro | [13 empty] | 0 | 0 | 0 | 0 | [11 empty] | Aim Development (USA) LLC | 100 | Aim Development (USA) LLC | 100
Sartell Dam | 50252_G_HG12 | 50252 | G | HG12 |  | Hydro |  | MIS_MNWI | Minnesota | 27 | Benton | 9 | 27009 | 0.9 | 0 | 1985 | 9999 |  |  | N | Hydro | [13 empty] | 0 | 0 | 0 | 0 | [11 empty] | Aim Development (USA) LLC | 100 | Aim Development (USA) LLC | 100
Sartell Dam | 50252_G_HG2 | 50252 | G | HG2 |  | Hydro |  | MIS_MNWI | Minnesota | 27 | Benton | 9 | 27009 | 0.9 | 0 | 1985 | 9999 |  |  | N | Hydro | [13 empty] | 0 | 0 | 0 | 0 | [11 empty] | Aim Development (USA) LLC | 100 | Aim Development (USA) LLC | 100
Sartell Dam | 50252_G_HG3 | 50252 | G | HG3 |  | Hydro |  | MIS_MNWI | Minnesota | 27 | Benton | 9 | 27009 | 0.9 | 0 | 1985 | 9999 |  |  | N | Hydro | [13 empty] | 0 | 0 | 0 | 0 | [11 empty] | Aim Development (USA) LLC | 100 | Aim Development (USA) LLC | 100
Sartell Dam | 50252_G_HG4 | 50252 | G | HG4 |  | Hydro |  | MIS_MNWI | Minnesota | 27 | Benton | 9 | 27009 | 0.9 | 0 | 1985 | 9999 |  |  | N | Hydro | [13 empty] | 0 | 0 | 0 | 0 | [11 empty] | Aim Development (USA) LLC | 100 | Aim Development (USA) LLC | 100
Sartell Dam | 50252_G_HG5 | 50252 | G | HG5 |  | Hydro |  | MIS_MNWI | Minnesota | 27 | Benton | 9 | 27009 | 0.9 | 0 | 1985 | 9999 |  |  | N | Hydro | [13 empty] | 0 | 0 | 0 | 0 | [11 empty] | Aim Development (USA) LLC | 100 | Aim Development (USA) LLC | 100
Sartell Dam | 50252_G_HG6 | 50252 | G | HG6 |  | Hydro |  | MIS_MNWI | Minnesota | 27 | Benton | 9 | 27009 | 0.8 | 0 | 1985 | 9999 |  |  | N | Hydro | [13 empty] | 0 | 0 | 0 | 0 | [11 empty] | Aim Development (USA) LLC | 100 | Aim Development (USA) LLC | 100
Sartell Dam | 50252_G_HG7 | 50252 | G | HG7 |  | Hydro |  | MIS_MNWI | Minnesota | 27 | Benton | 9 | 27009 | 0.8 | 0 | 1985 | 9999 |  |  | N | Hydro | [13 empty] | 0 | 0 | 0 | 0 | [11 empty] | Aim Development (USA) LLC | 100 | Aim Development (USA) LLC | 100
Sartell Dam | 50252_G_HG8 | 50252 | G | HG8 |  | Hydro |  | MIS_MNWI | Minnesota | 27 | Benton | 9 | 27009 | 0.7 | 0 | 1985 | 9999 |  |  | N | Hydro | [13 empty] | 0 | 0 | 0 | 0 | [11 empty] | Aim Development (USA) LLC | 100 | Aim Development (USA) LLC | 100
Sartell Dam | 50252_G_HG9 | 50252 | G | HG9 |  | Hydro |  | MIS_MNWI | Minnesota | 27 | Benton | 9 | 27009 | 0.7 | 0 | 1985 | 9999 |  |  | N | Hydro | [13 empty] | 0 | 0 | 0 | 0 | [11 empty] | Aim Development (USA) LLC | 100 | Aim Development (USA) LLC | 100
New Lahontan | 50261_G_GEN1 | 50261 | G | GEN1 |  | Hydro |  | WECC_NNV | Nevada | 32 | Churchill | 1 | 32001 | 3.8 | 0 | 1989 | 9999 |  |  | N | Hydro | [13 empty] | 0 | 0 | 0 | 0 | [11 empty] | Tcid Hydro | 100 | Truckee Carson Irrigation District | 100
Redlands Water & Power | 50267_G_RED1 | 50267 | G | RED1 |  | Hydro |  | WECC_CO | Colorado | 8 | Mesa | 77 | 08077 | 1.4 | 0 | 1931 | 9999 |  |  | N | Hydro | [13 empty] | 0 | 0 | 0 | 0 | [11 empty] | Redlands Water & Power Co | 100 | Redlands Water & Power Co | 100
Hewittville Hydroelectric | 50268_G_HY1 | 50268 | G | HY1 |  | Hydro |  | NY_Z_C&E | New York | 36 | St Lawrence | 89 | 36089 | 2.2 | 0 | 1984 | 9999 |  |  | N | Hydro | [13 empty] | 0 | 0 | 0 | 0 | [11 empty] | Brookfield Power Corp | 100 | Brookfield Asset Management Inc | 100
Unionville Hydro Project 2499 NY | 50269_G_HY1 | 50269 | G | HY1 |  | Hydro |  | NY_Z_C&E | New York | 36 | St Lawrence | 89 | 36089 | 2.2 | 0 | 1984 | 9999 |  |  | N | Hydro | [13 empty] | 0 | 0 | 0 | 0 | [11 empty] | Brookfield Power Corp | 100 | Brookfield Asset Management Inc | 100
Pioneer Valley Resource Recovery | 50273_G_DLV1 | 50273 | G | DLV1 |  | Municipal Solid Waste |  | NENGREST | Massachusetts | 25 | Hampden | 13 | 25013 | 7.5 | 28471 | 1988 | 9999 |  |  | N | MSW | [13 empty] | 0.2016 | 0.2016 | 0.2016 | 0.2016 | 0.08 | 0.08 | 0.08 | [8 empty] | Community Eco Springfield LLC | 100 | Community Eco Power LLC | 100
Wintec Energy Ltd | 50276_G_EXIS | 50276 | G | EXIS |  | Onshore Wind |  | WECC_SCE | California | 6 | Riverside | 65 | 06065 | 5.9 | 0 | 1986 | 9999 |  |  | N | Wind | [13 empty] | 0 | 0 | 0 | 0 | [11 empty] | Wintec Energy Ltd | 100 | Wintec Energy Ltd | 100
Worumbo Hydro Station | 50278_G_GEN1 | 50278 | G | GEN1 |  | Hydro |  | NENG_ME | Maine | 23 | Androscoggin | 1 | 23001 | 4.6 | 0 | 1989 | 9999 |  |  | N | Hydro | [13 empty] | 0 | 0 | 0 | 0 | [11 empty] | Miller Hydro Group Inc | 100 | Miller Hydro Group Inc | 100
Worumbo Hydro Station | 50278_G_GEN2 | 50278 | G | GEN2 |  | Hydro |  | NENG_ME | Maine | 23 | Androscoggin | 1 | 23001 | 4.6 | 0 | 1989 | 9999 |  |  | N | Hydro | [13 empty] | 0 | 0 | 0 | 0 | [11 empty] | Miller Hydro Group Inc | 100 | Miller Hydro Group Inc | 100
Archbald Power Station | 50279_G_Gen2 | 50279 | G | Gen2 | 3643 | Combustion Turbine |  | PJM_WMAC | Pennsylvania | 42 | Lackawanna | 69 | 42069 | 43.7 | 11461 | 2001 | 9999 |  |  | N | Natural Gas |  |  |  | H2O | [8 empty] | 3.7 | 0.08385 | 0.08385 | 0.08385 | 0.08385 | [11 empty] | PEI Power II LLC | 100 | Archaea Energy Inc | 100
Archbald Power Station | 50279_G_GEN5 | 50279 | G | GEN5 |  | Landfill Gas |  | PJM_WMAC | Pennsylvania | 42 | Lackawanna | 69 | 42069 | 4 | 13500 | 2010 | 9999 |  |  | N | Landfill Gas | [13 empty] | 0.01123 | 0.01123 | 0.01123 | 0.01123 | [11 empty] | PEI Power Corp | 100 | Archaea Energy Inc | 100
Archbald Power Station | 50279_G_GEN6 | 50279 | G | GEN6 |  | Landfill Gas |  | PJM_WMAC | Pennsylvania | 42 | Lackawanna | 69 | 42069 | 4 | 13500 | 2010 | 9999 |  |  | N | Landfill Gas | [13 empty] | 0.01508 | 0.01508 | 0.01508 | 0.01508 | [11 empty] | PEI Power Corp | 100 | Archaea Energy Inc | 100
Dahowa Hydro | 50280_G_GEN1 | 50280 | G | GEN1 |  | Hydro |  | NY_Z_F | New York | 36 | Washington | 115 | 36115 | 1.5 | 0 | 1987 | 9999 |  |  | N | Hydro | [13 empty] | 0 | 0 | 0 | 0 | [11 empty] | Dahowa Hydro | 100 | Gravity Renewables Inc | 100
San Gorgonio Farms Wind Farm | 50281_G_WGEN | 50281 | G | WGEN |  | Onshore Wind |  | WECC_SCE | California | 6 | Riverside | 65 | 06065 | 31 | 0 | 1983 | 9999 |  |  | N | Wind | [13 empty] | 0 | 0 | 0 | 0 | [11 empty] | San Gorgonio Wind Farms Inc | 100 | San Gorgonio Wind Farms Inc | 100
Lower Village Water Power Project | 50285_G_0001 | 50285 | G | 0001 |  | Hydro |  | NENGREST | New Hampshire | 33 | Sullivan | 19 | 33019 | 0.6 | 0 | 1995 | 9999 |  |  | N | Hydro | [13 empty] | 0 | 0 | 0 | 0 | [11 empty] | Marlborough Hydro Corp | 100 | Marlborough Hydro Corp | 100
Lower Village Water Power Project | 50285_G_0002 | 50285 | G | 0002 |  | Hydro |  | NENGREST | New Hampshire | 33 | Sullivan | 19 | 33019 | 0.6 | 0 | 1995 | 9999 |  |  | N | Hydro | [13 empty] | 0 | 0 | 0 | 0 | [11 empty] | Marlborough Hydro Corp | 100 | Marlborough Hydro Corp | 100
Bethpage Power Plant | 50292_G_GEN1 | 50292 | G | GEN1 | 3647 | Combined Cycle |  | NY_Z_K | New York | 36 | Nassau | 59 | 36059 | 22.2 | 8914 | 1989 | 9999 |  |  | N | Natural Gas |  |  |  | STM | [9 empty] | 0.1209 | 0.1209 | 0.1209 | 0.1209 | [11 empty] | Calpine Eastern Corp | 100 | Energy Capital Partners | 100
Bethpage Power Plant | 50292_G_GEN2 | 50292 | G | GEN2 | 3648 | Combined Cycle |  | NY_Z_K | New York | 36 | Nassau | 59 | 36059 | 22.2 | 8914 | 1989 | 9999 |  |  | N | Natural Gas |  |  |  | STM | [9 empty] | 0.1209 | 0.1209 | 0.1209 | 0.1209 | [11 empty] | Calpine Eastern Corp | 100 | Energy Capital Partners | 100
Bethpage Power Plant | 50292_G_GEN3 | 50292 | G | GEN3 | 3647 | Combined Cycle |  | NY_Z_K | New York | 36 | Nassau | 59 | 36059 | 10.6 | 8914 | 1989 | 9999 |  |  | N | Natural Gas |  |  |  | STM | [9 empty] | 0.1209 | 0.1209 | 0.1209 | 0.1209 | [11 empty] | Calpine Eastern Corp | 100 | Energy Capital Partners | 100
Bethpage Power Plant | 50292_G_GEN4 | 50292 | G | GEN4 |  | Combustion Turbine | IC Engine | NY_Z_K | New York | 36 | Nassau | 59 | 36059 | 0.4 | 12283 | 1989 | 9999 |  |  | N | Distillate Fuel Oil | [12 empty] | 1.053 | 0.53099 | 0.53099 | 0.53099 | 0.53099 | [11 empty] | Calpine Eastern Corp | 100 | Energy Capital Partners | 100
Bethpage Power Plant | 50292_G_GEN5 | 50292 | G | GEN5 | 8438 | Combustion Turbine |  | NY_Z_K | New York | 36 | Nassau | 59 | 36059 | 47 | 11059 | 2002 | 9999 |  |  | N | Natural Gas |  |  |  | H2O | SCR | [7 empty] | 1.053 | 0.00757 | 0.00715 | 0.00757 | 0.00715 | [11 empty] | Calpine Eastern Corp | 100 | Energy Capital Partners | 100
Bethpage Power Plant | 50292_G_GEN6 | 50292 | G | GEN6 | 89507 | Combined Cycle |  | NY_Z_K | New York | 36 | Nassau | 59 | 36059 | 49 | 8914 | 2005 | 9999 |  |  | N | Natural Gas |  |  |  | H2O | SCR | [8 empty] | 0.0064989 | 0.0064989 | 0.0064989 | 0.0064989 | [11 empty] | Bethpage Energy Center 3 LLC | 100 | Energy Capital Partners | 100
Bethpage Power Plant | 50292_G_GEN7 | 50292 | G | GEN7 | 89507 | Combined Cycle |  | NY_Z_K | New York | 36 | Nassau | 59 | 36059 | 33 | 8914 | 2005 | 9999 |  |  | N | Natural Gas |  |  |  | H2O | SCR | [8 empty] | 0.0064989 | 0.0064989 | 0.0064989 | 0.0064989 | [11 empty] | Bethpage Energy Center 3 LLC | 100 | Energy Capital Partners | 100
AltaGas Ripon Energy Inc. | 50299_G_GEN1 | 50299 | G | GEN1 |  | Combustion Turbine |  | WEC_CALN | California | 6 | San Joaquin | 77 | 06077 | 46.1 | 10745 | 1988 | 9999 |  |  | N | Natural Gas | [12 empty] | 0.74 | 0.02655 | 0.02655 | 0.02655 | 0.02655 | [11 empty] | AltaGas Ripon Energy Inc | 100 | AltaGas Ltd | 100
AltaGas Pomona Energy Inc. | 50300_G_BESS1 | 50300 | G | BESS1 |  | Energy Storage |  | WECC_SCE | California | 6 | Los Angeles | 37 | 06037 | 20 | 0 | 2016 | 9999 |  |  | N | Energy Storage | [13 empty] | 0 | 0 | 0 | 0 | [11 empty] | VESI Pomona Energy Storage Inc | 100 | AltaGas Ltd | 100
University of Oklahoma | 50307_G_GEN5 | 50307 | G | GEN5 |  | Combustion Turbine | IC Engine | SPP_WEST | Oklahoma | 40 | Cleveland | 27 | 40027 | 1.8 | 8700 | 2001 | 9999 |  |  | Y | Distillate Fuel Oil | [13 empty] | 1.6498 | 1.6498 | 1.6498 | 1.6498 | [11 empty] | University of Oklahoma | 100 | University of Oklahoma | 100
Passaic Valley Water Commission | 50311_G_GEN1 | 50311 | G | GEN1 |  | Hydro |  | PJM_EMAC | New Jersey | 34 | Passaic | 31 | 34031 | 0.6 | 0 | 1935 | 9999 |  |  | N | Hydro | [13 empty] | 0 | 0 | 0 | 0 | [11 empty] | Passaic Valley Water Commission | 100 | Passaic Valley Water Commission | 100
Passaic Valley Water Commission | 50311_G_GEN2 | 50311 | G | GEN2 |  | Hydro |  | PJM_EMAC | New Jersey | 34 | Passaic | 31 | 34031 | 0.6 | 0 | 1935 | 9999 |  |  | N | Hydro | [13 empty] | 0 | 0 | 0 | 0 | [11 empty] | Passaic Valley Water Commission | 100 | Passaic Valley Water Commission | 100
Passaic Valley Water Commission | 50311_G_GEN3 | 50311 | G | GEN3 |  | Hydro |  | PJM_EMAC | New Jersey | 34 | Passaic | 31 | 34031 | 0.6 | 0 | 1935 | 9999 |  |  | N | Hydro | [13 empty] | 0 | 0 | 0 | 0 | [11 empty] | Passaic Valley Water Commission | 100 | Passaic Valley Water Commission | 100
Passaic Valley Water Commission | 50311_G_GEN4 | 50311 | G | GEN4 |  | Hydro |  | PJM_EMAC | New Jersey | 34 | Passaic | 31 | 34031 | 0.6 | 0 | 1935 | 9999 |  |  | N | Hydro | [13 empty] | 0 | 0 | 0 | 0 | [11 empty] | Passaic Valley Water Commission | 100 | Passaic Valley Water Commission | 100
Pembroke Hydro | 50312_G_1 | 50312 | G | 1 |  | Hydro |  | NENGREST | New Hampshire | 33 | Merrimack | 13 | 33013 | 0.6 | 0 | 1985 | 9999 |  |  | N | Hydro | [13 empty] | 0 | 0 | 0 | 0 | [11 empty] | Pembroke Hydro Associates | 100 | Hudson Clean Energy Partners LP | 100
Chasm Hydro Partnership | 50315_G_1100 | 50315 | G | 1100 |  | Hydro |  | NY_Z_D | New York | 36 | Franklin | 33 | 36033 | 0.5 | 0 | 1982 | 9999 |  |  | N | Hydro | [13 empty] | 0 | 0 | 0 | 0 | [11 empty] | Chasm Hydro Partnership | 100 | Chasm Hydro Partnership | 100
Chasm Hydro Partnership | 50315_G_2600 | 50315 | G | 2600 |  | Hydro |  | NY_Z_D | New York | 36 | Franklin | 33 | 36033 | 0.5 | 0 | 1984 | 9999 |  |  | N | Hydro | [13 empty] | 0 | 0 | 0 | 0 | [11 empty] | Chasm Hydro Partnership | 100 | Chasm Hydro Partnership | 100
Site 980 65 | 50322_G_GEN1 | 50322 | G | GEN1 |  | Hydro |  | WEC_CALN | California | 6 | Madera | 39 | 06039 | 2.1 | 0 | 1985 | 9999 |  |  | N | Hydro | [13 empty] | 0 | 0 | 0 | 0 | [11 empty] | Madera Chowchilla Power Authority | 100 | Madera Chowchilla Power Authority | 100
Marco Ranch | 50323_G_1 | 50323 | G | 1 |  | Hydro |  | WECC_ID | Idaho | 16 | Jerome | 53 | 16053 | 0.3 | 0 | 1985 | 9999 |  |  | N | Hydro | [13 empty] | 0 | 0 | 0 | 0 | [11 empty] | Power Investments Inc | 100 | Power Investments Inc | 100
Marco Ranch | 50323_G_2 | 50323 | G | 2 |  | Hydro |  | WECC_ID | Idaho | 16 | Jerome | 53 | 16053 | 0.3 | 0 | 1985 | 9999 |  |  | N | Hydro | [13 empty] | 0 | 0 | 0 | 0 | [11 empty] | Power Investments Inc | 100 | Power Investments Inc | 100
Marco Ranch | 50323_G_3 | 50323 | G | 3 |  | Hydro |  | WECC_ID | Idaho | 16 | Jerome | 53 | 16053 | 0.3 | 0 | 1985 | 9999 |  |  | N | Hydro | [13 empty] | 0 | 0 | 0 | 0 | [11 empty] | Power Investments Inc | 100 | Power Investments Inc | 100
Marco Ranch | 50323_G_4 | 50323 | G | 4 |  | Hydro |  | WECC_ID | Idaho | 16 | Jerome | 53 | 16053 | 0.3 | 0 | 1985 | 9999 |  |  | N | Hydro | [13 empty] | 0 | 0 | 0 | 0 | [11 empty] | Power Investments Inc | 100 | Power Investments Inc | 100
Newfound Hydroelectric | 50324_G_1 | 50324 | G | 1 |  | Hydro |  | NENGREST | New Hampshire | 33 | Grafton | 9 | 33009 | 0.7 | 0 | 1983 | 9999 |  |  | N | Hydro | [13 empty] | 0 | 0 | 0 | 0 | [11 empty] | KTZ Hydro LLC | 100 | KTZ Hydro LLC | 100
Newfound Hydroelectric | 50324_G_2 | 50324 | G | 2 |  | Hydro |  | NENGREST | New Hampshire | 33 | Grafton | 9 | 33009 | 0.7 | 0 | 1983 | 9999 |  |  | N | Hydro | [13 empty] | 0 | 0 | 0 | 0 | [11 empty] | KTZ Hydro LLC | 100 | KTZ Hydro LLC | 100
Nalco | 50326_G_AT1 | 50326 | G | AT1 |  | Combined Cycle |  | PJM_COMD | Illinois | 17 | DuPage | 43 | 17043 | 3 | 10031 | 1985 | 2045 |  |  | Y | Natural Gas | [13 empty] | 0.068427 | 0.068427 | 0.068427 | 0.068427 | [11 empty] | Ondeo Nalco Co | 100 | Nalco Co | 100
Nalco | 50326_G_DPOX | 50326 | G | DPOX |  | Combined Cycle |  | PJM_COMD | Illinois | 17 | DuPage | 43 | 17043 | 0.7 | 10031 | 1985 | 2045 |  |  | Y | Natural Gas | [13 empty] | 0.068427 | 0.068427 | 0.068427 | 0.068427 | [11 empty] | Ondeo Nalco Co | 100 | Nalco Co | 100
Byllesby | 50328_G_1 | 50328 | G | 1 |  | Hydro |  | MIS_MNWI | Minnesota | 27 | Dakota | 37 | 27037 | 0.8 | 0 | 1988 | 9999 |  |  | N | Hydro | [13 empty] | 0 | 0 | 0 | 0 | [11 empty] | Dakota MN (County of) | 100 | Dakota MN (County of) | 100
Byllesby | 50328_G_2 | 50328 | G | 2 |  | Hydro |  | MIS_MNWI | Minnesota | 27 | Dakota | 37 | 27037 | 0.8 | 0 | 1988 | 9999 |  |  | N | Hydro | [13 empty] | 0 | 0 | 0 | 0 | [11 empty] | Dakota MN (County of) | 100 | Dakota MN (County of) | 100
Byllesby | 50328_G_3 | 50328 | G | 3 |  | Hydro |  | MIS_MNWI | Minnesota | 27 | Dakota | 37 | 27037 | 0.9 | 0 | 1988 | 9999 |  |  | N | Hydro | [13 empty] | 0 | 0 | 0 | 0 | [11 empty] | Dakota MN (County of) | 100 | Dakota MN (County of) | 100
West Point Treatment Plant | 50329_G_4 | 50329 | G | 4 |  | Non-Fossil Waste |  | WECC_PNW | Washington | 53 | King | 33 | 53033 | 2.3 | 6025 | 2012 | 9999 |  |  | Y | Non-Fossil Waste | [13 empty] | 0 | 0 | 0 | 0 | [11 empty] | King County Dept Natural Resources & Parks | 100 | King County Dept Natural Resources & Parks | 100
West Point Treatment Plant | 50329_G_5 | 50329 | G | 5 |  | Non-Fossil Waste |  | WECC_PNW | Washington | 53 | King | 33 | 53033 | 2.3 | 6025 | 2012 | 9999 |  |  | Y | Non-Fossil Waste | [13 empty] | 0 | 0 | 0 | 0 | [11 empty] | King County Dept Natural Resources & Parks | 100 | King County Dept Natural Resources & Parks | 100
PCS Nitrogen Fertilizer LP | 50341_G_GEN3 | 50341 | G | GEN3 |  | Combustion Turbine | IC Engine | MIS_LA | Louisiana | 22 | Iberville | 47 | 22047 | 1.8 | 13469 | 2010 | 9999 |  |  | N | Distillate Fuel Oil | [13 empty] | 1.6498 | 1.6498 | 1.6498 | 1.6498 | [11 empty] | PCS Nitrogen LP | 100 | Potash Corp of Saskatchewan Inc | 100
PCS Nitrogen Fertilizer LP | 50341_G_GEN4 | 50341 | G | GEN4 |  | Combustion Turbine | IC Engine | MIS_LA | Louisiana | 22 | Iberville | 47 | 22047 | 1.8 | 13469 | 2014 | 9999 |  |  | N | Distillate Fuel Oil | [13 empty] | 1.6498 | 1.6498 | 1.6498 | 1.6498 | [11 empty] | PCS Nitrogen LP | 100 | Potash Corp of Saskatchewan Inc | 100
Forks of Butte Hydro Project | 50350_G_GEN1 | 50350 | G | GEN1 |  | Hydro |  | WEC_CALN | California | 6 | Butte | 7 | 06007 | 14.5 | 0 | 1992 | 9999 |  |  | N | Hydro | [13 empty] | 0 | 0 | 0 | 0 | [11 empty] | Hypower Inc | 100 | Hypower Inc | 100
Rolfe Canal Hydro | 50351_G_1 | 50351 | G | 1 |  | Hydro |  | NENGREST | New Hampshire | 33 | Merrimack | 13 | 33013 | 4.3 | 0 | 1987 | 9999 |  |  | N | Hydro | [13 empty] | 0 | 0 | 0 | 0 | [11 empty] | Briar Hydro Associates | 100 | Briar Hydro Associates | 100
Nacimiento Hydro Project | 50352_G_1 | 50352 | G | 1 |  | Hydro |  | WEC_CALN | California | 6 | San Luis Obispo | 79 | 06079 | 3.7 | 0 | 1987 | 9999 |  |  | N | Hydro | [13 empty] | 0 | 0 | 0 | 0 | [11 empty] | Monterey County Water Resources Agency | 80 | Monterey County Water Resources Agency | 80
Nacimiento Hydro Project | 50352_G_2 | 50352 | G | 2 |  | Hydro |  | WEC_CALN | California | 6 | San Luis Obispo | 79 | 06079 | 0.3 | 0 | 1987 | 9999 |  |  | N | Hydro | [13 empty] | 0 | 0 | 0 | 0 | [11 empty] | Monterey County Water Resources Agency | 80 | Monterey County Water Resources Agency | 80
Penacook Lower Falls | 50353_G_1 | 50353 | G | 1 |  | Hydro |  | NENGREST | New Hampshire | 33 | Merrimack | 13 | 33013 | 4.6 | 0 | 1983 | 9999 |  |  | N | Hydro | [13 empty] | 0 | 0 | 0 | 0 | [11 empty] | New Hampshire Hydro Associates | 100 | Essex Hydro Associates LLC | 100
Newport Hydro | 50354_G_1 | 50354 | G | 1 |  | Hydro |  | NY_Z_C&E | New York | 36 | Herkimer | 43 | 36043 | 0.8 | 0 | 1987 | 9999 |  |  | N | Hydro | [13 empty] | 0 | 0 | 0 | 0 | [11 empty] | Newport Hydro Associates LP | 100 | Hudson Clean Energy Partners LP | 100
Newport Hydro | 50354_G_2 | 50354 | G | 2 |  | Hydro |  | NY_Z_C&E | New York | 36 | Herkimer | 43 | 36043 | 0.8 | 0 | 1987 | 9999 |  |  | N | Hydro | [13 empty] | 0 | 0 | 0 | 0 | [11 empty] | Newport Hydro Associates LP | 100 | Hudson Clean Energy Partners LP | 100
Newport Hydro | 50354_G_3 | 50354 | G | 3 |  | Hydro |  | NY_Z_C&E | New York | 36 | Herkimer | 43 | 36043 | 0.1 | 0 | 1987 | 9999 |  |  | N | Hydro | [13 empty] | 0 | 0 | 0 | 0 | [11 empty] | Newport Hydro Associates LP | 100 | Hudson Clean Energy Partners LP | 100
Michell Butte Power Project | 50360_G_GEN1 | 50360 | G | GEN1 |  | Hydro |  | WECC_PNW | Oregon | 41 | Malheur | 45 | 41045 | 1.8 | 0 | 1989 | 9999 |  |  | N | Hydro | [13 empty] | 0 | 0 | 0 | 0 | [11 empty] | Owyhee Irrigation District | 100 | Owyhee Irrigation District | 100
Owyhee Dam Power Project | 50361_G_GEN1 | 50361 | G | GEN1 |  | Hydro |  | WECC_PNW | Oregon | 41 | Malheur | 45 | 41045 | 2.9 | 0 | 1985 | 9999 |  |  | N | Hydro | [13 empty] | 0 | 0 | 0 | 0 | [11 empty] | Owyhee Irrigation District | 100 | Owyhee Irrigation District | 100
Tunnel 1 Power Project | 50362_G_GEN1 | 50362 | G | GEN1 |  | Hydro |  | WECC_PNW | Oregon | 41 | Malheur | 45 | 41045 | 6.7 | 0 | 1993 | 9999 |  |  | N | Hydro | [13 empty] | 0 | 0 | 0 | 0 | [11 empty] | Owyhee Irrigation District | 100 | Owyhee Irrigation District | 100
Ridgewood Providence Power | 50365_G_PH21 | 50365 | G | PH21 |  | Landfill Gas |  | NENGREST | Rhode Island | 44 | Providence | 7 | 44007 | 1.5 | 13500 | 2005 | 9999 |  |  | N | Landfill Gas | [13 empty] | 0.24082 | 0.24082 | 0.24082 | 0.24082 | [11 empty] | Rhode Island Engine Gen Co LLC | 100 | Energy Developments | 100
Ridgewood Providence Power | 50365_G_PH22 | 50365 | G | PH22 |  | Landfill Gas |  | NENGREST | Rhode Island | 44 | Providence | 7 | 44007 | 1.5 | 13500 | 2005 | 9999 |  |  | N | Landfill Gas | [13 empty] | 0.24082 | 0.24082 | 0.24082 | 0.24082 | [11 empty] | Rhode Island Engine Gen Co LLC | 100 | Energy Developments | 100
Ridgewood Providence Power | 50365_G_PH23 | 50365 | G | PH23 |  | Landfill Gas |  | NENGREST | Rhode Island | 44 | Providence | 7 | 44007 | 1.5 | 13500 | 2005 | 9999 |  |  | N | Landfill Gas | [13 empty] | 0.24082 | 0.24082 | 0.24082 | 0.24082 | [11 empty] | Rhode Island Engine Gen Co LLC | 100 | Energy Developments | 100
Ridgewood Providence Power | 50365_G_PH24 | 50365 | G | PH24 |  | Landfill Gas |  | NENGREST | Rhode Island | 44 | Providence | 7 | 44007 | 1.5 | 13500 | 2005 | 9999 |  |  | N | Landfill Gas | [13 empty] | 0.24082 | 0.24082 | 0.24082 | 0.24082 | [11 empty] | Rhode Island Engine Gen Co LLC | 100 | Energy Developments | 100
University of Notre Dame | 50366_G_GEN3 | 50366 | G | GEN3 |  | Combustion Turbine | IC Engine | PJM_West | Indiana | 18 | St Joseph | 141 | 18141 | 1 | 14775 | 1952 | 9999 |  |  | N | Distillate Fuel Oil | [13 empty] | 1.6498 | 1.6498 | 1.6498 | 1.6498 | [11 empty] | University of Notre Dame | 100 | University of Notre Dame | 100
University of Notre Dame | 50366_G_GEN4 | 50366 | G | GEN4 |  | Combustion Turbine | IC Engine | PJM_West | Indiana | 18 | St Joseph | 141 | 18141 | 1 | 14775 | 1952 | 9999 |  |  | N | Distillate Fuel Oil | [13 empty] | 1.6498 | 1.6498 | 1.6498 | 1.6498 | [11 empty] | University of Notre Dame | 100 | University of Notre Dame | 100
University of Notre Dame | 50366_G_GEN8 | 50366 | G | GEN8 |  | Combustion Turbine | IC Engine | PJM_West | Indiana | 18 | St Joseph | 141 | 18141 | 1.7 | 13469 | 2006 | 9999 |  |  | N | Distillate Fuel Oil | [13 empty] | 1.6498 | 1.6498 | 1.6498 | 1.6498 | [11 empty] | University of Notre Dame | 100 | University of Notre Dame | 100
University of Notre Dame | 50366_G_GEN9 | 50366 | G | GEN9 |  | Combustion Turbine | IC Engine | PJM_West | Indiana | 18 | St Joseph | 141 | 18141 | 1.7 | 13469 | 2006 | 9999 |  |  | N | Distillate Fuel Oil | [13 empty] | 1.6498 | 1.6498 | 1.6498 | 1.6498 | [11 empty] | University of Notre Dame | 100 | University of Notre Dame | 100
University of Notre Dame | 50366_G_GN10 | 50366 | G | GN10 |  | Combustion Turbine | IC Engine | PJM_West | Indiana | 18 | St Joseph | 141 | 18141 | 1.7 | 13469 | 2006 | 9999 |  |  | N | Distillate Fuel Oil | [13 empty] | 1.6498 | 1.6498 | 1.6498 | 1.6498 | [11 empty] | University of Notre Dame | 100 | University of Notre Dame | 100
University of Notre Dame | 50366_G_GT1 | 50366 | G | GT1 |  | Combustion Turbine |  | PJM_West | Indiana | 18 | St Joseph | 141 | 18141 | 5.6 | 8700 | 2019 | 9999 |  |  | Y | Natural Gas | [13 empty] | 0.011 | 0.011 | 0.011 | 0.011 | [11 empty] | University of Notre Dame | 100 | University of Notre Dame | 100
University of Notre Dame | 50366_G_GT2 | 50366 | G | GT2 |  | Combustion Turbine |  | PJM_West | Indiana | 18 | St Joseph | 141 | 18141 | 5.6 | 8700 | 2019 | 9999 |  |  | Y | Natural Gas | [13 empty] | 0.011 | 0.011 | 0.011 | 0.011 | [11 empty] | University of Notre Dame | 100 | University of Notre Dame | 100
Cornell University Central Heat | 50368_G_CT1 | 50368 | G | CT1 | 90477 | Combined Cycle |  | NY_Z_C&E | New York | 36 | Tompkins | 109 | 36109 | 12.3 | 5500 | 2009 | 9999 |  |  | Y | Natural Gas, Distillate Fuel Oil |  |  |  |  | SCR | [8 empty] | 0.0071181 | 0.0071181 | 0.0071181 | 0.0071181 | [11 empty] | Cornell University | 100 | Cornell University | 100
Cornell University Central Heat | 50368_G_CT2 | 50368 | G | CT2 | 90478 | Combined Cycle |  | NY_Z_C&E | New York | 36 | Tompkins | 109 | 36109 | 12.3 | 5500 | 2009 | 9999 |  |  | Y | Natural Gas, Distillate Fuel Oil |  |  |  |  | SCR | [8 empty] | 0.0080073 | 0.0080073 | 0.0080073 | 0.0080073 | [11 empty] | Cornell University | 100 | Cornell University | 100
Cornell University Central Heat | 50368_G_EDG1 | 50368 | G | EDG1 |  | Combustion Turbine | IC Engine | NY_Z_C&E | New York | 36 | Tompkins | 109 | 36109 | 0.9 | 13469 | 2009 | 9999 |  |  | N | Distillate Fuel Oil | [13 empty] | 0.47113 | 0.47113 | 0.47113 | 0.47113 | [11 empty] | Cornell University | 100 | Cornell University | 100
Cornell University Central Heat | 50368_G_EDG2 | 50368 | G | EDG2 |  | Combustion Turbine | IC Engine | NY_Z_C&E | New York | 36 | Tompkins | 109 | 36109 | 0.9 | 13469 | 2009 | 9999 |  |  | N | Distillate Fuel Oil | [13 empty] | 0.47113 | 0.47113 | 0.47113 | 0.47113 | [11 empty] | Cornell University | 100 | Cornell University | 100
Cornell University Central Heat | 50368_G_TG1 | 50368 | G | TG1 | 90477 | Combined Cycle |  | NY_Z_C&E | New York | 36 | Tompkins | 109 | 36109 | 1 | 5500 | 1988 | 9999 |  |  | Y | Natural Gas, Distillate Fuel Oil |  |  |  |  | SCR | [7 empty] | 3.8 | 0.0071181 | 0.0071181 | 0.0071181 | 0.0071181 | [11 empty] | Cornell University | 100 | Cornell University | 100
Cornell University Central Heat | 50368_G_TG2 | 50368 | G | TG2 | 90478 | Combined Cycle |  | NY_Z_C&E | New York | 36 | Tompkins | 109 | 36109 | 5.3 | 5500 | 1988 | 9999 |  |  | Y | Natural Gas, Distillate Fuel Oil |  |  |  |  | SCR | [7 empty] | 3.8 | 0.0080073 | 0.0080073 | 0.0080073 | 0.0080073 | [11 empty] | Cornell University | 100 | Cornell University | 100
Paxton Creek Cogeneration | 50373_G_GEN1 | 50373 | G | GEN1 |  | Combustion Turbine | IC Engine | PJM_WMAC | Pennsylvania | 42 | Dauphin | 43 | 42043 | 6 | 8900 | 1986 | 9999 |  |  | Y | Natural Gas, Distillate Fuel Oil | [12 empty] | 0.06 | 1.4787 | 1.4787 | 1.4787 | 1.4787 | [11 empty] | Energy Center Paxton LLC | 100 | Global Infrastructure Partners | 100
Paxton Creek Cogeneration | 50373_G_GEN2 | 50373 | G | GEN2 |  | Combustion Turbine | IC Engine | PJM_WMAC | Pennsylvania | 42 | Dauphin | 43 | 42043 | 6 | 8900 | 1986 | 9999 |  |  | Y | Natural Gas, Distillate Fuel Oil | [12 empty] | 0.06 | 1.4787 | 1.4787 | 1.4787 | 1.4787 | [11 empty] | Energy Center Paxton LLC | 100 | Global Infrastructure Partners | 100
East Portal Generator | 50375_G_GEN1 | 50375 | G | GEN1 |  | Hydro |  | WECC_SCE | California | 6 | Los Angeles | 37 | 06037 | 1.2 | 0 | 1987 | 9999 |  |  | N | Hydro | [13 empty] | 0 | 0 | 0 | 0 | [11 empty] | Calleguas Municipal Water District | 100 | Calleguas Municipal Water District | 100
Upriver Dam Hydro Plant | 50380_G_GEN1 | 50380 | G | GEN1 |  | Hydro |  | WECC_PNW | Washington | 53 | Spokane | 63 | 53063 | 0.5 | 0 | 1936 | 9999 |  |  | N | Hydro | [13 empty] | 0 | 0 | 0 | 0 | [11 empty] | Spokane (City of) | 100 | Spokane (City of) | 100
Upriver Dam Hydro Plant | 50380_G_GEN2 | 50380 | G | GEN2 |  | Hydro |  | WECC_PNW | Washington | 53 | Spokane | 63 | 53063 | 0.5 | 0 | 1936 | 9999 |  |  | N | Hydro | [13 empty] | 0 | 0 | 0 | 0 | [11 empty] | Spokane (City of) | 100 | Spokane (City of) | 100
Upriver Dam Hydro Plant | 50380_G_GEN3 | 50380 | G | GEN3 |  | Hydro |  | WECC_PNW | Washington | 53 | Spokane | 63 | 53063 | 0.5 | 0 | 1936 | 9999 |  |  | N | Hydro | [13 empty] | 0 | 0 | 0 | 0 | [11 empty] | Spokane (City of) | 100 | Spokane (City of) | 100
Upriver Dam Hydro Plant | 50380_G_GEN4 | 50380 | G | GEN4 |  | Hydro |  | WECC_PNW | Washington | 53 | Spokane | 63 | 53063 | 1.5 | 0 | 1984 | 9999 |  |  | N | Hydro | [13 empty] | 0 | 0 | 0 | 0 | [11 empty] | Spokane (City of) | 100 | Spokane (City of) | 100
Upriver Dam Hydro Plant | 50380_G_GEN5 | 50380 | G | GEN5 |  | Hydro |  | WECC_PNW | Washington | 53 | Spokane | 63 | 53063 | 1.5 | 0 | 1984 | 9999 |  |  | N | Hydro | [13 empty] | 0 | 0 | 0 | 0 | [11 empty] | Spokane (City of) | 100 | Spokane (City of) | 100
Twin Reservoirs | 50382_G_GEN1 | 50382 | G | GEN1 |  | Hydro |  | WECC_PNW | Washington | 53 | Walla Walla | 71 | 53071 | 1.8 | 0 | 1988 | 9999 |  |  | N | Hydro | [13 empty] | 0 | 0 | 0 | 0 | [11 empty] | Walla Walla (City of) | 100 | Walla Walla (City of) | 100
Gregg Falls | 50384_G_1 | 50384 | G | 1 |  | Hydro |  | NENGREST | New Hampshire | 33 | Hillsborough | 11 | 33011 | 2.1 | 0 | 1985 | 9999 |  |  | N | Hydro | [13 empty] | 0 | 0 | 0 | 0 | [11 empty] | Gregg Falls Hydro Electric Partnership | 100 | Hudson Clean Energy Partners LP | 100
Gregg Falls | 50384_G_2 | 50384 | G | 2 |  | Hydro |  | NENGREST | New Hampshire | 33 | Hillsborough | 11 | 33011 | 1.3 | 0 | 1985 | 9999 |  |  | N | Hydro | [13 empty] | 0 | 0 | 0 | 0 | [11 empty] | Gregg Falls Hydro Electric Partnership | 100 | Hudson Clean Energy Partners LP | 100
Friant Hydro Facility | 50393_G_FR1 | 50393 | G | FR1 |  | Hydro |  | WEC_CALN | California | 6 | Fresno | 19 | 06019 | 20 | 0 | 1986 | 9999 |  |  | N | Hydro | [13 empty] | 0 | 0 | 0 | 0 | [11 empty] | Friant Power Authority | 100 | Friant Power Authority | 100
Friant Hydro Facility | 50393_G_M1 | 50393 | G | M1 |  | Hydro |  | WEC_CALN | California | 6 | Fresno | 19 | 06019 | 9.8 | 0 | 1985 | 9999 |  |  | N | Hydro | [13 empty] | 0 | 0 | 0 | 0 | [11 empty] | Friant Power Authority | 100 | Friant Power Authority | 100
Friant Hydro Facility | 50393_G_RO1 | 50393 | G | RO1 |  | Hydro |  | WEC_CALN | California | 6 | Fresno | 19 | 06019 | 2.3 | 0 | 1985 | 9999 |  |  | N | Hydro | [13 empty] | 0 | 0 | 0 | 0 | [11 empty] | Friant Power Authority | 100 | Friant Power Authority | 100
Friant Hydro Facility | 50393_G_RO2 | 50393 | G | RO2 |  | Hydro |  | WEC_CALN | California | 6 | Fresno | 19 | 06019 | 7.3 | 0 | 2017 | 9999 |  |  | N | Hydro | [13 empty] | 0 | 0 | 0 | 0 | [11 empty] | Friant Power Authority | 100 | Friant Power Authority | 100
Julesburg | 504_G_1 | 504 | G | 1 |  | Combustion Turbine | IC Engine | WECC_CO | Colorado | 8 | Sedgwick | 115 | 08115 | 0.7 | 12283 | 1951 | 9999 |  |  | N | Distillate Fuel Oil | [12 empty] | 1.2 | 1.6498 | 1.6498 | 1.6498 | 1.6498 | [11 empty] | Julesburg CO (City of) | 100 | Julesburg CO (City of) | 100
Julesburg | 504_G_3 | 504 | G | 3 |  | Combustion Turbine | IC Engine | WECC_CO | Colorado | 8 | Sedgwick | 115 | 08115 | 0.2 | 12283 | 1945 | 9999 |  |  | N | Distillate Fuel Oil | [12 empty] | 1.2 | 1.6498 | 1.6498 | 1.6498 | 1.6498 | [11 empty] | Julesburg CO (City of) | 100 | Julesburg CO (City of) | 100
Julesburg | 504_G_4 | 504 | G | 4 |  | Combustion Turbine | IC Engine | WECC_CO | Colorado | 8 | Sedgwick | 115 | 08115 | 1.1 | 12283 | 1964 | 9999 |  |  | N | Distillate Fuel Oil | [12 empty] | 1.2 | 1.6498 | 1.6498 | 1.6498 | 1.6498 | [11 empty] | Julesburg CO (City of) | 100 | Julesburg CO (City of) | 100
Julesburg | 504_G_5 | 504 | G | 5 |  | Combustion Turbine | IC Engine | WECC_CO | Colorado | 8 | Sedgwick | 115 | 08115 | 0.2 | 12283 | 1946 | 9999 |  |  | N | Distillate Fuel Oil | [12 empty] | 1.2 | 1.6498 | 1.6498 | 1.6498 | 1.6498 | [11 empty] | Julesburg CO (City of) | 100 | Julesburg CO (City of) | 100
Sand Bar Power Plant | 50400_G_GEN1 | 50400 | G | GEN1 |  | Hydro |  | WEC_CALN | California | 6 | Tuolumne | 109 | 06109 | 15.6 | 0 | 1986 | 9999 |  |  | N | Hydro | [13 empty] | 0 | 0 | 0 | 0 | [11 empty] | Tri Dam Power Authority | 100 | Oakdale & South San Joaquin Irrigation D | 100
BP Chemicals Green Lake Plant | 50404_G_TG2 | 50404 | G | TG2 |  | Non-Fossil Waste |  | ERC_REST | Texas | 48 | Calhoun | 57 | 48057 | 15 | 11084 | 1989 | 9999 |  |  | N | Non-Fossil Waste | [13 empty] | 0 | 0 | 0 | 0 | [11 empty] | BP Chemicals Green Lake | 100 | BP plc | 100
BP Chemicals Green Lake Plant | 50404_G_TG3 | 50404 | G | TG3 |  | Non-Fossil Waste |  | ERC_REST | Texas | 48 | Calhoun | 57 | 48057 | 23.8 | 11084 | 1997 | 9999 |  |  | N | Non-Fossil Waste | [13 empty] | 0 | 0 | 0 | 0 | [11 empty] | BP Chemicals Green Lake | 100 | BP plc | 100
Park Mill | 50408_G_1 | 50408 | G | 1 |  | Hydro |  | MIS_WUMS | Wisconsin | 55 | Marinette | 75 | 55075 | 0.4 | 0 | 1920 | 9999 |  |  | N | Hydro | [13 empty] | 0 | 0 | 0 | 0 | [11 empty] | N E W Hydro LLC | 100 | Hudson Clean Energy Partners LP | 100
Park Mill | 50408_G_10 | 50408 | G | 10 |  | Hydro |  | MIS_WUMS | Wisconsin | 55 | Marinette | 75 | 55075 | 0.3 | 0 | 1988 | 9999 |  |  | N | Hydro | [13 empty] | 0 | 0 | 0 | 0 | [11 empty] | N E W Hydro LLC | 100 | Hudson Clean Energy Partners LP | 100
Park Mill | 50408_G_2 | 50408 | G | 2 |  | Hydro |  | MIS_WUMS | Wisconsin | 55 | Marinette | 75 | 55075 | 0.2 | 0 | 1922 | 9999 |  |  | N | Hydro | [13 empty] | 0 | 0 | 0 | 0 | [11 empty] | N E W Hydro LLC | 100 | Hudson Clean Energy Partners LP | 100
Park Mill | 50408_G_3 | 50408 | G | 3 |  | Hydro |  | MIS_WUMS | Wisconsin | 55 | Marinette | 75 | 55075 | 0.4 | 0 | 1946 | 9999 |  |  | N | Hydro | [13 empty] | 0 | 0 | 0 | 0 | [11 empty] | N E W Hydro LLC | 100 | Hudson Clean Energy Partners LP | 100
Park Mill | 50408_G_6 | 50408 | G | 6 |  | Hydro |  | MIS_WUMS | Wisconsin | 55 | Marinette | 75 | 55075 | 0.4 | 0 | 1966 | 9999 |  |  | N | Hydro | [13 empty] | 0 | 0 | 0 | 0 | [11 empty] | N E W Hydro LLC | 100 | Hudson Clean Energy Partners LP | 100
Park Mill | 50408_G_7 | 50408 | G | 7 |  | Hydro |  | MIS_WUMS | Wisconsin | 55 | Marinette | 75 | 55075 | 0.4 | 0 | 1968 | 9999 |  |  | N | Hydro | [13 empty] | 0 | 0 | 0 | 0 | [11 empty] | N E W Hydro LLC | 100 | Hudson Clean Energy Partners LP | 100
Menominee Mill Marinette | 50409_G_4 | 50409 | G | 4 |  | Hydro |  | MIS_WUMS | Michigan | 26 | Menominee | 109 | 26109 | 0.4 | 0 | 1924 | 9999 |  |  | N | Hydro | [13 empty] | 0 | 0 | 0 | 0 | [11 empty] | N E W Hydro LLC | 100 | Hudson Clean Energy Partners LP | 100
Menominee Mill Marinette | 50409_G_5 | 50409 | G | 5 |  | Hydro |  | MIS_WUMS | Michigan | 26 | Menominee | 109 | 26109 | 0.4 | 0 | 1924 | 9999 |  |  | N | Hydro | [13 empty] | 0 | 0 | 0 | 0 | [11 empty] | N E W Hydro LLC | 100 | Hudson Clean Energy Partners LP | 100
Menominee Mill Marinette | 50409_G_8 | 50409 | G | 8 |  | Hydro |  | MIS_WUMS | Michigan | 26 | Menominee | 109 | 26109 | 0.5 | 0 | 1978 | 9999 |  |  | N | Hydro | [13 empty] | 0 | 0 | 0 | 0 | [11 empty] | N E W Hydro LLC | 100 | Hudson Clean Energy Partners LP | 100
Menominee Mill Marinette | 50409_G_9 | 50409 | G | 9 |  | Hydro |  | MIS_WUMS | Michigan | 26 | Menominee | 109 | 26109 | 0.5 | 0 | 1978 | 9999 |  |  | N | Hydro | [13 empty] | 0 | 0 | 0 | 0 | [11 empty] | N E W Hydro LLC | 100 | Hudson Clean Energy Partners LP | 100
Chester Operations | 50410_G_6 | 50410 | G | 6 |  | Combined Cycle |  | PJM_EMAC | Pennsylvania | 42 | Delaware | 45 | 42045 | 14.1 | 7370 | 2020 | 9999 |  |  | N | Natural Gas | [13 empty] | 0.011 | 0.011 | 0.011 | 0.011 | [11 empty] | Kimberly Clark Corp | 100 | Kimberly Clark Corp | 100
Olmsted Waste Energy | 50413_G_DGCAT | 50413 | G | DGCAT |  | Combustion Turbine | IC Engine | MIS_MNWI | Minnesota | 27 | Olmsted | 109 | 27109 | 1.3 | 13469 | 2009 | 9999 |  |  | N | Distillate Fuel Oil | [13 empty] | 1.6498 | 1.6498 | 1.6498 | 1.6498 | [11 empty] | Olmsted County Public Works | 100 | Olmsted County Public Works | 100
Olmsted Waste Energy | 50413_G_TG2 | 50413 | G | TG2 |  | Municipal Solid Waste |  | MIS_MNWI | Minnesota | 27 | Olmsted | 109 | 27109 | 1.3 | 5496 | 1987 | 9999 |  |  | Y | MSW | Dry Scrubber | 1987 | 0.786 | [10 empty] | 0.44648 | 0.44648 | 0.44648 | 0.44648 | 0.08 | 0.08 | 0.08 | [8 empty] | Olmsted County Public Works | 100 | Olmsted County Public Works | 100
Olmsted Waste Energy | 50413_G_TG3 | 50413 | G | TG3 |  | Municipal Solid Waste |  | MIS_MNWI | Minnesota | 27 | Olmsted | 109 | 27109 | 5 | 5496 | 2010 | 9999 |  |  | Y | MSW | [13 empty] | 0.09 | 0.09 | 0.09 | 0.09 | 0.08 | 0.08 | 0.08 | [8 empty] | Olmsted County Public Works | 100 | Olmsted County Public Works | 100
Olmsted Waste Energy | 50413_G_TGI | 50413 | G | TGI |  | Municipal Solid Waste |  | MIS_MNWI | Minnesota | 27 | Olmsted | 109 | 27109 | 1.4 | 5496 | 1987 | 9999 |  |  | Y | MSW | Dry Scrubber | 1987 | 0.786 | [10 empty] | 0.34122 | 0.34122 | 0.34122 | 0.34122 | 0.08 | 0.08 | 0.08 | [8 empty] | Olmsted County Public Works | 100 | Olmsted County Public Works | 100
Penacook Upper Falls Hydro | 50414_G_1 | 50414 | G | 1 |  | Hydro |  | NENGREST | New Hampshire | 33 | Merrimack | 13 | 33013 | 3.4 | 0 | 1986 | 9999 |  |  | N | Hydro | [13 empty] | 0 | 0 | 0 | 0 | [11 empty] | Briar Hydro Associates | 100 | Briar Hydro Associates | 100
Tannery Island Power | 50416_G_GEN1 | 50416 | G | GEN1 |  | Hydro |  | NY_Z_C&E | New York | 36 | Jefferson | 45 | 36045 | 0.2 | 0 | 1986 | 9999 |  |  | N | Hydro | [13 empty] | 0 | 0 | 0 | 0 | [11 empty] | Tannery Island Power Corp | 100 | Tannery Island Power Corp | 100
Tannery Island Power | 50416_G_GEN2 | 50416 | G | GEN2 |  | Hydro |  | NY_Z_C&E | New York | 36 | Jefferson | 45 | 36045 | 0.2 | 0 | 1986 | 9999 |  |  | N | Hydro | [13 empty] | 0 | 0 | 0 | 0 | [11 empty] | Tannery Island Power Corp | 100 | Tannery Island Power Corp | 100
Tannery Island Power | 50416_G_GEN3 | 50416 | G | GEN3 |  | Hydro |  | NY_Z_C&E | New York | 36 | Jefferson | 45 | 36045 | 0.2 | 0 | 1986 | 9999 |  |  | N | Hydro | [13 empty] | 0 | 0 | 0 | 0 | [11 empty] | Tannery Island Power Corp | 100 | Tannery Island Power Corp | 100
Tannery Island Power | 50416_G_GEN4 | 50416 | G | GEN4 |  | Hydro |  | NY_Z_C&E | New York | 36 | Jefferson | 45 | 36045 | 0.2 | 0 | 1986 | 9999 |  |  | N | Hydro | [13 empty] | 0 | 0 | 0 | 0 | [11 empty] | Tannery Island Power Corp | 100 | Tannery Island Power Corp | 100
Tannery Island Power | 50416_G_GEN5 | 50416 | G | GEN5 |  | Hydro |  | NY_Z_C&E | New York | 36 | Jefferson | 45 | 36045 | 0.2 | 0 | 1986 | 9999 |  |  | N | Hydro | [13 empty] | 0 | 0 | 0 | 0 | [11 empty] | Tannery Island Power Corp | 100 | Tannery Island Power Corp | 100
Orchard Avenue 1 | 50421_G_201 | 50421 | G | 201 |  | Hydro |  | WECC_PNW | Washington | 53 | Yakima | 77 | 53077 | 0.8 | 0 | 1987 | 9999 |  |  | N | Hydro | [13 empty] | 0 | 0 | 0 | 0 | [11 empty] | Yakima Tieton Irrigation District | 100 | Yakima Tieton Irrigation District | 100
Orchard Avenue 1 | 50421_G_301 | 50421 | G | 301 |  | Hydro |  | WECC_PNW | Washington | 53 | Yakima | 77 | 53077 | 0.8 | 0 | 1987 | 9999 |  |  | N | Hydro | [13 empty] | 0 | 0 | 0 | 0 | [11 empty] | Yakima Tieton Irrigation District | 100 | Yakima Tieton Irrigation District | 100
Cowiche | 50423_G_983 | 50423 | G | 983 |  | Hydro |  | WECC_PNW | Washington | 53 | Yakima | 77 | 53077 | 1.6 | 0 | 1987 | 9999 |  |  | N | Hydro | [13 empty] | 0 | 0 | 0 | 0 | [11 empty] | Yakima Tieton Irrigation District | 100 | Yakima Tieton Irrigation District | 100
Bronx Zoo | 50427_G_GEN1 | 50427 | G | GEN1 |  | Combustion Turbine | IC Engine | NY_Z_J | New York | 36 | Bronx | 5 | 36005 | 0.5 | 8700 | 1991 | 9999 |  |  | Y | Natural Gas | [12 empty] | 0.316 | 0.50846 | 0.50846 | 0.50846 | 0.50846 | [11 empty] | New York Zoological Society | 100 | New York Zoological Society | 100
Bronx Zoo | 50427_G_GEN2 | 50427 | G | GEN2 |  | Combustion Turbine | IC Engine | NY_Z_J | New York | 36 | Bronx | 5 | 36005 | 0.5 | 8700 | 1991 | 9999 |  |  | Y | Natural Gas | [12 empty] | 0.316 | 0.50846 | 0.50846 | 0.50846 | 0.50846 | [11 empty] | New York Zoological Society | 100 | New York Zoological Society | 100
Bronx Zoo | 50427_G_GEN3 | 50427 | G | GEN3 |  | Combustion Turbine | IC Engine | NY_Z_J | New York | 36 | Bronx | 5 | 36005 | 1.1 | 8700 | 1991 | 9999 |  |  | Y | Natural Gas | [12 empty] | 0.316 | 0.50846 | 0.50846 | 0.50846 | 0.50846 | [11 empty] | New York Zoological Society | 100 | New York Zoological Society | 100
Bronx Zoo | 50427_G_GEN4 | 50427 | G | GEN4 |  | Combustion Turbine | IC Engine | NY_Z_J | New York | 36 | Bronx | 5 | 36005 | 1.5 | 8700 | 1995 | 9999 |  |  | Y | Natural Gas | [12 empty] | 0.316 | 0.50846 | 0.50846 | 0.50846 | 0.50846 | [11 empty] | New York Zoological Society | 100 | New York Zoological Society | 100
University of Michigan | 50431_G_TG1 | 50431 | G | TG1 |  | Combined Cycle |  | MIS_LMI | Michigan | 26 | Washtenaw | 161 | 26161 | 11.5 | 5500 | 1986 | 9999 |  |  | Y | Natural Gas, Distillate Fuel Oil |  |  |  | LNB | [9 empty] | 0.027288 | 0.027288 | 0.027288 | 0.027288 | [11 empty] | University of Michigan | 100 | University of Michigan | 100
University of Michigan | 50431_G_TG10 | 50431 | G | TG10 |  | Combined Cycle |  | MIS_LMI | Michigan | 26 | Washtenaw | 161 | 26161 | 3.5 | 5500 | 1992 | 9999 |  |  | Y | Natural Gas, Distillate Fuel Oil | [13 empty] | 0.027288 | 0.027288 | 0.027288 | 0.027288 | [11 empty] | University of Michigan | 100 | University of Michigan | 100
University of Michigan | 50431_G_TG7 | 50431 | G | TG7 |  | Combined Cycle |  | MIS_LMI | Michigan | 26 | Washtenaw | 161 | 26161 | 11.5 | 5500 | 1975 | 9999 |  |  | Y | Natural Gas, Distillate Fuel Oil |  |  |  | LNB | [9 empty] | 0.027288 | 0.027288 | 0.027288 | 0.027288 | [11 empty] | University of Michigan | 100 | University of Michigan | 100
University of Michigan | 50431_G_TG8 | 50431 | G | TG8 |  | Combined Cycle |  | MIS_LMI | Michigan | 26 | Washtenaw | 161 | 26161 | 11.5 | 5500 | 1975 | 9999 |  |  | Y | Natural Gas, Distillate Fuel Oil |  |  |  | LNB | [9 empty] | 0.027288 | 0.027288 | 0.027288 | 0.027288 | [11 empty] | University of Michigan | 100 | University of Michigan | 100
University of Michigan | 50431_G_TG9 | 50431 | G | TG9 |  | Combined Cycle |  | MIS_LMI | Michigan | 26 | Washtenaw | 161 | 26161 | 3.5 | 5500 | 1990 | 9999 |  |  | Y | Natural Gas, Distillate Fuel Oil | [13 empty] | 0.027288 | 0.027288 | 0.027288 | 0.027288 | [11 empty] | University of Michigan | 100 | University of Michigan | 100
Ada Dam | 50433_G_ADA1 | 50433 | G | ADA1 |  | Hydro |  | MIS_LMI | Michigan | 26 | Kent | 81 | 26081 | 1.4 | 0 | 1984 | 9999 |  |  | N | Hydro | [13 empty] | 0 | 0 | 0 | 0 | [11 empty] | STS HydroPower Ltd | 100 | Energy Investors Funds Group | 100
Sugarloaf Hydro Plant | 50435_G_SUG1 | 50435 | G | SUG1 |  | Hydro |  | WECC_CO | Colorado | 8 | Lake | 65 | 08065 | 2.5 | 0 | 1985 | 9999 |  |  | N | Hydro | [13 empty] | 0 | 0 | 0 | 0 | [11 empty] | STS HydroPower Ltd | 100 | Energy Investors Funds Group | 100
Cascade Dam | 50436_G_CAS1 | 50436 | G | CAS1 |  | Hydro |  | MIS_LMI | Michigan | 26 | Kent | 81 | 26081 | 1.6 | 0 | 1986 | 9999 |  |  | N | Hydro | [13 empty] | 0 | 0 | 0 | 0 | [11 empty] | STS HydroPower Ltd | 100 | Energy Investors Funds Group | 100
French Landing Dam | 50437_G_FRL1 | 50437 | G | FRL1 |  | Hydro |  | MIS_LMI | Michigan | 26 | Wayne | 163 | 26163 | 1.6 | 0 | 1988 | 9999 |  |  | N | Hydro | [13 empty] | 0 | 0 | 0 | 0 | [11 empty] | STS HydroPower Ltd | 100 | Energy Investors Funds Group | 100
Oconto Falls Lower | 50439_G_GEN1 | 50439 | G | GEN1 |  | Hydro |  | MIS_WUMS | Wisconsin | 55 | Oconto | 83 | 55083 | 0.3 | 0 | 1971 | 9999 |  |  | N | Hydro | [13 empty] | 0 | 0 | 0 | 0 | [11 empty] | N E W Hydro LLC | 100 | Hudson Clean Energy Partners LP | 100
Oconto Falls Lower | 50439_G_GEN2 | 50439 | G | GEN2 |  | Hydro |  | MIS_WUMS | Wisconsin | 55 | Oconto | 83 | 55083 | 1.7 | 0 | 1971 | 9999 |  |  | N | Hydro | [13 empty] | 0 | 0 | 0 | 0 | [11 empty] | N E W Hydro LLC | 100 | Hudson Clean Energy Partners LP | 100
S D Warren Westbrook | 50447_G_GEN1 | 50447 | G | GEN1 |  | Hydro |  | NENG_ME | Maine | 23 | Cumberland | 5 | 23005 | 0.6 | 0 | 1903 | 9999 |  |  | N | Hydro | [13 empty] | 0 | 0 | 0 | 0 | [11 empty] | Sappi North America Inc | 100 | Sappi Limited | 100
S D Warren Westbrook | 50447_G_GEN2 | 50447 | G | GEN2 |  | Hydro |  | NENG_ME | Maine | 23 | Cumberland | 5 | 23005 | 0.6 | 0 | 1903 | 9999 |  |  | N | Hydro | [13 empty] | 0 | 0 | 0 | 0 | [11 empty] | Sappi North America Inc | 100 | Sappi Limited | 100
S D Warren Westbrook | 50447_G_GEN3 | 50447 | G | GEN3 |  | Hydro |  | NENG_ME | Maine | 23 | Cumberland | 5 | 23005 | 0.6 | 0 | 1903 | 9999 |  |  | N | Hydro | [13 empty] | 0 | 0 | 0 | 0 | [11 empty] | Sappi North America Inc | 100 | Sappi Limited | 100
S D Warren Westbrook | 50447_G_GEN4 | 50447 | G | GEN4 |  | Hydro |  | NENG_ME | Maine | 23 | Cumberland | 5 | 23005 | 0.8 | 0 | 1913 | 9999 |  |  | N | Hydro | [13 empty] | 0 | 0 | 0 | 0 | [11 empty] | Sappi North America Inc | 100 | Sappi Limited | 100
S D Warren Westbrook | 50447_G_GEN5 | 50447 | G | GEN5 |  | Hydro |  | NENG_ME | Maine | 23 | Cumberland | 5 | 23005 | 0.8 | 0 | 1913 | 9999 |  |  | N | Hydro | [13 empty] | 0 | 0 | 0 | 0 | [11 empty] | Sappi North America Inc | 100 | Sappi Limited | 100
S D Warren Westbrook | 50447_G_GEN6 | 50447 | G | GEN6 |  | Hydro |  | NENG_ME | Maine | 23 | Cumberland | 5 | 23005 | 0.8 | 0 | 1913 | 9999 |  |  | N | Hydro | [13 empty] | 0 | 0 | 0 | 0 | [11 empty] | Sappi North America Inc | 100 | Sappi Limited | 100
S D Warren Westbrook | 50447_G_GEN7 | 50447 | G | GEN7 |  | Hydro |  | NENG_ME | Maine | 23 | Cumberland | 5 | 23005 | 0.6 | 0 | 1940 | 9999 |  |  | N | Hydro | [13 empty] | 0 | 0 | 0 | 0 | [11 empty] | Sappi North America Inc | 100 | Sappi Limited | 100
S D Warren Westbrook | 50447_G_GN11 | 50447 | G | GN11 |  | Hydro |  | NENG_ME | Maine | 23 | Cumberland | 5 | 23005 | 0.6 | 0 | 1940 | 9999 |  |  | N | Hydro | [13 empty] | 0 | 0 | 0 | 0 | [11 empty] | Sappi North America Inc | 100 | Sappi Limited | 100
S D Warren Westbrook | 50447_G_GN12 | 50447 | G | GN12 |  | Hydro |  | NENG_ME | Maine | 23 | Cumberland | 5 | 23005 | 0.2 | 0 | 1940 | 9999 |  |  | N | Hydro | [13 empty] | 0 | 0 | 0 | 0 | [11 empty] | Sappi North America Inc | 100 | Sappi Limited | 100
S D Warren Westbrook | 50447_G_GN13 | 50447 | G | GN13 |  | Hydro |  | NENG_ME | Maine | 23 | Cumberland | 5 | 23005 | 0.2 | 0 | 1940 | 9999 |  |  | N | Hydro | [13 empty] | 0 | 0 | 0 | 0 | [11 empty] | Sappi North America Inc | 100 | Sappi Limited | 100
S D Warren Westbrook | 50447_G_GN14 | 50447 | G | GN14 |  | Hydro |  | NENG_ME | Maine | 23 | Cumberland | 5 | 23005 | 0.2 | 0 | 1940 | 9999 |  |  | N | Hydro | [13 empty] | 0 | 0 | 0 | 0 | [11 empty] | Sappi North America Inc | 100 | Sappi Limited | 100
S D Warren Westbrook | 50447_G_GN15 | 50447 | G | GN15 |  | Hydro |  | NENG_ME | Maine | 23 | Cumberland | 5 | 23005 | 0.2 | 0 | 1940 | 9999 |  |  | N | Hydro | [13 empty] | 0 | 0 | 0 | 0 | [11 empty] | Sappi North America Inc | 100 | Sappi Limited | 100
S D Warren Westbrook | 50447_G_GN16 | 50447 | G | GN16 |  | Hydro |  | NENG_ME | Maine | 23 | Cumberland | 5 | 23005 | 0.5 | 0 | 1940 | 9999 |  |  | N | Hydro | [13 empty] | 0 | 0 | 0 | 0 | [11 empty] | Sappi North America Inc | 100 | Sappi Limited | 100
S D Warren Westbrook | 50447_G_GN17 | 50447 | G | GN17 |  | Hydro |  | NENG_ME | Maine | 23 | Cumberland | 5 | 23005 | 0.5 | 0 | 1940 | 9999 |  |  | N | Hydro | [13 empty] | 0 | 0 | 0 | 0 | [11 empty] | Sappi North America Inc | 100 | Sappi Limited | 100
Indeck Silver Springs Energy Center | 50449_G_GEN1 | 50449 | G | GEN1 | 3660 | Combined Cycle |  | NY_Z_C&E | New York | 36 | Wyoming | 121 | 36121 | 34.5 | 9756 | 1991 | 9999 |  |  | Y | Natural Gas, Distillate Fuel Oil |  |  |  | STM | [9 empty] | 0.099662 | 0.099662 | 0.099662 | 0.099662 | [11 empty] | Indeck Energy Services of Silver Springs Inc | 100 | Indeck Energy Services Inc | 100
Indeck Silver Springs Energy Center | 50449_G_GEN2 | 50449 | G | GEN2 | 3660 | Combined Cycle |  | NY_Z_C&E | New York | 36 | Wyoming | 121 | 36121 | 15 | 9756 | 1991 | 9999 |  |  | Y | Natural Gas, Distillate Fuel Oil |  |  |  | STM | [9 empty] | 0.099662 | 0.099662 | 0.099662 | 0.099662 | [11 empty] | Indeck Energy Services of Silver Springs Inc | 100 | Indeck Energy Services Inc | 100
Indeck Oswego Energy Center | 50450_G_GEN1 | 50450 | G | GEN1 | 3661 | Combined Cycle |  | NY_Z_C&E | New York | 36 | Oswego | 75 | 36075 | 35.1 | 9313 | 1990 | 9999 |  |  | Y | Natural Gas, Distillate Fuel Oil |  |  |  | STM | [9 empty] | 0.11967 | 0.11967 | 0.11967 | 0.11967 | [11 empty] | Indeck Oswego LP | 100 | Indeck Energy Services Inc | 100
Indeck Oswego Energy Center | 50450_G_GEN2 | 50450 | G | GEN2 | 3661 | Combined Cycle |  | NY_Z_C&E | New York | 36 | Oswego | 75 | 36075 | 13.8 | 9313 | 1990 | 9999 |  |  | Y | Natural Gas, Distillate Fuel Oil |  |  |  | STM | [9 empty] | 0.11967 | 0.11967 | 0.11967 | 0.11967 | [11 empty] | Indeck Oswego LP | 100 | Indeck Energy Services Inc | 100
Indeck Yerkes Energy Center | 50451_G_GEN1 | 50451 | G | GEN1 | 3662 | Combined Cycle |  | NY_Z_A | New York | 36 | Erie | 29 | 36029 | 32.3 | 10128 | 1989 | 9999 |  |  | Y | Natural Gas, Distillate Fuel Oil |  |  |  | STM | [9 empty] | 0.15462 | 0.15462 | 0.15462 | 0.15462 | [11 empty] | Indeck Yerkes LP | 100 | Indeck Energy Services Inc | 100
Indeck Yerkes Energy Center | 50451_G_GEN2 | 50451 | G | GEN2 | 3662 | Combined Cycle |  | NY_Z_A | New York | 36 | Erie | 29 | 36029 | 15.4 | 10128 | 1989 | 9999 |  |  | Y | Natural Gas, Distillate Fuel Oil |  |  |  | STM | [9 empty] | 0.15462 | 0.15462 | 0.15462 | 0.15462 | [11 empty] | Indeck Yerkes LP | 100 | Indeck Energy Services Inc | 100
Indeck Corinth Energy Center | 50458_G_GEN1 | 50458 | G | GEN1 | 3663 | Combined Cycle |  | NY_Z_F | New York | 36 | Saratoga | 91 | 36091 | 74.7 | 7771 | 1995 | 9999 |  |  | Y | Natural Gas, Distillate Fuel Oil |  |  |  | DLNB | SCR | [8 empty] | 0.026071 | 0.026071 | 0.026071 | 0.026071 | [11 empty] | Indeck Corinth LP | 100 | Indeck Energy Services Inc | 100
Indeck Corinth Energy Center | 50458_G_GEN2 | 50458 | G | GEN2 | 3663 | Combined Cycle |  | NY_Z_F | New York | 36 | Saratoga | 91 | 36091 | 54.6 | 7771 | 1995 | 9999 |  |  | Y | Natural Gas, Distillate Fuel Oil |  |  |  | LNB | SCR | [8 empty] | 0.026071 | 0.026071 | 0.026071 | 0.026071 | [11 empty] | Indeck Corinth LP | 100 | Indeck Energy Services Inc | 100
Procter & Gamble Mehoopany Mill | 50463_G_GEN1 | 50463 | G | GEN1 | 3666 | Combustion Turbine |  | PJM_PENE | Pennsylvania | 42 | Wyoming | 131 | 42131 | 40 | 8700 | 1985 | 9999 |  |  | Y | Natural Gas |  |  |  | STM | [9 empty] | 0.11813 | 0.11813 | 0.11813 | 0.11813 | [11 empty] | Procter & Gamble Paper Products Co (The) | 100 | Procter & Gamble Co (The) | 100
Procter & Gamble Mehoopany Mill | 50463_G_GEN2 | 50463 | G | GEN2 |  | O/G Steam |  | PJM_PENE | Pennsylvania | 42 | Wyoming | 131 | 42131 | 0.9 | 11615 | 1984 | 9999 |  |  | N | Natural Gas | [13 empty] | 0.23063 | 0.23063 | 0.23063 | 0.23063 | [11 empty] | Procter & Gamble Paper Products Co (The) | 100 | Procter & Gamble Co (The) | 100
Procter & Gamble Mehoopany Mill | 50463_G_GEN3 | 50463 | G | GEN3 | 90828 | Combustion Turbine |  | PJM_PENE | Pennsylvania | 42 | Wyoming | 131 | 42131 | 64 | 12369 | 2013 | 9999 |  |  | N | Natural Gas |  |  |  | H2O | SCR | [8 empty] | 0.00824 | 0.00824 | 0.00824 | 0.00824 | [11 empty] | Procter & Gamble Paper Products Co (The) | 100 | Procter & Gamble Co (The) | 100
Oxnard | 50464_G_GEN1 | 50464 | G | GEN1 |  | Combustion Turbine |  | WECC_SCE | California | 6 | Ventura | 111 | 06111 | 22.4 | 8700 | 1982 | 9999 |  |  | Y | Natural Gas | [12 empty] | 0.74 | 0.03831 | 0.03831 | 0.03831 | 0.03831 | [11 empty] | Procter & Gamble Paper Products Co (The) | 100 | Procter & Gamble Co (The) | 100
Oxnard | 50464_G_GEN2 | 50464 | G | GEN2 |  | Combustion Turbine |  | WECC_SCE | California | 6 | Ventura | 111 | 06111 | 48.5 | 8700 | 1989 | 9999 |  |  | Y | Natural Gas | [12 empty] | 0.74 | 0.03831 | 0.03831 | 0.03831 | 0.03831 | [11 empty] | Procter & Gamble Paper Products Co (The) | 100 | Procter & Gamble Co (The) | 100
Rocky Mount Mill | 50468_G_1 | 50468 | G | 1 |  | Hydro |  | S_VACA | North Carolina | 37 | Nash | 127 | 37127 | 0.5 | 0 | 1949 | 9999 |  |  | N | Hydro | [13 empty] | 0 | 0 | 0 | 0 | [11 empty] | Capitol Broadcasting Co Inc | 100 | Capitol Broadcasting Co Inc | 100
Rocky Mount Mill | 50468_G_2 | 50468 | G | 2 |  | Hydro |  | S_VACA | North Carolina | 37 | Nash | 127 | 37127 | 0.4 | 0 | 1941 | 9999 |  |  | N | Hydro | [13 empty] | 0 | 0 | 0 | 0 | [11 empty] | Capitol Broadcasting Co Inc | 100 | Capitol Broadcasting Co Inc | 100
Rocky Mount Mill | 50468_G_3 | 50468 | G | 3 |  | Hydro |  | S_VACA | North Carolina | 37 | Nash | 127 | 37127 | 0.2 | 0 | 1949 | 9999 |  |  | N | Hydro | [13 empty] | 0 | 0 | 0 | 0 | [11 empty] | Capitol Broadcasting Co Inc | 100 | Capitol Broadcasting Co Inc | 100
Corpus Christi | 50475_G_GEN1 | 50475 | G | GEN1 |  | Combustion Turbine |  | ERC_REST | Texas | 48 | Nueces | 355 | 48355 | 33 | 11996 | 1989 | 9999 |  |  | Y | Natural Gas | [12 empty] | 3 | 0.11628 | 0.11628 | 0.11628 | 0.11628 | [11 empty] | Equistar Chemicals LP | 100 | Lyondellbasell Industries | 100
PPG Powerhouse A | 50487_G_A7 | 50487 | G | A7 |  | Non-Fossil Waste |  | MIS_WOTA | Louisiana | 22 | Calcasieu | 19 | 22019 | 10 | 11084 | 1950 | 9999 |  |  | N | Non-Fossil Waste | [13 empty] | 0 | 0 | 0 | 0 | [11 empty] | PPG Industries Inc | 100 | PPG Industries Inc | 100
PPG Riverside | 50488_G_GEN2 | 50488 | G | GEN2 |  | Non-Fossil Waste |  | MIS_WOTA | Louisiana | 22 | Calcasieu | 19 | 22019 | 30 | 11084 | 1950 | 9999 |  |  | N | Non-Fossil Waste | [13 empty] | 0 | 0 | 0 | 0 | [11 empty] | PPG Industries Inc | 100 | PPG Industries Inc | 100
PPG Riverside | 50488_G_GEN3 | 50488 | G | GEN3 |  | Non-Fossil Waste |  | MIS_WOTA | Louisiana | 22 | Calcasieu | 19 | 22019 | 38 | 11084 | 1969 | 9999 |  |  | N | Non-Fossil Waste | [13 empty] | 0 | 0 | 0 | 0 | [11 empty] | PPG Industries Inc | 100 | PPG Industries Inc | 100
PPG Powerhouse C | 50489_G_C1 | 50489 | G | C1 |  | Combustion Turbine |  | MIS_WOTA | Louisiana | 22 | Calcasieu | 19 | 22019 | 55 | 8700 | 1977 | 9999 | tangential |  | Y | Natural Gas | [12 empty] | 5.261 | 0.5135 | 0.5135 | 0.5135 | 0.5135 | [11 empty] | PPG Industries Inc | 100 | PPG Industries Inc | 100
PPG Powerhouse C | 50489_G_C2 | 50489 | G | C2 |  | Combustion Turbine |  | MIS_WOTA | Louisiana | 22 | Calcasieu | 19 | 22019 | 55 | 8700 | 1978 | 9999 | tangential |  | Y | Natural Gas | [12 empty] | 5.261 | 0.5135 | 0.5135 | 0.5135 | 0.5135 | [11 empty] | PPG Industries Inc | 100 | PPG Industries Inc | 100
PPG Powerhouse C | 50489_G_C4 | 50489 | G | C4 |  | Combustion Turbine |  | MIS_WOTA | Louisiana | 22 | Calcasieu | 19 | 22019 | 70.6 | 8700 | 1986 | 9999 |  |  | Y | Natural Gas |  |  |  | LNB | [8 empty] | 5.261 | 0.5135 | 0.5135 | 0.5135 | 0.5135 | [11 empty] | PPG Industries Inc | 100 | PPG Industries Inc | 100
PPG Powerhouse C | 50489_G_C5 | 50489 | G | C5 |  | Combustion Turbine |  | MIS_WOTA | Louisiana | 22 | Calcasieu | 19 | 22019 | 70.6 | 8700 | 1986 | 9999 |  |  | Y | Natural Gas | [12 empty] | 5.261 | 0.5135 | 0.5135 | 0.5135 | 0.5135 | [11 empty] | PPG Industries Inc | 100 | PPG Industries Inc | 100
PPG Plant C Caustic | 50490_G_TE | 50490 | G | TE |  | O/G Steam |  | MIS_WOTA | Louisiana | 22 | Calcasieu | 19 | 22019 | 2.7 | 8300 | 1986 | 9999 |  |  | Y | Natural Gas | [13 empty] | 0.23063 | 0.23063 | 0.23063 | 0.23063 | [11 empty] | PPG Industries Inc | 100 | PPG Industries Inc | 100
Gas Utilization Facility | 50492_G_1 | 50492 | G | 1 |  | Non-Fossil Waste |  | WEC_SDGE | California | 6 | San Diego | 73 | 06073 | 2.3 | 13516 | 1985 | 9999 |  |  | Y | Non-Fossil Waste | [13 empty] | 0 | 0 | 0 | 0 | [11 empty] | San Diego (City of) | 100 | San Diego (City of) | 100
Gas Utilization Facility | 50492_G_2 | 50492 | G | 2 |  | Non-Fossil Waste |  | WEC_SDGE | California | 6 | San Diego | 73 | 06073 | 2.3 | 13516 | 1985 | 9999 |  |  | Y | Non-Fossil Waste | [13 empty] | 0 | 0 | 0 | 0 | [11 empty] | San Diego (City of) | 100 | San Diego (City of) | 100
Gas Utilization Facility | 50492_G_3 | 50492 | G | 3 |  | Hydro |  | WEC_SDGE | California | 6 | San Diego | 73 | 06073 | 1 | 0 | 2002 | 9999 |  |  | N | Hydro | [13 empty] | 0 | 0 | 0 | 0 | [11 empty] | San Diego (City of) | 100 | San Diego (City of) | 100
Double C Generation Limited Partnership | 50493_G_DC1 | 50493 | G | DC1 |  | Combustion Turbine |  | WEC_CALN | California | 6 | Kern | 29 | 06029 | 23 | 10745 | 1989 | 9999 |  |  | N | Natural Gas | [12 empty] | 0.74 | 0.01018 | 0.01018 | 0.01018 | 0.01018 | [11 empty] | Double C Ltd | 100 | ContourGlobal PLC | 100
Double C Generation Limited Partnership | 50493_G_DC2 | 50493 | G | DC2 |  | Combustion Turbine |  | WEC_CALN | California | 6 | Kern | 29 | 06029 | 23 | 10745 | 1989 | 9999 |  |  | N | Natural Gas | [12 empty] | 0.74 | 0.01023 | 0.01023 | 0.01023 | 0.01023 | [11 empty] | Double C Ltd | 100 | ContourGlobal PLC | 100
Kern Front Limited | 50494_G_KF1 | 50494 | G | KF1 |  | Combustion Turbine |  | WEC_CALN | California | 6 | Kern | 29 | 06029 | 23 | 10745 | 1989 | 9999 |  |  | N | Natural Gas | [12 empty] | 0.74 | 0.02458 | 0.02458 | 0.02458 | 0.02458 | [11 empty] | Kern Front Ltd | 100 | ContourGlobal PLC | 100
Kern Front Limited | 50494_G_KF2 | 50494 | G | KF2 |  | Combustion Turbine |  | WEC_CALN | California | 6 | Kern | 29 | 06029 | 23 | 10745 | 1989 | 9999 |  |  | N | Natural Gas | [12 empty] | 0.74 | 0.02461 | 0.02461 | 0.02461 | 0.02461 | [11 empty] | Kern Front Ltd | 100 | ContourGlobal PLC | 100
High Sierra Limited | 50495_G_HS1 | 50495 | G | HS1 |  | Combustion Turbine |  | WEC_CALN | California | 6 | Kern | 29 | 06029 | 23 | 9641 | 1989 | 9999 |  |  | Y | Natural Gas | [12 empty] | 0.74 | 0.00514 | 0.00514 | 0.00514 | 0.00514 | [11 empty] | High Sierra Ltd | 100 | ContourGlobal PLC | 100
High Sierra Limited | 50495_G_HS2 | 50495 | G | HS2 |  | Combustion Turbine |  | WEC_CALN | California | 6 | Kern | 29 | 06029 | 23 | 9641 | 1989 | 9999 |  |  | Y | Natural Gas | [12 empty] | 0.74 | 0.01323 | 0.01323 | 0.01323 | 0.01323 | [11 empty] | High Sierra Ltd | 100 | ContourGlobal PLC | 100
Boysen | 505_G_1 | 505 | G | 1 |  | Hydro |  | WECC_WY | Wyoming | 56 | Fremont | 13 | 56013 | 8.6 | 0 | 1952 | 9999 |  |  | N | Hydro | [13 empty] | 0 | 0 | 0 | 0 | [11 empty] | U S Bureau of Reclamation | 100 | U S Bureau of Reclamation | 100
Boysen | 505_G_2 | 505 | G | 2 |  | Hydro |  | WECC_WY | Wyoming | 56 | Fremont | 13 | 56013 | 8.6 | 0 | 1952 | 9999 |  |  | N | Hydro | [13 empty] | 0 | 0 | 0 | 0 | [11 empty] | U S Bureau of Reclamation | 100 | U S Bureau of Reclamation | 100
Glen Park Hydroelectric Project | 50512_G_GEN1 | 50512 | G | GEN1 |  | Hydro |  | NY_Z_C&E | New York | 36 | Jefferson | 45 | 36045 | 14.5 | 0 | 1999 | 9999 |  |  | N | Hydro | [13 empty] | 0 | 0 | 0 | 0 | [11 empty] | Black River Hydroelectric LLC | 100 | Ontario Power Generation Inc | 100
Glen Park Hydroelectric Project | 50512_G_GEN2 | 50512 | G | GEN2 |  | Hydro |  | NY_Z_C&E | New York | 36 | Jefferson | 45 | 36045 | 14.5 | 0 | 1999 | 9999 |  |  | N | Hydro | [13 empty] | 0 | 0 | 0 | 0 | [11 empty] | Black River Hydroelectric LLC | 100 | Ontario Power Generation Inc | 100
Glen Park Hydroelectric Project | 50512_G_GEN3 | 50512 | G | GEN3 |  | Hydro |  | NY_Z_C&E | New York | 36 | Jefferson | 45 | 36045 | 3.6 | 0 | 1999 | 9999 |  |  | N | Hydro | [13 empty] | 0 | 0 | 0 | 0 | [11 empty] | Black River Hydroelectric LLC | 100 | Ontario Power Generation Inc | 100
Stillwater Reservoir Hydro | 50513_G_GEN1 | 50513 | G | GEN1 |  | Hydro |  | NY_Z_C&E | New York | 36 | Herkimer | 43 | 36043 | 2.5 | 0 | 1987 | 9999 |  |  | N | Hydro | [13 empty] | 0 | 0 | 0 | 0 | [11 empty] | Stillwater Associates | 100 | Stillwater Associates | 100
Fort Miller Hydroelectric Facility | 50514_G_GEN1 | 50514 | G | GEN1 |  | Hydro |  | NY_Z_F | New York | 36 | Saratoga | 91 | 36091 | 2.5 | 0 | 1984 | 9999 |  |  | N | Hydro | [13 empty] | 0 | 0 | 0 | 0 | [11 empty] | Fort Miller Associates | 100 | Fort Miller Pulp & Paper Co | 100
Fort Miller Hydroelectric Facility | 50514_G_GEN2 | 50514 | G | GEN2 |  | Hydro |  | NY_Z_F | New York | 36 | Saratoga | 91 | 36091 | 2.5 | 0 | 1984 | 9999 |  |  | N | Hydro | [13 empty] | 0 | 0 | 0 | 0 | [11 empty] | Fort Miller Associates | 100 | Fort Miller Pulp & Paper Co | 100
Victory Garden (Tehachapi) | 50532_G_15SLE | 50532 | G | 15SLE |  | Onshore Wind |  | WECC_SCE | California | 6 | Kern | 29 | 06029 | 1.5 | 0 | 2000 | 9999 |  |  | N | Wind | [13 empty] | 0 | 0 | 0 | 0 | [11 empty] | Terra Gen VG Wind LLC | 100 | Energy Capital Partners | 100
Victory Garden (Tehachapi) | 50532_G_WGNS | 50532 | G | WGNS |  | Onshore Wind |  | WECC_SCE | California | 6 | Kern | 29 | 06029 | 17.3 | 0 | 1981 | 9999 |  |  | N | Wind | [13 empty] | 0 | 0 | 0 | 0 | [11 empty] | Terra Gen VG Wind LLC | 100 | Energy Capital Partners | 100
SRI International Cogen Project | 50537_G_GEN1 | 50537 | G | GEN1 |  | Combustion Turbine |  | WEC_CALN | California | 6 | San Mateo | 81 | 06081 | 5.6 | 8700 | 1987 | 9999 |  |  | Y | Natural Gas | [12 empty] | 0.74 | 0.13718 | 0.13718 | 0.13718 | 0.13718 | [11 empty] | Caesfa Bond Issue | 100 | California Alternative Energy Authority Fund | 100
Boltonville Hydro Associates | 50539_G_1 | 50539 | G | 1 |  | Hydro |  | NENGREST | Vermont | 50 | Orange | 17 | 50017 | 0.5 | 0 | 1984 | 9999 |  |  | N | Hydro | [13 empty] | 0 | 0 | 0 | 0 | [11 empty] | Boltonville Hydro Associates | 100 | Boltonville Hydro Associates | 100
Boltonville Hydro Associates | 50539_G_2 | 50539 | G | 2 |  | Hydro |  | NENGREST | Vermont | 50 | Orange | 17 | 50017 | 0.3 | 0 | 1984 | 9999 |  |  | N | Hydro | [13 empty] | 0 | 0 | 0 | 0 | [11 empty] | Boltonville Hydro Associates | 100 | Boltonville Hydro Associates | 100
Boltonville Hydro Associates | 50539_G_3 | 50539 | G | 3 |  | Hydro |  | NENGREST | Vermont | 50 | Orange | 17 | 50017 | 0.3 | 0 | 1989 | 9999 |  |  | N | Hydro | [13 empty] | 0 | 0 | 0 | 0 | [11 empty] | Boltonville Hydro Associates | 100 | Boltonville Hydro Associates | 100
Harbor Cogen | 50541_G_GEN1 | 50541 | G | GEN1 |  | Combined Cycle |  | WECC_SCE | California | 6 | Los Angeles | 37 | 06037 | 80.8 | 11119 | 1988 | 9999 |  |  | N | Natural Gas | [13 empty] | 0.075758 | 0.075758 | 0.075758 | 0.075758 | [11 empty] | Harbor Cogeneration Co | 100 | JPMorgan Chase & Co | 100
Harbor Cogen | 50541_G_ST1 | 50541 | G | ST1 |  | Combined Cycle |  | WECC_SCE | California | 6 | Los Angeles | 37 | 06037 | 9.9 | 11119 | 2001 | 9999 |  |  | N | Natural Gas | [13 empty] | 0.075758 | 0.075758 | 0.075758 | 0.075758 | [11 empty] | Harbor Cogeneration Co | 100 | JPMorgan Chase & Co | 100
Harbor Cogen | 50541_G_ST2 | 50541 | G | ST2 |  | Combined Cycle |  | WECC_SCE | California | 6 | Los Angeles | 37 | 06037 | 11 | 11119 | 2001 | 9999 |  |  | N | Natural Gas | [13 empty] | 0.075758 | 0.075758 | 0.075758 | 0.075758 | [11 empty] | Harbor Cogeneration Co | 100 | JPMorgan Chase & Co | 100
Lawrence Hydroelectric Associates | 50545_G_GEN1 | 50545 | G | GEN1 |  | Hydro |  | NENGREST | Massachusetts | 25 | Essex | 9 | 25009 | 7 | 0 | 1981 | 9999 |  |  | N | Hydro | [13 empty] | 0 | 0 | 0 | 0 | [11 empty] | Lawrence Hydroelectric Associates | 100 | Enel SpA | 100
Lawrence Hydroelectric Associates | 50545_G_GEN2 | 50545 | G | GEN2 |  | Hydro |  | NENGREST | Massachusetts | 25 | Essex | 9 | 25009 | 7 | 0 | 1981 | 9999 |  |  | N | Hydro | [13 empty] | 0 | 0 | 0 | 0 | [11 empty] | Lawrence Hydroelectric Associates | 100 | Enel SpA | 100
Bowman | 50546_G_GEN1 | 50546 | G | GEN1 |  | Hydro |  | WEC_CALN | California | 6 | Nevada | 57 | 06057 | 3.6 | 0 | 1986 | 9999 |  |  | N | Hydro | [13 empty] | 0 | 0 | 0 | 0 | [11 empty] | Nevada Irrigation District | 100 | Nevada Irrigation District | 100
GPS Cabazon Wind LLC | 50552_G_WGNS | 50552 | G | WGNS |  | Onshore Wind |  | WECC_SCE | California | 6 | Riverside | 65 | 06065 | 38.9 | 0 | 1999 | 9999 |  |  | N | Wind | [13 empty] | 0 | 0 | 0 | 0 | [11 empty] | GPS Cabazon Wind LLC | 100 | Quinbrook Infrastructure Partners | 100
Edom Hills Project 1 LLC | 50553_G_1 | 50553 | G | 1 |  | Onshore Wind |  | WECC_SCE | California | 6 | Riverside | 65 | 06065 | 20 | 0 | 2008 | 9999 |  |  | N | Wind | [13 empty] | 0 | 0 | 0 | 0 | [11 empty] | Edom Hills Project 1 LLC | 100 | BP plc | 100
Rosemary Power Station | 50555_G_GEN1 | 50555 | G | GEN1 | 89294 | Combined Cycle |  | PJM_Dom | North Carolina | 37 | Halifax | 83 | 37083 | 75 | 9552 | 1990 | 9999 |  |  | N | Distillate Fuel Oil |  |  |  | H2O | [9 empty] | 0.23642 | 0.23642 | 0.23642 | 0.23642 | [11 empty] | Virginia Electric & Power Co | 100 | Dominion Energy Inc | 100
Rosemary Power Station | 50555_G_GEN2 | 50555 | G | GEN2 | 89295 | Combined Cycle |  | PJM_Dom | North Carolina | 37 | Halifax | 83 | 37083 | 36 | 9552 | 1990 | 9999 |  |  | N | Distillate Fuel Oil |  |  |  | H2O | [9 empty] | 0.23642 | 0.23642 | 0.23642 | 0.23642 | [11 empty] | Virginia Electric & Power Co | 100 | Dominion Energy Inc | 100
Rosemary Power Station | 50555_G_GEN3 | 50555 | G | GEN3 | 89294 | Combined Cycle |  | PJM_Dom | North Carolina | 37 | Halifax | 83 | 37083 | 54 | 9552 | 1990 | 9999 |  |  | N | Distillate Fuel Oil |  |  |  | H2O | [9 empty] | 0.23642 | 0.23642 | 0.23642 | 0.23642 | [11 empty] | Virginia Electric & Power Co | 100 | Dominion Energy Inc | 100
Frontier | 50558_G_GT01 | 50558 | G | GT01 | 90991 | Combined Cycle |  | SPP_WEST | Oklahoma | 40 | Oklahoma | 109 | 40109 | 67.3 | 8569 | 1989 | 9999 |  |  | Y | Natural Gas |  |  |  | STM | [9 empty] | 0.11173 | 0.11173 | 0.11173 | 0.11173 | [11 empty] | Oklahoma Gas & Electric Co | 100 | OGE Energy Corp | 100
Frontier | 50558_G_ST01 | 50558 | G | ST01 | 90991 | Combined Cycle |  | SPP_WEST | Oklahoma | 40 | Oklahoma | 109 | 40109 | 44.1 | 8569 | 1989 | 9999 |  |  | Y | Natural Gas |  |  |  | STM | [9 empty] | 0.11173 | 0.11173 | 0.11173 | 0.11173 | [11 empty] | Oklahoma Gas & Electric Co | 100 | OGE Energy Corp | 100
Eagle Point Power Generation | 50561_G_GTG1 | 50561 | G | GTG1 | 3672 | Combined Cycle |  | PJM_EMAC | New Jersey | 34 | Gloucester | 15 | 34015 | 85 | 8961 | 1990 | 9999 |  |  | N | Natural Gas, Distillate Fuel Oil |  |  |  | DLNB + H2O | [9 empty] | 0.026012 | 0.026012 | 0.026012 | 0.026012 | [11 empty] | Eagle Point Cogeneration Partnership | 100 | Thunderbird Power Holdings LLC | 100
Eagle Point Power Generation | 50561_G_GTG2 | 50561 | G | GTG2 | 3673 | Combined Cycle |  | PJM_EMAC | New Jersey | 34 | Gloucester | 15 | 34015 | 85 | 8961 | 1990 | 9999 |  |  | N | Natural Gas, Distillate Fuel Oil |  |  |  | DLNB + H2O | SCR | [8 empty] | 0.025891 | 0.025891 | 0.025891 | 0.025891 | [11 empty] | Eagle Point Cogeneration Partnership | 100 | Thunderbird Power Holdings LLC | 100
Eagle Point Power Generation | 50561_G_STG1 | 50561 | G | STG1 | 3672 | Combined Cycle |  | PJM_EMAC | New Jersey | 34 | Gloucester | 15 | 34015 | 40 | 8961 | 1991 | 9999 |  |  | N | Natural Gas, Distillate Fuel Oil |  |  |  | LNB | [9 empty] | 0.026012 | 0.026012 | 0.026012 | 0.026012 | [11 empty] | Eagle Point Cogeneration Partnership | 100 | Thunderbird Power Holdings LLC | 100
Eagle Point Power Generation | 50561_G_STG2 | 50561 | G | STG2 | 3673 | Combined Cycle |  | PJM_EMAC | New Jersey | 34 | Gloucester | 15 | 34015 | 26.8 | 8961 | 2016 | 9999 |  |  | N | Natural Gas, Distillate Fuel Oil |  |  |  | LNB | SCR | [8 empty] | 0.025891 | 0.025891 | 0.025891 | 0.025891 | [11 empty] | Eagle Point Cogeneration Partnership | 100 | Thunderbird Power Holdings LLC | 100
Settlers Hill Gas Recovery | 50563_G_GEN1 | 50563 | G | GEN1 |  | Landfill Gas |  | PJM_COMD | Illinois | 17 | Kane | 89 | 17089 | 2.9 | 17832 | 1988 | 9999 |  |  | N | Landfill Gas | [13 empty] | 0.24082 | 0.24082 | 0.24082 | 0.24082 | [11 empty] | Bio Energy Partners | 100 | Waste Management Inc | 100
Settlers Hill Gas Recovery | 50563_G_GEN2 | 50563 | G | GEN2 |  | Landfill Gas |  | PJM_COMD | Illinois | 17 | Kane | 89 | 17089 | 2.9 | 17832 | 1998 | 9999 |  |  | N | Landfill Gas | [13 empty] | 0.24082 | 0.24082 | 0.24082 | 0.24082 | [11 empty] | Bio Energy Partners | 100 | Waste Management Inc | 100
New Milford Gas Recovery | 50564_G_GEN2 | 50564 | G | GEN2 |  | Landfill Gas |  | NENG_CT | Connecticut | 9 | Litchfield | 5 | 09005 | 0.8 | 13500 | 2008 | 9999 |  |  | N | Landfill Gas | [13 empty] | 0.24082 | 0.24082 | 0.24082 | 0.24082 | [11 empty] | WM Renewable Energy LLC | 100 | Waste Management Inc | 100
New Milford Gas Recovery | 50564_G_GEN3 | 50564 | G | GEN3 |  | Landfill Gas |  | NENG_CT | Connecticut | 9 | Litchfield | 5 | 09005 | 0.8 | 13500 | 2008 | 9999 |  |  | N | Landfill Gas | [13 empty] | 0.24082 | 0.24082 | 0.24082 | 0.24082 | [11 empty] | WM Renewable Energy LLC | 100 | Waste Management Inc | 100
New Milford Gas Recovery | 50564_G_GEN4 | 50564 | G | GEN4 |  | Landfill Gas |  | NENG_CT | Connecticut | 9 | Litchfield | 5 | 09005 | 0.8 | 14103 | 2008 | 9999 |  |  | N | Landfill Gas | [13 empty] | 0.24082 | 0.24082 | 0.24082 | 0.24082 | [11 empty] | WM Renewable Energy LLC | 100 | Waste Management Inc | 100
Milam Gas Recovery | 50566_G_GEN1 | 50566 | G | GEN1 |  | Combustion Turbine | IC Engine | MIS_IL | Illinois | 17 | St Clair | 163 | 17163 | 0.8 | 11436 | 1991 | 2045 |  |  | N | Natural Gas | [13 empty] | 1.061 | 1.061 | 1.061 | 1.061 | [11 empty] | WM Renewable Energy LLC | 100 | Waste Management Inc | 100
Milam Gas Recovery | 50566_G_GEN2 | 50566 | G | GEN2 |  | Combustion Turbine | IC Engine | MIS_IL | Illinois | 17 | St Clair | 163 | 17163 | 0.8 | 11437 | 1991 | 2045 |  |  | N | Natural Gas | [13 empty] | 1.061 | 1.061 | 1.061 | 1.061 | [11 empty] | WM Renewable Energy LLC | 100 | Waste Management Inc | 100
Milam Gas Recovery | 50566_G_GEN3 | 50566 | G | GEN3 |  | Combustion Turbine | IC Engine | MIS_IL | Illinois | 17 | St Clair | 163 | 17163 | 0.8 | 11437 | 1993 | 2045 |  |  | N | Natural Gas | [13 empty] | 1.061 | 1.061 | 1.061 | 1.061 | [11 empty] | WM Renewable Energy LLC | 100 | Waste Management Inc | 100
High Acres Gas Recovery | 50568_G_GEN1 | 50568 | G | GEN1 |  | Landfill Gas |  | NY_Z_C&E | New York | 36 | Monroe | 55 | 36055 | 0.8 | 13500 | 1991 | 9999 |  |  | N | Landfill Gas | [13 empty] | 0.24082 | 0.24082 | 0.24082 | 0.24082 | [11 empty] | WM Renewable Energy LLC | 100 | Waste Management Inc | 100
High Acres Gas Recovery | 50568_G_GEN2 | 50568 | G | GEN2 |  | Landfill Gas |  | NY_Z_C&E | New York | 36 | Monroe | 55 | 36055 | 0.8 | 13500 | 1991 | 9999 |  |  | N | Landfill Gas | [13 empty] | 0.24082 | 0.24082 | 0.24082 | 0.24082 | [11 empty] | WM Renewable Energy LLC | 100 | Waste Management Inc | 100
High Acres Gas Recovery | 50568_G_GEN3 | 50568 | G | GEN3 |  | Landfill Gas |  | NY_Z_C&E | New York | 36 | Monroe | 55 | 36055 | 0.8 | 13500 | 1991 | 9999 |  |  | N | Landfill Gas | [13 empty] | 0.24082 | 0.24082 | 0.24082 | 0.24082 | [11 empty] | WM Renewable Energy LLC | 100 | Waste Management Inc | 100
High Acres Gas Recovery | 50568_G_GEN4 | 50568 | G | GEN4 |  | Landfill Gas |  | NY_Z_C&E | New York | 36 | Monroe | 55 | 36055 | 0.8 | 13500 | 1991 | 9999 |  |  | N | Landfill Gas | [13 empty] | 0.24082 | 0.24082 | 0.24082 | 0.24082 | [11 empty] | WM Renewable Energy LLC | 100 | Waste Management Inc | 100
High Acres Gas Recovery | 50568_G_GEN5 | 50568 | G | GEN5 |  | Landfill Gas |  | NY_Z_C&E | New York | 36 | Monroe | 55 | 36055 | 1.6 | 13500 | 2008 | 9999 |  |  | N | Landfill Gas | [13 empty] | 0.24082 | 0.24082 | 0.24082 | 0.24082 | [11 empty] | WM Renewable Energy LLC | 100 | Waste Management Inc | 100
High Acres Gas Recovery | 50568_G_GEN6 | 50568 | G | GEN6 |  | Landfill Gas |  | NY_Z_C&E | New York | 36 | Monroe | 55 | 36055 | 1.6 | 13500 | 2008 | 9999 |  |  | N | Landfill Gas | [13 empty] | 0.24082 | 0.24082 | 0.24082 | 0.24082 | [11 empty] | WM Renewable Energy LLC | 100 | Waste Management Inc | 100
High Acres Gas Recovery | 50568_G_GEN7 | 50568 | G | GEN7 |  | Landfill Gas |  | NY_Z_C&E | New York | 36 | Monroe | 55 | 36055 | 1.6 | 13500 | 2008 | 9999 |  |  | N | Landfill Gas | [13 empty] | 0.24082 | 0.24082 | 0.24082 | 0.24082 | [11 empty] | WM Renewable Energy LLC | 100 | Waste Management Inc | 100
High Acres Gas Recovery | 50568_G_GEN8 | 50568 | G | GEN8 |  | Landfill Gas |  | NY_Z_C&E | New York | 36 | Monroe | 55 | 36055 | 1.6 | 13500 | 2008 | 9999 |  |  | N | Landfill Gas | [13 empty] | 0.24082 | 0.24082 | 0.24082 | 0.24082 | [11 empty] | WM Renewable Energy LLC | 100 | Waste Management Inc | 100
DFW Gas Recovery | 50569_G_GEN1 | 50569 | G | GEN1 |  | Landfill Gas |  | ERC_REST | Texas | 48 | Denton | 121 | 48121 | 2.9 | 17029 | 1988 | 9999 |  |  | N | Landfill Gas | [13 empty] | 0.24082 | 0.24082 | 0.24082 | 0.24082 | [11 empty] | Bio Energy Partners | 100 | Waste Management Inc | 100
DFW Gas Recovery | 50569_G_GEN2 | 50569 | G | GEN2 |  | Landfill Gas |  | ERC_REST | Texas | 48 | Denton | 121 | 48121 | 2.9 | 17030 | 1988 | 9999 |  |  | N | Landfill Gas | [13 empty] | 0.24082 | 0.24082 | 0.24082 | 0.24082 | [11 empty] | Bio Energy Partners | 100 | Waste Management Inc | 100
DFW Gas Recovery | 50569_G_GEN3 | 50569 | G | GEN3 |  | Landfill Gas |  | ERC_REST | Texas | 48 | Denton | 121 | 48121 | 1.6 | 13500 | 2009 | 9999 |  |  | N | Landfill Gas | [13 empty] | 0.24082 | 0.24082 | 0.24082 | 0.24082 | [11 empty] | Bio Energy Partners | 100 | Waste Management Inc | 100
DFW Gas Recovery | 50569_G_GEN4 | 50569 | G | GEN4 |  | Landfill Gas |  | ERC_REST | Texas | 48 | Denton | 121 | 48121 | 1.6 | 13500 | 2009 | 9999 |  |  | N | Landfill Gas | [13 empty] | 0.24082 | 0.24082 | 0.24082 | 0.24082 | [11 empty] | Bio Energy Partners | 100 | Waste Management Inc | 100
DFW Gas Recovery | 50569_G_GEN5 | 50569 | G | GEN5 |  | Landfill Gas |  | ERC_REST | Texas | 48 | Denton | 121 | 48121 | 1.6 | 13500 | 2009 | 9999 |  |  | N | Landfill Gas | [13 empty] | 0.24082 | 0.24082 | 0.24082 | 0.24082 | [11 empty] | Bio Energy Partners | 100 | Waste Management Inc | 100
DFW Gas Recovery | 50569_G_GEN6 | 50569 | G | GEN6 |  | Landfill Gas |  | ERC_REST | Texas | 48 | Denton | 121 | 48121 | 1.6 | 13500 | 2009 | 9999 |  |  | N | Landfill Gas | [13 empty] | 0.24082 | 0.24082 | 0.24082 | 0.24082 | [11 empty] | Bio Energy Partners | 100 | Waste Management Inc | 100
Chestnut Ridge Gas Recovery | 50570_G_GEN1 | 50570 | G | GEN1 |  | Landfill Gas |  | S_C_TVA | Tennessee | 47 | Anderson | 1 | 47001 | 0.8 | 13500 | 1992 | 9999 |  |  | N | Landfill Gas | [13 empty] | 0.24082 | 0.24082 | 0.24082 | 0.24082 | [11 empty] | WM Renewable Energy LLC | 100 | Waste Management Inc | 100
Chestnut Ridge Gas Recovery | 50570_G_GEN2 | 50570 | G | GEN2 |  | Landfill Gas |  | S_C_TVA | Tennessee | 47 | Anderson | 1 | 47001 | 0.8 | 13500 | 1992 | 9999 |  |  | N | Landfill Gas | [13 empty] | 0.24082 | 0.24082 | 0.24082 | 0.24082 | [11 empty] | WM Renewable Energy LLC | 100 | Waste Management Inc | 100
Chestnut Ridge Gas Recovery | 50570_G_GEN3 | 50570 | G | GEN3 |  | Landfill Gas |  | S_C_TVA | Tennessee | 47 | Anderson | 1 | 47001 | 0.8 | 13500 | 1992 | 9999 |  |  | N | Landfill Gas | [13 empty] | 0.24082 | 0.24082 | 0.24082 | 0.24082 | [11 empty] | WM Renewable Energy LLC | 100 | Waste Management Inc | 100
Chestnut Ridge Gas Recovery | 50570_G_GEN4 | 50570 | G | GEN4 |  | Landfill Gas |  | S_C_TVA | Tennessee | 47 | Anderson | 1 | 47001 | 0.8 | 13500 | 1992 | 9999 |  |  | N | Landfill Gas | [13 empty] | 0.24082 | 0.24082 | 0.24082 | 0.24082 | [11 empty] | WM Renewable Energy LLC | 100 | Waste Management Inc | 100
Chestnut Ridge Gas Recovery | 50570_G_GEN5 | 50570 | G | GEN5 |  | Landfill Gas |  | S_C_TVA | Tennessee | 47 | Anderson | 1 | 47001 | 1.6 | 13500 | 2011 | 9999 |  |  | N | Landfill Gas | [13 empty] | 0.24082 | 0.24082 | 0.24082 | 0.24082 | [11 empty] | WM Renewable Energy LLC | 100 | Waste Management Inc | 100
Altamont Gas Recovery | 50571_G_GEN1 | 50571 | G | GEN1 |  | Landfill Gas |  | WEC_CALN | California | 6 | Alameda | 1 | 06001 | 2.9 | 16807 | 1969 | 9999 |  |  | N | Landfill Gas | [13 empty] | 0.12128 | 0.12128 | 0.12128 | 0.12128 | [11 empty] | Bio Energy Partners | 100 | Waste Management Inc | 100
Altamont Gas Recovery | 50571_G_GEN2 | 50571 | G | GEN2 |  | Landfill Gas |  | WEC_CALN | California | 6 | Alameda | 1 | 06001 | 2.9 | 16807 | 1989 | 9999 |  |  | N | Landfill Gas | [13 empty] | 0.12128 | 0.12128 | 0.12128 | 0.12128 | [11 empty] | Bio Energy Partners | 100 | Waste Management Inc | 100
CSL Gas Recovery | 50572_G_GEN1 | 50572 | G | GEN1 |  | Landfill Gas |  | FRCC | Florida | 12 | Broward | 11 | 12011 | 2.9 | 20838 | 1989 | 9999 |  |  | N | Landfill Gas | [13 empty] | 0.1 | 0.1 | 0.1 | 0.1 | [11 empty] | WM Renewable Energy LLC | 100 | Waste Management Inc | 100
CSL Gas Recovery | 50572_G_GEN2 | 50572 | G | GEN2 |  | Landfill Gas |  | FRCC | Florida | 12 | Broward | 11 | 12011 | 2.9 | 20838 | 1989 | 9999 |  |  | N | Landfill Gas | [13 empty] | 0.1 | 0.1 | 0.1 | 0.1 | [11 empty] | WM Renewable Energy LLC | 100 | Waste Management Inc | 100
CSL Gas Recovery | 50572_G_GEN3 | 50572 | G | GEN3 |  | Landfill Gas |  | FRCC | Florida | 12 | Broward | 11 | 12011 | 2.9 | 20838 | 1989 | 9999 |  |  | N | Landfill Gas | [13 empty] | 0.1 | 0.1 | 0.1 | 0.1 | [11 empty] | WM Renewable Energy LLC | 100 | Waste Management Inc | 100
CSL Gas Recovery | 50572_G_GEN4 | 50572 | G | GEN4 |  | Landfill Gas |  | FRCC | Florida | 12 | Broward | 11 | 12011 | 2.2 | 13500 | 2000 | 9999 |  |  | N | Landfill Gas | [13 empty] | 0.1 | 0.1 | 0.1 | 0.1 | [11 empty] | WM Renewable Energy LLC | 100 | Waste Management Inc | 100
CID Gas Recovery | 50573_G_GEN2 | 50573 | G | GEN2 |  | Landfill Gas |  | PJM_COMD | Illinois | 17 | Cook | 31 | 17031 | 2.9 | 16528 | 1989 | 9999 |  |  | N | Landfill Gas | [13 empty] | 0.24082 | 0.24082 | 0.24082 | 0.24082 | [11 empty] | Bio Energy Partners | 100 | Waste Management Inc | 100
Lake Gas Recovery | 50575_G_GEN2 | 50575 | G | GEN2 |  | Landfill Gas |  | PJM_COMD | Illinois | 17 | Cook | 31 | 17031 | 2.9 | 14103 | 1993 | 9999 |  |  | N | Landfill Gas | [13 empty] | 0.24082 | 0.24082 | 0.24082 | 0.24082 | [11 empty] | Bio Energy Partners | 100 | Waste Management Inc | 100
Lake Gas Recovery | 50575_G_GEN3 | 50575 | G | GEN3 |  | Landfill Gas |  | PJM_COMD | Illinois | 17 | Cook | 31 | 17031 | 2.9 | 14103 | 1993 | 9999 |  |  | N | Landfill Gas | [13 empty] | 0.24082 | 0.24082 | 0.24082 | 0.24082 | [11 empty] | Bio Energy Partners | 100 | Waste Management Inc | 100
Metro Gas Recovery | 50576_G_GEN1 | 50576 | G | GEN1 |  | Landfill Gas |  | MIS_WUMS | Wisconsin | 55 | Milwaukee | 79 | 55079 | 2.9 | 17988 | 1985 | 9999 |  |  | N | Landfill Gas | [13 empty] | 0.24082 | 0.24082 | 0.24082 | 0.24082 | [11 empty] | Bio Energy Partners | 100 | Waste Management Inc | 100
Metro Gas Recovery | 50576_G_GEN2 | 50576 | G | GEN2 |  | Landfill Gas |  | MIS_WUMS | Wisconsin | 55 | Milwaukee | 79 | 55079 | 2.9 | 17988 | 1985 | 9999 |  |  | N | Landfill Gas | [13 empty] | 0.24082 | 0.24082 | 0.24082 | 0.24082 | [11 empty] | Bio Energy Partners | 100 | Waste Management Inc | 100
Metro Gas Recovery | 50576_G_GEN3 | 50576 | G | GEN3 |  | Landfill Gas |  | MIS_WUMS | Wisconsin | 55 | Milwaukee | 79 | 55079 | 0.8 | 13500 | 2000 | 9999 |  |  | N | Landfill Gas | [13 empty] | 0.24082 | 0.24082 | 0.24082 | 0.24082 | [11 empty] | Bio Energy Partners | 100 | Waste Management Inc | 100
Metro Gas Recovery | 50576_G_GEN4 | 50576 | G | GEN4 |  | Landfill Gas |  | MIS_WUMS | Wisconsin | 55 | Milwaukee | 79 | 55079 | 0.8 | 13500 | 2000 | 9999 |  |  | N | Landfill Gas | [13 empty] | 0.24082 | 0.24082 | 0.24082 | 0.24082 | [11 empty] | Bio Energy Partners | 100 | Waste Management Inc | 100
Metro Gas Recovery | 50576_G_GEN5 | 50576 | G | GEN5 |  | Landfill Gas |  | MIS_WUMS | Wisconsin | 55 | Milwaukee | 79 | 55079 | 0.8 | 13500 | 2000 | 9999 |  |  | N | Landfill Gas | [13 empty] | 0.24082 | 0.24082 | 0.24082 | 0.24082 | [11 empty] | Bio Energy Partners | 100 | Waste Management Inc | 100
Metro Gas Recovery | 50576_G_GEN6 | 50576 | G | GEN6 |  | Landfill Gas |  | MIS_WUMS | Wisconsin | 55 | Milwaukee | 79 | 55079 | 0.8 | 13500 | 2000 | 9999 |  |  | N | Landfill Gas | [13 empty] | 0.24082 | 0.24082 | 0.24082 | 0.24082 | [11 empty] | Bio Energy Partners | 100 | Waste Management Inc | 100
Omega Hills Gas Recovery | 50577_G_GEN1 | 50577 | G | GEN1 |  | Landfill Gas |  | MIS_WUMS | Wisconsin | 55 | Washington | 131 | 55131 | 2.9 | 17863 | 1985 | 9999 |  |  | N | Landfill Gas | [13 empty] | 0.24082 | 0.24082 | 0.24082 | 0.24082 | [11 empty] | WM Renewable Energy LLC | 100 | Waste Management Inc | 100
Omega Hills Gas Recovery | 50577_G_GEN2 | 50577 | G | GEN2 |  | Landfill Gas |  | MIS_WUMS | Wisconsin | 55 | Washington | 131 | 55131 | 2.9 | 17863 | 1985 | 9999 |  |  | N | Landfill Gas | [13 empty] | 0.24082 | 0.24082 | 0.24082 | 0.24082 | [11 empty] | WM Renewable Energy LLC | 100 | Waste Management Inc | 100
Omega Hills Gas Recovery | 50577_G_GEN3 | 50577 | G | GEN3 |  | Landfill Gas |  | MIS_WUMS | Wisconsin | 55 | Washington | 131 | 55131 | 3 | 17863 | 2001 | 9999 |  |  | N | Landfill Gas | [13 empty] | 0.24082 | 0.24082 | 0.24082 | 0.24082 | [11 empty] | WM Renewable Energy LLC | 100 | Waste Management Inc | 100
Omega Hills Gas Recovery | 50577_G_GEN5 | 50577 | G | GEN5 |  | Landfill Gas |  | MIS_WUMS | Wisconsin | 55 | Washington | 131 | 55131 | 2.9 | 17863 | 2010 | 9999 |  |  | N | Landfill Gas | [13 empty] | 0.24082 | 0.24082 | 0.24082 | 0.24082 | [11 empty] | WM Renewable Energy LLC | 100 | Waste Management Inc | 100
Saint Johns Health Center | 50610_G_01 | 50610 | G | 01 |  | Combustion Turbine |  | WEC_LADW | California | 6 | Los Angeles | 37 | 06037 | 1 | 8700 | 1992 | 9999 |  |  | Y | Natural Gas | [13 empty] | 0.79549 | 0.79549 | 0.79549 | 0.79549 | [11 empty] | Saint Johns Health Center | 100 | Sisters of Charity of Leavenworth Health Services Corp | 100
McKittrick Limited | 50612_G_GEN1 | 50612 | G | GEN1 | 91284 | Combustion Turbine |  | WEC_CALN | California | 6 | Kern | 29 | 06029 | 46 | 8700 | 1991 | 9999 |  |  | Y | Natural Gas | [12 empty] | 0.74 | 0.753 | 0.753 | 0.753 | 0.753 | [11 empty] | McKittrick Cogeneration Inc | 100 | ContourGlobal PLC | 100
Central Power Plant | 50621_G_GEN4 | 50621 | G | GEN4 |  | O/G Steam |  | NENGREST | Rhode Island | 44 | Providence | 7 | 44007 | 0.5 | 8300 | 1958 | 9999 |  |  | Y | Natural Gas, Distillate Fuel Oil | [12 empty] | 4.99 | 0.23063 | 0.23063 | 0.23063 | 0.23063 | [11 empty] | State of Rhode Island | 100 | State of Rhode Island | 100
Central Power Plant | 50621_G_GEN5 | 50621 | G | GEN5 |  | Combustion Turbine |  | NENGREST | Rhode Island | 44 | Providence | 7 | 44007 | 2.8 | 8700 | 2004 | 9999 |  |  | Y | Natural Gas, Distillate Fuel Oil | [13 empty] | 0.23894 | 0.23894 | 0.23894 | 0.23894 | [11 empty] | State of Rhode Island | 100 | State of Rhode Island | 100
Central Power Plant | 50621_G_GEN6 | 50621 | G | GEN6 |  | Combustion Turbine |  | NENGREST | Rhode Island | 44 | Providence | 7 | 44007 | 2.8 | 8700 | 2004 | 9999 |  |  | Y | Natural Gas, Distillate Fuel Oil | [13 empty] | 0.23894 | 0.23894 | 0.23894 | 0.23894 | [11 empty] | State of Rhode Island | 100 | State of Rhode Island | 100
Central Power Plant | 50621_G_GEN7 | 50621 | G | GEN7 |  | Combustion Turbine | IC Engine | NENGREST | Rhode Island | 44 | Providence | 7 | 44007 | 2 | 11686 | 2015 | 9999 |  |  | N | Natural Gas | [13 empty] | 1.061 | 1.061 | 1.061 | 1.061 | [11 empty] | State of Rhode Island | 100 | State of Rhode Island | 100
Berry Cogen Tanne Hills 18 | 50622_G_GEN1 | 50622 | G | GEN1 |  | Combustion Turbine |  | WEC_CALN | California | 6 | Kern | 29 | 06029 | 7 | 8700 | 1986 | 9999 |  |  | Y | Natural Gas | [12 empty] | 0.74 | 0.47388 | 0.47388 | 0.47388 | 0.47388 | [11 empty] | Berry Petroleum Co | 100 | Linn Energy LLC | 100
Berry Cogen Tanne Hills 18 | 50622_G_GEN2 | 50622 | G | GEN2 |  | Combustion Turbine |  | WEC_CALN | California | 6 | Kern | 29 | 06029 | 7 | 8700 | 1986 | 9999 |  |  | Y | Natural Gas | [12 empty] | 0.74 | 0.47388 | 0.47388 | 0.47388 | 0.47388 | [11 empty] | Berry Petroleum Co | 100 | Linn Energy LLC | 100
ExxonMobil Beaumont Refinery | 50625_G_ETG | 50625 | G | ETG |  | Fossil Waste |  | MIS_WOTA | Texas | 48 | Jefferson | 245 | 48245 | 5 | 10994 | 1978 | 9999 |  |  | N | Fossil Waste |  |  |  |  | SCR | [7 empty] | 3 | 0.02195 | 0.02195 | 0.02195 | 0.02195 | [11 empty] | ExxonMobil Beaumont Complex | 100 | ExxonMobil Corp | 100
ExxonMobil Beaumont Refinery | 50625_G_TG24 | 50625 | G | TG24 |  | Combustion Turbine |  | MIS_WOTA | Texas | 48 | Jefferson | 245 | 48245 | 32 | 8700 | 1993 | 9999 |  |  | Y | Natural Gas |  |  |  |  | SCR | [8 empty] | 0.06103 | 0.012206 | 0.06103 | 0.012206 | [11 empty] | ExxonMobil Beaumont Complex | 100 | ExxonMobil Corp | 100
ExxonMobil Beaumont Refinery | 50625_G_TG41 | 50625 | G | TG41 | 3679 | Combustion Turbine |  | MIS_WOTA | Texas | 48 | Jefferson | 245 | 48245 | 145 | 8700 | 2005 | 9999 |  |  | Y | Natural Gas |  |  |  | DLNB | SCR | [7 empty] | 3 | 0.00974 | 0.00931 | 0.00974 | 0.00931 | [11 empty] | ExxonMobil Beaumont Complex | 100 | ExxonMobil Corp | 100
ExxonMobil Beaumont Refinery | 50625_G_TG42 | 50625 | G | TG42 | 3680 | Combustion Turbine |  | MIS_WOTA | Texas | 48 | Jefferson | 245 | 48245 | 145 | 8700 | 2005 | 9999 |  |  | Y | Natural Gas |  |  |  | DLNB | SCR | [7 empty] | 3 | 0.00796 | 0.00789 | 0.00796 | 0.00789 | [11 empty] | ExxonMobil Beaumont Complex | 100 | ExxonMobil Corp | 100
ExxonMobil Beaumont Refinery | 50625_G_TG43 | 50625 | G | TG43 | 3681 | Combustion Turbine |  | MIS_WOTA | Texas | 48 | Jefferson | 245 | 48245 | 145 | 8700 | 2004 | 9999 |  |  | Y | Natural Gas |  |  |  | DLNB | SCR | [7 empty] | 3 | 0.00727 | 0.00704 | 0.00727 | 0.00704 | [11 empty] | ExxonMobil Beaumont Complex | 100 | ExxonMobil Corp | 100
Paulsboro Refinery | 50628_G_GEN1 | 50628 | G | GEN1 |  | Combustion Turbine |  | PJM_EMAC | New Jersey | 34 | Gloucester | 15 | 34015 | 27 | 8700 | 1991 | 9999 |  |  | Y | Natural Gas | [13 empty] | 0.09481 | 0.09481 | 0.09481 | 0.09481 | [11 empty] | Paulsboro Refining Co LLC | 100 | PBF Holding Co LLC | 100
Paulsboro Refinery | 50628_G_GEN4 | 50628 | G | GEN4 |  | Coal Steam |  | PJM_EMAC | New Jersey | 34 | Gloucester | 15 | 34015 | 11.6 | 10438 | 2006 | 9999 |  |  | N | Petroleum Coke |  |  | 0.898 | [9 empty] | 0.79 | 0.35848 | 0.35848 | 0.35848 | 0.35848 | 0.05 | 0.05 | 0.05 | 0.98 | [7 empty] | Paulsboro Refining Co LLC | 100 | PBF Holding Co LLC | 100
Mosaic Co Bartow Facility | 50633_G_GEN1 | 50633 | G | GEN1 |  | Non-Fossil Waste |  | FRCC | Florida | 12 | Polk | 105 | 12105 | 36 | 9196 | 1985 | 9999 |  |  | Y | Non-Fossil Waste | [13 empty] | 0 | 0 | 0 | 0 | [11 empty] | Mosaic Co | 100 | Mosaic Co (The) | 100
Mosaic Co Bartow Facility | 50633_G_GEN2 | 50633 | G | GEN2 |  | Non-Fossil Waste |  | FRCC | Florida | 12 | Polk | 105 | 12105 | 44 | 9196 | 1992 | 9999 |  |  | Y | Non-Fossil Waste | [13 empty] | 0 | 0 | 0 | 0 | [11 empty] | Mosaic Co | 100 | Mosaic Co (The) | 100
Brainerd Public Utilities | 50636_G_1 | 50636 | G | 1 |  | Hydro |  | MIS_MNWI | Minnesota | 27 | Crow Wing | 35 | 27035 | 0.6 | 0 | 1917 | 9999 |  |  | N | Hydro | [13 empty] | 0 | 0 | 0 | 0 | [11 empty] | Wausau Paper of Minnesota LLC | 100 | Expera Specialty Solutions | 100
Brainerd Public Utilities | 50636_G_2 | 50636 | G | 2 |  | Hydro |  | MIS_MNWI | Minnesota | 27 | Crow Wing | 35 | 27035 | 0.6 | 0 | 1917 | 9999 |  |  | N | Hydro | [13 empty] | 0 | 0 | 0 | 0 | [11 empty] | Wausau Paper of Minnesota LLC | 100 | Expera Specialty Solutions | 100
Brainerd Public Utilities | 50636_G_3 | 50636 | G | 3 |  | Hydro |  | MIS_MNWI | Minnesota | 27 | Crow Wing | 35 | 27035 | 0.5 | 0 | 1936 | 9999 |  |  | N | Hydro | [13 empty] | 0 | 0 | 0 | 0 | [11 empty] | Wausau Paper of Minnesota LLC | 100 | Expera Specialty Solutions | 100
Brainerd Public Utilities | 50636_G_4 | 50636 | G | 4 |  | Hydro |  | MIS_MNWI | Minnesota | 27 | Crow Wing | 35 | 27035 | 0.6 | 0 | 1936 | 9999 |  |  | N | Hydro | [13 empty] | 0 | 0 | 0 | 0 | [11 empty] | Wausau Paper of Minnesota LLC | 100 | Expera Specialty Solutions | 100
Brainerd Public Utilities | 50636_G_5 | 50636 | G | 5 |  | Hydro |  | MIS_MNWI | Minnesota | 27 | Crow Wing | 35 | 27035 | 0.6 | 0 | 1940 | 9999 |  |  | N | Hydro | [13 empty] | 0 | 0 | 0 | 0 | [11 empty] | Wausau Paper of Minnesota LLC | 100 | Expera Specialty Solutions | 100
Covanta Indianapolis Energy | 50647_G_GEN1 | 50647 | G | GEN1 |  | Municipal Solid Waste |  | MIS_INKY | Indiana | 18 | Marion | 97 | 18097 | 5 | 7014 | 1988 | 9999 |  |  | Y | MSW | [13 empty] | 0.38821 | 0.38821 | 0.38821 | 0.38821 | 0.08 | 0.08 | 0.08 | [8 empty] | Covanta Indianapolis Inc | 100 | Covanta Holding Corp | 100
Lyonsdale Associates | 50652_G_GEN1 | 50652 | G | GEN1 |  | Hydro |  | NY_Z_C&E | New York | 36 | Lewis | 49 | 36049 | 1.5 | 0 | 1984 | 9999 |  |  | N | Hydro | [13 empty] | 0 | 0 | 0 | 0 | [11 empty] | Lyonsdale Associates LLC | 100 | Ontario Power Generation Inc | 100
Lyonsdale Associates | 50652_G_GEN2 | 50652 | G | GEN2 |  | Hydro |  | NY_Z_C&E | New York | 36 | Lewis | 49 | 36049 | 1.5 | 0 | 1984 | 9999 |  |  | N | Hydro | [13 empty] | 0 | 0 | 0 | 0 | [11 empty] | Lyonsdale Associates LLC | 100 | Ontario Power Generation Inc | 100
Gardiner | 50688_G_GEN1 | 50688 | G | GEN1 |  | Hydro |  | NENG_ME | Maine | 23 | Kennebec | 11 | 23011 | 1 | 0 | 1985 | 9999 |  |  | N | Hydro | [13 empty] | 0 | 0 | 0 | 0 | [11 empty] | Ridgewood Maine Hydro Partnership LP | 100 | Covanta Holding Corp | 100
San Gorgonio Westwinds II LLC | 50690_G_GEN1 | 50690 | G | GEN1 |  | Onshore Wind |  | WECC_SCE | California | 6 | Riverside | 65 | 06065 | 43.4 | 0 | 1999 | 9999 |  |  | N | Wind | [13 empty] | 0 | 0 | 0 | 0 | [11 empty] | VPI Enterprises Inc | 72 | VPI Enterprise Inc | 72
Pumpkin Hill | 50699_G_GEN1 | 50699 | G | GEN1 |  | Hydro |  | NENG_ME | Maine | 23 | Penobscot | 19 | 23019 | 1 | 0 | 1987 | 9999 |  |  | N | Hydro | [13 empty] | 0 | 0 | 0 | 0 | [11 empty] | Ridgewood Maine Hydro Partnership LP | 100 | Covanta Holding Corp | 100
Las Animas | 507_G_1 | 507 | G | 1 |  | Combustion Turbine | IC Engine | WECC_CO | Colorado | 8 | Bent | 11 | 08011 | 0.3 | 12283 | 1941 | 9999 |  |  | N | Distillate Fuel Oil | [12 empty] | 1.2 | 1.6498 | 1.6498 | 1.6498 | 1.6498 | [11 empty] | Las Animas Municipal Light & Power | 100 | Las Animas Municipal Light & Power | 100
Las Animas | 507_G_2 | 507 | G | 2 |  | Combustion Turbine | IC Engine | WECC_CO | Colorado | 8 | Bent | 11 | 08011 | 0.3 | 12283 | 1941 | 9999 |  |  | N | Distillate Fuel Oil | [12 empty] | 1.2 | 1.6498 | 1.6498 | 1.6498 | 1.6498 | [11 empty] | Las Animas Municipal Light & Power | 100 | Las Animas Municipal Light & Power | 100
Las Animas | 507_G_4 | 507 | G | 4 |  | Combustion Turbine | IC Engine | WECC_CO | Colorado | 8 | Bent | 11 | 08011 | 1 | 12283 | 1951 | 9999 |  |  | N | Distillate Fuel Oil | [12 empty] | 1.2 | 1.6498 | 1.6498 | 1.6498 | 1.6498 | [11 empty] | Las Animas Municipal Light & Power | 100 | Las Animas Municipal Light & Power | 100
Las Animas | 507_G_5 | 507 | G | 5 |  | Combustion Turbine | IC Engine | WECC_CO | Colorado | 8 | Bent | 11 | 08011 | 1 | 12283 | 1951 | 9999 |  |  | N | Distillate Fuel Oil | [12 empty] | 1.2 | 1.6498 | 1.6498 | 1.6498 | 1.6498 | [11 empty] | Las Animas Municipal Light & Power | 100 | Las Animas Municipal Light & Power | 100
Las Animas | 507_G_6 | 507 | G | 6 |  | Combustion Turbine | IC Engine | WECC_CO | Colorado | 8 | Bent | 11 | 08011 | 2.5 | 12283 | 1967 | 9999 |  |  | N | Distillate Fuel Oil | [12 empty] | 1.2 | 1.6498 | 1.6498 | 1.6498 | 1.6498 | [11 empty] | Las Animas Municipal Light & Power | 100 | Las Animas Municipal Light & Power | 100
Lilliwaup Falls Generating | 50700_G_4735 | 50700 | G | 4735 |  | Hydro |  | WECC_PNW | Washington | 53 | Mason | 45 | 53045 | 0.2 | 0 | 1986 | 9999 |  |  | N | Hydro | [13 empty] | 0 | 0 | 0 | 0 | [11 empty] | Lilliwaup Falls Generating Co | 100 | Lilliwaup Falls Generating Co | 100
Lilliwaup Falls Generating | 50700_G_4736 | 50700 | G | 4736 |  | Hydro |  | WECC_PNW | Washington | 53 | Mason | 45 | 53045 | 0.2 | 0 | 1986 | 9999 |  |  | N | Hydro | [13 empty] | 0 | 0 | 0 | 0 | [11 empty] | Lilliwaup Falls Generating Co | 100 | Lilliwaup Falls Generating Co | 100
Lilliwaup Falls Generating | 50700_G_4737 | 50700 | G | 4737 |  | Hydro |  | WECC_PNW | Washington | 53 | Mason | 45 | 53045 | 0.2 | 0 | 1986 | 9999 |  |  | N | Hydro | [13 empty] | 0 | 0 | 0 | 0 | [11 empty] | Lilliwaup Falls Generating Co | 100 | Lilliwaup Falls Generating Co | 100
Lilliwaup Falls Generating | 50700_G_4738 | 50700 | G | 4738 |  | Hydro |  | WECC_PNW | Washington | 53 | Mason | 45 | 53045 | 0.2 | 0 | 1986 | 9999 |  |  | N | Hydro | [13 empty] | 0 | 0 | 0 | 0 | [11 empty] | Lilliwaup Falls Generating Co | 100 | Lilliwaup Falls Generating Co | 100
Lilliwaup Falls Generating | 50700_G_4739 | 50700 | G | 4739 |  | Hydro |  | WECC_PNW | Washington | 53 | Mason | 45 | 53045 | 0.2 | 0 | 1986 | 9999 |  |  | N | Hydro | [13 empty] | 0 | 0 | 0 | 0 | [11 empty] | Lilliwaup Falls Generating Co | 100 | Lilliwaup Falls Generating Co | 100
Lilliwaup Falls Generating | 50700_G_4740 | 50700 | G | 4740 |  | Hydro |  | WECC_PNW | Washington | 53 | Mason | 45 | 53045 | 0.2 | 0 | 1986 | 9999 |  |  | N | Hydro | [13 empty] | 0 | 0 | 0 | 0 | [11 empty] | Lilliwaup Falls Generating Co | 100 | Lilliwaup Falls Generating Co | 100
Lilliwaup Falls Generating | 50700_G_4741 | 50700 | G | 4741 |  | Hydro |  | WECC_PNW | Washington | 53 | Mason | 45 | 53045 | 0.2 | 0 | 1986 | 9999 |  |  | N | Hydro | [13 empty] | 0 | 0 | 0 | 0 | [11 empty] | Lilliwaup Falls Generating Co | 100 | Lilliwaup Falls Generating Co | 100
Salmon Falls | 50702_G_GEN1 | 50702 | G | GEN1 |  | Hydro |  | NENG_ME | Maine | 23 | York | 31 | 23031 | 0.4 | 0 | 1986 | 9999 |  |  | N | Hydro | [13 empty] | 0 | 0 | 0 | 0 | [11 empty] | Consolidated Hydro Maine Inc | 100 | Enel SpA | 100
Salmon Falls | 50702_G_GEN2 | 50702 | G | GEN2 |  | Hydro |  | NENG_ME | Maine | 23 | York | 31 | 23031 | 0.4 | 0 | 1986 | 9999 |  |  | N | Hydro | [13 empty] | 0 | 0 | 0 | 0 | [11 empty] | Consolidated Hydro Maine Inc | 100 | Enel SpA | 100
Salmon Falls | 50702_G_GEN3 | 50702 | G | GEN3 |  | Hydro |  | NENG_ME | Maine | 23 | York | 31 | 23031 | 0.4 | 0 | 1986 | 9999 |  |  | N | Hydro | [13 empty] | 0 | 0 | 0 | 0 | [11 empty] | Consolidated Hydro Maine Inc | 100 | Enel SpA | 100
Somersworth Lower Great Dam | 50704_G_GEN1 | 50704 | G | GEN1 |  | Hydro |  | NENGREST | New Hampshire | 33 | Strafford | 17 | 33017 | 1.2 | 0 | 1985 | 9999 |  |  | N | Hydro | [13 empty] | 0 | 0 | 0 | 0 | [11 empty] | Somersworth Hydropower Associates | 100 | Somersworth Hydropower Associates | 100
JM Shafer Generating Station | 50707_G_LMA | 50707 | G | LMA | 90505 | Combined Cycle |  | WECC_CO | Colorado | 8 | Weld | 123 | 08123 | 40.1 | 9308 | 1994 | 9999 |  |  | Y | Natural Gas |  |  |  | STM | [9 empty] | 0.088687 | 0.088687 | 0.088687 | 0.088687 | [11 empty] | Thermo Cogeneration Partner LP | 100 | Tri State Generation & Transmission Association Inc | 100
JM Shafer Generating Station | 50707_G_LMB | 50707 | G | LMB | 90506 | Combined Cycle |  | WECC_CO | Colorado | 8 | Weld | 123 | 08123 | 40.1 | 9308 | 1994 | 9999 |  |  | Y | Natural Gas |  |  |  | STM | [9 empty] | 0.088687 | 0.088687 | 0.088687 | 0.088687 | [11 empty] | Thermo Cogeneration Partner LP | 100 | Tri State Generation & Transmission Association Inc | 100
JM Shafer Generating Station | 50707_G_LMC | 50707 | G | LMC | 90507 | Combined Cycle |  | WECC_CO | Colorado | 8 | Weld | 123 | 08123 | 40.1 | 9308 | 1994 | 9999 |  |  | Y | Natural Gas |  |  |  | STM | [9 empty] | 0.088687 | 0.088687 | 0.088687 | 0.088687 | [11 empty] | Thermo Cogeneration Partner LP | 100 | Tri State Generation & Transmission Association Inc | 100
JM Shafer Generating Station | 50707_G_LMD | 50707 | G | LMD | 90508 | Combined Cycle |  | WECC_CO | Colorado | 8 | Weld | 123 | 08123 | 40.1 | 9308 | 1994 | 9999 |  |  | Y | Natural Gas |  |  |  | STM | [9 empty] | 0.088687 | 0.088687 | 0.088687 | 0.088687 | [11 empty] | Thermo Cogeneration Partner LP | 100 | Tri State Generation & Transmission Association Inc | 100
JM Shafer Generating Station | 50707_G_LME | 50707 | G | LME | 90509 | Combined Cycle |  | WECC_CO | Colorado | 8 | Weld | 123 | 08123 | 40.1 | 9308 | 1994 | 9999 |  |  | Y | Natural Gas |  |  |  | STM | [9 empty] | 0.088687 | 0.088687 | 0.088687 | 0.088687 | [11 empty] | Thermo Cogeneration Partner LP | 100 | Tri State Generation & Transmission Association Inc | 100
JM Shafer Generating Station | 50707_G_STA | 50707 | G | STA | 90505 | Combined Cycle |  | WECC_CO | Colorado | 8 | Weld | 123 | 08123 | 35.8 | 9308 | 1994 | 9999 |  |  | Y | Natural Gas |  |  |  | STM | [9 empty] | 0.088687 | 0.088687 | 0.088687 | 0.088687 | [11 empty] | Thermo Cogeneration Partner LP | 100 | Tri State Generation & Transmission Association Inc | 100
JM Shafer Generating Station | 50707_G_STB | 50707 | G | STB | 90505 | Combined Cycle |  | WECC_CO | Colorado | 8 | Weld | 123 | 08123 | 35.8 | 9308 | 1994 | 9999 |  |  | Y | Natural Gas |  |  |  | STM | [9 empty] | 0.088687 | 0.088687 | 0.088687 | 0.088687 | [11 empty] | Thermo Cogeneration Partner LP | 100 | Tri State Generation & Transmission Association Inc | 100
Huntington Falls | 50713_G_GEN1 | 50713 | G | GEN1 |  | Hydro |  | NENGREST | Vermont | 50 | Addison | 1 | 50001 | 0.8 | 0 | 1988 | 9999 |  |  | N | Hydro | [13 empty] | 0 | 0 | 0 | 0 | [11 empty] | Green Mountain Power Corp | 100 | Gaz Métropolitain & Co LP | 100
Huntington Falls | 50713_G_GEN2 | 50713 | G | GEN2 |  | Hydro |  | NENGREST | Vermont | 50 | Addison | 1 | 50001 | 0.8 | 0 | 1988 | 9999 |  |  | N | Hydro | [13 empty] | 0 | 0 | 0 | 0 | [11 empty] | Green Mountain Power Corp | 100 | Gaz Métropolitain & Co LP | 100
Huntington Falls | 50713_G_GEN3 | 50713 | G | GEN3 |  | Hydro |  | NENGREST | Vermont | 50 | Addison | 1 | 50001 | 3.9 | 0 | 1988 | 9999 |  |  | N | Hydro | [13 empty] | 0 | 0 | 0 | 0 | [11 empty] | Green Mountain Power Corp | 100 | Gaz Métropolitain & Co LP | 100
Notch Butte Hydro | 50718_G_HYD1 | 50718 | G | HYD1 |  | Hydro |  | WECC_ID | Idaho | 16 | Lincoln | 63 | 16063 | 1 | 0 | 1986 | 9999 |  |  | N | Hydro | [13 empty] | 0 | 0 | 0 | 0 | [11 empty] | Notch Butte Hydro Co Inc | 100 | Enel SpA | 100
Tazewell Gas Recovery | 50721_G_GEN1 | 50721 | G | GEN1 |  | Landfill Gas |  | MIS_IL | Illinois | 17 | Tazewell | 179 | 17179 | 0.8 | 13500 | 1989 | 9999 |  |  | N | Landfill Gas | [13 empty] | 0.24082 | 0.24082 | 0.24082 | 0.24082 | [11 empty] | Bio Energy Partners | 100 | Waste Management Inc | 100
Tazewell Gas Recovery | 50721_G_GEN2 | 50721 | G | GEN2 |  | Landfill Gas |  | MIS_IL | Illinois | 17 | Tazewell | 179 | 17179 | 0.8 | 13500 | 1989 | 9999 |  |  | N | Landfill Gas | [13 empty] | 0.24082 | 0.24082 | 0.24082 | 0.24082 | [11 empty] | Bio Energy Partners | 100 | Waste Management Inc | 100
Tazewell Gas Recovery | 50721_G_GEN3 | 50721 | G | GEN3 |  | Landfill Gas |  | MIS_IL | Illinois | 17 | Tazewell | 179 | 17179 | 0.8 | 13500 | 1999 | 9999 |  |  | N | Landfill Gas | [13 empty] | 0.24082 | 0.24082 | 0.24082 | 0.24082 | [11 empty] | Bio Energy Partners | 100 | Waste Management Inc | 100
BP Naperville Cogeneration Facility | 50722_G_GEN1 | 50722 | G | GEN1 |  | Combustion Turbine |  | PJM_COMD | Illinois | 17 | DuPage | 43 | 17043 | 7 | 8700 | 1990 | 2045 |  |  | Y | Natural Gas | [12 empty] | 1 | 0.16383 | 0.16383 | 0.16383 | 0.16383 | [11 empty] | BP Naperville Complex | 100 | BP plc | 100
Pontook Hydro Facility | 50741_G_GEN1 | 50741 | G | GEN1 |  | Hydro |  | NENGREST | New Hampshire | 33 | Coos | 7 | 33007 | 3.5 | 0 | 1986 | 9999 |  |  | N | Hydro | [13 empty] | 0 | 0 | 0 | 0 | [11 empty] | Pontook Operating LP | 100 | Great Lakes Hydro Income Fund (The) | 100
Pontook Hydro Facility | 50741_G_GEN2 | 50741 | G | GEN2 |  | Hydro |  | NENGREST | New Hampshire | 33 | Coos | 7 | 33007 | 3.5 | 0 | 1986 | 9999 |  |  | N | Hydro | [13 empty] | 0 | 0 | 0 | 0 | [11 empty] | Pontook Operating LP | 100 | Great Lakes Hydro Income Fund (The) | 100
Pontook Hydro Facility | 50741_G_GEN3 | 50741 | G | GEN3 |  | Hydro |  | NENGREST | New Hampshire | 33 | Coos | 7 | 33007 | 3.5 | 0 | 1986 | 9999 |  |  | N | Hydro | [13 empty] | 0 | 0 | 0 | 0 | [11 empty] | Pontook Operating LP | 100 | Great Lakes Hydro Income Fund (The) | 100
Starrett City Cogen Facility | 50743_G_GEN3 | 50743 | G | GEN3 |  | Combustion Turbine | IC Engine | NY_Z_J | New York | 36 | Kings | 47 | 36047 | 2 | 8700 | 1974 | 9999 |  |  | Y | Distillate Fuel Oil | [13 empty] | 1.6498 | 1.6498 | 1.6498 | 1.6498 | [11 empty] | Starrett City Inc | 100 | Grenadier Realty Corp | 100
Starrett City Cogen Facility | 50743_G_GEN4 | 50743 | G | GEN4 |  | Combustion Turbine | IC Engine | NY_Z_J | New York | 36 | Kings | 47 | 36047 | 2 | 8700 | 1974 | 9999 |  |  | Y | Distillate Fuel Oil | [13 empty] | 1.6498 | 1.6498 | 1.6498 | 1.6498 | [11 empty] | Starrett City Inc | 100 | Grenadier Realty Corp | 100
Starrett City Cogen Facility | 50743_G_GEN5 | 50743 | G | GEN5 |  | Combustion Turbine | IC Engine | NY_Z_J | New York | 36 | Kings | 47 | 36047 | 2 | 8700 | 1974 | 9999 |  |  | Y | Distillate Fuel Oil | [13 empty] | 1.6498 | 1.6498 | 1.6498 | 1.6498 | [11 empty] | Starrett City Inc | 100 | Grenadier Realty Corp | 100
Sterling Power Plant | 50744_G_GEN1 | 50744 | G | GEN1 | 3692 | Combined Cycle |  | NY_Z_C&E | New York | 36 | Oneida | 65 | 36065 | 38.8 | 9569 | 1991 | 9999 |  |  | N | Natural Gas |  |  |  | STM | [9 empty] | 0.11612 | 0.11612 | 0.11612 | 0.11612 | [11 empty] | Sterling Power Partners LP | 100 | Alliance Energy Group LLC | 100
Sterling Power Plant | 50744_G_GEN2 | 50744 | G | GEN2 | 3692 | Combined Cycle |  | NY_Z_C&E | New York | 36 | Oneida | 65 | 36065 | 16 | 9569 | 1991 | 9999 |  |  | N | Natural Gas |  |  |  | STM | [9 empty] | 0.11612 | 0.11612 | 0.11612 | 0.11612 | [11 empty] | Sterling Power Partners LP | 100 | Alliance Energy Group LLC | 100
Sterling Power Plant | 50744_G_GEN3 | 50744 | G | GEN3 |  | Combustion Turbine | IC Engine | NY_Z_C&E | New York | 36 | Oneida | 65 | 36065 | 1.1 | 25000 | 1991 | 9999 |  |  | N | Distillate Fuel Oil | [12 empty] | 1.053 | 0.11585 | 0.11585 | 0.11585 | 0.11585 | [11 empty] | Sterling Power Partners LP | 100 | Alliance Energy Group LLC | 100
Agnews Power Plant | 50748_G_GEN1 | 50748 | G | GEN1 |  | Combined Cycle |  | WEC_CALN | California | 6 | Santa Clara | 85 | 06085 | 24.4 | 9203 | 1990 | 9999 |  |  | N | Natural Gas | [13 empty] | 0.04125 | 0.04125 | 0.04125 | 0.04125 | [11 empty] | O.L.S. Energy Agnews LLC | 100 | Energy Capital Partners | 100
Agnews Power Plant | 50748_G_GEN2 | 50748 | G | GEN2 |  | Combined Cycle |  | WEC_CALN | California | 6 | Santa Clara | 85 | 06085 | 7.3 | 9203 | 1990 | 9999 |  |  | N | Natural Gas | [13 empty] | 0.04125 | 0.04125 | 0.04125 | 0.04125 | [11 empty] | O.L.S. Energy Agnews LLC | 100 | Energy Capital Partners | 100
Coalinga Cogeneration Facility | 50750_G_GEN1 | 50750 | G | GEN1 |  | Combustion Turbine |  | WEC_CALN | California | 6 | Fresno | 19 | 06019 | 3.2 | 8700 | 1988 | 9999 |  |  | Y | Natural Gas | [12 empty] | 0.74 | 0.05135 | 0.05135 | 0.05135 | 0.05135 | [11 empty] | Aera Energy LLC | 100 | Royal Dutch Shell plc | 100
Coalinga Cogeneration Facility | 50750_G_GEN2 | 50750 | G | GEN2 |  | Combustion Turbine |  | WEC_CALN | California | 6 | Fresno | 19 | 06019 | 3.2 | 8700 | 1988 | 9999 |  |  | Y | Natural Gas | [12 empty] | 0.74 | 0.05135 | 0.05135 | 0.05135 | 0.05135 | [11 empty] | Aera Energy LLC | 100 | Royal Dutch Shell plc | 100
Southeast Kern River Cogen | 50751_G_GTG1 | 50751 | G | GTG1 |  | Combustion Turbine |  | WEC_CALN | California | 6 | Kern | 29 | 06029 | 20.8 | 8700 | 1989 | 9999 |  |  | Y | Natural Gas | [12 empty] | 0.74 | 0.47388 | 0.47388 | 0.47388 | 0.47388 | [11 empty] | Texaco Exploration & Production Inc | 100 | Chevron Corp | 100
Oak Creek Energy Systems I | 50754_G_GEN1 | 50754 | G | GEN1 |  | Onshore Wind |  | WECC_SCE | California | 6 | Kern | 29 | 06029 | 3.5 | 0 | 1982 | 9999 |  |  | N | Wind | [13 empty] | 0 | 0 | 0 | 0 | [11 empty] | ON Wind Energy LLC | 100 | ON Wind Energy LLC | 100
Oak Creek Energy Systems I | 50754_G_GEN2 | 50754 | G | GEN2 |  | Onshore Wind |  | WECC_SCE | California | 6 | Kern | 29 | 06029 | 4.2 | 0 | 1993 | 9999 |  |  | N | Wind | [13 empty] | 0 | 0 | 0 | 0 | [11 empty] | ON Wind Energy LLC | 100 | ON Wind Energy LLC | 100
Oak Creek Energy Systems I | 50754_G_GEN3 | 50754 | G | GEN3 |  | Onshore Wind |  | WECC_SCE | California | 6 | Kern | 29 | 06029 | 23.1 | 0 | 1999 | 9999 |  |  | N | Wind | [13 empty] | 0 | 0 | 0 | 0 | [11 empty] | Oak Creek Wind Power LLC | 100 | Energy Capital Partners | 100
Oak Creek Energy Systems I | 50754_G_GEN4 | 50754 | G | GEN4 |  | Onshore Wind |  | WECC_SCE | California | 6 | Kern | 29 | 06029 | 3.7 | 0 | 1999 | 9999 |  |  | N | Wind | [13 empty] | 0 | 0 | 0 | 0 | [11 empty] | Oak Creek Energy System Inc II | 100 | Marubeni Corp | 100
New Hogan Power Plant | 50755_G_GEN1 | 50755 | G | GEN1 |  | Hydro |  | WEC_CALN | California | 6 | Calaveras | 9 | 06009 | 1.9 | 0 | 1989 | 9999 |  |  | N | Hydro | [13 empty] | 0 | 0 | 0 | 0 | [11 empty] | Calaveras County Water District | 100 | Calaveras County Water District | 100
New Hogan Power Plant | 50755_G_GEN2 | 50755 | G | GEN2 |  | Hydro |  | WEC_CALN | California | 6 | Calaveras | 9 | 06009 | 0.9 | 0 | 1989 | 9999 |  |  | N | Hydro | [13 empty] | 0 | 0 | 0 | 0 | [11 empty] | Calaveras County Water District | 100 | Calaveras County Water District | 100
Pejepscot Hydroelectric Project | 50758_G_GEN1 | 50758 | G | GEN1 |  | Hydro |  | NENG_ME | Maine | 23 | Sagadahoc | 23 | 23023 | 11.7 | 0 | 1987 | 9999 |  |  | N | Hydro | [13 empty] | 0 | 0 | 0 | 0 | [11 empty] | Topsham Hydro Partners | 100 | Brookfield Asset Management Inc | 100
Pejepscot Hydroelectric Project | 50758_G_GEN2 | 50758 | G | GEN2 |  | Hydro |  | NENG_ME | Maine | 23 | Sagadahoc | 23 | 23023 | 0.4 | 0 | 1987 | 9999 |  |  | N | Hydro | [13 empty] | 0 | 0 | 0 | 0 | [11 empty] | Topsham Hydro Partners | 100 | Brookfield Asset Management Inc | 100
Pejepscot Hydroelectric Project | 50758_G_GEN3 | 50758 | G | GEN3 |  | Hydro |  | NENG_ME | Maine | 23 | Sagadahoc | 23 | 23023 | 0.3 | 0 | 1987 | 9999 |  |  | N | Hydro | [13 empty] | 0 | 0 | 0 | 0 | [11 empty] | Topsham Hydro Partners | 100 | Brookfield Asset Management Inc | 100
Pejepscot Hydroelectric Project | 50758_G_GEN4 | 50758 | G | GEN4 |  | Hydro |  | NENG_ME | Maine | 23 | Sagadahoc | 23 | 23023 | 0.5 | 0 | 1987 | 9999 |  |  | N | Hydro | [13 empty] | 0 | 0 | 0 | 0 | [11 empty] | Topsham Hydro Partners | 100 | Brookfield Asset Management Inc | 100
West End Dam Hydroelectric Project | 50759_G_GEN1 | 50759 | G | GEN1 |  | Hydro |  | NY_Z_C&E | New York | 36 | Jefferson | 45 | 36045 | 2.1 | 0 | 1985 | 9999 |  |  | N | Hydro | [13 empty] | 0 | 0 | 0 | 0 | [11 empty] | West End Dam Associates | 100 | Theolia Group | 100
West End Dam Hydroelectric Project | 50759_G_GEN2 | 50759 | G | GEN2 |  | Hydro |  | NY_Z_C&E | New York | 36 | Jefferson | 45 | 36045 | 2.1 | 0 | 1985 | 9999 |  |  | N | Hydro | [13 empty] | 0 | 0 | 0 | 0 | [11 empty] | West End Dam Associates | 100 | Theolia Group | 100
Stillwater Facility | 50765_G_1 | 50765 | G | 1 |  | Solar PV |  | WECC_NNV | Nevada | 32 | Churchill | 1 | 32001 | 21.8 | 0 | 2012 | 9999 |  |  | N | Solar | [13 empty] | 0 | 0 | 0 | 0 | [11 empty] | EGP Stillwater Solar LLC | 100 | Enel SpA | 100
Stillwater Facility | 50765_G_1-1 | 50765 | G | 1-1 |  | Geothermal |  | WECC_NNV | Nevada | 32 | Churchill | 1 | 32001 | 10.1 | 9771 | 2009 | 9999 |  |  | N | Geothermal | [13 empty] | 0 | 0 | 0 | 0 | 0.4563 | 0.4563 | 0.4563 | [8 empty] | Enel Geothermal LLC | 100 | Enel SpA | 100
Stillwater Facility | 50765_G_1-2 | 50765 | G | 1-2 |  | Geothermal |  | WECC_NNV | Nevada | 32 | Churchill | 1 | 32001 | 10.1 | 9771 | 2009 | 9999 |  |  | N | Geothermal | [13 empty] | 0 | 0 | 0 | 0 | 0.4563 | 0.4563 | 0.4563 | [8 empty] | Enel Geothermal LLC | 100 | Enel SpA | 100
Stillwater Facility | 50765_G_2-1 | 50765 | G | 2-1 |  | Geothermal |  | WECC_NNV | Nevada | 32 | Churchill | 1 | 32001 | 10.1 | 9771 | 2009 | 9999 |  |  | N | Geothermal | [13 empty] | 0 | 0 | 0 | 0 | 0.4563 | 0.4563 | 0.4563 | [8 empty] | Enel Geothermal LLC | 100 | Enel SpA | 100
Stillwater Facility | 50765_G_2-2 | 50765 | G | 2-2 |  | Geothermal |  | WECC_NNV | Nevada | 32 | Churchill | 1 | 32001 | 10.1 | 9771 | 2009 | 9999 |  |  | N | Geothermal | [13 empty] | 0 | 0 | 0 | 0 | 0.4563 | 0.4563 | 0.4563 | [8 empty] | Enel Geothermal LLC | 100 | Enel SpA | 100
Ormesa I | 50766_G_ITLU1 | 50766 | G | ITLU1 |  | Geothermal |  | WECC_IID | California | 6 | Imperial | 25 | 06025 | 8 | 9771 | 2003 | 9999 |  |  | N | Geothermal | [13 empty] | 0 | 0 | 0 | 0 | 0.4625 | 0.4625 | 0.4625 | [8 empty] | Ormesa LLC | 100 | Ormat Technologies Inc | 100
Ormesa I | 50766_G_ITLU2 | 50766 | G | ITLU2 |  | Geothermal |  | WECC_IID | California | 6 | Imperial | 25 | 06025 | 8 | 9771 | 2003 | 9999 |  |  | N | Geothermal | [13 empty] | 0 | 0 | 0 | 0 | 0.4625 | 0.4625 | 0.4625 | [8 empty] | Ormesa LLC | 100 | Ormat Technologies Inc | 100
Ormesa I | 50766_G_OE31 | 50766 | G | OE31 |  | Geothermal |  | WECC_IID | California | 6 | Imperial | 25 | 06025 | 0.8 | 9771 | 1986 | 9999 |  |  | N | Geothermal | [13 empty] | 0 | 0 | 0 | 0 | 0.4625 | 0.4625 | 0.4625 | [8 empty] | Ormesa LLC | 100 | Ormat Technologies Inc | 100
Ormesa I | 50766_G_OE32 | 50766 | G | OE32 |  | Geothermal |  | WECC_IID | California | 6 | Imperial | 25 | 06025 | 0.8 | 9771 | 1986 | 9999 |  |  | N | Geothermal | [13 empty] | 0 | 0 | 0 | 0 | 0.4625 | 0.4625 | 0.4625 | [8 empty] | Ormesa LLC | 100 | Ormat Technologies Inc | 100
Forestport | 50768_G_1 | 50768 | G | 1 |  | Hydro |  | NY_Z_C&E | New York | 36 | Oneida | 65 | 36065 | 3.4 | 0 | 1987 | 9999 |  |  | N | Hydro | [13 empty] | 0 | 0 | 0 | 0 | [11 empty] | Trafalgar Power Inc | 100 | Algonquin Power Income Fund | 100
Parlin Power Plant | 50799_G_GEN1 | 50799 | G | GEN1 | 3696 | Combined Cycle |  | PJM_EMAC | New Jersey | 34 | Middlesex | 23 | 34023 | 35.9 | 10070 | 1991 | 9999 |  |  | N | Natural Gas, Distillate Fuel Oil |  |  |  | STM | SCR | [8 empty] | 0.067002 | 0.067002 | 0.067002 | 0.067002 | [11 empty] | EFS Parlin Holdings LLC | 100 | Starwood Capital Group Global LLC | 100
Parlin Power Plant | 50799_G_GEN2 | 50799 | G | GEN2 | 3697 | Combined Cycle |  | PJM_EMAC | New Jersey | 34 | Middlesex | 23 | 34023 | 37.5 | 10070 | 1991 | 9999 |  |  | N | Natural Gas, Distillate Fuel Oil |  |  |  | STM | SCR | [8 empty] | 0.06729 | 0.06729 | 0.06729 | 0.06729 | [11 empty] | EFS Parlin Holdings LLC | 100 | Starwood Capital Group Global LLC | 100
Parlin Power Plant | 50799_G_GEN3 | 50799 | G | GEN3 | 3696 | Combined Cycle |  | PJM_EMAC | New Jersey | 34 | Middlesex | 23 | 34023 | 20.6 | 10070 | 1991 | 9999 |  |  | N | Natural Gas, Distillate Fuel Oil |  |  |  | STM | SCR | [8 empty] | 0.067002 | 0.067002 | 0.067002 | 0.067002 | [11 empty] | EFS Parlin Holdings LLC | 100 | Starwood Capital Group Global LLC | 100
Parlin Power Plant | 50799_G_GEN4 | 50799 | G | GEN4 | 3696 | Combined Cycle |  | PJM_EMAC | New Jersey | 34 | Middlesex | 23 | 34023 | 20.6 | 10070 | 1991 | 9999 |  |  | N | Natural Gas, Distillate Fuel Oil |  |  |  | STM | SCR | [8 empty] | 0.06729 | 0.06729 | 0.06729 | 0.06729 | [11 empty] | EFS Parlin Holdings LLC | 100 | Starwood Capital Group Global LLC | 100
Lamar Plant | 508_G_T1-T3 | 508 | G | T1-T3 |  | Onshore Wind |  | WECC_CO | Colorado | 8 | Prowers | 99 | 08099 | 4 | 0 | 2004 | 9999 |  |  | N | Wind | [13 empty] | 0 | 0 | 0 | 0 | [11 empty] | Arkansas River Power Authority | 100 | Arkansas River Power Authority | 100
Lamar Plant | 508_G_T4 | 508 | G | T4 |  | Onshore Wind |  | WECC_CO | Colorado | 8 | Prowers | 99 | 08099 | 1.5 | 0 | 2004 | 9999 |  |  | N | Wind | [13 empty] | 0 | 0 | 0 | 0 | [11 empty] | Arkansas River Power Authority | 100 | Arkansas River Power Authority | 100
Optim Energy Altura Cogen LLC | 50815_G_GEN1 | 50815 | G | GEN1 | 10087 | Combined Cycle |  | ERC_REST | Texas | 48 | Harris | 201 | 48201 | 69.8 | 5500 | 1985 | 9999 |  |  | Y | Natural Gas |  |  |  | DLNB | [8 empty] | 0.001 | 0.018196 | 0.018196 | 0.018196 | 0.018196 | [11 empty] | Altura Cogen LLC | 100 | Bill Gates | 100
Optim Energy Altura Cogen LLC | 50815_G_GEN2 | 50815 | G | GEN2 | 10088 | Combined Cycle |  | ERC_REST | Texas | 48 | Harris | 201 | 48201 | 69.8 | 5500 | 1985 | 9999 |  |  | Y | Natural Gas |  |  |  | DLNB | [8 empty] | 0.001 | 0.018196 | 0.018196 | 0.018196 | 0.018196 | [11 empty] | Altura Cogen LLC | 100 | Bill Gates | 100
Optim Energy Altura Cogen LLC | 50815_G_GEN3 | 50815 | G | GEN3 | 10089 | Combined Cycle |  | ERC_REST | Texas | 48 | Harris | 201 | 48201 | 70.1 | 5500 | 1985 | 9999 |  |  | Y | Natural Gas |  |  |  | DLNB | [8 empty] | 0.001 | 0.018196 | 0.018196 | 0.018196 | 0.018196 | [11 empty] | Altura Cogen LLC | 100 | Bill Gates | 100
Optim Energy Altura Cogen LLC | 50815_G_GEN4 | 50815 | G | GEN4 | 10090 | Combined Cycle |  | ERC_REST | Texas | 48 | Harris | 201 | 48201 | 75 | 5500 | 1986 | 9999 |  |  | Y | Natural Gas |  |  |  | DLNB | [8 empty] | 0.001 | 0.018196 | 0.018196 | 0.018196 | 0.018196 | [11 empty] | Altura Cogen LLC | 100 | Bill Gates | 100
Optim Energy Altura Cogen LLC | 50815_G_GEN5 | 50815 | G | GEN5 | 10091 | Combined Cycle |  | ERC_REST | Texas | 48 | Harris | 201 | 48201 | 68.4 | 5500 | 1986 | 9999 |  |  | Y | Natural Gas |  |  |  | DLNB | [8 empty] | 0.001 | 0.018196 | 0.018196 | 0.018196 | 0.018196 | [11 empty] | Altura Cogen LLC | 100 | Bill Gates | 100
Optim Energy Altura Cogen LLC | 50815_G_GEN6 | 50815 | G | GEN6 | 10087 | Combined Cycle |  | ERC_REST | Texas | 48 | Harris | 201 | 48201 | 120.1 | 5500 | 1986 | 9999 |  |  | Y | Natural Gas |  |  |  | LNB | [8 empty] | 0.001 | 0.018196 | 0.018196 | 0.018196 | 0.018196 | [11 empty] | Altura Cogen LLC | 100 | Bill Gates | 100
Optim Energy Altura Cogen LLC | 50815_G_GEN7 | 50815 | G | GEN7 | 10092 | Combined Cycle |  | ERC_REST | Texas | 48 | Harris | 201 | 48201 | 69 | 5500 | 1995 | 9999 |  |  | Y | Natural Gas |  |  |  | DLNB | [8 empty] | 0.001 | 0.018196 | 0.018196 | 0.018196 | 0.018196 | [11 empty] | Altura Cogen LLC | 100 | Bill Gates | 100
East Winds Project | 50820_G_GEN1 | 50820 | G | GEN1 |  | Onshore Wind |  | WECC_SCE | California | 6 | Riverside | 65 | 06065 | 3 | 0 | 1985 | 9999 |  |  | N | Wind | [13 empty] | 0 | 0 | 0 | 0 | [11 empty] | Nichimen America Inc | 100 | Nissho Iwai Nichimen Holdings Corp | 100
Mojave 16 | 50821_G_GEN1 | 50821 | G | GEN1 |  | Onshore Wind |  | WECC_SCE | California | 6 | Kern | 29 | 06029 | 48 | 0 | 1989 | 9999 |  |  | N | Wind | [13 empty] | 0 | 0 | 0 | 0 | [11 empty] | Mojave 16/17/18 LLC | 100 | Energy Capital Partners | 100
Mojave 18 | 50823_G_GEN1 | 50823 | G | GEN1 |  | Onshore Wind |  | WECC_SCE | California | 6 | Kern | 29 | 06029 | 40.5 | 0 | 1989 | 9999 |  |  | N | Wind | [13 empty] | 0 | 0 | 0 | 0 | [11 empty] | Mojave 16/17/18 LLC | 100 | Energy Capital Partners | 100
Twin Falls Hydro | 50827_G_UNI1 | 50827 | G | UNI1 |  | Hydro |  | WECC_PNW | Washington | 53 | King | 33 | 53033 | 11.4 | 0 | 1989 | 9999 |  |  | N | Hydro | [13 empty] | 0 | 0 | 0 | 0 | [11 empty] | Gecc Twin Fall Hydro Trust | 99 | General Electric Co | 99
Twin Falls Hydro | 50827_G_UNI2 | 50827 | G | UNI2 |  | Hydro |  | WECC_PNW | Washington | 53 | King | 33 | 53033 | 11.4 | 0 | 1989 | 9999 |  |  | N | Hydro | [13 empty] | 0 | 0 | 0 | 0 | [11 empty] | Gecc Twin Fall Hydro Trust | 99 | General Electric Co | 99
Cumberland (NJ) | 5083_G_CUMB | 5083 | G | CUMB | 2668 | Combustion Turbine |  | PJM_EMAC | New Jersey | 34 | Cumberland | 11 | 34011 | 86.6 | 10745 | 1990 | 9999 |  |  | N | Natural Gas, Distillate Fuel Oil |  |  |  | H2O | [8 empty] | 0.21 | 0.08341 | 0.08341 | 0.08341 | 0.08341 | [11 empty] | Calpine New Jersey Generation LLC | 100 | Energy Capital Partners | 100
Cumberland (NJ) | 5083_G_CUMB2 | 5083 | G | CUMB2 | 90246 | Combustion Turbine |  | PJM_EMAC | New Jersey | 34 | Cumberland | 11 | 34011 | 96.5 | 10745 | 2009 | 9999 |  |  | N | Natural Gas, Distillate Fuel Oil |  |  |  | H2O | SCR | [8 empty] | 0.00934 | 0.00883 | 0.00934 | 0.00883 | [11 empty] | Calpine New Jersey Generation LLC | 100 | Energy Capital Partners | 100
Nove Power Plant | 50831_G_GEN1 | 50831 | G | GEN1 |  | Landfill Gas |  | WEC_CALN | California | 6 | Contra Costa | 13 | 06013 | 1 | 17808 | 1985 | 9999 |  |  | N | Landfill Gas | [13 empty] | 0.08623 | 0.08623 | 0.08623 | 0.08623 | [11 empty] | Nove Investments I LLC | 100 | Nove Investments I LLC | 100
Nove Power Plant | 50831_G_GEN2 | 50831 | G | GEN2 |  | Landfill Gas |  | WEC_CALN | California | 6 | Contra Costa | 13 | 06013 | 1 | 17807 | 1987 | 9999 |  |  | N | Landfill Gas | [13 empty] | 0.08623 | 0.08623 | 0.08623 | 0.08623 | [11 empty] | Nove Investments I LLC | 100 | Nove Investments I LLC | 100
Nove Power Plant | 50831_G_GEN3 | 50831 | G | GEN3 |  | Landfill Gas |  | WEC_CALN | California | 6 | Contra Costa | 13 | 06013 | 1 | 17807 | 1985 | 9999 |  |  | N | Landfill Gas | [13 empty] | 0.08623 | 0.08623 | 0.08623 | 0.08623 | [11 empty] | Nove Investments I LLC | 100 | Nove Investments I LLC | 100
Chicopee Hydroelectric Station | 50832_G_1 | 50832 | G | 1 |  | Hydro |  | NENGREST | Massachusetts | 25 | Hampden | 13 | 25013 | 1.2 | 0 | 1985 | 9999 |  |  | N | Hydro | [13 empty] | 0 | 0 | 0 | 0 | [11 empty] | Chicopee Hydroelectric Ltd | 100 | Chicopee Hydroelectric Ltd | 100
Chicopee Hydroelectric Station | 50832_G_2 | 50832 | G | 2 |  | Hydro |  | NENGREST | Massachusetts | 25 | Hampden | 13 | 25013 | 1.2 | 0 | 1985 | 9999 |  |  | N | Hydro | [13 empty] | 0 | 0 | 0 | 0 | [11 empty] | Chicopee Hydroelectric Ltd | 100 | Chicopee Hydroelectric Ltd | 100
PE Berkeley | 50849_G_GEN1 | 50849 | G | GEN1 |  | Combined Cycle |  | WEC_CALN | California | 6 | Alameda | 1 | 06001 | 21 | 5639 | 1987 | 9999 |  |  | Y | Natural Gas, Distillate Fuel Oil | [13 empty] | 0.04937 | 0.04937 | 0.04937 | 0.04937 | [11 empty] | PE Berkeley Inc | 100 | Olympus Holdings LLC | 100
PE Berkeley | 50849_G_GEN2 | 50849 | G | GEN2 |  | Combined Cycle |  | WEC_CALN | California | 6 | Alameda | 1 | 06001 | 2 | 5639 | 1987 | 9999 |  |  | Y | Natural Gas, Distillate Fuel Oil | [13 empty] | 0.04937 | 0.04937 | 0.04937 | 0.04937 | [11 empty] | PE Berkeley Inc | 100 | Olympus Holdings LLC | 100
OLS Energy Chino | 50850_G_GEN1 | 50850 | G | GEN1 |  | Combined Cycle |  | WECC_SCE | California | 6 | San Bernardino | 71 | 06071 | 22.5 | 7313 | 1987 | 9999 |  |  | Y | Natural Gas | [13 empty] | 0.068427 | 0.068427 | 0.068427 | 0.068427 | [11 empty] | OLS Energy Chino | 100 | JPMorgan Chase & Co | 100
OLS Energy Chino | 50850_G_GEN2 | 50850 | G | GEN2 |  | Combined Cycle |  | WECC_SCE | California | 6 | San Bernardino | 71 | 06071 | 6.5 | 7313 | 1987 | 9999 |  |  | Y | Natural Gas | [13 empty] | 0.068427 | 0.068427 | 0.068427 | 0.068427 | [11 empty] | OLS Energy Chino | 100 | JPMorgan Chase & Co | 100
CSUCI Site Authority | 50851_G_GEN1 | 50851 | G | GEN1 |  | Combined Cycle |  | WECC_SCE | California | 6 | Ventura | 111 | 06111 | 21.5 | 7293 | 1988 | 9999 |  |  | Y | Natural Gas | [13 empty] | 0.04119 | 0.04119 | 0.04119 | 0.04119 | [11 empty] | OLS Energy Camarillo | 100 | JPMorgan Chase & Co | 100
CSUCI Site Authority | 50851_G_GEN2 | 50851 | G | GEN2 |  | Combined Cycle |  | WECC_SCE | California | 6 | Ventura | 111 | 06111 | 6.8 | 7293 | 1988 | 9999 |  |  | Y | Natural Gas | [13 empty] | 0.04119 | 0.04119 | 0.04119 | 0.04119 | [11 empty] | OLS Energy Camarillo | 100 | JPMorgan Chase & Co | 100
Salinas River Cogeneration | 50865_G_K100 | 50865 | G | K100 | 89975 | Combustion Turbine |  | WEC_CALN | California | 6 | Monterey | 53 | 06053 | 33 | 8700 | 1991 | 9999 |  |  | Y | Natural Gas |  |  |  | DLNB | SCR | [7 empty] | 0.74 | 0.00921 | 0.00921 | 0.00921 | 0.00921 | [11 empty] | Salinas River Cogeneration Co | 100 | Chevron Corp | 100
El Dorado Hydro Elk Creek | 50891_G_GEN1 | 50891 | G | GEN1 |  | Hydro |  | WECC_ID | Idaho | 16 | Idaho | 49 | 16049 | 2.3 | 0 | 1986 | 9999 |  |  | N | Hydro | [13 empty] | 0 | 0 | 0 | 0 | [11 empty] | El Dorado Hydro | 100 | Enel SpA | 100
Rock Creek LP | 50892_G_GEN1 | 50892 | G | GEN1 |  | Hydro |  | WEC_CALN | California | 6 | El Dorado | 17 | 06017 | 1.5 | 0 | 1986 | 9999 |  |  | N | Hydro | [13 empty] | 0 | 0 | 0 | 0 | [11 empty] | Enel North America Inc | 100 | Enel SpA | 100
Rock Creek LP | 50892_G_GEN2 | 50892 | G | GEN2 |  | Hydro |  | WEC_CALN | California | 6 | El Dorado | 17 | 06017 | 1.5 | 0 | 1986 | 9999 |  |  | N | Hydro | [13 empty] | 0 | 0 | 0 | 0 | [11 empty] | Enel North America Inc | 100 | Enel SpA | 100
Allegheny No. 5 Hydro Station | 50893_G_GEN1 | 50893 | G | GEN1 |  | Hydro |  | PJM_PENE | Pennsylvania | 42 | Armstrong | 5 | 42005 | 3 | 0 | 1988 | 9999 |  |  | N | Hydro | [13 empty] | 0 | 0 | 0 | 0 | [11 empty] | All Dams Generation LLC | 100 | Ontario Power Generation Inc | 100
Allegheny No. 5 Hydro Station | 50893_G_GEN2 | 50893 | G | GEN2 |  | Hydro |  | PJM_PENE | Pennsylvania | 42 | Armstrong | 5 | 42005 | 3 | 0 | 1988 | 9999 |  |  | N | Hydro | [13 empty] | 0 | 0 | 0 | 0 | [11 empty] | All Dams Generation LLC | 100 | Ontario Power Generation Inc | 100
Allegheny No 6 Hydro Station | 50894_G_GEN1 | 50894 | G | GEN1 |  | Hydro |  | PJM_AP | Pennsylvania | 42 | Armstrong | 5 | 42005 | 4 | 0 | 1988 | 9999 |  |  | N | Hydro | [13 empty] | 0 | 0 | 0 | 0 | [11 empty] | All Dams Generation LLC | 100 | Ontario Power Generation Inc | 100
Allegheny No 6 Hydro Station | 50894_G_GEN2 | 50894 | G | GEN2 |  | Hydro |  | PJM_AP | Pennsylvania | 42 | Armstrong | 5 | 42005 | 4 | 0 | 1988 | 9999 |  |  | N | Hydro | [13 empty] | 0 | 0 | 0 | 0 | [11 empty] | All Dams Generation LLC | 100 | Ontario Power Generation Inc | 100
Bypass | 50895_G_GEN1 | 50895 | G | GEN1 |  | Hydro |  | WECC_ID | Idaho | 16 | Jerome | 53 | 16053 | 3.3 | 0 | 1987 | 9999 |  |  | N | Hydro | [13 empty] | 0 | 0 | 0 | 0 | [11 empty] | Bypass Ltd | 100 | Enel SpA | 100
Bypass | 50895_G_GEN2 | 50895 | G | GEN2 |  | Hydro |  | WECC_ID | Idaho | 16 | Jerome | 53 | 16053 | 3.3 | 0 | 1987 | 9999 |  |  | N | Hydro | [13 empty] | 0 | 0 | 0 | 0 | [11 empty] | Bypass Ltd | 100 | Enel SpA | 100
Bypass | 50895_G_GEN3 | 50895 | G | GEN3 |  | Hydro |  | WECC_ID | Idaho | 16 | Jerome | 53 | 16053 | 3.3 | 0 | 1987 | 9999 |  |  | N | Hydro | [13 empty] | 0 | 0 | 0 | 0 | [11 empty] | Bypass Ltd | 100 | Enel SpA | 100
S E Hazelton A | 50896_G_GEN1 | 50896 | G | GEN1 |  | Hydro |  | WECC_ID | Idaho | 16 | Jerome | 53 | 16053 | 2.8 | 0 | 1990 | 9999 |  |  | N | Hydro | [13 empty] | 0 | 0 | 0 | 0 | [11 empty] | Se Hazelton A LP | 100 | Enel SpA | 100
S E Hazelton A | 50896_G_GEN2 | 50896 | G | GEN2 |  | Hydro |  | WECC_ID | Idaho | 16 | Jerome | 53 | 16053 | 2.8 | 0 | 1990 | 9999 |  |  | N | Hydro | [13 empty] | 0 | 0 | 0 | 0 | [11 empty] | Se Hazelton A LP | 100 | Enel SpA | 100
S E Hazelton A | 50896_G_GEN3 | 50896 | G | GEN3 |  | Hydro |  | WECC_ID | Idaho | 16 | Jerome | 53 | 16053 | 2.8 | 0 | 1990 | 9999 |  |  | N | Hydro | [13 empty] | 0 | 0 | 0 | 0 | [11 empty] | Se Hazelton A LP | 100 | Enel SpA | 100
Allegheny Hydro No 8 | 50897_G_GEN1 | 50897 | G | GEN1 |  | Hydro |  | PJM_PENE | Pennsylvania | 42 | Armstrong | 5 | 42005 | 6.8 | 0 | 1990 | 9999 |  |  | N | Hydro | [13 empty] | 0 | 0 | 0 | 0 | [11 empty] | Allegheny Hydro LLC | 100 | Northbrook Energy LLC | 100
Allegheny Hydro No 8 | 50897_G_GEN2 | 50897 | G | GEN2 |  | Hydro |  | PJM_PENE | Pennsylvania | 42 | Armstrong | 5 | 42005 | 6.8 | 0 | 1990 | 9999 |  |  | N | Hydro | [13 empty] | 0 | 0 | 0 | 0 | [11 empty] | Allegheny Hydro LLC | 100 | Northbrook Energy LLC | 100
Allegheny Hydro No 9 | 50898_G_GEN1 | 50898 | G | GEN1 |  | Hydro |  | PJM_PENE | Pennsylvania | 42 | Armstrong | 5 | 42005 | 8.9 | 0 | 1990 | 9999 |  |  | N | Hydro | [13 empty] | 0 | 0 | 0 | 0 | [11 empty] | Allegheny Hydro LLC | 100 | Northbrook Energy LLC | 100
Allegheny Hydro No 9 | 50898_G_GEN2 | 50898 | G | GEN2 |  | Hydro |  | PJM_PENE | Pennsylvania | 42 | Armstrong | 5 | 42005 | 8.9 | 0 | 1990 | 9999 |  |  | N | Hydro | [13 empty] | 0 | 0 | 0 | 0 | [11 empty] | Allegheny Hydro LLC | 100 | Northbrook Energy LLC | 100
Oswego County Energy Recovery | 50907_G_UNT1 | 50907 | G | UNT1 |  | Municipal Solid Waste |  | NY_Z_C&E | New York | 36 | Oswego | 75 | 36075 | 1.7 | 6064 | 1986 | 9999 |  |  | Y | MSW | [13 empty] | 0.41449 | 0.41449 | 0.41449 | 0.41449 | 0.08 | 0.08 | 0.08 | [8 empty] | Oswego County | 100 | Oswego County | 100
Oswego County Energy Recovery | 50907_G_UNT2 | 50907 | G | UNT2 |  | Municipal Solid Waste |  | NY_Z_C&E | New York | 36 | Oswego | 75 | 36075 | 1.7 | 6064 | 1986 | 9999 |  |  | Y | MSW | [13 empty] | 0.41449 | 0.41449 | 0.41449 | 0.41449 | 0.08 | 0.08 | 0.08 | [8 empty] | Oswego County | 100 | Oswego County | 100
Middle Fork Irrigation District | 50917_G_GEN1 | 50917 | G | GEN1 |  | Hydro |  | WECC_PNW | Oregon | 41 | Hood River | 27 | 41027 | 2 | 0 | 1986 | 9999 |  |  | N | Hydro | [13 empty] | 0 | 0 | 0 | 0 | [11 empty] | Middle Fork Irrigation District | 100 | Middle Fork Irrigation District | 100
Middle Fork Irrigation District | 50917_G_GEN2 | 50917 | G | GEN2 |  | Hydro |  | WECC_PNW | Oregon | 41 | Hood River | 27 | 41027 | 0.5 | 0 | 1986 | 9999 |  |  | N | Hydro | [13 empty] | 0 | 0 | 0 | 0 | [11 empty] | Middle Fork Irrigation District | 100 | Middle Fork Irrigation District | 100
Middle Fork Irrigation District | 50917_G_GEN3 | 50917 | G | GEN3 |  | Hydro |  | WECC_PNW | Oregon | 41 | Hood River | 27 | 41027 | 0.8 | 0 | 1986 | 9999 |  |  | N | Hydro | [13 empty] | 0 | 0 | 0 | 0 | [11 empty] | Middle Fork Irrigation District | 100 | Middle Fork Irrigation District | 100
Co-Gen LLC | 50921_G_GEN1 | 50921 | G | GEN1 |  | Biomass |  | WECC_PNW | Oregon | 41 | Grant | 23 | 41023 | 7.5 | 7611 | 1986 | 9999 |  |  | Y | Biomass | [13 empty] | 0.22033 | 0.22033 | 0.22033 | 0.22033 | [11 empty] | Co Generation Co | 100 | D R Johnson Lumber Co | 100
Winnebago County Landfill Gas | 50936_G_EG3 | 50936 | G | EG3 |  | Landfill Gas |  | MIS_WUMS | Wisconsin | 55 | Winnebago | 139 | 55139 | 0.9 | 13500 | 2000 | 9999 |  |  | N | Landfill Gas | [13 empty] | 0.24082 | 0.24082 | 0.24082 | 0.24082 | [11 empty] | Winnebago County | 100 | Winnebago County | 100
Winnebago County Landfill Gas | 50936_G_EG4 | 50936 | G | EG4 |  | Landfill Gas |  | MIS_WUMS | Wisconsin | 55 | Winnebago | 139 | 55139 | 1 | 7407 | 2007 | 9999 |  |  | Y | Landfill Gas | [13 empty] | 0.24082 | 0.24082 | 0.24082 | 0.24082 | [11 empty] | Winnebago County | 100 | Winnebago County | 100
Winnebago County Landfill Gas | 50936_G_EG5 | 50936 | G | EG5 |  | Landfill Gas |  | MIS_WUMS | Wisconsin | 55 | Winnebago | 139 | 55139 | 1.4 | 7407 | 2010 | 9999 |  |  | Y | Landfill Gas | [13 empty] | 0.24082 | 0.24082 | 0.24082 | 0.24082 | [11 empty] | Winnebago County | 100 | Winnebago County | 100
Galesville Project | 50938_G_GV1 | 50938 | G | GV1 |  | Hydro |  | WECC_PNW | Oregon | 41 | Douglas | 19 | 41019 | 0.8 | 0 | 1987 | 9999 |  |  | N | Hydro | [13 empty] | 0 | 0 | 0 | 0 | [11 empty] | Douglas County | 100 | Douglas County | 100
Galesville Project | 50938_G_GV2 | 50938 | G | GV2 |  | Hydro |  | WECC_PNW | Oregon | 41 | Douglas | 19 | 41019 | 0.8 | 0 | 1987 | 9999 |  |  | N | Hydro | [13 empty] | 0 | 0 | 0 | 0 | [11 empty] | Douglas County | 100 | Douglas County | 100
Hardee Power Station | 50949_G_GEN1 | 50949 | G | GEN1 |  | Combined Cycle |  | FRCC | Florida | 12 | Hardee | 49 | 12049 | 70 | 9235 | 1993 | 9999 |  |  | N | Natural Gas, Distillate Fuel Oil |  |  |  | H2O | [9 empty] | 0.029787 | 0.029787 | 0.029787 | 0.029787 | [11 empty] | Hardee Power Partners Ltd | 100 | Invenergy LLC | 100
Hardee Power Station | 50949_G_GEN2 | 50949 | G | GEN2 |  | Combined Cycle |  | FRCC | Florida | 12 | Hardee | 49 | 12049 | 70 | 9235 | 1993 | 9999 |  |  | N | Natural Gas, Distillate Fuel Oil |  |  |  | H2O | [9 empty] | 0.029787 | 0.029787 | 0.029787 | 0.029787 | [11 empty] | Hardee Power Partners Ltd | 100 | Invenergy LLC | 100
Hardee Power Station | 50949_G_GEN3 | 50949 | G | GEN3 |  | Combined Cycle |  | FRCC | Florida | 12 | Hardee | 49 | 12049 | 78 | 9235 | 1993 | 9999 |  |  | N | Natural Gas, Distillate Fuel Oil |  |  |  | H2O | [9 empty] | 0.029787 | 0.029787 | 0.029787 | 0.029787 | [11 empty] | Hardee Power Partners Ltd | 100 | Invenergy LLC | 100
Hardee Power Station | 50949_G_GEN4 | 50949 | G | GEN4 |  | Combustion Turbine |  | FRCC | Florida | 12 | Hardee | 49 | 12049 | 70 | 13552 | 1993 | 9999 |  |  | N | Natural Gas, Distillate Fuel Oil |  |  |  | H2O | [8 empty] | 0.8 | 0.1518 | 0.1518 | 0.1518 | 0.1518 | [11 empty] | Hardee Power Partners Ltd | 100 | Invenergy LLC | 100
Hardee Power Station | 50949_G_GEN5 | 50949 | G | GEN5 | 3703 | Combustion Turbine |  | FRCC | Florida | 12 | Hardee | 49 | 12049 | 85 | 13534 | 2000 | 9999 |  |  | N | Natural Gas, Distillate Fuel Oil |  |  |  | DLNB + H2O | [8 empty] | 0.8 | 0.02446 | 0.02446 | 0.02446 | 0.02446 | [11 empty] | Hardee Power Partners Ltd | 100 | Invenergy LLC | 100
Slate Creek | 50961_G_GEN1 | 50961 | G | GEN1 |  | Hydro |  | WECC_PNW | California | 6 | Shasta | 89 | 06089 | 4 | 0 | 1990 | 9999 |  |  | N | Hydro | [13 empty] | 0 | 0 | 0 | 0 | [11 empty] | Slate Creek Hydro Associates LP | 95 | Enel SpA | 95
Amedee Geothermal Venture I | 50964_G_IND | 50964 | G | IND |  | Geothermal |  | WEC_CALN | California | 6 | Lassen | 35 | 06035 | 1.1 | 9771 | 1988 | 9999 |  |  | N | Geothermal | [13 empty] | 0 | 0 | 0 | 0 | 0.3713 | 0.3713 | 0.3713 | [8 empty] | Amedee Geothermal Venture I LP | 100 | Transmission Pacific Geothermal Corp | 100
Amedee Geothermal Venture I | 50964_G_SYN | 50964 | G | SYN |  | Geothermal |  | WEC_CALN | California | 6 | Lassen | 35 | 06035 | 1.1 | 9771 | 1988 | 9999 |  |  | N | Geothermal | [13 empty] | 0 | 0 | 0 | 0 | 0.3713 | 0.3713 | 0.3713 | [8 empty] | Amedee Geothermal Venture I LP | 100 | Transmission Pacific Geothermal Corp | 100
Tropicana Products Bradent | 50971_G_GEN1 | 50971 | G | GEN1 |  | Combustion Turbine |  | FRCC | Florida | 12 | Manatee | 81 | 12081 | 31 | 8700 | 1990 | 9999 |  |  | Y | Natural Gas | [13 empty] | 0.09279 | 0.09279 | 0.09279 | 0.09279 | [11 empty] | Tropicana Manufacturing Co | 100 | PepsiCo Inc | 100
Marsh Valley Development | 50972_G_1 | 50972 | G | 1 |  | Hydro |  | WECC_ID | Idaho | 16 | Bannock | 5 | 16005 | 1.5 | 0 | 1993 | 9999 |  |  | N | Hydro | [13 empty] | 0 | 0 | 0 | 0 | [11 empty] | Marsh Valley Development Inc | 100 | Marsh Valley Development Inc | 100
Carr Street Generating Station | 50978_G_GEN1 | 50978 | G | GEN1 | 3708 | Combined Cycle |  | NY_Z_C&E | New York | 36 | Onondaga | 67 | 36067 | 32 | 8755 | 1993 | 9999 |  |  | N | Natural Gas, Distillate Fuel Oil |  |  |  | H2O + NH3 | SCR | [8 empty] | 0.027061 | 0.027061 | 0.027061 | 0.027061 | [11 empty] | Carr Street Generating Station LP | 100 | Brookfield Asset Management Inc | 100
Carr Street Generating Station | 50978_G_GEN2 | 50978 | G | GEN2 | 3709 | Combined Cycle |  | NY_Z_C&E | New York | 36 | Onondaga | 67 | 36067 | 32 | 8755 | 1993 | 9999 |  |  | N | Natural Gas, Distillate Fuel Oil |  |  |  | H2O + NH3 | SCR | [8 empty] | 0.027061 | 0.027061 | 0.027061 | 0.027061 | [11 empty] | Carr Street Generating Station LP | 100 | Brookfield Asset Management Inc | 100
Carr Street Generating Station | 50978_G_GEN3 | 50978 | G | GEN3 | 3708 | Combined Cycle |  | NY_Z_C&E | New York | 36 | Onondaga | 67 | 36067 | 23 | 8755 | 1993 | 9999 |  |  | N | Natural Gas, Distillate Fuel Oil |  |  |  | H2O + NH3 | SCR | [8 empty] | 0.027061 | 0.027061 | 0.027061 | 0.027061 | [11 empty] | Carr Street Generating Station LP | 100 | Brookfield Asset Management Inc | 100
Siphon Power Project | 50980_G_GEN1 | 50980 | G | GEN1 |  | Hydro |  | WECC_PNW | Oregon | 41 | Deschutes | 17 | 41017 | 2.7 | 0 | 1989 | 9999 |  |  | N | Hydro | [13 empty] | 0 | 0 | 0 | 0 | [11 empty] | Central Oregon Irrigation District | 100 | Central Oregon Irrigation District | 100
Siphon Power Project | 50980_G_GEN2 | 50980 | G | GEN2 |  | Hydro |  | WECC_PNW | Oregon | 41 | Deschutes | 17 | 41017 | 2.7 | 0 | 1989 | 9999 |  |  | N | Hydro | [13 empty] | 0 | 0 | 0 | 0 | [11 empty] | Central Oregon Irrigation District | 100 | Central Oregon Irrigation District | 100
Rock Creek I | 50987_G_GEN1 | 50987 | G | GEN1 |  | Hydro |  | WECC_ID | Idaho | 16 | Twin Falls | 83 | 16083 | 2 | 0 | 1983 | 9999 |  |  | N | Hydro | [13 empty] | 0 | 0 | 0 | 0 | [11 empty] | Shorock Hydro Inc | 100 | Shorock Hydro Inc | 100
Co-Gen II LLC | 50993_G_GEN1 | 50993 | G | GEN1 |  | Biomass |  | WECC_PNW | Oregon | 41 | Douglas | 19 | 41019 | 7.8 | 7611 | 1987 | 9999 |  |  | Y | Biomass | [13 empty] | 0.22033 | 0.22033 | 0.22033 | 0.22033 | [11 empty] | Co Generating II | 100 | Pacific Northwest Generating Coop | 100
Aziscohos Hydroelectric Project | 50999_G_GEN1 | 50999 | G | GEN1 |  | Hydro |  | NENG_ME | Maine | 23 | Oxford | 17 | 23017 | 6.8 | 0 | 1988 | 9999 |  |  | N | Hydro | [13 empty] | 0 | 0 | 0 | 0 | [11 empty] | Androscoggin Reservoir Co | 100 | Brookfield Asset Management Inc | 100
Sonoma California Geothermal | 510_G_1 | 510 | G | 1 |  | Geothermal |  | WEC_CALN | California | 6 | Lake | 33 | 06033 | 50 | 9771 | 1983 | 9999 |  |  | N | Geothermal | [13 empty] | 0 | 0 | 0 | 0 | 0.3713 | 0.3713 | 0.3713 | [8 empty] | Geysers Power Co LLC | 100 | Energy Capital Partners | 100
Ocean State Power | 51030_G_GEN1 | 51030 | G | GEN1 | 3710 | Combined Cycle |  | NENGREST | Rhode Island | 44 | Providence | 7 | 44007 | 71.2 | 8599 | 1990 | 9999 |  |  | N | Natural Gas, Distillate Fuel Oil |  |  |  | H2O | SCR | [8 empty] | 0.026929 | 0.026929 | 0.026929 | 0.026929 | [11 empty] | Ocean State Power | 100 | TC Energy Corp | 100
Ocean State Power | 51030_G_GEN2 | 51030 | G | GEN2 | 3711 | Combined Cycle |  | NENGREST | Rhode Island | 44 | Providence | 7 | 44007 | 71.2 | 8599 | 1990 | 9999 |  |  | N | Natural Gas, Distillate Fuel Oil |  |  |  | H2O | SCR | [8 empty] | 0.026929 | 0.026929 | 0.026929 | 0.026929 | [11 empty] | Ocean State Power | 100 | TC Energy Corp | 100
Ocean State Power | 51030_G_GEN3 | 51030 | G | GEN3 | 3710 | Combined Cycle |  | NENGREST | Rhode Island | 44 | Providence | 7 | 44007 | 76.2 | 8599 | 1990 | 9999 |  |  | N | Natural Gas, Distillate Fuel Oil |  |  |  | NH3 | SCR | [8 empty] | 0.026929 | 0.026929 | 0.026929 | 0.026929 | [11 empty] | Ocean State Power | 100 | TC Energy Corp | 100
West Delaware Tunnel Plant | 51033_G_GEN1 | 51033 | G | GEN1 |  | Hydro |  | NY_Z_G-I | New York | 36 | Sullivan | 105 | 36105 | 7 | 0 | 1988 | 9999 |  |  | N | Hydro | [13 empty] | 0 | 0 | 0 | 0 | [11 empty] | Brookfield Renewable Energy Partners LP | 100 | Brookfield Asset Management Inc | 100
Little Falls Hydro | 51034_G_GEN1 | 51034 | G | GEN1 |  | Hydro |  | NY_Z_C&E | New York | 36 | Herkimer | 43 | 36043 | 6.5 | 0 | 1987 | 9999 |  |  | N | Hydro | [13 empty] | 0 | 0 | 0 | 0 | [11 empty] | Little Falls Hydroelec Associates | 100 | Ontario Power Generation Inc | 100
Little Falls Hydro | 51034_G_GEN2 | 51034 | G | GEN2 |  | Hydro |  | NY_Z_C&E | New York | 36 | Herkimer | 43 | 36043 | 6.5 | 0 | 1987 | 9999 |  |  | N | Hydro | [13 empty] | 0 | 0 | 0 | 0 | [11 empty] | Little Falls Hydroelec Associates | 100 | Ontario Power Generation Inc | 100
Trinidad (CO) | 511_G_3 | 511 | G | 3 |  | Combustion Turbine | IC Engine | WECC_CO | Colorado | 8 | Las Animas | 71 | 08071 | 1.9 | 16963 | 1966 | 9999 |  |  | N | Natural Gas | [12 empty] | 1.2 | 1.061 | 1.061 | 1.061 | 1.061 | [11 empty] | Trinidad CO (City of) | 100 | Trinidad CO (City of) | 100
Trinidad (CO) | 511_G_4 | 511 | G | 4 |  | Combustion Turbine | IC Engine | WECC_CO | Colorado | 8 | Las Animas | 71 | 08071 | 1.9 | 16963 | 1966 | 9999 |  |  | N | Natural Gas | [12 empty] | 1.2 | 1.061 | 1.061 | 1.061 | 1.061 | [11 empty] | Trinidad CO (City of) | 100 | Trinidad CO (City of) | 100
Trinidad (CO) | 511_G_5 | 511 | G | 5 |  | Combustion Turbine | IC Engine | WECC_CO | Colorado | 8 | Las Animas | 71 | 08071 | 1.8 | 10745 | 1999 | 9999 |  |  | N | Distillate Fuel Oil | [12 empty] | 1.2 | 1.6498 | 1.6498 | 1.6498 | 1.6498 | [11 empty] | Arkansas River Power Authority | 100 | Arkansas River Power Authority | 100
Trinidad (CO) | 511_G_6 | 511 | G | 6 |  | Combustion Turbine | IC Engine | WECC_CO | Colorado | 8 | Las Animas | 71 | 08071 | 1.8 | 10745 | 1999 | 9999 |  |  | N | Distillate Fuel Oil | [12 empty] | 1.2 | 1.6498 | 1.6498 | 1.6498 | 1.6498 | [11 empty] | Arkansas River Power Authority | 100 | Arkansas River Power Authority | 100
Trinidad (CO) | 511_G_7 | 511 | G | 7 |  | Combustion Turbine | IC Engine | WECC_CO | Colorado | 8 | Las Animas | 71 | 08071 | 1.8 | 10745 | 1999 | 9999 |  |  | N | Distillate Fuel Oil | [12 empty] | 1.2 | 1.6498 | 1.6498 | 1.6498 | 1.6498 | [11 empty] | Arkansas River Power Authority | 100 | Arkansas River Power Authority | 100
Blue Mesa | 512_G_1 | 512 | G | 1 |  | Hydro |  | WECC_CO | Colorado | 8 | Gunnison | 51 | 08051 | 43.2 | 0 | 1967 | 9999 |  |  | N | Hydro | [13 empty] | 0 | 0 | 0 | 0 | [11 empty] | U S Bureau of Reclamation | 100 | U S Bureau of Reclamation | 100
Blue Mesa | 512_G_2 | 512 | G | 2 |  | Hydro |  | WECC_CO | Colorado | 8 | Gunnison | 51 | 08051 | 43.2 | 0 | 1967 | 9999 |  |  | N | Hydro | [13 empty] | 0 | 0 | 0 | 0 | [11 empty] | U S Bureau of Reclamation | 100 | U S Bureau of Reclamation | 100
Estes | 513_G_1 | 513 | G | 1 |  | Hydro |  | WECC_CO | Colorado | 8 | Larimer | 69 | 08069 | 17.2 | 0 | 1950 | 9999 |  |  | N | Hydro | [13 empty] | 0 | 0 | 0 | 0 | [11 empty] | U S Bureau of Reclamation | 100 | U S Bureau of Reclamation | 100
Estes | 513_G_2 | 513 | G | 2 |  | Hydro |  | WECC_CO | Colorado | 8 | Larimer | 69 | 08069 | 17.2 | 0 | 1950 | 9999 |  |  | N | Hydro | [13 empty] | 0 | 0 | 0 | 0 | [11 empty] | U S Bureau of Reclamation | 100 | U S Bureau of Reclamation | 100
Estes | 513_G_3 | 513 | G | 3 |  | Hydro |  | WECC_CO | Colorado | 8 | Larimer | 69 | 08069 | 17.2 | 0 | 1950 | 9999 |  |  | N | Hydro | [13 empty] | 0 | 0 | 0 | 0 | [11 empty] | U S Bureau of Reclamation | 100 | U S Bureau of Reclamation | 100
Morrow Point | 514_G_1 | 514 | G | 1 |  | Hydro |  | WECC_CO | Colorado | 8 | Montrose | 85 | 08085 | 86.6 | 0 | 1970 | 9999 |  |  | N | Hydro | [13 empty] | 0 | 0 | 0 | 0 | [11 empty] | U S Bureau of Reclamation | 100 | U S Bureau of Reclamation | 100
Morrow Point | 514_G_2 | 514 | G | 2 |  | Hydro |  | WECC_CO | Colorado | 8 | Montrose | 85 | 08085 | 86.6 | 0 | 1971 | 9999 |  |  | N | Hydro | [13 empty] | 0 | 0 | 0 | 0 | [11 empty] | U S Bureau of Reclamation | 100 | U S Bureau of Reclamation | 100
Big Thompson | 515_G_1 | 515 | G | 1 |  | Hydro |  | WECC_CO | Colorado | 8 | Larimer | 69 | 08069 | 5.2 | 0 | 1959 | 9999 |  |  | N | Hydro | [13 empty] | 0 | 0 | 0 | 0 | [11 empty] | U S Bureau of Reclamation | 100 | U S Bureau of Reclamation | 100
Green Mountain | 516_G_1 | 516 | G | 1 |  | Hydro |  | WECC_CO | Colorado | 8 | Summit | 117 | 08117 | 13 | 0 | 1943 | 9999 |  |  | N | Hydro | [13 empty] | 0 | 0 | 0 | 0 | [11 empty] | U S Bureau of Reclamation | 100 | U S Bureau of Reclamation | 100
Green Mountain | 516_G_2 | 516 | G | 2 |  | Hydro |  | WECC_CO | Colorado | 8 | Summit | 117 | 08117 | 13 | 0 | 1943 | 9999 |  |  | N | Hydro | [13 empty] | 0 | 0 | 0 | 0 | [11 empty] | U S Bureau of Reclamation | 100 | U S Bureau of Reclamation | 100
Marys Lake | 517_G_1 | 517 | G | 1 |  | Hydro |  | WECC_CO | Colorado | 8 | Larimer | 69 | 08069 | 9.3 | 0 | 1951 | 9999 |  |  | N | Hydro | [13 empty] | 0 | 0 | 0 | 0 | [11 empty] | U S Bureau of Reclamation | 100 | U S Bureau of Reclamation | 100
Flatiron | 518_G_1 | 518 | G | 1 |  | Hydro |  | WECC_CO | Colorado | 8 | Larimer | 69 | 08069 | 43 | 0 | 1954 | 9999 |  |  | N | Hydro | [13 empty] | 0 | 0 | 0 | 0 | [11 empty] | U S Bureau of Reclamation | 100 | U S Bureau of Reclamation | 100
Flatiron | 518_G_2 | 518 | G | 2 |  | Hydro |  | WECC_CO | Colorado | 8 | Larimer | 69 | 08069 | 43 | 0 | 1954 | 9999 |  |  | N | Hydro | [13 empty] | 0 | 0 | 0 | 0 | [11 empty] | U S Bureau of Reclamation | 100 | U S Bureau of Reclamation | 100
Flatiron | 518_G_3 | 518 | G | 3 |  | Pumped Storage |  | WECC_CO | Colorado | 8 | Larimer | 69 | 08069 | 8.5 | 0 | 1954 | 9999 |  |  | N | Pumped Storage | [13 empty] | 0 | 0 | 0 | 0 | [11 empty] | U S Bureau of Reclamation | 100 | U S Bureau of Reclamation | 100
Pole Hill | 519_G_1 | 519 | G | 1 |  | Hydro |  | WECC_CO | Colorado | 8 | Larimer | 69 | 08069 | 38.2 | 0 | 1954 | 9999 |  |  | N | Hydro | [13 empty] | 0 | 0 | 0 | 0 | [11 empty] | U S Bureau of Reclamation | 100 | U S Bureau of Reclamation | 100
Lower Molina | 520_G_1 | 520 | G | 1 |  | Hydro |  | WECC_CO | Colorado | 8 | Mesa | 77 | 08077 | 5.6 | 0 | 1962 | 9999 |  |  | N | Hydro | [13 empty] | 0 | 0 | 0 | 0 | [11 empty] | U S Bureau of Reclamation | 100 | U S Bureau of Reclamation | 100
LaO Energy Systems | 52006_G_GEN4 | 52006 | G | GEN4 |  | Combined Cycle |  | MIS_LA | Louisiana | 22 | Iberville | 47 | 22047 | 49 | 8727 | 1969 | 9999 |  |  | Y | Natural Gas |  |  |  | STM | [9 empty] | 0.08833 | 0.08833 | 0.08833 | 0.08833 | [11 empty] | Dow Chemical Co | 100 | DowDuPont Inc | 100
LaO Energy Systems | 52006_G_GEN5 | 52006 | G | GEN5 |  | Combined Cycle |  | MIS_LA | Louisiana | 22 | Iberville | 47 | 22047 | 52 | 8727 | 1978 | 9999 |  |  | Y | Natural Gas | [13 empty] | 0.12087 | 0.12087 | 0.12087 | 0.12087 | [11 empty] | Dow Chemical Co | 100 | DowDuPont Inc | 100
LaO Energy Systems | 52006_G_GEN6 | 52006 | G | GEN6 |  | Combined Cycle |  | MIS_LA | Louisiana | 22 | Iberville | 47 | 22047 | 52 | 8727 | 1979 | 9999 |  |  | Y | Natural Gas | [13 empty] | 0.08833 | 0.08833 | 0.08833 | 0.08833 | [11 empty] | Dow Chemical Co | 100 | DowDuPont Inc | 100
Terra-Gen Dixie Valley | 52015_G_GEN1 | 52015 | G | GEN1 |  | Geothermal |  | WECC_NNV | Nevada | 32 | Churchill | 1 | 32001 | 56 | 9771 | 1998 | 9999 |  |  | N | Geothermal | [13 empty] | 0 | 0 | 0 | 0 | 0.4563 | 0.4563 | 0.4563 | [8 empty] | Terra Gen Dixie Valley LLC | 100 | Energy Capital Partners | 100
Terra-Gen Dixie Valley | 52015_G_GEN2 | 52015 | G | GEN2 |  | Geothermal |  | WECC_NNV | Nevada | 32 | Churchill | 1 | 32001 | 2.5 | 9771 | 2012 | 9999 |  |  | N | Geothermal | [13 empty] | 0 | 0 | 0 | 0 | 0.4563 | 0.4563 | 0.4563 | [8 empty] | Terra Gen Dixie Valley LLC | 100 | Energy Capital Partners | 100
Doswell Energy Center | 52019_G_GEN1 | 52019 | G | GEN1 | 10033 | Combined Cycle |  | PJM_Dom | Virginia | 51 | Hanover | 85 | 51085 | 104.7 | 8431 | 1991 | 9999 |  |  | N | Natural Gas, Distillate Fuel Oil |  |  |  | DLNB + STM | SCR | [8 empty] | 0.031948 | 0.031948 | 0.031948 | 0.031948 | [11 empty] | Doswell LP | 100 | LS Power Group | 100
Doswell Energy Center | 52019_G_GEN2 | 52019 | G | GEN2 | 10034 | Combined Cycle |  | PJM_Dom | Virginia | 51 | Hanover | 85 | 51085 | 104.7 | 8431 | 1991 | 9999 |  |  | N | Natural Gas, Distillate Fuel Oil |  |  |  | DLNB + STM | SCR | [8 empty] | 0.031948 | 0.031948 | 0.031948 | 0.031948 | [11 empty] | Doswell LP | 100 | LS Power Group | 100
Doswell Energy Center | 52019_G_GEN3 | 52019 | G | GEN3 | 10033 | Combined Cycle |  | PJM_Dom | Virginia | 51 | Hanover | 85 | 51085 | 123 | 8431 | 1991 | 9999 |  |  | N | Natural Gas, Distillate Fuel Oil |  |  |  | NH3 | SCR | [8 empty] | 0.031948 | 0.031948 | 0.031948 | 0.031948 | [11 empty] | Doswell LP | 100 | LS Power Group | 100
Doswell Energy Center | 52019_G_GEN4 | 52019 | G | GEN4 | 10035 | Combined Cycle |  | PJM_Dom | Virginia | 51 | Hanover | 85 | 51085 | 104.7 | 8431 | 1992 | 9999 |  |  | N | Natural Gas, Distillate Fuel Oil |  |  |  | DLNB + STM | SCR | [8 empty] | 0.031276 | 0.031276 | 0.031276 | 0.031276 | [11 empty] | Doswell LP | 100 | LS Power Group | 100
Doswell Energy Center | 52019_G_GEN5 | 52019 | G | GEN5 | 10036 | Combined Cycle |  | PJM_Dom | Virginia | 51 | Hanover | 85 | 51085 | 104.7 | 8431 | 1992 | 9999 |  |  | N | Natural Gas, Distillate Fuel Oil |  |  |  | DLNB + STM | SCR | [8 empty] | 0.031276 | 0.031276 | 0.031276 | 0.031276 | [11 empty] | Doswell LP | 100 | LS Power Group | 100
Doswell Energy Center | 52019_G_GEN6 | 52019 | G | GEN6 | 10035 | Combined Cycle |  | PJM_Dom | Virginia | 51 | Hanover | 85 | 51085 | 123 | 8431 | 1992 | 9999 |  |  | N | Natural Gas, Distillate Fuel Oil |  |  |  | NH3 | SCR | [8 empty] | 0.031276 | 0.031276 | 0.031276 | 0.031276 | [11 empty] | Doswell LP | 100 | LS Power Group | 100
Doswell Energy Center | 52019_G_GEN7 | 52019 | G | GEN7 | 3712 | Combustion Turbine |  | PJM_Dom | Virginia | 51 | Hanover | 85 | 51085 | 170 | 11149 | 2001 | 9999 |  |  | N | Natural Gas, Distillate Fuel Oil |  |  |  | DLNB + H2O | [8 empty] | 2.64 | 0.03331 | 0.03331 | 0.03331 | 0.03331 | [11 empty] | Doswell LP | 100 | LS Power Group | 100
Doswell Energy Center | 52019_G_GEN8 | 52019 | G | GEN8 | 91240 | Combustion Turbine |  | PJM_Dom | Virginia | 51 | Hanover | 85 | 51085 | 165 | 10745 | 2018 | 9999 |  |  | N | Natural Gas | [13 empty] | 0.03303 | 0.03303 | 0.03303 | 0.03303 | [11 empty] | Doswell II LLC | 100 | LS Power Group | 100
Doswell Energy Center | 52019_G_GEN9 | 52019 | G | GEN9 | 91239 | Combustion Turbine |  | PJM_Dom | Virginia | 51 | Hanover | 85 | 51085 | 165 | 10745 | 2018 | 9999 |  |  | N | Natural Gas | [13 empty] | 0.03459 | 0.03459 | 0.03459 | 0.03459 | [11 empty] | Doswell II LLC | 100 | LS Power Group | 100
ITT Cogen Facility | 52021_G_GEN1 | 52021 | G | GEN1 |  | Combustion Turbine |  | PJM_COMD | Illinois | 17 | Cook | 31 | 17031 | 3.5 | 12804 | 1991 | 2045 |  |  | Y | Natural Gas, Distillate Fuel Oil | [13 empty] | 0.16383 | 0.16383 | 0.16383 | 0.16383 | [11 empty] | Illinois Institute Technology | 100 | Illinois Institute Technology | 100
ITT Cogen Facility | 52021_G_GEN2 | 52021 | G | GEN2 |  | Combustion Turbine |  | PJM_COMD | Illinois | 17 | Cook | 31 | 17031 | 3.5 | 12804 | 1991 | 2045 |  |  | Y | Natural Gas, Distillate Fuel Oil | [13 empty] | 0.16383 | 0.16383 | 0.16383 | 0.16383 | [11 empty] | Illinois Institute Technology | 100 | Illinois Institute Technology | 100
Dartmouth Power Associates LP | 52026_G_GEN1 | 52026 | G | GEN1 | 3713 | Combined Cycle |  | NENGREST | Massachusetts | 25 | Bristol | 5 | 25005 | 35.1 | 9190 | 1992 | 9999 |  |  | N | Natural Gas, Distillate Fuel Oil |  |  |  | H2O | SCR | [8 empty] | 0.029685 | 0.029685 | 0.029685 | 0.029685 | [11 empty] | Dartmouth Power Associates LP | 100 | Riverstone Holdings LLC | 100
Dartmouth Power Associates LP | 52026_G_GEN2 | 52026 | G | GEN2 | 3713 | Combined Cycle |  | NENGREST | Massachusetts | 25 | Bristol | 5 | 25005 | 27 | 9190 | 1992 | 9999 |  |  | N | Natural Gas, Distillate Fuel Oil |  |  |  | NH3 | SCR | [8 empty] | 0.029685 | 0.029685 | 0.029685 | 0.029685 | [11 empty] | Dartmouth Power Associates LP | 100 | Riverstone Holdings LLC | 100
Dartmouth Power Associates LP | 52026_G_GEN3 | 52026 | G | GEN3 | 90589 | Combustion Turbine |  | NENGREST | Massachusetts | 25 | Bristol | 5 | 25005 | 19.6 | 14217 | 2009 | 9999 |  |  | N | Natural Gas, Distillate Fuel Oil |  |  |  | H2O | SCR | [8 empty] | 0.01149 | 0.01149 | 0.01149 | 0.01149 | [11 empty] | Dartmouth Power Associates LP | 100 | Riverstone Holdings LLC | 100
Yough Hydro Power | 52036_G_GEN1 | 52036 | G | GEN1 |  | Hydro |  | PJM_PENE | Pennsylvania | 42 | Somerset | 111 | 42111 | 6.1 | 0 | 1989 | 9999 |  |  | N | Hydro | [13 empty] | 0 | 0 | 0 | 0 | [11 empty] | D/R Hydro Co | 100 | D/R Hydro Co | 100
Yough Hydro Power | 52036_G_GEN2 | 52036 | G | GEN2 |  | Hydro |  | PJM_PENE | Pennsylvania | 42 | Somerset | 111 | 42111 | 6.1 | 0 | 1989 | 9999 |  |  | N | Hydro | [13 empty] | 0 | 0 | 0 | 0 | [11 empty] | D/R Hydro Co | 100 | D/R Hydro Co | 100
Quail Creek Hydro Plant #1 | 52039_G_1 | 52039 | G | 1 |  | Hydro |  | WECC_UT | Utah | 49 | Washington | 53 | 49053 | 2.3 | 0 | 1985 | 9999 |  |  | N | Hydro | [13 empty] | 0 | 0 | 0 | 0 | [11 empty] | Washington County Water Consv District | 100 | Washington County Water Consv District | 100
Clifton Dam 3 Power Station | 52049_G_1H | 52049 | G | 1H |  | Hydro |  | S_VACA | South Carolina | 45 | Spartanburg | 83 | 45083 | 0.7 | 0 | 1987 | 9999 |  |  | N | Hydro | [13 empty] | 0 | 0 | 0 | 0 | [11 empty] | Converse Energy Inc | 100 | Converse Energy Inc | 100
Clifton Dam 3 Power Station | 52049_G_2V | 52049 | G | 2V |  | Hydro |  | S_VACA | South Carolina | 45 | Spartanburg | 83 | 45083 | 0.5 | 0 | 1985 | 9999 |  |  | N | Hydro | [13 empty] | 0 | 0 | 0 | 0 | [11 empty] | Converse Energy Inc | 100 | Converse Energy Inc | 100
Rapidan Hydro Facility | 52054_G_GEN1 | 52054 | G | GEN1 |  | Hydro |  | MIS_MNWI | Minnesota | 27 | Blue Earth | 13 | 27013 | 3.2 | 0 | 1984 | 9999 |  |  | N | Hydro | [13 empty] | 0 | 0 | 0 | 0 | [11 empty] | Rapidan Redevelopment Ltd | 100 | Hudson Clean Energy Partners LP | 100
Rapidan Hydro Facility | 52054_G_GEN2 | 52054 | G | GEN2 |  | Hydro |  | MIS_MNWI | Minnesota | 27 | Blue Earth | 13 | 27013 | 3.2 | 0 | 1984 | 9999 |  |  | N | Hydro | [13 empty] | 0 | 0 | 0 | 0 | [11 empty] | Rapidan Redevelopment Ltd | 100 | Hudson Clean Energy Partners LP | 100
Nassau Energy Corp | 52056_G_GT1 | 52056 | G | GT1 | 3714 | Combined Cycle |  | NY_Z_K | New York | 36 | Nassau | 59 | 36059 | 43 | 5500 | 1991 | 9999 |  |  | Y | Natural Gas, Distillate Fuel Oil |  |  |  | STM | [9 empty] | 0.13574 | 0.13574 | 0.13574 | 0.13574 | [11 empty] | Nassau Energy LLC | 100 | ENGIE SA | 100
Nassau Energy Corp | 52056_G_ST1 | 52056 | G | ST1 | 3714 | Combined Cycle |  | NY_Z_K | New York | 36 | Nassau | 59 | 36059 | 12 | 5500 | 1991 | 9999 |  |  | Y | Natural Gas, Distillate Fuel Oil |  |  |  | STM | [9 empty] | 0.13574 | 0.13574 | 0.13574 | 0.13574 | [11 empty] | Nassau Energy LLC | 100 | ENGIE SA | 100
Herkimer | 52057_G_01 | 52057 | G | 01 |  | Hydro |  | NY_Z_C&E | New York | 36 | Herkimer | 43 | 36043 | 0.1 | 0 | 1987 | 9999 |  |  | N | Hydro | [13 empty] | 0 | 0 | 0 | 0 | [11 empty] | Trafalgar Power Inc | 100 | Algonquin Power Income Fund | 100
Herkimer | 52057_G_02 | 52057 | G | 02 |  | Hydro |  | NY_Z_C&E | New York | 36 | Herkimer | 43 | 36043 | 0.1 | 0 | 1987 | 9999 |  |  | N | Hydro | [13 empty] | 0 | 0 | 0 | 0 | [11 empty] | Trafalgar Power Inc | 100 | Algonquin Power Income Fund | 100
Herkimer | 52057_G_03 | 52057 | G | 03 |  | Hydro |  | NY_Z_C&E | New York | 36 | Herkimer | 43 | 36043 | 0.1 | 0 | 1987 | 9999 |  |  | N | Hydro | [13 empty] | 0 | 0 | 0 | 0 | [11 empty] | Trafalgar Power Inc | 100 | Algonquin Power Income Fund | 100
Herkimer | 52057_G_04 | 52057 | G | 04 |  | Hydro |  | NY_Z_C&E | New York | 36 | Herkimer | 43 | 36043 | 0.1 | 0 | 1987 | 9999 |  |  | N | Hydro | [13 empty] | 0 | 0 | 0 | 0 | [11 empty] | Trafalgar Power Inc | 100 | Algonquin Power Income Fund | 100
Ogdensburg | 52058_G_01 | 52058 | G | 01 |  | Hydro |  | NY_Z_C&E | New York | 36 | St Lawrence | 89 | 36089 | 0.2 | 0 | 1987 | 9999 |  |  | N | Hydro | [13 empty] | 0 | 0 | 0 | 0 | [11 empty] | Trafalgar Power Inc | 100 | Algonquin Power Income Fund | 100
Ogdensburg | 52058_G_02 | 52058 | G | 02 |  | Hydro |  | NY_Z_C&E | New York | 36 | St Lawrence | 89 | 36089 | 0.2 | 0 | 1987 | 9999 |  |  | N | Hydro | [13 empty] | 0 | 0 | 0 | 0 | [11 empty] | Trafalgar Power Inc | 100 | Algonquin Power Income Fund | 100
Ogdensburg | 52058_G_03 | 52058 | G | 03 |  | Hydro |  | NY_Z_C&E | New York | 36 | St Lawrence | 89 | 36089 | 0.2 | 0 | 1987 | 9999 |  |  | N | Hydro | [13 empty] | 0 | 0 | 0 | 0 | [11 empty] | Trafalgar Power Inc | 100 | Algonquin Power Income Fund | 100
Ogdensburg | 52058_G_04 | 52058 | G | 04 |  | Hydro |  | NY_Z_C&E | New York | 36 | St Lawrence | 89 | 36089 | 0.2 | 0 | 1987 | 9999 |  |  | N | Hydro | [13 empty] | 0 | 0 | 0 | 0 | [11 empty] | Trafalgar Power Inc | 100 | Algonquin Power Income Fund | 100
Ogdensburg | 52058_G_05 | 52058 | G | 05 |  | Hydro |  | NY_Z_C&E | New York | 36 | St Lawrence | 89 | 36089 | 0.2 | 0 | 1987 | 9999 |  |  | N | Hydro | [13 empty] | 0 | 0 | 0 | 0 | [11 empty] | Trafalgar Power Inc | 100 | Algonquin Power Income Fund | 100
Hartford Hospital Cogeneration | 52061_G_GEN4 | 52061 | G | GEN4 |  | Fuel Cell |  | NENG_CT | Connecticut | 9 | Hartford | 3 | 09003 | 1.4 | 8508 | 2014 | 9999 |  |  | N | Natural Gas | [13 empty] | 0 | 0 | 0 | 0 | [11 empty] | HSC Fuel Cell 1 LLC | 100 | South Jersey Industries Inc | 100
Dominguez Plant | 52064_G_GEN1 | 52064 | G | GEN1 |  | Non-Fossil Waste |  | WECC_SCE | California | 6 | Los Angeles | 37 | 06037 | 3.5 | 9117 | 1976 | 9999 |  |  | Y | Non-Fossil Waste | [12 empty] | 0.74 | 0 | 0 | 0 | 0 | [11 empty] | Rhodia Inc | 100 | Rhodia | 100
Houston Plant | 52065_G_GEN1 | 52065 | G | GEN1 |  | Non-Fossil Waste |  | ERC_REST | Texas | 48 | Harris | 201 | 48201 | 7 | 9117 | 1977 | 9999 |  |  | Y | Non-Fossil Waste | [13 empty] | 0 | 0 | 0 | 0 | [11 empty] | Aventis | 100 | Aventis | 100
Great Falls Hydro Project | 52068_G_GEN1 | 52068 | G | GEN1 |  | Hydro |  | PJM_EMAC | New Jersey | 34 | Passaic | 31 | 34031 | 3.3 | 0 | 1985 | 9999 |  |  | N | Hydro | [13 empty] | 0 | 0 | 0 | 0 | [11 empty] | Great Falls Hydroelectric Co | 100 | Hudson Clean Energy Partners LP | 100
Great Falls Hydro Project | 52068_G_GEN2 | 52068 | G | GEN2 |  | Hydro |  | PJM_EMAC | New Jersey | 34 | Passaic | 31 | 34031 | 3.3 | 0 | 1985 | 9999 |  |  | N | Hydro | [13 empty] | 0 | 0 | 0 | 0 | [11 empty] | Great Falls Hydroelectric Co | 100 | Hudson Clean Energy Partners LP | 100
Great Falls Hydro Project | 52068_G_GEN3 | 52068 | G | GEN3 |  | Hydro |  | PJM_EMAC | New Jersey | 34 | Passaic | 31 | 34031 | 3.3 | 0 | 1985 | 9999 |  |  | N | Hydro | [13 empty] | 0 | 0 | 0 | 0 | [11 empty] | Great Falls Hydroelectric Co | 100 | Hudson Clean Energy Partners LP | 100
UCLA So Campus Cogen Project | 52073_G_GEN1 | 52073 | G | GEN1 |  | Combined Cycle |  | WEC_LADW | California | 6 | Los Angeles | 37 | 06037 | 12.5 | 5500 | 1993 | 9999 |  |  | Y | Natural Gas, Distillate Fuel Oil |  |  |  |  | SCR | [8 empty] | 0.011464 | 0.011464 | 0.011464 | 0.011464 | [11 empty] | University of California | 100 | University of California | 100
UCLA So Campus Cogen Project | 52073_G_GEN2 | 52073 | G | GEN2 |  | Combined Cycle |  | WEC_LADW | California | 6 | Los Angeles | 37 | 06037 | 12.5 | 5500 | 1993 | 9999 |  |  | Y | Natural Gas, Distillate Fuel Oil |  |  |  |  | SCR | [8 empty] | 0.011464 | 0.011464 | 0.011464 | 0.011464 | [11 empty] | University of California | 100 | University of California | 100
UCLA So Campus Cogen Project | 52073_G_GEN3 | 52073 | G | GEN3 |  | Combined Cycle |  | WEC_LADW | California | 6 | Los Angeles | 37 | 06037 | 11 | 5500 | 1993 | 9999 |  |  | Y | Natural Gas, Distillate Fuel Oil |  |  |  |  | SCR | [8 empty] | 0.011464 | 0.011464 | 0.011464 | 0.011464 | [11 empty] | University of California | 100 | University of California | 100
McKittrick Cogen | 52076_G_UNIT1 | 52076 | G | UNIT1 |  | Combustion Turbine |  | WECC_SCE | California | 6 | Kern | 29 | 06029 | 4.8 | 11964 | 2012 | 9999 |  |  | Y | Natural Gas | [13 empty] | 0.79549 | 0.79549 | 0.79549 | 0.79549 | [11 empty] | Chevron USA Inc | 100 | Chevron Corp | 100
McKittrick Cogen | 52076_G_UNIT2 | 52076 | G | UNIT2 |  | Combustion Turbine |  | WECC_SCE | California | 6 | Kern | 29 | 06029 | 4.8 | 11964 | 2012 | 9999 |  |  | Y | Natural Gas | [13 empty] | 0.79549 | 0.79549 | 0.79549 | 0.79549 | [11 empty] | Chevron USA Inc | 100 | Chevron Corp | 100
Lost Hills Cogeneration Plant | 52077_G_GEN5 | 52077 | G | GEN5 |  | Combustion Turbine |  | WECC_SCE | California | 6 | Kern | 29 | 06029 | 2.7 | 8700 | 1985 | 9999 |  |  | Y | Natural Gas | [13 empty] | 0.47388 | 0.47388 | 0.47388 | 0.47388 | [11 empty] | Aera Energy LLC Lost Hills | 100 | Royal Dutch Shell plc | 100
Lost Hills Cogeneration Plant | 52077_G_GEN6 | 52077 | G | GEN6 |  | Combustion Turbine |  | WECC_SCE | California | 6 | Kern | 29 | 06029 | 2.7 | 8700 | 1985 | 9999 |  |  | Y | Natural Gas | [13 empty] | 0.47388 | 0.47388 | 0.47388 | 0.47388 | [11 empty] | Aera Energy LLC Lost Hills | 100 | Royal Dutch Shell plc | 100
Cymric 31X Cogen | 52081_G_TG1 | 52081 | G | TG1 |  | Combustion Turbine |  | WEC_CALN | California | 6 | Kern | 29 | 06029 | 2.7 | 8700 | 1988 | 9999 |  |  | Y | Natural Gas | [12 empty] | 0.74 | 0.47388 | 0.47388 | 0.47388 | 0.47388 | [11 empty] | Chevron USA Inc | 100 | Chevron Corp | 100
Cymric 31X Cogen | 52081_G_TG2 | 52081 | G | TG2 |  | Combustion Turbine |  | WEC_CALN | California | 6 | Kern | 29 | 06029 | 2.7 | 8700 | 1988 | 9999 |  |  | Y | Natural Gas | [12 empty] | 0.74 | 0.47388 | 0.47388 | 0.47388 | 0.47388 | [11 empty] | Chevron USA Inc | 100 | Chevron Corp | 100
Cymric 6Z Cogen | 52082_G_TG1 | 52082 | G | TG1 |  | Combustion Turbine |  | WEC_CALN | California | 6 | Kern | 29 | 06029 | 2.7 | 8700 | 1986 | 9999 |  |  | Y | Natural Gas | [12 empty] | 0.74 | 0.47388 | 0.47388 | 0.47388 | 0.47388 | [11 empty] | Chevron USA Inc | 100 | Chevron Corp | 100
Cymric 6Z Cogen | 52082_G_TG2 | 52082 | G | TG2 |  | Combustion Turbine |  | WEC_CALN | California | 6 | Kern | 29 | 06029 | 2.7 | 8700 | 1986 | 9999 |  |  | Y | Natural Gas | [12 empty] | 0.74 | 0.47388 | 0.47388 | 0.47388 | 0.47388 | [11 empty] | Chevron USA Inc | 100 | Chevron Corp | 100
Taft 26C Cogen | 52085_G_TG1 | 52085 | G | TG1 |  | Combustion Turbine |  | WEC_CALN | California | 6 | Kern | 29 | 06029 | 2.7 | 8700 | 1982 | 9999 |  |  | Y | Natural Gas | [12 empty] | 0.74 | 0.47388 | 0.47388 | 0.47388 | 0.47388 | [11 empty] | Chevron USA Inc | 100 | Chevron Corp | 100
Taft 26C Cogen | 52085_G_TG2 | 52085 | G | TG2 |  | Combustion Turbine |  | WEC_CALN | California | 6 | Kern | 29 | 06029 | 2.7 | 8700 | 1982 | 9999 |  |  | Y | Natural Gas | [12 empty] | 0.74 | 0.47388 | 0.47388 | 0.47388 | 0.47388 | [11 empty] | Chevron USA Inc | 100 | Chevron Corp | 100
Taft 26C Cogen | 52085_G_TG3 | 52085 | G | TG3 |  | Combustion Turbine |  | WEC_CALN | California | 6 | Kern | 29 | 06029 | 2.7 | 8700 | 1982 | 9999 |  |  | Y | Natural Gas | [12 empty] | 0.74 | 0.47388 | 0.47388 | 0.47388 | 0.47388 | [11 empty] | Chevron USA Inc | 100 | Chevron Corp | 100
Taft 26C Cogen | 52085_G_TG4 | 52085 | G | TG4 |  | Combustion Turbine |  | WEC_CALN | California | 6 | Kern | 29 | 06029 | 2.7 | 8700 | 1982 | 9999 |  |  | Y | Natural Gas | [12 empty] | 0.74 | 0.47388 | 0.47388 | 0.47388 | 0.47388 | [11 empty] | Chevron USA Inc | 100 | Chevron Corp | 100
Coalinga 25D Cogen | 52086_G_TG1 | 52086 | G | TG1 |  | Combustion Turbine |  | WEC_CALN | California | 6 | Fresno | 19 | 06019 | 2.7 | 8700 | 1986 | 9999 |  |  | Y | Natural Gas | [12 empty] | 0.74 | 0.03269 | 0.03269 | 0.03269 | 0.03269 | [11 empty] | Chevron USA Inc | 100 | Chevron Corp | 100
Coalinga 25D Cogen | 52086_G_TG2 | 52086 | G | TG2 |  | Combustion Turbine |  | WEC_CALN | California | 6 | Fresno | 19 | 06019 | 2.7 | 8700 | 1986 | 9999 |  |  | Y | Natural Gas | [12 empty] | 0.74 | 0.03269 | 0.03269 | 0.03269 | 0.03269 | [11 empty] | Chevron USA Inc | 100 | Chevron Corp | 100
Coalinga 25D Cogen | 52086_G_TG3 | 52086 | G | TG3 |  | Combustion Turbine |  | WEC_CALN | California | 6 | Fresno | 19 | 06019 | 2.7 | 8700 | 1987 | 9999 |  |  | Y | Natural Gas | [12 empty] | 0.74 | 0.03269 | 0.03269 | 0.03269 | 0.03269 | [11 empty] | Chevron USA Inc | 100 | Chevron Corp | 100
Coalinga 25D Cogen | 52086_G_TG4 | 52086 | G | TG4 |  | Combustion Turbine |  | WEC_CALN | California | 6 | Fresno | 19 | 06019 | 2.7 | 8700 | 1987 | 9999 |  |  | Y | Natural Gas | [12 empty] | 0.74 | 0.03269 | 0.03269 | 0.03269 | 0.03269 | [11 empty] | Chevron USA Inc | 100 | Chevron Corp | 100
Elizabeth River Power Station | 52087_G_GEN1 | 52087 | G | GEN1 | 88298 | Combustion Turbine |  | PJM_Dom | Virginia | 51 | Chesapeake City | 550 | 51550 | 116 | 12074 | 1992 | 9999 |  |  | N | Natural Gas, Distillate Fuel Oil |  |  |  | H2O | [8 empty] | 2.64 | 0.13392 | 0.13392 | 0.13392 | 0.13392 | [11 empty] | Virginia Electric & Power Co | 100 | Dominion Energy Inc | 100
Elizabeth River Power Station | 52087_G_GEN2 | 52087 | G | GEN2 | 88299 | Combustion Turbine |  | PJM_Dom | Virginia | 51 | Chesapeake City | 550 | 51550 | 116 | 12074 | 1992 | 9999 |  |  | N | Natural Gas, Distillate Fuel Oil |  |  |  | H2O | [8 empty] | 2.64 | 0.12233 | 0.12233 | 0.12233 | 0.12233 | [11 empty] | Virginia Electric & Power Co | 100 | Dominion Energy Inc | 100
Elizabeth River Power Station | 52087_G_GEN3 | 52087 | G | GEN3 | 88300 | Combustion Turbine |  | PJM_Dom | Virginia | 51 | Chesapeake City | 550 | 51550 | 116 | 12074 | 1992 | 9999 |  |  | N | Natural Gas, Distillate Fuel Oil |  |  |  | H2O | [8 empty] | 2.64 | 0.14597 | 0.14597 | 0.14597 | 0.14597 | [11 empty] | Virginia Electric & Power Co | 100 | Dominion Energy Inc | 100
Texas City Power Plant | 52088_G_GEN1 | 52088 | G | GEN1 | 89949 | Combined Cycle |  | ERC_REST | Texas | 48 | Galveston | 167 | 48167 | 139 | 5889 | 1987 | 9999 |  |  | Y | Natural Gas |  |  |  | LNB + STM | [9 empty] | 0.058358 | 0.058358 | 0.058358 | 0.058358 | [11 empty] | Calpine Corp Texas City | 100 | Energy Capital Partners | 100
Texas City Power Plant | 52088_G_GEN2 | 52088 | G | GEN2 | 89949 | Combined Cycle |  | ERC_REST | Texas | 48 | Galveston | 167 | 48167 | 104 | 5889 | 1987 | 9999 |  |  | Y | Natural Gas |  |  |  | STM | [9 empty] | 0.058358 | 0.058358 | 0.058358 | 0.058358 | [11 empty] | Calpine Corp Texas City | 100 | Energy Capital Partners | 100
Texas City Power Plant | 52088_G_GEN3 | 52088 | G | GEN3 | 89950 | Combined Cycle |  | ERC_REST | Texas | 48 | Galveston | 167 | 48167 | 104 | 5889 | 1987 | 9999 |  |  | Y | Natural Gas |  |  |  | DLNB | [9 empty] | 0.058358 | 0.058358 | 0.058358 | 0.058358 | [11 empty] | Calpine Corp Texas City | 100 | Energy Capital Partners | 100
Texas City Power Plant | 52088_G_GEN4 | 52088 | G | GEN4 | 89951 | Combined Cycle |  | ERC_REST | Texas | 48 | Galveston | 167 | 48167 | 104 | 5889 | 1987 | 9999 |  |  | Y | Natural Gas |  |  |  | STM | [9 empty] | 0.058358 | 0.058358 | 0.058358 | 0.058358 | [11 empty] | Calpine Corp Texas City | 100 | Energy Capital Partners | 100
New York Methodist Hospital | 52091_G_01-8N | 52091 | G | 01-8N |  | Combustion Turbine | IC Engine | NY_Z_J | New York | 36 | Kings | 47 | 36047 | 0.8 | 10745 | 2006 | 9999 |  |  | N | Distillate Fuel Oil | [13 empty] | 1.6498 | 1.6498 | 1.6498 | 1.6498 | [11 empty] | New York Methodist Hospital | 100 | New York Presbyterian Healthcare System | 100
New York Methodist Hospital | 52091_G_02-8P | 52091 | G | 02-8P |  | Combustion Turbine | IC Engine | NY_Z_J | New York | 36 | Kings | 47 | 36047 | 1 | 11784 | 2006 | 9999 |  |  | N | Distillate Fuel Oil | [13 empty] | 1.6498 | 1.6498 | 1.6498 | 1.6498 | [11 empty] | New York Methodist Hospital | 100 | New York Presbyterian Healthcare System | 100
New York Methodist Hospital | 52091_G_03-8L | 52091 | G | 03-8L |  | Combustion Turbine | IC Engine | NY_Z_J | New York | 36 | Kings | 47 | 36047 | 1 | 10745 | 2008 | 9999 |  |  | N | Distillate Fuel Oil | [13 empty] | 1.6498 | 1.6498 | 1.6498 | 1.6498 | [11 empty] | New York Methodist Hospital | 100 | New York Presbyterian Healthcare System | 100
New York Methodist Hospital | 52091_G_04-6Z | 52091 | G | 04-6Z |  | Combustion Turbine | IC Engine | NY_Z_J | New York | 36 | Kings | 47 | 36047 | 0.8 | 10745 | 2006 | 9999 |  |  | N | Distillate Fuel Oil | [13 empty] | 1.6498 | 1.6498 | 1.6498 | 1.6498 | [11 empty] | New York Methodist Hospital | 100 | New York Presbyterian Healthcare System | 100
New York Methodist Hospital | 52091_G_05-6Z | 52091 | G | 05-6Z |  | Combustion Turbine | IC Engine | NY_Z_J | New York | 36 | Kings | 47 | 36047 | 0.8 | 10745 | 2006 | 9999 |  |  | N | Distillate Fuel Oil | [13 empty] | 1.6498 | 1.6498 | 1.6498 | 1.6498 | [11 empty] | New York Methodist Hospital | 100 | New York Presbyterian Healthcare System | 100
Berry Placerita Cogen | 52096_G_GEN1 | 52096 | G | GEN1 |  | Combustion Turbine |  | WECC_SCE | California | 6 | Los Angeles | 37 | 06037 | 19.6 | 8700 | 1990 | 9999 |  |  | Y | Natural Gas | [12 empty] | 0.74 | 0.02755 | 0.02755 | 0.02755 | 0.02755 | [11 empty] | Berry Petroleum Co | 100 | Linn Energy LLC | 100
Berry Placerita Cogen | 52096_G_GEN2 | 52096 | G | GEN2 |  | Combustion Turbine |  | WECC_SCE | California | 6 | Los Angeles | 37 | 06037 | 19.6 | 8700 | 1990 | 9999 |  |  | Y | Natural Gas | [12 empty] | 0.74 | 0.02755 | 0.02755 | 0.02755 | 0.02755 | [11 empty] | Berry Petroleum Co | 100 | Linn Energy LLC | 100
Upper Molina | 521_G_1 | 521 | G | 1 |  | Hydro |  | WECC_CO | Colorado | 8 | Mesa | 77 | 08077 | 9.9 | 0 | 1962 | 9999 |  |  | N | Hydro | [13 empty] | 0 | 0 | 0 | 0 | [11 empty] | U S Bureau of Reclamation | 100 | U S Bureau of Reclamation | 100
Cymric 36W Cogen | 52104_G_GEN1 | 52104 | G | GEN1 |  | Combustion Turbine |  | WEC_CALN | California | 6 | Kern | 29 | 06029 | 2.7 | 8700 | 1982 | 9999 |  |  | Y | Natural Gas | [12 empty] | 0.74 | 0.47388 | 0.47388 | 0.47388 | 0.47388 | [11 empty] | Chevron USA Inc | 100 | Chevron Corp | 100
Cymric 36W Cogen | 52104_G_GEN2 | 52104 | G | GEN2 |  | Combustion Turbine |  | WEC_CALN | California | 6 | Kern | 29 | 06029 | 2.7 | 8700 | 1982 | 9999 |  |  | Y | Natural Gas | [12 empty] | 0.74 | 0.47388 | 0.47388 | 0.47388 | 0.47388 | [11 empty] | Chevron USA Inc | 100 | Chevron Corp | 100
Cymric 36W Cogen | 52104_G_GEN3 | 52104 | G | GEN3 |  | Combustion Turbine |  | WEC_CALN | California | 6 | Kern | 29 | 06029 | 2.7 | 8700 | 1982 | 9999 |  |  | Y | Natural Gas | [12 empty] | 0.74 | 0.47388 | 0.47388 | 0.47388 | 0.47388 | [11 empty] | Chevron USA Inc | 100 | Chevron Corp | 100
Cymric 36W Cogen | 52104_G_GEN4 | 52104 | G | GEN4 |  | Combustion Turbine |  | WEC_CALN | California | 6 | Kern | 29 | 06029 | 2.7 | 8700 | 1982 | 9999 |  |  | Y | Natural Gas | [12 empty] | 0.74 | 0.47388 | 0.47388 | 0.47388 | 0.47388 | [11 empty] | Chevron USA Inc | 100 | Chevron Corp | 100
Kern River Eastridge Cogen | 52107_G_101A | 52107 | G | 101A |  | Combustion Turbine |  | WEC_CALN | California | 6 | Kern | 29 | 06029 | 20.8 | 8700 | 1988 | 9999 |  |  | Y | Natural Gas | [12 empty] | 0.74 | 0.47388 | 0.47388 | 0.47388 | 0.47388 | [11 empty] | Chevron USA Inc | 100 | Chevron Corp | 100
Kern River Eastridge Cogen | 52107_G_101B | 52107 | G | 101B |  | Combustion Turbine |  | WEC_CALN | California | 6 | Kern | 29 | 06029 | 20.8 | 8700 | 1988 | 9999 |  |  | Y | Natural Gas | [12 empty] | 0.74 | 0.47388 | 0.47388 | 0.47388 | 0.47388 | [11 empty] | Chevron USA Inc | 100 | Chevron Corp | 100
Wasson CO2 Removal Plant | 52122_G_GEN1 | 52122 | G | GEN1 |  | Combustion Turbine |  | SPP_SPS | Texas | 48 | Yoakum | 501 | 48501 | 18.6 | 9477 | 1988 | 9999 |  |  | Y | Natural Gas | [13 empty] | 0.47388 | 0.47388 | 0.47388 | 0.47388 | [11 empty] | Occidental Permian Ltd | 100 | Occidental Petroleum Corp | 100
Power Station 4 | 52132_G_GEN1 | 52132 | G | GEN1 |  | Combined Cycle |  | ERC_REST | Texas | 48 | Galveston | 167 | 48167 | 69 | 5831 | 1986 | 9999 |  |  | Y | Natural Gas | [13 empty] | 0.0077 | 0.0077 | 0.0077 | 0.0077 | [11 empty] | South Houston Green Power LLC | 100 | Marathon Oil Corp | 100
Power Station 4 | 52132_G_GEN2 | 52132 | G | GEN2 |  | Combined Cycle |  | ERC_REST | Texas | 48 | Galveston | 167 | 48167 | 69 | 5831 | 1986 | 9999 |  |  | Y | Natural Gas | [13 empty] | 0.0077 | 0.0077 | 0.0077 | 0.0077 | [11 empty] | South Houston Green Power LLC | 100 | Marathon Oil Corp | 100
Mojave 4 | 52142_G_GEN1 | 52142 | G | GEN1 |  | Onshore Wind |  | WECC_SCE | California | 6 | Kern | 29 | 06029 | 24.3 | 0 | 1990 | 9999 |  |  | N | Wind | [13 empty] | 0 | 0 | 0 | 0 | [11 empty] | Mojave 3/4/5 LLC | 100 | Energy Capital Partners | 100
Mojave 3 | 52143_G_GEN1 | 52143 | G | GEN1 |  | Onshore Wind |  | WECC_SCE | California | 6 | Kern | 29 | 06029 | 22.7 | 0 | 1990 | 9999 |  |  | N | Wind | [13 empty] | 0 | 0 | 0 | 0 | [11 empty] | Mojave 3/5 LLC | 100 | Energy Capital Partners | 100
Mojave 5 | 52144_G_GEN1 | 52144 | G | GEN1 |  | Onshore Wind |  | WECC_SCE | California | 6 | Kern | 29 | 06029 | 20 | 0 | 1990 | 9999 |  |  | N | Wind | [13 empty] | 0 | 0 | 0 | 0 | [11 empty] | Mojave 3/5 LLC | 100 | Energy Capital Partners | 100
C P Kelco San Diego Plant | 52147_G_GEN1 | 52147 | G | GEN1 |  | Combustion Turbine |  | WEC_SDGE | California | 6 | San Diego | 73 | 06073 | 8 | 8700 | 1983 | 9999 |  |  | Y | Natural Gas | [12 empty] | 0.74 | 0.08551 | 0.08551 | 0.08551 | 0.08551 | [11 empty] | CP Kelco Uc Inc | 100 | J M Huber Corp | 100
C P Kelco San Diego Plant | 52147_G_GEN2 | 52147 | G | GEN2 |  | Combustion Turbine |  | WEC_SDGE | California | 6 | San Diego | 73 | 06073 | 9.3 | 8700 | 1983 | 9999 |  |  | Y | Natural Gas | [12 empty] | 0.74 | 0.08551 | 0.08551 | 0.08551 | 0.08551 | [11 empty] | CP Kelco Uc Inc | 100 | J M Huber Corp | 100
C P Kelco San Diego Plant | 52147_G_GEN3 | 52147 | G | GEN3 |  | Combustion Turbine |  | WEC_SDGE | California | 6 | San Diego | 73 | 06073 | 9.3 | 8700 | 1983 | 9999 |  |  | Y | Natural Gas | [13 empty] | 0.08551 | 0.08551 | 0.08551 | 0.08551 | [11 empty] | CP Kelco Uc Inc | 100 | J M Huber Corp | 100
Lacomb Irrigation District | 52155_G_GEN1 | 52155 | G | GEN1 |  | Hydro |  | WECC_PNW | Oregon | 41 | Linn | 43 | 41043 | 1 | 0 | 1986 | 9999 |  |  | N | Hydro | [13 empty] | 0 | 0 | 0 | 0 | [11 empty] | Lacomb Irrigation District | 100 | Lacomb Irrigation District | 100
Aidlin Geothermal Power Plant | 52158_G_GEN1 | 52158 | G | GEN1 |  | Geothermal |  | WEC_CALN | California | 6 | Sonoma | 97 | 06097 | 9 | 9771 | 1989 | 9999 |  |  | N | Geothermal | [13 empty] | 0 | 0 | 0 | 0 | 0.3713 | 0.3713 | 0.3713 | [8 empty] | Geysers Power Co LLC | 100 | Energy Capital Partners | 100
Aidlin Geothermal Power Plant | 52158_G_GEN2 | 52158 | G | GEN2 |  | Geothermal |  | WEC_CALN | California | 6 | Sonoma | 97 | 06097 | 9 | 9771 | 1989 | 9999 |  |  | N | Geothermal | [13 empty] | 0 | 0 | 0 | 0 | 0.3713 | 0.3713 | 0.3713 | [8 empty] | Geysers Power Co LLC | 100 | Energy Capital Partners | 100
85 A | 52162_G_WGNS | 52162 | G | WGNS |  | Onshore Wind |  | WECC_SCE | California | 6 | Kern | 29 | 06029 | 14.1 | 0 | 1985 | 9999 |  |  | N | Wind | [13 empty] | 0 | 0 | 0 | 0 | [11 empty] | Wind Stream Operations LLC | 100 | Albert K Davies | 100
85 B | 52163_G_WTGN | 52163 | G | WTGN |  | Onshore Wind |  | WECC_SCE | California | 6 | Kern | 29 | 06029 | 21.2 | 0 | 1985 | 9999 |  |  | N | Wind | [13 empty] | 0 | 0 | 0 | 0 | [11 empty] | Wind Stream Operations LLC | 100 | Albert K Davies | 100
Collins Facility | 52166_G_1 | 52166 | G | 1 |  | Hydro |  | NENGREST | Massachusetts | 25 | Hampden | 13 | 25013 | 0.8 | 0 | 1985 | 9999 |  |  | N | Hydro | [13 empty] | 0 | 0 | 0 | 0 | [11 empty] | Dichotomy Collins Hydro LLC | 100 | Dichotomy Capital LLC | 100
Collins Facility | 52166_G_2 | 52166 | G | 2 |  | Hydro |  | NENGREST | Massachusetts | 25 | Hampden | 13 | 25013 | 0.8 | 0 | 1985 | 9999 |  |  | N | Hydro | [13 empty] | 0 | 0 | 0 | 0 | [11 empty] | Dichotomy Collins Hydro LLC | 100 | Dichotomy Capital LLC | 100
Riverbay | 52168_G_GEN3 | 52168 | G | GEN3 | 90513 | Combustion Turbine |  | NY_Z_J | New York | 36 | Bronx | 5 | 36005 | 12.3 | 8700 | 2011 | 9999 |  |  | Y | Natural Gas, Distillate Fuel Oil |  |  |  | DLNB | SCR | [8 empty] | 0.00998 | 0.00998 | 0.00998 | 0.00998 | [11 empty] | Riverbay Corp | 100 | Riverbay Corp | 100
Riverbay | 52168_G_GEN4 | 52168 | G | GEN4 | 90514 | Combustion Turbine |  | NY_Z_J | New York | 36 | Bronx | 5 | 36005 | 12.3 | 8700 | 2011 | 9999 |  |  | Y | Natural Gas, Distillate Fuel Oil |  |  |  | DLNB | SCR | [8 empty] | 0.04075 | 0.04075 | 0.04075 | 0.04075 | [11 empty] | Riverbay Corp | 100 | Riverbay Corp | 100
Riverbay | 52168_G_U0007 | 52168 | G | U0007 |  | Combustion Turbine | IC Engine | NY_Z_J | New York | 36 | Bronx | 5 | 36005 | 1.5 | 13469 | 2011 | 9999 |  |  | N | Distillate Fuel Oil | [13 empty] | 0.03191 | 0.03191 | 0.03191 | 0.03191 | [11 empty] | Riverbay Corp | 100 | Riverbay Corp | 100
Midway Sunset Cogen | 52169_G_A | 52169 | G | A |  | Combustion Turbine |  | WEC_CALN | California | 6 | Kern | 29 | 06029 | 73 | 8700 | 1989 | 9999 |  |  | Y | Natural Gas | [12 empty] | 0.74 | 0.42278 | 0.42278 | 0.42278 | 0.42278 | [11 empty] | Aera Energy LLC | 50 | NRG Energy Inc | 50
Midway Sunset Cogen | 52169_G_B | 52169 | G | B |  | Combustion Turbine |  | WEC_CALN | California | 6 | Kern | 29 | 06029 | 73 | 8700 | 1989 | 9999 |  |  | Y | Natural Gas | [12 empty] | 0.74 | 0.42278 | 0.42278 | 0.42278 | 0.42278 | [11 empty] | Aera Energy LLC | 50 | NRG Energy Inc | 50
Midway Sunset Cogen | 52169_G_C | 52169 | G | C |  | Combustion Turbine |  | WEC_CALN | California | 6 | Kern | 29 | 06029 | 73 | 8700 | 1989 | 9999 |  |  | Y | Natural Gas | [12 empty] | 0.74 | 0.42278 | 0.42278 | 0.42278 | 0.42278 | [11 empty] | Aera Energy LLC | 50 | NRG Energy Inc | 50
Upper Barker | 52171_G_GEN1 | 52171 | G | GEN1 |  | Hydro |  | NENG_ME | Maine | 23 | Androscoggin | 1 | 23001 | 1 | 0 | 1987 | 9999 |  |  | N | Hydro | [13 empty] | 0 | 0 | 0 | 0 | [11 empty] | Ridgewood Maine Hydro Partnership LP | 100 | Covanta Holding Corp | 100
Conemaugh Hydro Plant | 52173_G_GEN1 | 52173 | G | GEN1 |  | Hydro |  | PJM_PENE | Pennsylvania | 42 | Westmoreland | 129 | 42129 | 2 | 0 | 1989 | 9999 |  |  | N | Hydro | [13 empty] | 0 | 0 | 0 | 0 | [11 empty] | Conemaugh Hydro Station | 49.5 | Conemaugh Hydro Station | 49.5
Conemaugh Hydro Plant | 52173_G_GEN2 | 52173 | G | GEN2 |  | Hydro |  | PJM_PENE | Pennsylvania | 42 | Westmoreland | 129 | 42129 | 2 | 0 | 1989 | 9999 |  |  | N | Hydro | [13 empty] | 0 | 0 | 0 | 0 | [11 empty] | Conemaugh Hydro Station | 49.5 | Conemaugh Hydro Station | 49.5
Soda Lake Geothermal No I II | 52174_G_OEC4 | 52174 | G | OEC4 |  | Geothermal |  | WECC_NNV | Nevada | 32 | Churchill | 1 | 32001 | 1.3 | 9771 | 1990 | 9999 |  |  | N | Geothermal | [13 empty] | 0 | 0 | 0 | 0 | 0.4563 | 0.4563 | 0.4563 | [8 empty] | Soda Lake LP | 100 | Innergex Renewable Energy Inc | 100
Soda Lake Geothermal No I II | 52174_G_OEC5 | 52174 | G | OEC5 |  | Geothermal |  | WECC_NNV | Nevada | 32 | Churchill | 1 | 32001 | 1.3 | 9771 | 1990 | 9999 |  |  | N | Geothermal | [13 empty] | 0 | 0 | 0 | 0 | 0.4563 | 0.4563 | 0.4563 | [8 empty] | Soda Lake LP | 100 | Innergex Renewable Energy Inc | 100
Soda Lake Geothermal No I II | 52174_G_OEC6 | 52174 | G | OEC6 |  | Geothermal |  | WECC_NNV | Nevada | 32 | Churchill | 1 | 32001 | 1.3 | 9771 | 1990 | 9999 |  |  | N | Geothermal | [13 empty] | 0 | 0 | 0 | 0 | 0.4563 | 0.4563 | 0.4563 | [8 empty] | Soda Lake LP | 100 | Innergex Renewable Energy Inc | 100
C R Wing Cogen Plant | 52176_G_GEN1 | 52176 | G | GEN1 | 89347 | Combined Cycle |  | ERC_WEST | Texas | 48 | Howard | 227 | 48227 | 71 | 9048 | 1987 | 9999 |  |  | Y | Natural Gas |  |  |  | STM | [9 empty] | 0.12041 | 0.12041 | 0.12041 | 0.12041 | [11 empty] | Power Resources Ltd | 100 | Berkshire Hathaway Inc | 100
C R Wing Cogen Plant | 52176_G_GEN2 | 52176 | G | GEN2 | 89348 | Combined Cycle |  | ERC_WEST | Texas | 48 | Howard | 227 | 48227 | 71 | 9048 | 1987 | 9999 |  |  | Y | Natural Gas |  |  |  | STM | [9 empty] | 0.12041 | 0.12041 | 0.12041 | 0.12041 | [11 empty] | Power Resources Ltd | 100 | Berkshire Hathaway Inc | 100
C R Wing Cogen Plant | 52176_G_GEN3 | 52176 | G | GEN3 | 89347 | Combined Cycle |  | ERC_WEST | Texas | 48 | Howard | 227 | 48227 | 70 | 9048 | 1988 | 9999 |  |  | Y | Natural Gas |  |  |  | STM | [9 empty] | 0.12041 | 0.12041 | 0.12041 | 0.12041 | [11 empty] | Power Resources Ltd | 100 | Berkshire Hathaway Inc | 100
Yuba City Cogen Partners | 52186_G_GEN1 | 52186 | G | GEN1 |  | Combustion Turbine |  | WEC_CALN | California | 6 | Sutter | 101 | 06101 | 48.7 | 8700 | 1990 | 9999 |  |  | Y | Natural Gas | [12 empty] | 0.74 | 0.02527 | 0.02527 | 0.02527 | 0.02527 | [11 empty] | Yuba City Cogeneration Partners LP | 100 | PG&E Corp | 100
Falls Creek | 52187_G_GE-1 | 52187 | G | GE-1 |  | Hydro |  | WECC_PNW | Oregon | 41 | Linn | 43 | 41043 | 3.9 | 0 | 1984 | 9999 |  |  | N | Hydro | [13 empty] | 0 | 0 | 0 | 0 | [11 empty] | Falls Creek Hydropower LP | 100 | Gary Marcus | 100
Delaware City Plant | 52193_G_CT1 | 52193 | G | CT1 |  | Combustion Turbine |  | PJM_EMAC | Delaware | 10 | New Castle | 3 | 10003 | 65 | 8700 | 2000 | 9999 |  |  | Y | Natural Gas |  |  |  | STM | SNCR | [7 empty] | 0.05 | 0.00587 | 0.00587 | 0.00587 | 0.00587 | [11 empty] | Delaware City Refining Co LLC | 100 | Blackstone Group (The) | 100
Delaware City Plant | 52193_G_CT2 | 52193 | G | CT2 |  | Combustion Turbine |  | PJM_EMAC | Delaware | 10 | New Castle | 3 | 10003 | 65 | 8700 | 2000 | 9999 |  |  | Y | Natural Gas |  |  |  | STM | [8 empty] | 0.05 | 0.00487 | 0.00487 | 0.00487 | 0.00487 | [11 empty] | Delaware City Refining Co LLC | 100 | Blackstone Group (The) | 100
Gantt | 53_G_3 | 53 | G | 3 |  | Hydro |  | S_SOU | Alabama | 1 | Covington | 39 | 01039 | 1 | 0 | 1926 | 9999 |  |  | N | Hydro | [13 empty] | 0 | 0 | 0 | 0 | [11 empty] | PowerSouth Energy Coop | 100 | PowerSouth Energy Coop | 100
Gantt | 53_G_4 | 53 | G | 4 |  | Hydro |  | S_SOU | Alabama | 1 | Covington | 39 | 01039 | 1.8 | 0 | 1985 | 9999 |  |  | N | Hydro | [13 empty] | 0 | 0 | 0 | 0 | [11 empty] | PowerSouth Energy Coop | 100 | PowerSouth Energy Coop | 100
Camp Far West | 531_G_1 | 531 | G | 1 |  | Hydro |  | WEC_CALN | California | 6 | Placer | 61 | 06061 | 7.2 | 0 | 1985 | 9999 |  |  | N | Hydro | [13 empty] | 0 | 0 | 0 | 0 | [11 empty] | South Sutter Water District | 100 | South Sutter Water District | 100
McWilliams | 533_G_1 | 533 | G | 1 | 320 | Combined Cycle |  | S_SOU | Alabama | 1 | Covington | 39 | 01039 | 9 | 7534 | 1954 | 9999 |  |  | N | Natural Gas, Distillate Fuel Oil |  |  |  | DLNB + H2O | [9 empty] | 0.0484 | 0.0484 | 0.0484 | 0.0484 | [11 empty] | PowerSouth Energy Coop | 100 | PowerSouth Energy Coop | 100
McWilliams | 533_G_2 | 533 | G | 2 | 320 | Combined Cycle |  | S_SOU | Alabama | 1 | Covington | 39 | 01039 | 9 | 7534 | 1954 | 9999 |  |  | N | Natural Gas, Distillate Fuel Oil |  |  |  | DLNB + H2O | [9 empty] | 0.0484 | 0.0484 | 0.0484 | 0.0484 | [11 empty] | PowerSouth Energy Coop | 100 | PowerSouth Energy Coop | 100
McWilliams | 533_G_3 | 533 | G | 3 | 320 | Combined Cycle |  | S_SOU | Alabama | 1 | Covington | 39 | 01039 | 22 | 7534 | 1959 | 9999 |  |  | N | Natural Gas, Distillate Fuel Oil |  |  |  | DLNB + H2O | [9 empty] | 0.0484 | 0.0484 | 0.0484 | 0.0484 | [11 empty] | PowerSouth Energy Coop | 100 | PowerSouth Energy Coop | 100
McWilliams | 533_G_4 | 533 | G | 4 | 320 | Combined Cycle |  | S_SOU | Alabama | 1 | Covington | 39 | 01039 | 108 | 7534 | 1996 | 9999 |  |  | N | Natural Gas, Distillate Fuel Oil |  |  |  | DLNB + H2O | [9 empty] | 0.0484 | 0.0484 | 0.0484 | 0.0484 | [11 empty] | PowerSouth Energy Coop | 100 | PowerSouth Energy Coop | 100
McWilliams | 533_G_VAN1 | 533 | G | VAN1 | 324 | Combined Cycle |  | S_SOU | Alabama | 1 | Covington | 39 | 01039 | 171 | 7534 | 2002 | 9999 |  |  | N | Natural Gas |  |  |  | DLNB | SCR | [8 empty] | 0.011282 | 0.011282 | 0.011282 | 0.011282 | [11 empty] | PowerSouth Energy Coop | 100 | PowerSouth Energy Coop | 100
McWilliams | 533_G_VAN2 | 533 | G | VAN2 | 325 | Combined Cycle |  | S_SOU | Alabama | 1 | Covington | 39 | 01039 | 168 | 7534 | 2002 | 9999 |  |  | N | Natural Gas |  |  |  | DLNB | SCR | [8 empty] | 0.011282 | 0.011282 | 0.011282 | 0.011282 | [11 empty] | PowerSouth Energy Coop | 100 | PowerSouth Energy Coop | 100
McWilliams | 533_G_VAN3 | 533 | G | VAN3 | 324 | Combined Cycle |  | S_SOU | Alabama | 1 | Covington | 39 | 01039 | 176 | 7534 | 2002 | 9999 | other |  | N | Natural Gas |  |  |  | DLNB | SCR | [8 empty] | 0.011282 | 0.011282 | 0.011282 | 0.011282 | [11 empty] | PowerSouth Energy Coop | 100 | PowerSouth Energy Coop | 100
Jones Fork | 534_G_1 | 534 | G | 1 |  | Hydro |  | WEC_BANC | California | 6 | El Dorado | 17 | 06017 | 10 | 0 | 1985 | 9999 |  |  | N | Hydro | [13 empty] | 0 | 0 | 0 | 0 | [11 empty] | Sacramento Municipal Utility District | 100 | Sacramento Municipal Utility District | 100
McClellan (CA) | 535_G_1 | 535 | G | 1 |  | Combustion Turbine |  | WEC_BANC | California | 6 | Sacramento | 67 | 06067 | 77 | 12783 | 1986 | 9999 |  |  | N | Natural Gas | [12 empty] | 0.74 | 0.06694 | 0.06694 | 0.06694 | 0.06694 | [11 empty] | Sacramento Municipal Utility District | 100 | Sacramento Municipal Utility District | 100
Camanche | 537_G_1 | 537 | G | 1 |  | Hydro |  | WEC_CALN | California | 6 | San Joaquin | 77 | 06077 | 3.5 | 0 | 1983 | 9999 |  |  | N | Hydro | [13 empty] | 0 | 0 | 0 | 0 | [11 empty] | East Bay Municipal Utility District | 100 | East Bay Municipal Utility District | 100
Camanche | 537_G_2 | 537 | G | 2 |  | Hydro |  | WEC_CALN | California | 6 | San Joaquin | 77 | 06077 | 3.5 | 0 | 1983 | 9999 |  |  | N | Hydro | [13 empty] | 0 | 0 | 0 | 0 | [11 empty] | East Bay Municipal Utility District | 100 | East Bay Municipal Utility District | 100
Camanche | 537_G_3 | 537 | G | 3 |  | Hydro |  | WEC_CALN | California | 6 | San Joaquin | 77 | 06077 | 3.5 | 0 | 1983 | 9999 |  |  | N | Hydro | [13 empty] | 0 | 0 | 0 | 0 | [11 empty] | East Bay Municipal Utility District | 100 | East Bay Municipal Utility District | 100
Rocky River (CT) | 539_G_1 | 539 | G | 1 |  | Pumped Storage |  | NENG_CT | Connecticut | 9 | Litchfield | 5 | 09005 | 2 | 0 | 1929 | 9999 |  |  | N | Pumped Storage | [13 empty] | 0 | 0 | 0 | 0 | [11 empty] | FirstLight CT Housatonic LLC | 100 | Public Sector Pension Investment Board | 100
Rocky River (CT) | 539_G_2 | 539 | G | 2 |  | Pumped Storage |  | NENG_CT | Connecticut | 9 | Litchfield | 5 | 09005 | 2 | 0 | 1928 | 9999 |  |  | N | Pumped Storage | [13 empty] | 0 | 0 | 0 | 0 | [11 empty] | FirstLight CT Housatonic LLC | 100 | Public Sector Pension Investment Board | 100
Rocky River (CT) | 539_G_3 | 539 | G | 3 |  | Pumped Storage |  | NENG_CT | Connecticut | 9 | Litchfield | 5 | 09005 | 25.4 | 0 | 1928 | 9999 |  |  | N | Pumped Storage | [13 empty] | 0 | 0 | 0 | 0 | [11 empty] | FirstLight CT Housatonic LLC | 100 | Public Sector Pension Investment Board | 100
J K Smith | 54_G_GT1 | 54 | G | GT1 | 50 | Combustion Turbine |  | PJM_West | Kentucky | 21 | Clark | 49 | 21049 | 104 | 12578 | 1999 | 9999 |  |  | N | Natural Gas, Distillate Fuel Oil |  |  |  | H2O | [9 empty] | 0.05603 | 0.05603 | 0.05603 | 0.05603 | [11 empty] | East Kentucky Power Coop | 100 | East Kentucky Power Coop | 100
J K Smith | 54_G_GT10 | 54 | G | GT10 | 90542 | Combustion Turbine |  | PJM_West | Kentucky | 21 | Clark | 49 | 21049 | 88 | 12578 | 2010 | 9999 |  |  | N | Natural Gas |  |  |  | H2O | SCR | [8 empty] | 0.01224 | 0.0118 | 0.01224 | 0.0118 | [11 empty] | East Kentucky Power Coop | 100 | East Kentucky Power Coop | 100
J K Smith | 54_G_GT2 | 54 | G | GT2 | 51 | Combustion Turbine |  | PJM_West | Kentucky | 21 | Clark | 49 | 21049 | 104 | 12578 | 1999 | 9999 |  |  | N | Natural Gas, Distillate Fuel Oil |  |  |  | H2O | [9 empty] | 0.08005 | 0.08005 | 0.08005 | 0.08005 | [11 empty] | East Kentucky Power Coop | 100 | East Kentucky Power Coop | 100
J K Smith | 54_G_GT3 | 54 | G | GT3 | 52 | Combustion Turbine |  | PJM_West | Kentucky | 21 | Clark | 49 | 21049 | 104 | 12578 | 1999 | 9999 |  |  | N | Natural Gas, Distillate Fuel Oil |  |  |  | H2O | [9 empty] | 0.0755 | 0.0755 | 0.0755 | 0.0755 | [11 empty] | East Kentucky Power Coop | 100 | East Kentucky Power Coop | 100
J K Smith | 54_G_GT4 | 54 | G | GT4 | 9271 | Combustion Turbine |  | PJM_West | Kentucky | 21 | Clark | 49 | 21049 | 74 | 12578 | 2001 | 9999 |  |  | N | Natural Gas, Distillate Fuel Oil |  |  |  | DLNB + H2O | [9 empty] | 0.03337 | 0.03337 | 0.03337 | 0.03337 | [11 empty] | East Kentucky Power Coop | 100 | East Kentucky Power Coop | 100
J K Smith | 54_G_GT5 | 54 | G | GT5 | 9272 | Combustion Turbine |  | PJM_West | Kentucky | 21 | Clark | 49 | 21049 | 74 | 12578 | 2001 | 9999 |  |  | N | Natural Gas, Distillate Fuel Oil |  |  |  | DLNB + H2O | [9 empty] | 0.03396 | 0.03396 | 0.03396 | 0.03396 | [11 empty] | East Kentucky Power Coop | 100 | East Kentucky Power Coop | 100
J K Smith | 54_G_GT6 | 54 | G | GT6 | 89572 | Combustion Turbine |  | PJM_West | Kentucky | 21 | Clark | 49 | 21049 | 74 | 12578 | 2005 | 9999 |  |  | N | Natural Gas, Distillate Fuel Oil |  |  |  | DLNB + H2O | [9 empty] | 0.03624 | 0.03624 | 0.03624 | 0.03624 | [11 empty] | East Kentucky Power Coop | 100 | East Kentucky Power Coop | 100
J K Smith | 54_G_GT7 | 54 | G | GT7 | 89573 | Combustion Turbine |  | PJM_West | Kentucky | 21 | Clark | 49 | 21049 | 74 | 12578 | 2005 | 9999 |  |  | N | Natural Gas, Distillate Fuel Oil |  |  |  | DLNB + H2O | [9 empty] | 0.03237 | 0.03237 | 0.03237 | 0.03237 | [11 empty] | East Kentucky Power Coop | 100 | East Kentucky Power Coop | 100
J K Smith | 54_G_GT9 | 54 | G | GT9 | 90541 | Combustion Turbine |  | PJM_West | Kentucky | 21 | Clark | 49 | 21049 | 88 | 12578 | 2010 | 9999 |  |  | N | Natural Gas |  |  |  | H2O | SCR | [8 empty] | 0.01307 | 0.01248 | 0.01307 | 0.01248 | [11 empty] | East Kentucky Power Coop | 100 | East Kentucky Power Coop | 100
Branford | 540_G_UN10 | 540 | G | UN10 | 326 | Combustion Turbine |  | NENG_CT | Connecticut | 9 | New Haven | 9 | 09009 | 17.4 | 13749 | 1967 | 9999 |  |  | N | Distillate Fuel Oil |  |  |  | H2O | [8 empty] | 0.33 | 0.15 | 0.15 | 0.15 | 0.15 | [11 empty] | Connecticut Jet Power LLC | 100 | ArcLight Capital Partners LLC | 100
WestRock Southeast, LLC. | 54004_G_GEN2 | 54004 | G | GEN2 |  | Combustion Turbine |  | S_SOU | Georgia | 13 | Laurens | 175 | 13175 | 40 | 8700 | 1989 | 9999 |  |  | Y | Natural Gas, Distillate Fuel Oil | [13 empty] | 0.12899 | 0.12899 | 0.12899 | 0.12899 | [11 empty] | SP Newsprint Co | 100 | Cox Enterprises Inc | 100
Broadwater Power Project | 54006_G_GEN1 | 54006 | G | GEN1 |  | Hydro |  | WECC_MT | Montana | 30 | Broadwater | 7 | 30007 | 9.7 | 0 | 1989 | 9999 |  |  | N | Hydro | [13 empty] | 0 | 0 | 0 | 0 | [11 empty] | Montana Dept of Natural Resources & Conservation | 100 | Montana Dept of Natural Resources & Conservation | 100
MM West Covina | 54015_G_GEN2 | 54015 | G | GEN2 |  | Landfill Gas |  | WECC_SCE | California | 6 | Los Angeles | 37 | 06037 | 5.4 | 17039 | 1993 | 9999 |  |  | N | Landfill Gas | [13 empty] | 0.02432 | 0.02432 | 0.02432 | 0.02432 | [11 empty] | MM West Covina LLC | 100 | FORTISTAR | 100
San Gabriel Hydro Project | 54017_G_U1 | 54017 | G | U1 |  | Hydro |  | WECC_SCE | California | 6 | Los Angeles | 37 | 06037 | 3.7 | 0 | 1987 | 9999 |  |  | N | Hydro | [13 empty] | 0 | 0 | 0 | 0 | [11 empty] | Los Angeles County San Gabriel | 100 | Los Angeles County San Gabriel | 100
San Gabriel Hydro Project | 54017_G_U2 | 54017 | G | U2 |  | Hydro |  | WECC_SCE | California | 6 | Los Angeles | 37 | 06037 | 1.1 | 0 | 1987 | 9999 |  |  | N | Hydro | [13 empty] | 0 | 0 | 0 | 0 | [11 empty] | Los Angeles County San Gabriel | 100 | Los Angeles County San Gabriel | 100
Rensselaer Cogen | 54034_G_GEN1 | 54034 | G | GEN1 | 3742 | Combined Cycle |  | NY_Z_F | New York | 36 | Rensselaer | 83 | 36083 | 47 | 8977 | 1994 | 9999 |  |  | N | Natural Gas, Distillate Fuel Oil |  |  |  | STM | SCR | [8 empty] | 0.034333 | 0.034333 | 0.034333 | 0.034333 | [11 empty] | Rensselaer Generating LLC | 100 | Energy Trading Innovations LLC | 100
Rensselaer Cogen | 54034_G_GEN2 | 54034 | G | GEN2 | 3742 | Combined Cycle |  | NY_Z_F | New York | 36 | Rensselaer | 83 | 36083 | 33.4 | 8977 | 1994 | 9999 |  |  | N | Natural Gas, Distillate Fuel Oil |  |  |  | STM | SCR | [8 empty] | 0.034333 | 0.034333 | 0.034333 | 0.034333 | [11 empty] | Rensselaer Generating LLC | 100 | Energy Trading Innovations LLC | 100
Geo East Mesa II | 54038_G_GEN1 | 54038 | G | GEN1 |  | Geothermal |  | WECC_IID | California | 6 | Imperial | 25 | 06025 | 14.4 | 9771 | 1989 | 9999 |  |  | N | Geothermal | [13 empty] | 0 | 0 | 0 | 0 | 0.4625 | 0.4625 | 0.4625 | [8 empty] | Ormesa LLC | 100 | Ormat Technologies Inc | 100
Lockport Energy Associates LP | 54041_G_GEN1 | 54041 | G | GEN1 | 3743 | Combined Cycle |  | NY_Z_A | New York | 36 | Niagara | 63 | 36063 | 43.6 | 8570 | 1992 | 9999 |  |  | Y | Natural Gas, Distillate Fuel Oil |  |  |  | STM | [9 empty] | 0.12175 | 0.12175 | 0.12175 | 0.12175 | [11 empty] | Lockport Energy Associates LP | 100 | FORTISTAR | 100
Lockport Energy Associates LP | 54041_G_GEN2 | 54041 | G | GEN2 | 3744 | Combined Cycle |  | NY_Z_A | New York | 36 | Niagara | 63 | 36063 | 43.6 | 8570 | 1992 | 9999 |  |  | Y | Natural Gas, Distillate Fuel Oil |  |  |  | STM | [9 empty] | 0.12175 | 0.12175 | 0.12175 | 0.12175 | [11 empty] | Lockport Energy Associates LP | 100 | FORTISTAR | 100
Lockport Energy Associates LP | 54041_G_GEN3 | 54041 | G | GEN3 | 3745 | Combined Cycle |  | NY_Z_A | New York | 36 | Niagara | 63 | 36063 | 43.6 | 8570 | 1992 | 9999 |  |  | Y | Natural Gas, Distillate Fuel Oil |  |  |  | STM | [9 empty] | 0.12175 | 0.12175 | 0.12175 | 0.12175 | [11 empty] | Lockport Energy Associates LP | 100 | FORTISTAR | 100
Lockport Energy Associates LP | 54041_G_GEN4 | 54041 | G | GEN4 | 3743 | Combined Cycle |  | NY_Z_A | New York | 36 | Niagara | 63 | 36063 | 78 | 8570 | 1992 | 9999 |  |  | Y | Natural Gas, Distillate Fuel Oil |  |  |  | STM | [9 empty] | 0.12175 | 0.12175 | 0.12175 | 0.12175 | [11 empty] | Lockport Energy Associates LP | 100 | FORTISTAR | 100
Riverview Energy Systems | 54057_G_GEN1 | 54057 | G | GEN1 |  | Landfill Gas |  | MIS_LMI | Michigan | 26 | Wayne | 163 | 26163 | 2.8 | 19625 | 1988 | 9999 |  |  | N | Landfill Gas | [13 empty] | 0.15037 | 0.15037 | 0.15037 | 0.15037 | [11 empty] | Riverview Energy Systems | 100 | DTE Energy Co | 100
Riverview Energy Systems | 54057_G_GEN2 | 54057 | G | GEN2 |  | Landfill Gas |  | MIS_LMI | Michigan | 26 | Wayne | 163 | 26163 | 2.8 | 19625 | 1988 | 9999 |  |  | N | Landfill Gas | [13 empty] | 0.15037 | 0.15037 | 0.15037 | 0.15037 | [11 empty] | Riverview Energy Systems | 100 | DTE Energy Co | 100
Indeck Olean Energy Center | 54076_G_GEN1 | 54076 | G | GEN1 | 3747 | Combined Cycle |  | NY_Z_A | New York | 36 | Cattaraugus | 9 | 36009 | 34.1 | 8935 | 1994 | 9999 |  |  | Y | Natural Gas, Distillate Fuel Oil |  |  |  | STM | SCR | [8 empty] | 0.037031 | 0.037031 | 0.037031 | 0.037031 | [11 empty] | Indeck Olean LP | 100 | Indeck Energy Services Inc | 100
Indeck Olean Energy Center | 54076_G_GEN2 | 54076 | G | GEN2 | 3747 | Combined Cycle |  | NY_Z_A | New York | 36 | Cattaraugus | 9 | 36009 | 44.6 | 8935 | 1994 | 9999 |  |  | Y | Natural Gas, Distillate Fuel Oil |  |  |  | STM | SCR | [8 empty] | 0.037031 | 0.037031 | 0.037031 | 0.037031 | [11 empty] | Indeck Olean LP | 100 | Indeck Energy Services Inc | 100
Bulls Bridge | 541_G_1 | 541 | G | 1 |  | Hydro |  | NENG_CT | Connecticut | 9 | Litchfield | 5 | 09005 | 1.4 | 0 | 1903 | 9999 |  |  | N | Hydro | [13 empty] | 0 | 0 | 0 | 0 | [11 empty] | FirstLight CT Housatonic LLC | 100 | Public Sector Pension Investment Board | 100
Bulls Bridge | 541_G_2 | 541 | G | 2 |  | Hydro |  | NENG_CT | Connecticut | 9 | Litchfield | 5 | 09005 | 1.4 | 0 | 1903 | 9999 |  |  | N | Hydro | [13 empty] | 0 | 0 | 0 | 0 | [11 empty] | FirstLight CT Housatonic LLC | 100 | Public Sector Pension Investment Board | 100
Bulls Bridge | 541_G_3 | 541 | G | 3 |  | Hydro |  | NENG_CT | Connecticut | 9 | Litchfield | 5 | 09005 | 1.4 | 0 | 1903 | 9999 |  |  | N | Hydro | [13 empty] | 0 | 0 | 0 | 0 | [11 empty] | FirstLight CT Housatonic LLC | 100 | Public Sector Pension Investment Board | 100
Bulls Bridge | 541_G_4 | 541 | G | 4 |  | Hydro |  | NENG_CT | Connecticut | 9 | Litchfield | 5 | 09005 | 1.4 | 0 | 1903 | 9999 |  |  | N | Hydro | [13 empty] | 0 | 0 | 0 | 0 | [11 empty] | FirstLight CT Housatonic LLC | 100 | Public Sector Pension Investment Board | 100
Bulls Bridge | 541_G_5 | 541 | G | 5 |  | Hydro |  | NENG_CT | Connecticut | 9 | Litchfield | 5 | 09005 | 1.4 | 0 | 1903 | 9999 |  |  | N | Hydro | [13 empty] | 0 | 0 | 0 | 0 | [11 empty] | FirstLight CT Housatonic LLC | 100 | Public Sector Pension Investment Board | 100
Bulls Bridge | 541_G_6 | 541 | G | 6 |  | Hydro |  | NENG_CT | Connecticut | 9 | Litchfield | 5 | 09005 | 1.4 | 0 | 1903 | 9999 |  |  | N | Hydro | [13 empty] | 0 | 0 | 0 | 0 | [11 empty] | FirstLight CT Housatonic LLC | 100 | Public Sector Pension Investment Board | 100
Port Edwards Mill | 54103_G_HG1 | 54103 | G | HG1 |  | Hydro |  | MIS_WUMS | Wisconsin | 55 | Wood | 141 | 55141 | 0.4 | 0 | 1913 | 9999 |  |  | N | Hydro | [13 empty] | 0 | 0 | 0 | 0 | [11 empty] | Domtar Industries Inc | 100 | Domtar Inc | 100
Port Edwards Mill | 54103_G_HG2 | 54103 | G | HG2 |  | Hydro |  | MIS_WUMS | Wisconsin | 55 | Wood | 141 | 55141 | 0.4 | 0 | 1913 | 9999 |  |  | N | Hydro | [13 empty] | 0 | 0 | 0 | 0 | [11 empty] | Domtar Industries Inc | 100 | Domtar Inc | 100
Port Edwards Mill | 54103_G_HG3 | 54103 | G | HG3 |  | Hydro |  | MIS_WUMS | Wisconsin | 55 | Wood | 141 | 55141 | 0.4 | 0 | 1913 | 9999 |  |  | N | Hydro | [13 empty] | 0 | 0 | 0 | 0 | [11 empty] | Domtar Industries Inc | 100 | Domtar Inc | 100
Port Edwards Mill | 54103_G_HG4 | 54103 | G | HG4 |  | Hydro |  | MIS_WUMS | Wisconsin | 55 | Wood | 141 | 55141 | 0.4 | 0 | 1913 | 9999 |  |  | N | Hydro | [13 empty] | 0 | 0 | 0 | 0 | [11 empty] | Domtar Industries Inc | 100 | Domtar Inc | 100
Port Edwards Mill | 54103_G_HG5 | 54103 | G | HG5 |  | Hydro |  | MIS_WUMS | Wisconsin | 55 | Wood | 141 | 55141 | 0.8 | 0 | 1926 | 9999 |  |  | N | Hydro | [13 empty] | 0 | 0 | 0 | 0 | [11 empty] | Domtar Industries Inc | 100 | Domtar Inc | 100
Port Edwards Mill | 54103_G_HG6 | 54103 | G | HG6 |  | Hydro |  | MIS_WUMS | Wisconsin | 55 | Wood | 141 | 55141 | 0.8 | 0 | 1926 | 9999 |  |  | N | Hydro | [13 empty] | 0 | 0 | 0 | 0 | [11 empty] | Domtar Industries Inc | 100 | Domtar Inc | 100
Port Edwards Mill | 54103_G_JHG1 | 54103 | G | JHG1 |  | Hydro |  | MIS_WUMS | Wisconsin | 55 | Wood | 141 | 55141 | 1.2 | 0 | 1926 | 9999 |  |  | N | Hydro | [13 empty] | 0 | 0 | 0 | 0 | [11 empty] | Domtar Industries Inc | 100 | Domtar Inc | 100
Port Edwards Mill | 54103_G_JHG2 | 54103 | G | JHG2 |  | Hydro |  | MIS_WUMS | Wisconsin | 55 | Wood | 141 | 55141 | 0.6 | 0 | 1938 | 9999 |  |  | N | Hydro | [13 empty] | 0 | 0 | 0 | 0 | [11 empty] | Domtar Industries Inc | 100 | Domtar Inc | 100
Port Edwards Mill | 54103_G_JHG3 | 54103 | G | JHG3 |  | Hydro |  | MIS_WUMS | Wisconsin | 55 | Wood | 141 | 55141 | 0.6 | 0 | 1939 | 9999 |  |  | N | Hydro | [13 empty] | 0 | 0 | 0 | 0 | [11 empty] | Domtar Industries Inc | 100 | Domtar Inc | 100
Port Edwards Mill | 54103_G_JHG4 | 54103 | G | JHG4 |  | Hydro |  | MIS_WUMS | Wisconsin | 55 | Wood | 141 | 55141 | 0.4 | 0 | 1943 | 9999 |  |  | N | Hydro | [13 empty] | 0 | 0 | 0 | 0 | [11 empty] | Domtar Industries Inc | 100 | Domtar Inc | 100
Port Edwards Mill | 54103_G_JHG5 | 54103 | G | JHG5 |  | Hydro |  | MIS_WUMS | Wisconsin | 55 | Wood | 141 | 55141 | 0.6 | 0 | 1977 | 9999 |  |  | N | Hydro | [13 empty] | 0 | 0 | 0 | 0 | [11 empty] | Domtar Industries Inc | 100 | Domtar Inc | 100
Second Imperial Geothermal | 54111_G_GE10 | 54111 | G | GE10 |  | Geothermal |  | WECC_IID | California | 6 | Imperial | 25 | 06025 | 3.8 | 9771 | 1993 | 9999 |  |  | N | Geothermal | [13 empty] | 0 | 0 | 0 | 0 | 0.4625 | 0.4625 | 0.4625 | [8 empty] | Ormat Technologies Inc | 100 | Ormat Technologies Inc | 100
Second Imperial Geothermal | 54111_G_GE11 | 54111 | G | GE11 |  | Geothermal |  | WECC_IID | California | 6 | Imperial | 25 | 06025 | 3.8 | 9771 | 1993 | 9999 |  |  | N | Geothermal | [13 empty] | 0 | 0 | 0 | 0 | 0.4625 | 0.4625 | 0.4625 | [8 empty] | Ormat Technologies Inc | 100 | Ormat Technologies Inc | 100
Second Imperial Geothermal | 54111_G_GE12 | 54111 | G | GE12 |  | Geothermal |  | WECC_IID | California | 6 | Imperial | 25 | 06025 | 3.8 | 9771 | 1993 | 9999 |  |  | N | Geothermal | [13 empty] | 0 | 0 | 0 | 0 | 0.4625 | 0.4625 | 0.4625 | [8 empty] | Ormat Technologies Inc | 100 | Ormat Technologies Inc | 100
Second Imperial Geothermal | 54111_G_GE13 | 54111 | G | GE13 |  | Geothermal |  | WECC_IID | California | 6 | Imperial | 25 | 06025 | 2 | 9771 | 2006 | 9999 |  |  | N | Geothermal | [13 empty] | 0 | 0 | 0 | 0 | 0.4625 | 0.4625 | 0.4625 | [8 empty] | Ormat Technologies Inc | 100 | Ormat Technologies Inc | 100
Second Imperial Geothermal | 54111_G_GEN1 | 54111 | G | GEN1 |  | Geothermal |  | WECC_IID | California | 6 | Imperial | 25 | 06025 | 3 | 9771 | 1993 | 9999 |  |  | N | Geothermal | [13 empty] | 0 | 0 | 0 | 0 | 0.4625 | 0.4625 | 0.4625 | [8 empty] | Ormat Technologies Inc | 100 | Ormat Technologies Inc | 100
Second Imperial Geothermal | 54111_G_GEN14 | 54111 | G | GEN14 |  | Geothermal |  | WECC_IID | California | 6 | Imperial | 25 | 06025 | 12 | 9771 | 2008 | 9999 |  |  | N | Geothermal | [13 empty] | 0 | 0 | 0 | 0 | 0.4625 | 0.4625 | 0.4625 | [8 empty] | Ormat Technologies Inc | 100 | Ormat Technologies Inc | 100
Second Imperial Geothermal | 54111_G_GEN2 | 54111 | G | GEN2 |  | Geothermal |  | WECC_IID | California | 6 | Imperial | 25 | 06025 | 3 | 9771 | 1993 | 9999 |  |  | N | Geothermal | [13 empty] | 0 | 0 | 0 | 0 | 0.4625 | 0.4625 | 0.4625 | [8 empty] | Ormat Technologies Inc | 100 | Ormat Technologies Inc | 100
Second Imperial Geothermal | 54111_G_GEN3 | 54111 | G | GEN3 |  | Geothermal |  | WECC_IID | California | 6 | Imperial | 25 | 06025 | 3 | 9771 | 1993 | 9999 |  |  | N | Geothermal | [13 empty] | 0 | 0 | 0 | 0 | 0.4625 | 0.4625 | 0.4625 | [8 empty] | Ormat Technologies Inc | 100 | Ormat Technologies Inc | 100
Second Imperial Geothermal | 54111_G_GEN4 | 54111 | G | GEN4 |  | Geothermal |  | WECC_IID | California | 6 | Imperial | 25 | 06025 | 3 | 9771 | 1993 | 9999 |  |  | N | Geothermal | [13 empty] | 0 | 0 | 0 | 0 | 0.4625 | 0.4625 | 0.4625 | [8 empty] | Ormat Technologies Inc | 100 | Ormat Technologies Inc | 100
Second Imperial Geothermal | 54111_G_GEN5 | 54111 | G | GEN5 |  | Geothermal |  | WECC_IID | California | 6 | Imperial | 25 | 06025 | 3 | 9771 | 1993 | 9999 |  |  | N | Geothermal | [13 empty] | 0 | 0 | 0 | 0 | 0.4625 | 0.4625 | 0.4625 | [8 empty] | Ormat Technologies Inc | 100 | Ormat Technologies Inc | 100
Second Imperial Geothermal | 54111_G_GEN6 | 54111 | G | GEN6 |  | Geothermal |  | WECC_IID | California | 6 | Imperial | 25 | 06025 | 3 | 9771 | 1993 | 9999 |  |  | N | Geothermal | [13 empty] | 0 | 0 | 0 | 0 | 0.4625 | 0.4625 | 0.4625 | [8 empty] | Ormat Technologies Inc | 100 | Ormat Technologies Inc | 100
Second Imperial Geothermal | 54111_G_GEN7 | 54111 | G | GEN7 |  | Geothermal |  | WECC_IID | California | 6 | Imperial | 25 | 06025 | 3.8 | 9771 | 1993 | 9999 |  |  | N | Geothermal | [13 empty] | 0 | 0 | 0 | 0 | 0.4625 | 0.4625 | 0.4625 | [8 empty] | Ormat Technologies Inc | 100 | Ormat Technologies Inc | 100
Second Imperial Geothermal | 54111_G_GEN8 | 54111 | G | GEN8 |  | Geothermal |  | WECC_IID | California | 6 | Imperial | 25 | 06025 | 3.8 | 9771 | 1993 | 9999 |  |  | N | Geothermal | [13 empty] | 0 | 0 | 0 | 0 | 0.4625 | 0.4625 | 0.4625 | [8 empty] | Ormat Technologies Inc | 100 | Ormat Technologies Inc | 100
Second Imperial Geothermal | 54111_G_GEN9 | 54111 | G | GEN9 |  | Geothermal |  | WECC_IID | California | 6 | Imperial | 25 | 06025 | 3.8 | 9771 | 1993 | 9999 |  |  | N | Geothermal | [13 empty] | 0 | 0 | 0 | 0 | 0.4625 | 0.4625 | 0.4625 | [8 empty] | Ormat Technologies Inc | 100 | Ormat Technologies Inc | 100
Kennedy International Airport Cogen | 54114_G_GEN1 | 54114 | G | GEN1 | 3752 | Combined Cycle |  | NY_Z_J | New York | 36 | Queens | 81 | 36081 | 48.9 | 8773 | 1994 | 9999 |  |  | Y | Natural Gas, Distillate Fuel Oil |  |  |  | H2O | SCR | [8 empty] | 0.025841 | 0.025841 | 0.025841 | 0.025841 | [11 empty] | Calpine Corp | 100 | Energy Capital Partners | 100
Kennedy International Airport Cogen | 54114_G_GEN2 | 54114 | G | GEN2 | 3753 | Combined Cycle |  | NY_Z_J | New York | 36 | Queens | 81 | 36081 | 47.8 | 8773 | 1994 | 9999 |  |  | Y | Natural Gas, Distillate Fuel Oil |  |  |  | H2O | SCR | [8 empty] | 0.025841 | 0.025841 | 0.025841 | 0.025841 | [11 empty] | Calpine Corp | 100 | Energy Capital Partners | 100
Kennedy International Airport Cogen | 54114_G_GEN3 | 54114 | G | GEN3 | 3752 | Combined Cycle |  | NY_Z_J | New York | 36 | Queens | 81 | 36081 | 27.5 | 8773 | 1995 | 9999 |  |  | Y | Natural Gas, Distillate Fuel Oil |  |  |  | H2O | SCR | [8 empty] | 0.025841 | 0.025841 | 0.025841 | 0.025841 | [11 empty] | Calpine Corp | 100 | Energy Capital Partners | 100
Mechanic Falls | 54123_G_GEN1 | 54123 | G | GEN1 |  | Hydro |  | NENG_ME | Maine | 23 | Androscoggin | 1 | 23001 | 1 | 0 | 1986 | 9999 |  |  | N | Hydro | [13 empty] | 0 | 0 | 0 | 0 | [11 empty] | Ridgewood Maine Hydro Partnership LP | 100 | Covanta Holding Corp | 100
Mechanic Falls | 54123_G_GEN2 | 54123 | G | GEN2 |  | Hydro |  | NENG_ME | Maine | 23 | Androscoggin | 1 | 23001 | 0.4 | 0 | 1986 | 9999 |  |  | N | Hydro | [13 empty] | 0 | 0 | 0 | 0 | [11 empty] | Ridgewood Maine Hydro Partnership LP | 100 | Covanta Holding Corp | 100
Pittsfield Hydro | 54124_G_GEN1 | 54124 | G | GEN1 |  | Hydro |  | NENG_ME | Maine | 23 | Somerset | 25 | 23025 | 0.4 | 0 | 1986 | 9999 |  |  | N | Hydro | [13 empty] | 0 | 0 | 0 | 0 | [11 empty] | Ridgewood Maine Hydro Partnership LP | 100 | Covanta Holding Corp | 100
Pittsfield Hydro | 54124_G_GEN2 | 54124 | G | GEN2 |  | Hydro |  | NENG_ME | Maine | 23 | Somerset | 25 | 23025 | 0.3 | 0 | 1986 | 9999 |  |  | N | Hydro | [13 empty] | 0 | 0 | 0 | 0 | [11 empty] | Ridgewood Maine Hydro Partnership LP | 100 | Covanta Holding Corp | 100
Pittsfield Hydro | 54124_G_GEN3 | 54124 | G | GEN3 |  | Hydro |  | NENG_ME | Maine | 23 | Somerset | 25 | 23025 | 0.4 | 0 | 1986 | 9999 |  |  | N | Hydro | [13 empty] | 0 | 0 | 0 | 0 | [11 empty] | Ridgewood Maine Hydro Partnership LP | 100 | Covanta Holding Corp | 100
Fortistar North Tonawanda | 54131_G_GEN1 | 54131 | G | GEN1 | 3754 | Combined Cycle |  | NY_Z_A | New York | 36 | Niagara | 63 | 36063 | 39.1 | 7553 | 1993 | 9999 |  |  | Y | Natural Gas, Distillate Fuel Oil |  |  |  | STM | [9 empty] | 0.08716 | 0.08716 | 0.08716 | 0.08716 | [11 empty] | Fortistar North Tonawanda Inc | 100 | FORTISTAR | 100
Fortistar North Tonawanda | 54131_G_GEN2 | 54131 | G | GEN2 | 3754 | Combined Cycle |  | NY_Z_A | New York | 36 | Niagara | 63 | 36063 | 20 | 7553 | 1993 | 9999 |  |  | Y | Natural Gas, Distillate Fuel Oil |  |  |  | STM | [9 empty] | 0.08716 | 0.08716 | 0.08716 | 0.08716 | [11 empty] | Fortistar North Tonawanda Inc | 100 | FORTISTAR | 100
Great Lakes Hydro America - ME | 54134_G_DOH2 | 54134 | G | DOH2 |  | Hydro |  | NENG_ME | Maine | 23 | Penobscot | 19 | 23019 | 1.3 | 0 | 1925 | 9999 |  |  | N | Hydro | [13 empty] | 0 | 0 | 0 | 0 | [11 empty] | Great Lakes Hydro America LLC | 100 | Great Lakes Hydro Income Fund (The) | 100
Great Lakes Hydro America - ME | 54134_G_DOH5 | 54134 | G | DOH5 |  | Hydro |  | NENG_ME | Maine | 23 | Penobscot | 19 | 23019 | 5 | 0 | 1988 | 9999 |  |  | N | Hydro | [13 empty] | 0 | 0 | 0 | 0 | [11 empty] | Great Lakes Hydro America LLC | 100 | Great Lakes Hydro Income Fund (The) | 100
Great Lakes Hydro America - ME | 54134_G_DOH6 | 54134 | G | DOH6 |  | Hydro |  | NENG_ME | Maine | 23 | Penobscot | 19 | 23019 | 3.9 | 0 | 1975 | 9999 |  |  | N | Hydro | [13 empty] | 0 | 0 | 0 | 0 | [11 empty] | Great Lakes Hydro America LLC | 100 | Great Lakes Hydro Income Fund (The) | 100
Great Lakes Hydro America - ME | 54134_G_DOH7 | 54134 | G | DOH7 |  | Hydro |  | NENG_ME | Maine | 23 | Penobscot | 19 | 23019 | 3.9 | 0 | 1975 | 9999 |  |  | N | Hydro | [13 empty] | 0 | 0 | 0 | 0 | [11 empty] | Great Lakes Hydro America LLC | 100 | Great Lakes Hydro Income Fund (The) | 100
Great Lakes Hydro America - ME | 54134_G_DOH8 | 54134 | G | DOH8 |  | Hydro |  | NENG_ME | Maine | 23 | Penobscot | 19 | 23019 | 3.4 | 0 | 1930 | 9999 |  |  | N | Hydro | [13 empty] | 0 | 0 | 0 | 0 | [11 empty] | Great Lakes Hydro America LLC | 100 | Great Lakes Hydro Income Fund (The) | 100
Great Lakes Hydro America - ME | 54134_G_EMH1 | 54134 | G | EMH1 |  | Hydro |  | NENG_ME | Maine | 23 | Penobscot | 19 | 23019 | 1.5 | 0 | 1948 | 9999 |  |  | N | Hydro | [13 empty] | 0 | 0 | 0 | 0 | [11 empty] | Great Lakes Hydro America LLC | 100 | Great Lakes Hydro Income Fund (The) | 100
Great Lakes Hydro America - ME | 54134_G_EMH2 | 54134 | G | EMH2 |  | Hydro |  | NENG_ME | Maine | 23 | Penobscot | 19 | 23019 | 1.5 | 0 | 1948 | 9999 |  |  | N | Hydro | [13 empty] | 0 | 0 | 0 | 0 | [11 empty] | Great Lakes Hydro America LLC | 100 | Great Lakes Hydro Income Fund (The) | 100
Great Lakes Hydro America - ME | 54134_G_EMH3 | 54134 | G | EMH3 |  | Hydro |  | NENG_ME | Maine | 23 | Penobscot | 19 | 23019 | 1.5 | 0 | 1948 | 9999 |  |  | N | Hydro | [13 empty] | 0 | 0 | 0 | 0 | [11 empty] | Great Lakes Hydro America LLC | 100 | Great Lakes Hydro Income Fund (The) | 100
Great Lakes Hydro America - ME | 54134_G_EMH4 | 54134 | G | EMH4 |  | Hydro |  | NENG_ME | Maine | 23 | Penobscot | 19 | 23019 | 1.5 | 0 | 1948 | 9999 |  |  | N | Hydro | [13 empty] | 0 | 0 | 0 | 0 | [11 empty] | Great Lakes Hydro America LLC | 100 | Great Lakes Hydro Income Fund (The) | 100
Great Lakes Hydro America - ME | 54134_G_EMH5 | 54134 | G | EMH5 |  | Hydro |  | NENG_ME | Maine | 23 | Penobscot | 19 | 23019 | 1.5 | 0 | 1948 | 9999 |  |  | N | Hydro | [13 empty] | 0 | 0 | 0 | 0 | [11 empty] | Great Lakes Hydro America LLC | 100 | Great Lakes Hydro Income Fund (The) | 100
Great Lakes Hydro America - ME | 54134_G_EMH6 | 54134 | G | EMH6 |  | Hydro |  | NENG_ME | Maine | 23 | Penobscot | 19 | 23019 | 1.5 | 0 | 1948 | 9999 |  |  | N | Hydro | [13 empty] | 0 | 0 | 0 | 0 | [11 empty] | Great Lakes Hydro America LLC | 100 | Great Lakes Hydro Income Fund (The) | 100
Great Lakes Hydro America - ME | 54134_G_MCH1 | 54134 | G | MCH1 |  | Hydro |  | NENG_ME | Maine | 23 | Penobscot | 19 | 23019 | 11.6 | 0 | 1953 | 9999 |  |  | N | Hydro | [13 empty] | 0 | 0 | 0 | 0 | [11 empty] | Great Lakes Hydro America LLC | 100 | Great Lakes Hydro Income Fund (The) | 100
Great Lakes Hydro America - ME | 54134_G_MCH2 | 54134 | G | MCH2 |  | Hydro |  | NENG_ME | Maine | 23 | Penobscot | 19 | 23019 | 11.6 | 0 | 1953 | 9999 |  |  | N | Hydro | [13 empty] | 0 | 0 | 0 | 0 | [11 empty] | Great Lakes Hydro America LLC | 100 | Great Lakes Hydro Income Fund (The) | 100
Great Lakes Hydro America - ME | 54134_G_MCH3 | 54134 | G | MCH3 |  | Hydro |  | NENG_ME | Maine | 23 | Penobscot | 19 | 23019 | 12.5 | 0 | 1967 | 9999 |  |  | N | Hydro | [13 empty] | 0 | 0 | 0 | 0 | [11 empty] | Great Lakes Hydro America LLC | 100 | Great Lakes Hydro Income Fund (The) | 100
Great Lakes Hydro America - ME | 54134_G_MIH2 | 54134 | G | MIH2 |  | Hydro |  | NENG_ME | Maine | 23 | Penobscot | 19 | 23019 | 5.3 | 0 | 1917 | 9999 |  |  | N | Hydro | [13 empty] | 0 | 0 | 0 | 0 | [11 empty] | Great Lakes Hydro America LLC | 100 | Great Lakes Hydro Income Fund (The) | 100
Great Lakes Hydro America - ME | 54134_G_MIH3 | 54134 | G | MIH3 |  | Hydro |  | NENG_ME | Maine | 23 | Penobscot | 19 | 23019 | 5.3 | 0 | 1917 | 9999 |  |  | N | Hydro | [13 empty] | 0 | 0 | 0 | 0 | [11 empty] | Great Lakes Hydro America LLC | 100 | Great Lakes Hydro Income Fund (The) | 100
Great Lakes Hydro America - ME | 54134_G_MIH4 | 54134 | G | MIH4 |  | Hydro |  | NENG_ME | Maine | 23 | Penobscot | 19 | 23019 | 5.5 | 0 | 1917 | 9999 |  |  | N | Hydro | [13 empty] | 0 | 0 | 0 | 0 | [11 empty] | Great Lakes Hydro America LLC | 100 | Great Lakes Hydro Income Fund (The) | 100
Great Lakes Hydro America - ME | 54134_G_MIH5 | 54134 | G | MIH5 |  | Hydro |  | NENG_ME | Maine | 23 | Penobscot | 19 | 23019 | 4.9 | 0 | 1921 | 9999 |  |  | N | Hydro | [13 empty] | 0 | 0 | 0 | 0 | [11 empty] | Great Lakes Hydro America LLC | 100 | Great Lakes Hydro Income Fund (The) | 100
Great Lakes Hydro America - ME | 54134_G_MIH6 | 54134 | G | MIH6 |  | Hydro |  | NENG_ME | Maine | 23 | Penobscot | 19 | 23019 | 4.9 | 0 | 1921 | 9999 |  |  | N | Hydro | [13 empty] | 0 | 0 | 0 | 0 | [11 empty] | Great Lakes Hydro America LLC | 100 | Great Lakes Hydro Income Fund (The) | 100
Great Lakes Hydro America - ME | 54134_G_MIH7 | 54134 | G | MIH7 |  | Hydro |  | NENG_ME | Maine | 23 | Penobscot | 19 | 23019 | 5.5 | 0 | 1921 | 9999 |  |  | N | Hydro | [13 empty] | 0 | 0 | 0 | 0 | [11 empty] | Great Lakes Hydro America LLC | 100 | Great Lakes Hydro Income Fund (The) | 100
Great Lakes Hydro America - ME | 54134_G_MIH8 | 54134 | G | MIH8 |  | Hydro |  | NENG_ME | Maine | 23 | Penobscot | 19 | 23019 | 5.1 | 0 | 1987 | 9999 |  |  | N | Hydro | [13 empty] | 0 | 0 | 0 | 0 | [11 empty] | Great Lakes Hydro America LLC | 100 | Great Lakes Hydro Income Fund (The) | 100
Great Lakes Hydro America - ME | 54134_G_MIHI | 54134 | G | MIHI |  | Hydro |  | NENG_ME | Maine | 23 | Penobscot | 19 | 23019 | 5.1 | 0 | 1987 | 9999 |  |  | N | Hydro | [13 empty] | 0 | 0 | 0 | 0 | [11 empty] | Great Lakes Hydro America LLC | 100 | Great Lakes Hydro Income Fund (The) | 100
Great Lakes Hydro America - ME | 54134_G_NOH1 | 54134 | G | NOH1 |  | Hydro |  | NENG_ME | Maine | 23 | Penobscot | 19 | 23019 | 3 | 0 | 1986 | 9999 |  |  | N | Hydro | [13 empty] | 0 | 0 | 0 | 0 | [11 empty] | Great Lakes Hydro America LLC | 100 | Great Lakes Hydro Income Fund (The) | 100
Great Lakes Hydro America - ME | 54134_G_NOH2 | 54134 | G | NOH2 |  | Hydro |  | NENG_ME | Maine | 23 | Penobscot | 19 | 23019 | 3 | 0 | 1986 | 9999 |  |  | N | Hydro | [13 empty] | 0 | 0 | 0 | 0 | [11 empty] | Great Lakes Hydro America LLC | 100 | Great Lakes Hydro Income Fund (The) | 100
Great Lakes Hydro America - ME | 54134_G_NOH3 | 54134 | G | NOH3 |  | Hydro |  | NENG_ME | Maine | 23 | Penobscot | 19 | 23019 | 3 | 0 | 1986 | 9999 |  |  | N | Hydro | [13 empty] | 0 | 0 | 0 | 0 | [11 empty] | Great Lakes Hydro America LLC | 100 | Great Lakes Hydro Income Fund (The) | 100
Great Lakes Hydro America - ME | 54134_G_WEH1 | 54134 | G | WEH1 |  | Hydro |  | NENG_ME | Maine | 23 | Penobscot | 19 | 23019 | 4.6 | 0 | 1940 | 9999 |  |  | N | Hydro | [13 empty] | 0 | 0 | 0 | 0 | [11 empty] | Great Lakes Hydro America LLC | 100 | Great Lakes Hydro Income Fund (The) | 100
Great Lakes Hydro America - ME | 54134_G_WEH2 | 54134 | G | WEH2 |  | Hydro |  | NENG_ME | Maine | 23 | Penobscot | 19 | 23019 | 4.6 | 0 | 1940 | 9999 |  |  | N | Hydro | [13 empty] | 0 | 0 | 0 | 0 | [11 empty] | Great Lakes Hydro America LLC | 100 | Great Lakes Hydro Income Fund (The) | 100
Great Lakes Hydro America - ME | 54134_G_WEH3 | 54134 | G | WEH3 |  | Hydro |  | NENG_ME | Maine | 23 | Penobscot | 19 | 23019 | 4.6 | 0 | 1940 | 9999 |  |  | N | Hydro | [13 empty] | 0 | 0 | 0 | 0 | [11 empty] | Great Lakes Hydro America LLC | 100 | Great Lakes Hydro Income Fund (The) | 100
Great Lakes Hydro America - ME | 54134_G_WEH4 | 54134 | G | WEH4 |  | Hydro |  | NENG_ME | Maine | 23 | Penobscot | 19 | 23019 | 4.6 | 0 | 1940 | 9999 |  |  | N | Hydro | [13 empty] | 0 | 0 | 0 | 0 | [11 empty] | Great Lakes Hydro America LLC | 100 | Great Lakes Hydro Income Fund (The) | 100
Hillcrest Pump Station | 54142_G_GEN1 | 54142 | G | GEN1 |  | Hydro |  | WECC_CO | Colorado | 8 | Denver | 31 | 08031 | 2 | 0 | 1993 | 9999 |  |  | N | Hydro | [13 empty] | 0 | 0 | 0 | 0 | [11 empty] | Denver Municipal Electric Utility | 100 | Denver Municipal Electric Utility | 100
Hydro Kennebec Project | 54148_G_GEN1 | 54148 | G | GEN1 |  | Hydro |  | NENG_ME | Maine | 23 | Kennebec | 11 | 23011 | 7.7 | 0 | 1989 | 9999 |  |  | N | Hydro | [13 empty] | 0 | 0 | 0 | 0 | [11 empty] | Hydro Kennebec LLC | 100 | Brookfield Asset Management Inc | 100
Hydro Kennebec Project | 54148_G_GEN2 | 54148 | G | GEN2 |  | Hydro |  | NENG_ME | Maine | 23 | Kennebec | 11 | 23011 | 7.7 | 0 | 1989 | 9999 |  |  | N | Hydro | [13 empty] | 0 | 0 | 0 | 0 | [11 empty] | Hydro Kennebec LLC | 100 | Brookfield Asset Management Inc | 100
Stony Brook Cogen Plant | 54149_G_GEN1 | 54149 | G | GEN1 | 3757 | Combustion Turbine |  | NY_Z_K | New York | 36 | Suffolk | 103 | 36103 | 44.5 | 8700 | 1995 | 9999 |  |  | Y | Natural Gas, Distillate Fuel Oil |  |  |  | H2O | [8 empty] | 1.053 | 0.07849 | 0.07849 | 0.07849 | 0.07849 | [11 empty] | Calpine Stony Brook Inc | 100 | Energy Capital Partners | 100
Cos Cob | 542_G_UN10 | 542 | G | UN10 | 327 | Combustion Turbine |  | NENG_CT | Connecticut | 9 | Fairfield | 1 | 09001 | 19.1 | 13246 | 1969 | 9999 |  |  | N | Distillate Fuel Oil |  |  |  | H2O | [8 empty] | 0.002 | 0.15 | 0.15 | 0.15 | 0.15 | [11 empty] | Connecticut Jet Power LLC | 100 | ArcLight Capital Partners LLC | 100
Cos Cob | 542_G_UN11 | 542 | G | UN11 | 328 | Combustion Turbine |  | NENG_CT | Connecticut | 9 | Fairfield | 1 | 09001 | 18.7 | 13244 | 1969 | 9999 |  |  | N | Distillate Fuel Oil |  |  |  | H2O | [8 empty] | 0.002 | 0.15 | 0.15 | 0.15 | 0.15 | [11 empty] | Connecticut Jet Power LLC | 100 | ArcLight Capital Partners LLC | 100
Cos Cob | 542_G_UN12 | 542 | G | UN12 | 329 | Combustion Turbine |  | NENG_CT | Connecticut | 9 | Fairfield | 1 | 09001 | 19.1 | 13246 | 1969 | 9999 |  |  | N | Distillate Fuel Oil |  |  |  | H2O | [8 empty] | 0.002 | 0.15 | 0.15 | 0.15 | 0.15 | [11 empty] | Connecticut Jet Power LLC | 100 | ArcLight Capital Partners LLC | 100
Cos Cob | 542_G_UN13 | 542 | G | UN13 | 90364 | Combustion Turbine |  | NENG_CT | Connecticut | 9 | Fairfield | 1 | 09001 | 19.1 | 13246 | 2008 | 9999 |  |  | N | Distillate Fuel Oil |  |  |  | H2O | [8 empty] | 0.002 | 0.15 | 0.15 | 0.15 | 0.15 | [11 empty] | Middletown Operations Inc | 100 | ArcLight Capital Partners LLC | 100
Cos Cob | 542_G_un14 | 542 | G | un14 | 90365 | Combustion Turbine |  | NENG_CT | Connecticut | 9 | Fairfield | 1 | 09001 | 19.6 | 13243 | 2008 | 9999 |  |  | N | Distillate Fuel Oil |  |  |  | H2O | [8 empty] | 0.002 | 0.15 | 0.15 | 0.15 | 0.15 | [11 empty] | Middletown Operations Inc | 100 | ArcLight Capital Partners LLC | 100
Franklin Heating Station | 54224_G_DG4 | 54224 | G | DG4 |  | Combustion Turbine | IC Engine | MIS_MNWI | Minnesota | 27 | Olmsted | 109 | 27109 | 2 | 13469 | 2009 | 9999 |  |  | N | Distillate Fuel Oil | [13 empty] | 1.6498 | 1.6498 | 1.6498 | 1.6498 | [11 empty] | Franklin Heating Station | 100 | Franklin Heating Station | 100
Franklin Heating Station | 54224_G_DG5 | 54224 | G | DG5 |  | Combustion Turbine | IC Engine | MIS_MNWI | Minnesota | 27 | Olmsted | 109 | 27109 | 2 | 13469 | 2011 | 9999 |  |  | N | Distillate Fuel Oil | [13 empty] | 1.6498 | 1.6498 | 1.6498 | 1.6498 | [11 empty] | Franklin Heating Station | 100 | Franklin Heating Station | 100
Franklin Heating Station | 54224_G_EG1 | 54224 | G | EG1 |  | Combustion Turbine | IC Engine | MIS_MNWI | Minnesota | 27 | Olmsted | 109 | 27109 | 2 | 13469 | 2001 | 9999 |  |  | N | Distillate Fuel Oil | [13 empty] | 1.6498 | 1.6498 | 1.6498 | 1.6498 | [11 empty] | Franklin Heating Station | 100 | Franklin Heating Station | 100
Franklin Heating Station | 54224_G_EG2 | 54224 | G | EG2 |  | Combustion Turbine | IC Engine | MIS_MNWI | Minnesota | 27 | Olmsted | 109 | 27109 | 2 | 13469 | 2001 | 9999 |  |  | N | Distillate Fuel Oil | [13 empty] | 1.6498 | 1.6498 | 1.6498 | 1.6498 | [11 empty] | Franklin Heating Station | 100 | Franklin Heating Station | 100
Franklin Heating Station | 54224_G_EG3 | 54224 | G | EG3 |  | Combustion Turbine | IC Engine | MIS_MNWI | Minnesota | 27 | Olmsted | 109 | 27109 | 2 | 13469 | 2001 | 9999 |  |  | N | Distillate Fuel Oil | [13 empty] | 1.6498 | 1.6498 | 1.6498 | 1.6498 | [11 empty] | Franklin Heating Station | 100 | Franklin Heating Station | 100
Franklin Heating Station | 54224_G_GEN1 | 54224 | G | GEN1 |  | O/G Steam |  | MIS_MNWI | Minnesota | 27 | Olmsted | 109 | 27109 | 2 | 8300 | 1951 | 9999 |  |  | Y | Natural Gas, Distillate Fuel Oil | [13 empty] | 0.23063 | 0.23063 | 0.23063 | 0.23063 | [11 empty] | Franklin Heating Station | 100 | Franklin Heating Station | 100
Franklin Heating Station | 54224_G_GEN2 | 54224 | G | GEN2 |  | O/G Steam |  | MIS_MNWI | Minnesota | 27 | Olmsted | 109 | 27109 | 2 | 8300 | 1951 | 9999 |  |  | Y | Natural Gas, Distillate Fuel Oil | [13 empty] | 0.23063 | 0.23063 | 0.23063 | 0.23063 | [11 empty] | Franklin Heating Station | 100 | Franklin Heating Station | 100
Franklin Heating Station | 54224_G_GEN3 | 54224 | G | GEN3 |  | O/G Steam |  | MIS_MNWI | Minnesota | 27 | Olmsted | 109 | 27109 | 6.1 | 8300 | 1968 | 9999 |  |  | Y | Natural Gas, Distillate Fuel Oil | [13 empty] | 0.23063 | 0.23063 | 0.23063 | 0.23063 | [11 empty] | Franklin Heating Station | 100 | Franklin Heating Station | 100
Franklin Heating Station | 54224_G_GEN6 | 54224 | G | GEN6 |  | Non-Fossil Waste |  | MIS_MNWI | Minnesota | 27 | Olmsted | 109 | 27109 | 2.8 | 9187 | 2006 | 9999 |  |  | Y | Non-Fossil Waste | [12 empty] | 4 | 0 | 0 | 0 | 0 | [11 empty] | Franklin Heating Station | 100 | Franklin Heating Station | 100
Gillette SBMC | 54225_G_CTG3 | 54225 | G | CTG3 |  | Combustion Turbine |  | NENGREST | Massachusetts | 25 | Suffolk | 25 | 25025 | 7.2 | 8700 | 2011 | 9999 |  |  | Y | Natural Gas, Distillate Fuel Oil | [13 empty] | 0.23894 | 0.23894 | 0.23894 | 0.23894 | [11 empty] | Gillette Co | 100 | Gillette Co (The) | 100
Gillette SBMC | 54225_G_DG | 54225 | G | DG |  | Combustion Turbine | IC Engine | NENGREST | Massachusetts | 25 | Suffolk | 25 | 25025 | 0.5 | 13469 | 1991 | 9999 |  |  | N | Distillate Fuel Oil | [13 empty] | 1.6498 | 1.6498 | 1.6498 | 1.6498 | [11 empty] | Gillette Co | 100 | Gillette Co (The) | 100
Gillette SBMC | 54225_G_DG2 | 54225 | G | DG2 |  | Combustion Turbine | IC Engine | NENGREST | Massachusetts | 25 | Suffolk | 25 | 25025 | 0.5 | 13469 | 1997 | 9999 |  |  | N | Distillate Fuel Oil | [13 empty] | 1.6498 | 1.6498 | 1.6498 | 1.6498 | [11 empty] | Gillette Co | 100 | Gillette Co (The) | 100
Gillette SBMC | 54225_G_DG3 | 54225 | G | DG3 |  | Combustion Turbine | IC Engine | NENGREST | Massachusetts | 25 | Suffolk | 25 | 25025 | 1 | 13469 | 2000 | 9999 |  |  | N | Distillate Fuel Oil | [13 empty] | 1.6498 | 1.6498 | 1.6498 | 1.6498 | [11 empty] | Gillette Co | 100 | Gillette Co (The) | 100
Erving Paper Mills | 54228_G_3 | 54228 | G | 3 |  | Combustion Turbine |  | NENGREST | Massachusetts | 25 | Franklin | 11 | 25011 | 5.6 | 8700 | 2015 | 9999 |  |  | Y | Natural Gas, Distillate Fuel Oil | [13 empty] | 0.011 | 0.011 | 0.011 | 0.011 | [11 empty] | Erving Paper Mills Inc | 100 | Erving Paper Mills Inc | 100
Naval Submarine Base Kings Bay | 54239_G_3023 | 54239 | G | 3023 |  | Combustion Turbine | IC Engine | S_SOU | Georgia | 13 | Camden | 39 | 13039 | 2.5 | 14775 | 1984 | 9999 |  |  | N | Distillate Fuel Oil | [12 empty] | 0.8 | 1.6498 | 1.6498 | 1.6498 | 1.6498 | [11 empty] | Kings Bay Naval Base | 100 | US Dept of Navy | 100
Naval Submarine Base Kings Bay | 54239_G_3024 | 54239 | G | 3024 |  | Combustion Turbine | IC Engine | S_SOU | Georgia | 13 | Camden | 39 | 13039 | 2.5 | 14775 | 1984 | 9999 |  |  | N | Distillate Fuel Oil | [12 empty] | 0.8 | 1.6498 | 1.6498 | 1.6498 | 1.6498 | [11 empty] | Kings Bay Naval Base | 100 | US Dept of Navy | 100
Naval Submarine Base Kings Bay | 54239_G_3025 | 54239 | G | 3025 |  | Combustion Turbine | IC Engine | S_SOU | Georgia | 13 | Camden | 39 | 13039 | 2.5 | 14775 | 1984 | 9999 |  |  | N | Distillate Fuel Oil | [12 empty] | 0.8 | 1.6498 | 1.6498 | 1.6498 | 1.6498 | [11 empty] | Kings Bay Naval Base | 100 | US Dept of Navy | 100
Naval Submarine Base Kings Bay | 54239_G_3027 | 54239 | G | 3027 |  | Combustion Turbine | IC Engine | S_SOU | Georgia | 13 | Camden | 39 | 13039 | 2.5 | 14775 | 1988 | 9999 |  |  | N | Distillate Fuel Oil | [12 empty] | 0.8 | 1.6498 | 1.6498 | 1.6498 | 1.6498 | [11 empty] | Kings Bay Naval Base | 100 | US Dept of Navy | 100
Naval Submarine Base Kings Bay | 54239_G_3028 | 54239 | G | 3028 |  | Combustion Turbine | IC Engine | S_SOU | Georgia | 13 | Camden | 39 | 13039 | 2.5 | 14775 | 1988 | 9999 |  |  | N | Distillate Fuel Oil | [12 empty] | 0.8 | 1.6498 | 1.6498 | 1.6498 | 1.6498 | [11 empty] | Kings Bay Naval Base | 100 | US Dept of Navy | 100
Naval Submarine Base Kings Bay | 54239_G_3029 | 54239 | G | 3029 |  | Combustion Turbine | IC Engine | S_SOU | Georgia | 13 | Camden | 39 | 13039 | 2.5 | 14775 | 1989 | 9999 |  |  | N | Distillate Fuel Oil | [12 empty] | 0.8 | 1.6498 | 1.6498 | 1.6498 | 1.6498 | [11 empty] | Kings Bay Naval Base | 100 | US Dept of Navy | 100
Naval Submarine Base Kings Bay | 54239_G_5876 | 54239 | G | 5876 |  | Combustion Turbine | IC Engine | S_SOU | Georgia | 13 | Camden | 39 | 13039 | 2.5 | 14775 | 1988 | 9999 |  |  | N | Distillate Fuel Oil | [12 empty] | 0.8 | 1.6498 | 1.6498 | 1.6498 | 1.6498 | [11 empty] | Kings Bay Naval Base | 100 | US Dept of Navy | 100
Naval Submarine Base Kings Bay | 54239_G_5877 | 54239 | G | 5877 |  | Combustion Turbine | IC Engine | S_SOU | Georgia | 13 | Camden | 39 | 13039 | 2.5 | 14775 | 1989 | 9999 |  |  | N | Distillate Fuel Oil | [12 empty] | 0.8 | 1.6498 | 1.6498 | 1.6498 | 1.6498 | [11 empty] | Kings Bay Naval Base | 100 | US Dept of Navy | 100
Naval Submarine Base Kings Bay | 54239_G_5878 | 54239 | G | 5878 |  | Combustion Turbine | IC Engine | S_SOU | Georgia | 13 | Camden | 39 | 13039 | 2.5 | 14775 | 1989 | 9999 |  |  | N | Distillate Fuel Oil | [12 empty] | 0.8 | 1.6498 | 1.6498 | 1.6498 | 1.6498 | [11 empty] | Kings Bay Naval Base | 100 | US Dept of Navy | 100
Naval Submarine Base Kings Bay | 54239_G_5879 | 54239 | G | 5879 |  | Combustion Turbine | IC Engine | S_SOU | Georgia | 13 | Camden | 39 | 13039 | 2.5 | 14775 | 1989 | 9999 |  |  | N | Distillate Fuel Oil | [12 empty] | 0.8 | 1.6498 | 1.6498 | 1.6498 | 1.6498 | [11 empty] | Kings Bay Naval Base | 100 | US Dept of Navy | 100
Naval Submarine Base Kings Bay | 54239_G_5880 | 54239 | G | 5880 |  | Combustion Turbine | IC Engine | S_SOU | Georgia | 13 | Camden | 39 | 13039 | 2.5 | 14775 | 1989 | 9999 |  |  | N | Distillate Fuel Oil | [12 empty] | 0.8 | 1.6498 | 1.6498 | 1.6498 | 1.6498 | [11 empty] | Kings Bay Naval Base | 100 | US Dept of Navy | 100
Naval Submarine Base Kings Bay | 54239_G_5881 | 54239 | G | 5881 |  | Combustion Turbine | IC Engine | S_SOU | Georgia | 13 | Camden | 39 | 13039 | 2.5 | 14775 | 1988 | 9999 |  |  | N | Distillate Fuel Oil | [12 empty] | 0.8 | 1.6498 | 1.6498 | 1.6498 | 1.6498 | [11 empty] | Kings Bay Naval Base | 100 | US Dept of Navy | 100
Smith Falls Hydro Project | 54249_G_GEN1 | 54249 | G | GEN1 |  | Hydro |  | WECC_PNW | Idaho | 16 | Boundary | 21 | 16021 | 9 | 0 | 1990 | 9999 |  |  | N | Hydro | [13 empty] | 0 | 0 | 0 | 0 | [11 empty] | Smith Creek Hydro LLC | 100 | Budzinski Family Trust | 100
Smith Falls Hydro Project | 54249_G_GEN2 | 54249 | G | GEN2 |  | Hydro |  | WECC_PNW | Idaho | 16 | Boundary | 21 | 16021 | 9 | 0 | 1990 | 9999 |  |  | N | Hydro | [13 empty] | 0 | 0 | 0 | 0 | [11 empty] | Smith Creek Hydro LLC | 100 | Budzinski Family Trust | 100
Smith Falls Hydro Project | 54249_G_GEN3 | 54249 | G | GEN3 |  | Hydro |  | WECC_PNW | Idaho | 16 | Boundary | 21 | 16021 | 2.1 | 0 | 1989 | 9999 |  |  | N | Hydro | [13 empty] | 0 | 0 | 0 | 0 | [11 empty] | Smith Creek Hydro LLC | 100 | Budzinski Family Trust | 100
Opal Springs Hydro | 54251_G_1 | 54251 | G | 1 |  | Hydro |  | WECC_PNW | Oregon | 41 | Jefferson | 31 | 41031 | 3.3 | 0 | 1985 | 9999 |  |  | N | Hydro | [13 empty] | 0 | 0 | 0 | 0 | [11 empty] | Deschutes Valley Water District | 100 | Deschular Valley Water District | 100
Warm Springs Hydro Project | 54261_G_3385 | 54261 | G | 3385 |  | Hydro |  | WEC_CALN | California | 6 | Sonoma | 97 | 06097 | 1.2 | 0 | 1988 | 9999 |  |  | N | Hydro | [13 empty] | 0 | 0 | 0 | 0 | [11 empty] | Sonoma County Water Agency | 100 | Sonoma County Water Agency | 100
Saint Marys Hospital Power Plant | 54262_G_1 | 54262 | G | 1 |  | Combustion Turbine |  | MIS_MNWI | Minnesota | 27 | Olmsted | 109 | 27109 | 4.5 | 8700 | 1996 | 9999 |  |  | Y | Natural Gas | [13 empty] | 0.10565 | 0.10565 | 0.10565 | 0.10565 | [11 empty] | St Marys Regional Health Center | 100 | St Marys Regional Health Center | 100
Saint Marys Hospital Power Plant | 54262_G_4 | 54262 | G | 4 |  | O/G Steam |  | MIS_MNWI | Minnesota | 27 | Olmsted | 109 | 27109 | 2.7 | 8300 | 1971 | 9999 |  |  | Y | Natural Gas, Distillate Fuel Oil | [13 empty] | 0.10565 | 0.10565 | 0.10565 | 0.10565 | [11 empty] | St Marys Regional Health Center | 100 | St Marys Regional Health Center | 100
Saint Marys Hospital Power Plant | 54262_G_5 | 54262 | G | 5 |  | Combustion Turbine | IC Engine | MIS_MNWI | Minnesota | 27 | Olmsted | 109 | 27109 | 2.5 | 14775 | 1978 | 9999 |  |  | N | Distillate Fuel Oil | [13 empty] | 1.6498 | 1.6498 | 1.6498 | 1.6498 | [11 empty] | St Marys Regional Health Center | 100 | St Marys Regional Health Center | 100
Saint Marys Hospital Power Plant | 54262_G_7 | 54262 | G | 7 |  | Combustion Turbine | IC Engine | MIS_MNWI | Minnesota | 27 | Olmsted | 109 | 27109 | 2.5 | 13469 | 2011 | 9999 |  |  | N | Distillate Fuel Oil | [13 empty] | 1.6498 | 1.6498 | 1.6498 | 1.6498 | [11 empty] | St Marys Regional Health Center | 100 | St Marys Regional Health Center | 100
Koma Kulshan Associates | 54267_G_GEN1 | 54267 | G | GEN1 |  | Hydro |  | WECC_PNW | Washington | 53 | Whatcom | 73 | 53073 | 12.4 | 0 | 1990 | 9999 |  |  | N | Hydro | [13 empty] | 0 | 0 | 0 | 0 | [11 empty] | Koma Kulshan Associates | 100 | I Squared Capital | 100
March Point Cogeneration | 54268_G_GTG1 | 54268 | G | GTG1 |  | Combustion Turbine |  | WECC_PNW | Washington | 53 | Skagit | 57 | 53057 | 39.6 | 8700 | 1991 | 9999 |  |  | Y | Natural Gas | [13 empty] | 0.23894 | 0.23894 | 0.23894 | 0.23894 | [11 empty] | March Point Cogeneration Co | 100 | Royal Dutch Shell plc | 100
March Point Cogeneration | 54268_G_GTG2 | 54268 | G | GTG2 |  | Combustion Turbine |  | WECC_PNW | Washington | 53 | Skagit | 57 | 53057 | 40 | 8700 | 1991 | 9999 |  |  | Y | Natural Gas | [13 empty] | 0.23894 | 0.23894 | 0.23894 | 0.23894 | [11 empty] | March Point Cogeneration Co | 100 | Royal Dutch Shell plc | 100
March Point Cogeneration | 54268_G_GTG3 | 54268 | G | GTG3 |  | Combustion Turbine |  | WECC_PNW | Washington | 53 | Skagit | 57 | 53057 | 40.6 | 8700 | 1993 | 9999 |  |  | Y | Natural Gas | [13 empty] | 0.23894 | 0.23894 | 0.23894 | 0.23894 | [11 empty] | March Point Cogeneration Co | 100 | Royal Dutch Shell plc | 100
Saguaro Power | 54271_G_CTG1 | 54271 | G | CTG1 |  | Combined Cycle |  | WECC_SNV | Nevada | 32 | Clark | 3 | 32003 | 36 | 6824 | 1991 | 9999 |  |  | Y | Natural Gas, Distillate Fuel Oil |  |  |  |  | SCR | [7 empty] | 0.05 | 0.02399 | 0.02399 | 0.02399 | 0.02399 | [11 empty] | Saguaro Power Co | 100 | NRG Energy Inc | 100
Saguaro Power | 54271_G_CTG2 | 54271 | G | CTG2 |  | Combined Cycle |  | WECC_SNV | Nevada | 32 | Clark | 3 | 32003 | 36 | 6824 | 1991 | 9999 |  |  | Y | Natural Gas, Distillate Fuel Oil |  |  |  |  | SCR | [7 empty] | 0.05 | 0.02399 | 0.02399 | 0.02399 | 0.02399 | [11 empty] | Saguaro Power Co | 100 | NRG Energy Inc | 100
Saguaro Power | 54271_G_STG | 54271 | G | STG |  | Combined Cycle |  | WECC_SNV | Nevada | 32 | Clark | 3 | 32003 | 29 | 6824 | 1991 | 9999 |  |  | Y | Natural Gas, Distillate Fuel Oil |  |  |  | NH3 | SCR | [7 empty] | 0.05 | 0.02399 | 0.02399 | 0.02399 | 0.02399 | [11 empty] | Saguaro Power Co | 100 | NRG Energy Inc | 100
Lee Creek Water Treatment Facility | 54283_G_0209 | 54283 | G | 0209 |  | Hydro |  | SPP_WEST | Arkansas | 5 | Crawford | 33 | 05033 | 1.3 | 0 | 1992 | 9999 |  |  | N | Hydro | [13 empty] | 0 | 0 | 0 | 0 | [11 empty] | Fort Smith (City of) | 100 | Fort Smith (City of) | 100
Hastings City Hydroelectric | 54285_G_1 | 54285 | G | 1 |  | Hydro |  | MIS_MNWI | Minnesota | 27 | Dakota | 37 | 27037 | 2 | 0 | 1992 | 9999 |  |  | N | Hydro | [13 empty] | 0 | 0 | 0 | 0 | [11 empty] | Hastings Lock & Dam | 100 | Hastings Lock & Dam | 100
Hastings City Hydroelectric | 54285_G_2 | 54285 | G | 2 |  | Hydro |  | MIS_MNWI | Minnesota | 27 | Dakota | 37 | 27037 | 2 | 0 | 1992 | 9999 |  |  | N | Hydro | [13 empty] | 0 | 0 | 0 | 0 | [11 empty] | Hastings Lock & Dam | 100 | Hastings Lock & Dam | 100
West Group Data Center | 54294_G_1 | 54294 | G | 1 |  | Combustion Turbine | IC Engine | MIS_MNWI | Minnesota | 27 | Dakota | 37 | 27037 | 0.6 | 13469 | 2005 | 9999 |  |  | N | Distillate Fuel Oil | [13 empty] | 1.6498 | 1.6498 | 1.6498 | 1.6498 | [11 empty] | Thomson Corp (The) | 100 | Thomson Corp (The) | 100
West Group Data Center | 54294_G_2 | 54294 | G | 2 |  | Combustion Turbine | IC Engine | MIS_MNWI | Minnesota | 27 | Dakota | 37 | 27037 | 0.6 | 13469 | 2005 | 9999 |  |  | N | Distillate Fuel Oil | [13 empty] | 1.6498 | 1.6498 | 1.6498 | 1.6498 | [11 empty] | Thomson Corp (The) | 100 | Thomson Corp (The) | 100
West Group Data Center | 54294_G_3 | 54294 | G | 3 |  | Combustion Turbine | IC Engine | MIS_MNWI | Minnesota | 27 | Dakota | 37 | 27037 | 0.6 | 13469 | 2005 | 9999 |  |  | N | Distillate Fuel Oil | [13 empty] | 1.6498 | 1.6498 | 1.6498 | 1.6498 | [11 empty] | Thomson Corp (The) | 100 | Thomson Corp (The) | 100
West Group Data Center | 54294_G_4 | 54294 | G | 4 |  | Combustion Turbine | IC Engine | MIS_MNWI | Minnesota | 27 | Dakota | 37 | 27037 | 0.6 | 13469 | 2005 | 9999 |  |  | N | Distillate Fuel Oil | [13 empty] | 1.6498 | 1.6498 | 1.6498 | 1.6498 | [11 empty] | Thomson Corp (The) | 100 | Thomson Corp (The) | 100
Coram Energy LLC (ECT) | 54298_G_GEWE | 54298 | G | GEWE |  | Onshore Wind |  | WECC_SCE | California | 6 | Kern | 29 | 06029 | 7.5 | 0 | 2005 | 9999 |  |  | N | Wind | [13 empty] | 0 | 0 | 0 | 0 | [11 empty] | CTV Management Group | 100 | CTV Management Group | 100
Coram Energy LLC | 54299_G_GEWE | 54299 | G | GEWE |  | Onshore Wind |  | WECC_SCE | California | 6 | Kern | 29 | 06029 | 3 | 0 | 2005 | 9999 |  |  | N | Wind | [13 empty] | 0 | 0 | 0 | 0 | [11 empty] | CTV Management Group | 100 | CTV Management Group | 100
CTV Power Purchase Contract Trust | 54300_G_GEWE | 54300 | G | GEWE |  | Onshore Wind |  | WECC_SCE | California | 6 | Kern | 29 | 06029 | 4.5 | 0 | 2004 | 9999 |  |  | N | Wind | [13 empty] | 0 | 0 | 0 | 0 | [11 empty] | CTV Power Purchase CNTRCT Trust | 100 | CTV Management Group | 100
Goodwin Hydroelectric | 54302_G_G1 | 54302 | G | G1 |  | Hydro |  | NENG_CT | Connecticut | 9 | Hartford | 3 | 09003 | 1.6 | 0 | 1986 | 9999 |  |  | N | Hydro | [13 empty] | 0 | 0 | 0 | 0 | [11 empty] | Metropolitan District of Hartford | 100 | Metropolitan District of Hartford | 100
Goodwin Hydroelectric | 54302_G_G2 | 54302 | G | G2 |  | Hydro |  | NENG_CT | Connecticut | 9 | Hartford | 3 | 09003 | 1.6 | 0 | 1986 | 9999 |  |  | N | Hydro | [13 empty] | 0 | 0 | 0 | 0 | [11 empty] | Metropolitan District of Hartford | 100 | Metropolitan District of Hartford | 100
Wilson Lake Hydroelectric Project | 54306_G_1 | 54306 | G | 1 |  | Hydro |  | WECC_ID | Idaho | 16 | Jerome | 53 | 16053 | 4.2 | 0 | 1993 | 9999 |  |  | N | Hydro | [13 empty] | 0 | 0 | 0 | 0 | [11 empty] | Ida West Energy Co | 50 | IDACORP Inc | 50
Wilson Lake Hydroelectric Project | 54306_G_2 | 54306 | G | 2 |  | Hydro |  | WECC_ID | Idaho | 16 | Jerome | 53 | 16053 | 4.2 | 0 | 1993 | 9999 |  |  | N | Hydro | [13 empty] | 0 | 0 | 0 | 0 | [11 empty] | Ida West Energy Co | 50 | IDACORP Inc | 50
Three Forks Water Power Project | 54308_G_1 | 54308 | G | 1 |  | Hydro |  | WEC_CALN | California | 6 | Trinity | 105 | 06105 | 1.2 | 0 | 1984 | 9999 |  |  | N | Hydro | [13 empty] | 0 | 0 | 0 | 0 | [11 empty] | Grizzly Mountain Ranch | 100 | Mother Energy Inc | 100
Goodyear Beaumont Chemical Plant | 54321_G_2N80 | 54321 | G | 2N80 |  | Combustion Turbine |  | MIS_WOTA | Texas | 48 | Jefferson | 245 | 48245 | 4 | 8700 | 1999 | 9999 |  |  | Y | Natural Gas | [12 empty] | 3 | 0.12659 | 0.12659 | 0.12659 | 0.12659 | [11 empty] | Goodyear Tire & Rubber Co | 100 | Goodyear Tire & Rubber Co | 100
Goodyear Beaumont Chemical Plant | 54321_G_N802 | 54321 | G | N802 |  | Combustion Turbine |  | MIS_WOTA | Texas | 48 | Jefferson | 245 | 48245 | 4 | 8700 | 1999 | 9999 |  |  | Y | Natural Gas | [12 empty] | 3 | 0.12659 | 0.12659 | 0.12659 | 0.12659 | [11 empty] | Goodyear Tire & Rubber Co | 100 | Goodyear Tire & Rubber Co | 100
Goodyear Beaumont Chemical Plant | 54321_G_N803 | 54321 | G | N803 |  | Combustion Turbine |  | MIS_WOTA | Texas | 48 | Jefferson | 245 | 48245 | 4 | 8700 | 1999 | 9999 |  |  | Y | Natural Gas | [12 empty] | 3 | 0.12659 | 0.12659 | 0.12659 | 0.12659 | [11 empty] | Goodyear Tire & Rubber Co | 100 | Goodyear Tire & Rubber Co | 100
Goodyear Beaumont Chemical Plant | 54321_G_N804 | 54321 | G | N804 |  | Combustion Turbine |  | MIS_WOTA | Texas | 48 | Jefferson | 245 | 48245 | 4 | 8700 | 1999 | 9999 |  |  | Y | Natural Gas | [12 empty] | 3 | 0.12659 | 0.12659 | 0.12659 | 0.12659 | [11 empty] | Goodyear Tire & Rubber Co | 100 | Goodyear Tire & Rubber Co | 100
Sibley Mill | 54322_G_2 | 54322 | G | 2 |  | Hydro |  | S_SOU | Georgia | 13 | Richmond | 245 | 13245 | 0.6 | 0 | 1946 | 9999 |  |  | N | Hydro | [13 empty] | 0 | 0 | 0 | 0 | [11 empty] | Avondale Mills Inc | 100 | Avondale Inc | 100
Sibley Mill | 54322_G_3 | 54322 | G | 3 |  | Hydro |  | S_SOU | Georgia | 13 | Richmond | 245 | 13245 | 0.7 | 0 | 1946 | 9999 |  |  | N | Hydro | [13 empty] | 0 | 0 | 0 | 0 | [11 empty] | Avondale Mills Inc | 100 | Avondale Inc | 100
Sibley Mill | 54322_G_4 | 54322 | G | 4 |  | Hydro |  | S_SOU | Georgia | 13 | Richmond | 245 | 13245 | 0.8 | 0 | 1946 | 9999 |  |  | N | Hydro | [13 empty] | 0 | 0 | 0 | 0 | [11 empty] | Avondale Mills Inc | 100 | Avondale Inc | 100
Ocean State Power II | 54324_G_GEN1 | 54324 | G | GEN1 | 3760 | Combined Cycle |  | NENGREST | Rhode Island | 44 | Providence | 7 | 44007 | 71.2 | 8983 | 1991 | 9999 |  |  | N | Natural Gas, Distillate Fuel Oil |  |  |  | H2O | SCR | [8 empty] | 0.028084 | 0.028084 | 0.028084 | 0.028084 | [11 empty] | Ocean State Power II | 100 | TC Energy Corp | 100
Ocean State Power II | 54324_G_GEN2 | 54324 | G | GEN2 | 3761 | Combined Cycle |  | NENGREST | Rhode Island | 44 | Providence | 7 | 44007 | 71.2 | 8983 | 1991 | 9999 |  |  | N | Natural Gas, Distillate Fuel Oil |  |  |  | H2O | SCR | [8 empty] | 0.028084 | 0.028084 | 0.028084 | 0.028084 | [11 empty] | Ocean State Power II | 100 | TC Energy Corp | 100
Ocean State Power II | 54324_G_GEN3 | 54324 | G | GEN3 | 3760 | Combined Cycle |  | NENGREST | Rhode Island | 44 | Providence | 7 | 44007 | 76.2 | 8983 | 1991 | 9999 |  |  | N | Natural Gas, Distillate Fuel Oil |  |  |  | NH3 | SCR | [8 empty] | 0.028084 | 0.028084 | 0.028084 | 0.028084 | [11 empty] | Ocean State Power II | 100 | TC Energy Corp | 100
Bucknell University | 54333_G_G001 | 54333 | G | G001 |  | Combined Cycle |  | PJM_WMAC | Pennsylvania | 42 | Union | 119 | 42119 | 4.3 | 5500 | 1998 | 9999 |  |  | Y | Natural Gas, Distillate Fuel Oil | [13 empty] | 0.011 | 0.011 | 0.011 | 0.011 | [11 empty] | Bucknell University | 100 | Bucknell University | 100
Bucknell University | 54333_G_G502 | 54333 | G | G502 |  | Combined Cycle |  | PJM_WMAC | Pennsylvania | 42 | Union | 119 | 42119 | 0.8 | 5500 | 1991 | 9999 |  |  | Y | Natural Gas, Distillate Fuel Oil | [13 empty] | 0.011 | 0.011 | 0.011 | 0.011 | [11 empty] | Bucknell University | 100 | Bucknell University | 100
Rio Grande Valley Sugar Growers | 54338_G_GENE | 54338 | G | GENE |  | Combustion Turbine | IC Engine | ERC_REST | Texas | 48 | Hidalgo | 215 | 48215 | 1.4 | 13469 | 2011 | 9999 |  |  | N | Distillate Fuel Oil | [13 empty] | 1.6498 | 1.6498 | 1.6498 | 1.6498 | [11 empty] | Rio Grande Sugar Growers Inc | 100 | Rio Grande Sugar Growers Inc | 100
Norway Point Hydropower Project | 54340_G_1 | 54340 | G | 1 |  | Hydro |  | MIS_LMI | Michigan | 26 | Alpena | 7 | 26007 | 2.8 | 0 | 1990 | 9999 |  |  | N | Hydro | [13 empty] | 0 | 0 | 0 | 0 | [11 empty] | Thunder Bay Power Co | 100 | Hudson Clean Energy Partners LP | 100
Norway Point Hydropower Project | 54340_G_2 | 54340 | G | 2 |  | Hydro |  | MIS_LMI | Michigan | 26 | Alpena | 7 | 26007 | 1.2 | 0 | 1990 | 9999 |  |  | N | Hydro | [13 empty] | 0 | 0 | 0 | 0 | [11 empty] | Thunder Bay Power Co | 100 | Hudson Clean Energy Partners LP | 100
Four Mile Hydropower Project | 54341_G_1 | 54341 | G | 1 |  | Hydro |  | MIS_LMI | Michigan | 26 | Alpena | 7 | 26007 | 0.6 | 0 | 1990 | 9999 |  |  | N | Hydro | [13 empty] | 0 | 0 | 0 | 0 | [11 empty] | Thunder Bay Power Co | 100 | Hudson Clean Energy Partners LP | 100
Four Mile Hydropower Project | 54341_G_2 | 54341 | G | 2 |  | Hydro |  | MIS_LMI | Michigan | 26 | Alpena | 7 | 26007 | 0.6 | 0 | 1990 | 9999 |  |  | N | Hydro | [13 empty] | 0 | 0 | 0 | 0 | [11 empty] | Thunder Bay Power Co | 100 | Hudson Clean Energy Partners LP | 100
Four Mile Hydropower Project | 54341_G_3 | 54341 | G | 3 |  | Hydro |  | MIS_LMI | Michigan | 26 | Alpena | 7 | 26007 | 0.6 | 0 | 1990 | 9999 |  |  | N | Hydro | [13 empty] | 0 | 0 | 0 | 0 | [11 empty] | Thunder Bay Power Co | 100 | Hudson Clean Energy Partners LP | 100
Four Mile Hydropower Project | 54341_G_4 | 54341 | G | 4 |  | Hydro |  | MIS_LMI | Michigan | 26 | Alpena | 7 | 26007 | 0.2 | 0 | 2005 | 9999 |  |  | N | Hydro | [13 empty] | 0 | 0 | 0 | 0 | [11 empty] | Thunder Bay Power Co | 100 | Hudson Clean Energy Partners LP | 100
Ninth Street Hydropower Project | 54342_G_1 | 54342 | G | 1 |  | Hydro |  | MIS_LMI | Michigan | 26 | Alpena | 7 | 26007 | 0.4 | 0 | 1990 | 9999 |  |  | N | Hydro | [13 empty] | 0 | 0 | 0 | 0 | [11 empty] | Thunder Bay Power Co | 100 | Hudson Clean Energy Partners LP | 100
Ninth Street Hydropower Project | 54342_G_2 | 54342 | G | 2 |  | Hydro |  | MIS_LMI | Michigan | 26 | Alpena | 7 | 26007 | 0.4 | 0 | 1990 | 9999 |  |  | N | Hydro | [13 empty] | 0 | 0 | 0 | 0 | [11 empty] | Thunder Bay Power Co | 100 | Hudson Clean Energy Partners LP | 100
Ninth Street Hydropower Project | 54342_G_3 | 54342 | G | 3 |  | Hydro |  | MIS_LMI | Michigan | 26 | Alpena | 7 | 26007 | 0.4 | 0 | 1990 | 9999 |  |  | N | Hydro | [13 empty] | 0 | 0 | 0 | 0 | [11 empty] | Thunder Bay Power Co | 100 | Hudson Clean Energy Partners LP | 100
Terminus Hydroelectric Project | 54343_G_GEN1 | 54343 | G | GEN1 |  | Hydro |  | WECC_SCE | California | 6 | Tulare | 107 | 06107 | 20 | 0 | 1990 | 9999 |  |  | N | Hydro | [13 empty] | 0 | 0 | 0 | 0 | [11 empty] | Kaweah River Power Authority | 100 | Kaweah River Power Authority | 100
Chace Mill Winooski One | 54355_G_GEN1 | 54355 | G | GEN1 |  | Hydro |  | NENGREST | Vermont | 50 | Chittenden | 7 | 50007 | 2.5 | 0 | 1993 | 9999 |  |  | N | Hydro | [13 empty] | 0 | 0 | 0 | 0 | [11 empty] | Burlington Electric Dept (Bed) | 100 | Burlington Electric Dept (Bed) | 100
Chace Mill Winooski One | 54355_G_GEN2 | 54355 | G | GEN2 |  | Hydro |  | NENGREST | Vermont | 50 | Chittenden | 7 | 50007 | 2.5 | 0 | 1993 | 9999 |  |  | N | Hydro | [13 empty] | 0 | 0 | 0 | 0 | [11 empty] | Burlington Electric Dept (Bed) | 100 | Burlington Electric Dept (Bed) | 100
Chace Mill Winooski One | 54355_G_GEN3 | 54355 | G | GEN3 |  | Hydro |  | NENGREST | Vermont | 50 | Chittenden | 7 | 50007 | 2.5 | 0 | 1993 | 9999 |  |  | N | Hydro | [13 empty] | 0 | 0 | 0 | 0 | [11 empty] | Burlington Electric Dept (Bed) | 100 | Burlington Electric Dept (Bed) | 100
Orange Cogeneration Facility | 54365_G_APC1 | 54365 | G | APC1 | 3762 | Combined Cycle |  | FRCC | Florida | 12 | Polk | 105 | 12105 | 43 | 7328 | 1995 | 9999 |  |  | Y | Natural Gas |  |  |  | DLNB + H2O | [9 empty] | 0.050189 | 0.050189 | 0.050189 | 0.050189 | [11 empty] | Orange Cogeneration LP | 100 | UBS AG | 100
Orange Cogeneration Facility | 54365_G_APC2 | 54365 | G | APC2 | 3763 | Combined Cycle |  | FRCC | Florida | 12 | Polk | 105 | 12105 | 43 | 7328 | 1995 | 9999 |  |  | Y | Natural Gas |  |  |  | DLNB + H2O | [9 empty] | 0.050189 | 0.050189 | 0.050189 | 0.050189 | [11 empty] | Orange Cogeneration LP | 100 | UBS AG | 100
Orange Cogeneration Facility | 54365_G_APC3 | 54365 | G | APC3 | 3762 | Combined Cycle |  | FRCC | Florida | 12 | Polk | 105 | 12105 | 24.6 | 7328 | 1995 | 9999 |  |  | Y | Natural Gas |  |  |  | LNB | [9 empty] | 0.050189 | 0.050189 | 0.050189 | 0.050189 | [11 empty] | Orange Cogeneration LP | 100 | UBS AG | 100
University of Colorado | 54372_G_GT1 | 54372 | G | GT1 |  | Combined Cycle |  | WECC_CO | Colorado | 8 | Boulder | 13 | 08013 | 15 | 5885 | 1992 | 9999 |  |  | Y | Natural Gas, Distillate Fuel Oil | [13 empty] | 0.12671 | 0.12671 | 0.12671 | 0.12671 | [11 empty] | University of Colorado | 100 | University of Colorado | 100
University of Colorado | 54372_G_GT2 | 54372 | G | GT2 |  | Combined Cycle |  | WECC_CO | Colorado | 8 | Boulder | 13 | 08013 | 15 | 5885 | 1992 | 9999 |  |  | Y | Natural Gas, Distillate Fuel Oil | [13 empty] | 0.12671 | 0.12671 | 0.12671 | 0.12671 | [11 empty] | University of Colorado | 100 | University of Colorado | 100
University of Colorado | 54372_G_ST1 | 54372 | G | ST1 |  | Combined Cycle |  | WECC_CO | Colorado | 8 | Boulder | 13 | 08013 | 1 | 5885 | 1992 | 9999 |  |  | Y | Natural Gas, Distillate Fuel Oil | [13 empty] | 0.12671 | 0.12671 | 0.12671 | 0.12671 | [11 empty] | University of Colorado | 100 | University of Colorado | 100
EHC West Hopkinton | 54384_G_GEN1 | 54384 | G | GEN1 |  | Hydro |  | NENGREST | New Hampshire | 33 | Merrimack | 13 | 33013 | 1 | 0 | 1985 | 9999 |  |  | N | Hydro | [13 empty] | 0 | 0 | 0 | 0 | [11 empty] | Consolidated Hydro New Hampshire Inc | 100 | Enel SpA | 100
Kinneytown New Old | 54385_G_GEN1 | 54385 | G | GEN1 |  | Hydro |  | NENG_CT | Connecticut | 9 | New Haven | 9 | 09009 | 0.8 | 0 | 1986 | 9999 |  |  | N | Hydro | [13 empty] | 0 | 0 | 0 | 0 | [11 empty] | Kinneytown Hydro Co Inc | 100 | Enel SpA | 100
Kinneytown New Old | 54385_G_GEN2 | 54385 | G | GEN2 |  | Hydro |  | NENG_CT | Connecticut | 9 | New Haven | 9 | 09009 | 1.4 | 0 | 1995 | 9999 |  |  | N | Hydro | [13 empty] | 0 | 0 | 0 | 0 | [11 empty] | Kinneytown Hydro Co Inc | 100 | Enel SpA | 100
Little Wood Hydro Project | 54386_G_GEN1 | 54386 | G | GEN1 |  | Hydro |  | WECC_ID | Idaho | 16 | Blaine | 13 | 16013 | 2.4 | 0 | 1985 | 9999 |  |  | N | Hydro | [13 empty] | 0 | 0 | 0 | 0 | [11 empty] | Littlewood Irrigation District | 100 | Littlewood Irrigation District | 100
Weeks Falls | 54387_G_GEN1 | 54387 | G | GEN1 |  | Hydro |  | WECC_PNW | Washington | 53 | King | 33 | 53033 | 4.2 | 0 | 1990 | 9999 |  |  | N | Hydro | [13 empty] | 0 | 0 | 0 | 0 | [11 empty] | Pacific Hydropower Co | 50 | Covanta Holding Corp | 50
Alice Falls Hydro Project | 54391_G_1 | 54391 | G | 1 |  | Hydro |  | NY_Z_D | New York | 36 | Clinton | 19 | 36019 | 1.5 | 0 | 1991 | 9999 |  |  | N | Hydro | [13 empty] | 0 | 0 | 0 | 0 | [11 empty] | Alice Falls Corp | 100 | Alice Falls Corp | 100
Alice Falls Hydro Project | 54391_G_2 | 54391 | G | 2 |  | Hydro |  | NY_Z_D | New York | 36 | Clinton | 19 | 36019 | 0.7 | 0 | 1991 | 9999 |  |  | N | Hydro | [13 empty] | 0 | 0 | 0 | 0 | [11 empty] | Alice Falls Corp | 100 | Alice Falls Corp | 100
Dry Creek Project | 54394_G_GEN1 | 54394 | G | GEN1 |  | Hydro |  | WECC_ID | Idaho | 16 | Butte | 23 | 16023 | 2.2 | 0 | 1987 | 9999 |  |  | N | Hydro | [13 empty] | 0 | 0 | 0 | 0 | [11 empty] | Dry Creek LLC | 100 | Dry Creek LLC | 100
Stillwater Hydro Electric Project | 54395_G_1 | 54395 | G | 1 |  | Hydro |  | NY_Z_F | New York | 36 | Saratoga | 91 | 36091 | 1.7 | 0 | 1993 | 9999 |  |  | N | Hydro | [13 empty] | 0 | 0 | 0 | 0 | [11 empty] | Gravity Renewables Inc | 100 | Gravity Renewables Inc | 100
Stillwater Hydro Electric Project | 54395_G_2 | 54395 | G | 2 |  | Hydro |  | NY_Z_F | New York | 36 | Saratoga | 91 | 36091 | 1.7 | 0 | 1993 | 9999 |  |  | N | Hydro | [13 empty] | 0 | 0 | 0 | 0 | [11 empty] | Gravity Renewables Inc | 100 | Gravity Renewables Inc | 100
Devon Station | 544_G_10 | 544 | G | 10 | 330 | Combustion Turbine |  | NENG_CT | Connecticut | 9 | New Haven | 9 | 09009 | 14.4 | 10783 | 1985 | 9999 |  |  | N | Distillate Fuel Oil | [12 empty] | 0.33 | 1.2006 | 1.2006 | 1.2006 | 1.2006 | [11 empty] | Devon Power LLC | 100 | ArcLight Capital Partners LLC | 100
Devon Station | 544_G_11 | 544 | G | 11 | 331 | Combustion Turbine |  | NENG_CT | Connecticut | 9 | New Haven | 9 | 09009 | 29.3 | 10782 | 1996 | 9999 |  |  | N | Natural Gas, Distillate Fuel Oil |  |  |  | H2O | [8 empty] | 0.04 | 0.15 | 0.15 | 0.15 | 0.15 | [11 empty] | Devon Power LLC | 100 | ArcLight Capital Partners LLC | 100
Devon Station | 544_G_12 | 544 | G | 12 | 332 | Combustion Turbine |  | NENG_CT | Connecticut | 9 | New Haven | 9 | 09009 | 29.2 | 10783 | 1996 | 9999 |  |  | N | Natural Gas, Distillate Fuel Oil |  |  |  | H2O | [8 empty] | 0.04 | 0.15 | 0.15 | 0.15 | 0.15 | [11 empty] | Devon Power LLC | 100 | ArcLight Capital Partners LLC | 100
Devon Station | 544_G_13 | 544 | G | 13 | 333 | Combustion Turbine |  | NENG_CT | Connecticut | 9 | New Haven | 9 | 09009 | 29.9 | 10782 | 1996 | 9999 |  |  | N | Natural Gas, Distillate Fuel Oil |  |  |  | H2O | [8 empty] | 0.04 | 0.15 | 0.15 | 0.15 | 0.15 | [11 empty] | Devon Power LLC | 100 | ArcLight Capital Partners LLC | 100
Devon Station | 544_G_14 | 544 | G | 14 | 334 | Combustion Turbine |  | NENG_CT | Connecticut | 9 | New Haven | 9 | 09009 | 29.7 | 10782 | 1996 | 9999 |  |  | N | Natural Gas, Distillate Fuel Oil |  |  |  | H2O | [8 empty] | 0.04 | 0.15 | 0.15 | 0.15 | 0.15 | [11 empty] | Devon Power LLC | 100 | ArcLight Capital Partners LLC | 100
Capitol Heat and Power | 54406_G_P31 | 54406 | G | P31 |  | Combustion Turbine | IC Engine | MIS_WUMS | Wisconsin | 55 | Dane | 25 | 55025 | 1 | 13469 | 2011 | 9999 |  |  | N | Distillate Fuel Oil | [13 empty] | 1.6498 | 1.6498 | 1.6498 | 1.6498 | [11 empty] | State of Wisconsin | 100 | State of Wisconsin | 100
Capitol Heat and Power | 54406_G_P32 | 54406 | G | P32 |  | Combustion Turbine | IC Engine | MIS_WUMS | Wisconsin | 55 | Dane | 25 | 55025 | 1 | 13469 | 2011 | 9999 |  |  | N | Distillate Fuel Oil | [13 empty] | 1.6498 | 1.6498 | 1.6498 | 1.6498 | [11 empty] | State of Wisconsin | 100 | State of Wisconsin | 100
Waupun Correctional Central Heating Plt | 54407_G_1 | 54407 | G | 1 |  | O/G Steam |  | MIS_WUMS | Wisconsin | 55 | Dodge | 27 | 55027 | 1 | 10947 | 1951 | 9999 |  |  | Y | Natural Gas, Distillate Fuel Oil | [12 empty] | 1.966 | 0.23063 | 0.23063 | 0.23063 | 0.23063 | [11 empty] | State of Wisconsin | 100 | State of Wisconsin | 100
Waupun Correctional Central Heating Plt | 54407_G_2 | 54407 | G | 2 |  | O/G Steam |  | MIS_WUMS | Wisconsin | 55 | Dodge | 27 | 55027 | 0.5 | 10947 | 1951 | 9999 |  |  | Y | Natural Gas, Distillate Fuel Oil | [12 empty] | 1.966 | 0.23063 | 0.23063 | 0.23063 | 0.23063 | [11 empty] | State of Wisconsin | 100 | State of Wisconsin | 100
Waupun Correctional Central Heating Plt | 54407_G_3 | 54407 | G | 3 |  | Combustion Turbine | IC Engine | MIS_WUMS | Wisconsin | 55 | Dodge | 27 | 55027 | 0.8 | 13469 | 1991 | 9999 |  |  | N | Distillate Fuel Oil | [13 empty] | 1.6498 | 1.6498 | 1.6498 | 1.6498 | [11 empty] | State of Wisconsin | 100 | State of Wisconsin | 100
Waupun Correctional Central Heating Plt | 54407_G_4 | 54407 | G | 4 |  | Combustion Turbine | IC Engine | MIS_WUMS | Wisconsin | 55 | Dodge | 27 | 55027 | 1.5 | 13469 | 1998 | 9999 |  |  | N | Distillate Fuel Oil | [13 empty] | 1.6498 | 1.6498 | 1.6498 | 1.6498 | [11 empty] | State of Wisconsin | 100 | State of Wisconsin | 100
UW Madison Charter Street Plant | 54408_G_3 | 54408 | G | 3 |  | Combustion Turbine | IC Engine | MIS_WUMS | Wisconsin | 55 | Dane | 25 | 55025 | 1.3 | 14775 | 1965 | 9999 |  |  | N | Distillate Fuel Oil | [13 empty] | 1.6498 | 1.6498 | 1.6498 | 1.6498 | [11 empty] | State of Wisconsin | 100 | State of Wisconsin | 100
Western Power & Steam Inc | 54410_G_CTG | 54410 | G | CTG |  | Combustion Turbine |  | WEC_CALN | California | 6 | Kern | 29 | 06029 | 19.6 | 8700 | 1990 | 9999 |  |  | Y | Natural Gas | [13 empty] | 0.79549 | 0.79549 | 0.79549 | 0.79549 | [11 empty] | Western Power & Steam Inc | 100 | All American Oil & Gas Inc | 100
Rollinsford | 54418_G_GEN1 | 54418 | G | GEN1 |  | Hydro |  | NENGREST | New Hampshire | 33 | Strafford | 17 | 33017 | 0.7 | 0 | 1986 | 9999 |  |  | N | Hydro | [13 empty] | 0 | 0 | 0 | 0 | [11 empty] | Consolidated Hydro New Hampshire Inc | 100 | Enel SpA | 100
Rollinsford | 54418_G_GEN2 | 54418 | G | GEN2 |  | Hydro |  | NENGREST | New Hampshire | 33 | Strafford | 17 | 33017 | 0.7 | 0 | 1995 | 9999 |  |  | N | Hydro | [13 empty] | 0 | 0 | 0 | 0 | [11 empty] | Consolidated Hydro New Hampshire Inc | 100 | Enel SpA | 100
Mulberry Cogeneration Facility | 54426_G_GT1 | 54426 | G | GT1 | 3772 | Combined Cycle |  | FRCC | Florida | 12 | Polk | 105 | 12105 | 76 | 7782 | 1994 | 9999 |  |  | Y | Natural Gas, Distillate Fuel Oil |  |  |  | DLNB | [9 empty] | 0.037114 | 0.037114 | 0.037114 | 0.037114 | [11 empty] | Polk Power Partners LP | 100 | UBS AG | 100
Mulberry Cogeneration Facility | 54426_G_ST1 | 54426 | G | ST1 | 3772 | Combined Cycle |  | FRCC | Florida | 12 | Polk | 105 | 12105 | 37 | 7782 | 1994 | 9999 | other | dry | Y | Natural Gas, Distillate Fuel Oil |  |  |  | DLNB | [9 empty] | 0.037114 | 0.037114 | 0.037114 | 0.037114 | [11 empty] | Polk Power Partners LP | 100 | UBS AG | 100
Welport Lease Project | 54447_G_TI | 54447 | G | TI |  | Combustion Turbine |  | WEC_CALN | California | 6 | Kern | 29 | 06029 | 4 | 8700 | 1990 | 9999 |  |  | Y | Natural Gas | [12 empty] | 0.74 | 0.79549 | 0.79549 | 0.79549 | 0.79549 | [11 empty] | Nuevo Energy Co | 100 | Plains Exploration & Production Co | 100
Dome Project | 54449_G_T1 | 54449 | G | T1 |  | Combustion Turbine |  | WEC_CALN | California | 6 | Kern | 29 | 06029 | 2.5 | 8700 | 1988 | 9999 |  |  | Y | Natural Gas | [12 empty] | 0.74 | 0.47388 | 0.47388 | 0.47388 | 0.47388 | [11 empty] | Nuevo Energy Co Dome | 100 | Plains Exploration & Production Co | 100
Dome Project | 54449_G_T2 | 54449 | G | T2 |  | Combustion Turbine |  | WEC_CALN | California | 6 | Kern | 29 | 06029 | 2.5 | 8700 | 1988 | 9999 |  |  | Y | Natural Gas | [12 empty] | 0.74 | 0.47388 | 0.47388 | 0.47388 | 0.47388 | [11 empty] | Nuevo Energy Co Dome | 100 | Plains Exploration & Production Co | 100
EDF Renewable Windfarm V Inc | 54453_G_GEN2 | 54453 | G | GEN2 |  | Onshore Wind |  | WEC_CALN | California | 6 | Solano | 95 | 06095 | 15.5 | 0 | 1990 | 9999 |  |  | N | Wind | [13 empty] | 0 | 0 | 0 | 0 | [11 empty] | Montezuma Hills Windplant | 100 | NextEra Energy Inc | 100
San Gorgonio Windplant WPP1993 | 54454_G_GEN11 | 54454 | G | GEN11 |  | Onshore Wind |  | WECC_SCE | California | 6 | Riverside | 65 | 06065 | 49.5 | 0 | 2011 | 9999 |  |  | N | Wind | [13 empty] | 0 | 0 | 0 | 0 | [11 empty] | Windpower Partners 1993 LLC | 100 | Valueact Capital Partners LP | 100
Hewlett Packard Enterprise | 54457_G_ALF1 | 54457 | G | ALF1 |  | Combustion Turbine | IC Engine | S_SOU | Georgia | 13 | Fulton | 121 | 13121 | 1 | 14775 | 1989 | 9999 |  |  | N | Distillate Fuel Oil | [13 empty] | 1.6498 | 1.6498 | 1.6498 | 1.6498 | [11 empty] | Compaq Computer Corp | 100 | Hewlett Packard Co | 100
Hewlett Packard Enterprise | 54457_G_ALF2 | 54457 | G | ALF2 |  | Combustion Turbine | IC Engine | S_SOU | Georgia | 13 | Fulton | 121 | 13121 | 1 | 14775 | 1989 | 9999 |  |  | N | Distillate Fuel Oil | [13 empty] | 1.6498 | 1.6498 | 1.6498 | 1.6498 | [11 empty] | Compaq Computer Corp | 100 | Hewlett Packard Co | 100
Hewlett Packard Enterprise | 54457_G_ALF3 | 54457 | G | ALF3 |  | Combustion Turbine | IC Engine | S_SOU | Georgia | 13 | Fulton | 121 | 13121 | 1 | 14775 | 1989 | 9999 |  |  | N | Distillate Fuel Oil | [13 empty] | 1.6498 | 1.6498 | 1.6498 | 1.6498 | [11 empty] | Compaq Computer Corp | 100 | Hewlett Packard Co | 100
Hewlett Packard Enterprise | 54457_G_ALF4 | 54457 | G | ALF4 |  | Combustion Turbine | IC Engine | S_SOU | Georgia | 13 | Fulton | 121 | 13121 | 1 | 14775 | 1989 | 9999 |  |  | N | Distillate Fuel Oil | [13 empty] | 1.6498 | 1.6498 | 1.6498 | 1.6498 | [11 empty] | Compaq Computer Corp | 100 | Hewlett Packard Co | 100
Hewlett Packard Enterprise | 54457_G_ALF5 | 54457 | G | ALF5 |  | Combustion Turbine | IC Engine | S_SOU | Georgia | 13 | Fulton | 121 | 13121 | 1 | 13469 | 1991 | 9999 |  |  | N | Distillate Fuel Oil | [13 empty] | 1.6498 | 1.6498 | 1.6498 | 1.6498 | [11 empty] | Compaq Computer Corp | 100 | Hewlett Packard Co | 100
Hewlett Packard Enterprise | 54457_G_B1GN1 | 54457 | G | B1GN1 |  | Combustion Turbine | IC Engine | S_SOU | Georgia | 13 | Fulton | 121 | 13121 | 1.4 | 13469 | 2005 | 9999 |  |  | N | Distillate Fuel Oil | [13 empty] | 1.6498 | 1.6498 | 1.6498 | 1.6498 | [11 empty] | Compaq Computer Corp | 100 | Hewlett Packard Co | 100
Hewlett Packard Enterprise | 54457_G_B1GN2 | 54457 | G | B1GN2 |  | Combustion Turbine | IC Engine | S_SOU | Georgia | 13 | Fulton | 121 | 13121 | 1.4 | 13469 | 2005 | 9999 |  |  | N | Distillate Fuel Oil | [13 empty] | 1.6498 | 1.6498 | 1.6498 | 1.6498 | [11 empty] | Compaq Computer Corp | 100 | Hewlett Packard Co | 100
Graniteville Enterprise Division | 54462_G_1 | 54462 | G | 1 |  | Hydro |  | S_SOU | Georgia | 13 | Richmond | 245 | 13245 | 0.5 | 0 | 1921 | 9999 |  |  | N | Hydro | [13 empty] | 0 | 0 | 0 | 0 | [11 empty] | Enterprise Mill LLC | 100 | Enterprise Mill LLC | 100
Graniteville Enterprise Division | 54462_G_2 | 54462 | G | 2 |  | Hydro |  | S_SOU | Georgia | 13 | Richmond | 245 | 13245 | 0.5 | 0 | 1921 | 9999 |  |  | N | Hydro | [13 empty] | 0 | 0 | 0 | 0 | [11 empty] | Frito Lay Inc | 100 | Frito Lay Inc | 100
Orlando Cogen LP | 54466_G_GEN1 | 54466 | G | GEN1 | 3773 | Combined Cycle |  | FRCC | Florida | 12 | Orange | 95 | 12095 | 120 | 7694 | 1993 | 9999 |  |  | Y | Natural Gas |  |  |  | LNB | [9 empty] | 0.050119 | 0.050119 | 0.050119 | 0.050119 | [11 empty] | Orlando Cogeneration LP | 100 | UBS AG | 100
Mascoma Hydro | 54471_G_01 | 54471 | G | 01 |  | Hydro |  | NENGREST | New Hampshire | 33 | Grafton | 9 | 33009 | 0.5 | 0 | 1988 | 9999 |  |  | N | Hydro | [13 empty] | 0 | 0 | 0 | 0 | [11 empty] | Mascoma Hydro Corp | 100 | Enel SpA | 100
Mascoma Hydro | 54471_G_02 | 54471 | G | 02 |  | Hydro |  | NENGREST | New Hampshire | 33 | Grafton | 9 | 33009 | 0.5 | 0 | 1988 | 9999 |  |  | N | Hydro | [13 empty] | 0 | 0 | 0 | 0 | [11 empty] | Mascoma Hydro Corp | 100 | Enel SpA | 100
Mascoma Hydro | 54471_G_03 | 54471 | G | 03 |  | Hydro |  | NENGREST | New Hampshire | 33 | Grafton | 9 | 33009 | 0.5 | 0 | 1988 | 9999 |  |  | N | Hydro | [13 empty] | 0 | 0 | 0 | 0 | [11 empty] | Mascoma Hydro Corp | 100 | Enel SpA | 100
Sumas Power Plant | 54476_G_GEN1 | 54476 | G | GEN1 | 90428 | Combined Cycle |  | WECC_PNW | Washington | 53 | Whatcom | 73 | 53073 | 84.7 | 8150 | 1993 | 9999 |  |  | Y | Natural Gas |  |  |  | STM | SCR | [8 empty] | 0.017327 | 0.017327 | 0.017327 | 0.017327 | [11 empty] | Puget Sound Energy Inc | 100 | Puget Energy Inc | 100
Sumas Power Plant | 54476_G_GEN2 | 54476 | G | GEN2 | 90428 | Combined Cycle |  | WECC_PNW | Washington | 53 | Whatcom | 73 | 53073 | 40.8 | 8150 | 1993 | 9999 |  |  | Y | Natural Gas |  |  |  | STM | SCR | [8 empty] | 0.017327 | 0.017327 | 0.017327 | 0.017327 | [11 empty] | Puget Sound Energy Inc | 100 | Puget Energy Inc | 100
Blind Canyon Hydro | 54514_G_1 | 54514 | G | 1 |  | Hydro |  | WECC_ID | Idaho | 16 | Gooding | 47 | 16047 | 1.3 | 0 | 1992 | 9999 |  |  | N | Hydro | [13 empty] | 0 | 0 | 0 | 0 | [11 empty] | Blind Canyon Aqua Ranch Inc | 100 | Blind Canyon Aqua Ranch Inc | 100
Crotched Mountain Rehabilitation Center | 54515_G_GEN1 | 54515 | G | GEN1 |  | Combustion Turbine | IC Engine | NENGREST | New Hampshire | 33 | Hillsborough | 11 | 33011 | 0.7 | 8700 | 1990 | 9999 |  |  | Y | Distillate Fuel Oil | [13 empty] | 1.6498 | 1.6498 | 1.6498 | 1.6498 | [11 empty] | Crotched MT Rehab Center | 100 | Crotched MT Rehab Center | 100
Crotched Mountain Rehabilitation Center | 54515_G_GEN2 | 54515 | G | GEN2 |  | Combustion Turbine | IC Engine | NENGREST | New Hampshire | 33 | Hillsborough | 11 | 33011 | 0.7 | 8700 | 1990 | 9999 |  |  | Y | Distillate Fuel Oil | [13 empty] | 1.6498 | 1.6498 | 1.6498 | 1.6498 | [11 empty] | Crotched MT Rehab Center | 100 | Crotched MT Rehab Center | 100
Crotched Mountain Rehabilitation Center | 54515_G_GEN3 | 54515 | G | GEN3 |  | Combustion Turbine | IC Engine | NENGREST | New Hampshire | 33 | Hillsborough | 11 | 33011 | 0.7 | 8700 | 1990 | 9999 |  |  | Y | Distillate Fuel Oil | [13 empty] | 1.6498 | 1.6498 | 1.6498 | 1.6498 | [11 empty] | Crotched MT Rehab Center | 100 | Crotched MT Rehab Center | 100
Sierra Pacific Sonora | 54517_G_GEN3 | 54517 | G | GEN3 |  | Biomass |  | WEC_CALN | California | 6 | Tuolumne | 109 | 06109 | 6 | 15307 | 2018 | 9999 |  |  | N | Biomass | [13 empty] | 0.59586 | 0.59586 | 0.59586 | 0.59586 | [11 empty] | Sierra Pacific Industries Inc | 100 | Sierra Pacific Industries | 100
Formosa Plastics | 54518_G_GT2 | 54518 | G | GT2 |  | Combustion Turbine |  | MIS_LA | Louisiana | 22 | East Baton Rouge | 33 | 22033 | 33 | 8700 | 1990 | 9999 |  |  | Y | Natural Gas | [13 empty] | 0.03132 | 0.03132 | 0.03132 | 0.03132 | [11 empty] | Formosa Plastics Corp La | 100 | Formosa Plastics Corp | 100
Formosa Plastics | 54518_G_GT3 | 54518 | G | GT3 |  | Combustion Turbine |  | MIS_LA | Louisiana | 22 | East Baton Rouge | 33 | 22033 | 33 | 8700 | 1996 | 9999 |  |  | Y | Natural Gas | [13 empty] | 0.07528 | 0.07528 | 0.07528 | 0.07528 | [11 empty] | Formosa Plastics Corp La | 100 | Formosa Plastics Corp | 100
Horseshoe Bend Hydroelectric Co | 54524_G_GEN1 | 54524 | G | GEN1 |  | Hydro |  | WECC_ID | Idaho | 16 | Boise | 15 | 16015 | 4.7 | 0 | 1995 | 9999 |  |  | N | Hydro | [13 empty] | 0 | 0 | 0 | 0 | [11 empty] | Horseshoe Bend Hydroelectric Co | 100 | Innergex Renewable Energy Inc | 100
Horseshoe Bend Hydroelectric Co | 54524_G_GEN2 | 54524 | G | GEN2 |  | Hydro |  | WECC_ID | Idaho | 16 | Boise | 15 | 16015 | 4.7 | 0 | 1995 | 9999 |  |  | N | Hydro | [13 empty] | 0 | 0 | 0 | 0 | [11 empty] | Horseshoe Bend Hydroelectric Co | 100 | Innergex Renewable Energy Inc | 100
Kankakee Hydro Facility | 54525_G_1 | 54525 | G | 1 |  | Hydro |  | PJM_COMD | Illinois | 17 | Kankakee | 91 | 17091 | 0.4 | 0 | 1991 | 9999 |  |  | N | Hydro | [13 empty] | 0 | 0 | 0 | 0 | [11 empty] | Kankakee (City of) | 100 | Kankakee (City of) | 100
Kankakee Hydro Facility | 54525_G_2 | 54525 | G | 2 |  | Hydro |  | PJM_COMD | Illinois | 17 | Kankakee | 91 | 17091 | 0.4 | 0 | 1991 | 9999 |  |  | N | Hydro | [13 empty] | 0 | 0 | 0 | 0 | [11 empty] | Kankakee (City of) | 100 | Kankakee (City of) | 100
Kankakee Hydro Facility | 54525_G_3 | 54525 | G | 3 |  | Hydro |  | PJM_COMD | Illinois | 17 | Kankakee | 91 | 17091 | 0.4 | 0 | 1991 | 9999 |  |  | N | Hydro | [13 empty] | 0 | 0 | 0 | 0 | [11 empty] | Kankakee (City of) | 100 | Kankakee (City of) | 100
Sumpter Energy Associates | 54536_G_0202 | 54536 | G | 0202 |  | Landfill Gas |  | MIS_LMI | Michigan | 26 | Wayne | 163 | 26163 | 0.8 | 14103 | 1998 | 9999 |  |  | N | Landfill Gas | [13 empty] | 0.24082 | 0.24082 | 0.24082 | 0.24082 | [11 empty] | Sumpter Energy Associates | 100 | Landfill Energy Systems | 100
Sumpter Energy Associates | 54536_G_0203 | 54536 | G | 0203 |  | Landfill Gas |  | MIS_LMI | Michigan | 26 | Wayne | 163 | 26163 | 0.8 | 14103 | 1998 | 9999 |  |  | N | Landfill Gas | [13 empty] | 0.24082 | 0.24082 | 0.24082 | 0.24082 | [11 empty] | Sumpter Energy Associates | 100 | Landfill Energy Systems | 100
Sumpter Energy Associates | 54536_G_0204 | 54536 | G | 0204 |  | Landfill Gas |  | MIS_LMI | Michigan | 26 | Wayne | 163 | 26163 | 0.8 | 14103 | 1998 | 9999 |  |  | N | Landfill Gas | [13 empty] | 0.24082 | 0.24082 | 0.24082 | 0.24082 | [11 empty] | Sumpter Energy Associates | 100 | Landfill Energy Systems | 100
Sumpter Energy Associates | 54536_G_0205 | 54536 | G | 0205 |  | Landfill Gas |  | MIS_LMI | Michigan | 26 | Wayne | 163 | 26163 | 0.8 | 14103 | 1998 | 9999 |  |  | N | Landfill Gas | [13 empty] | 0.24082 | 0.24082 | 0.24082 | 0.24082 | [11 empty] | Sumpter Energy Associates | 100 | Landfill Energy Systems | 100
Sumpter Energy Associates | 54536_G_0386 | 54536 | G | 0386 |  | Landfill Gas |  | MIS_LMI | Michigan | 26 | Wayne | 163 | 26163 | 0.8 | 14103 | 1992 | 9999 |  |  | N | Landfill Gas | [13 empty] | 0.24082 | 0.24082 | 0.24082 | 0.24082 | [11 empty] | Sumpter Energy Associates | 100 | Landfill Energy Systems | 100
Sumpter Energy Associates | 54536_G_0388 | 54536 | G | 0388 |  | Landfill Gas |  | MIS_LMI | Michigan | 26 | Wayne | 163 | 26163 | 0.8 | 14103 | 1992 | 9999 |  |  | N | Landfill Gas | [13 empty] | 0.24082 | 0.24082 | 0.24082 | 0.24082 | [11 empty] | Sumpter Energy Associates | 100 | Landfill Energy Systems | 100
Sumpter Energy Associates | 54536_G_0389 | 54536 | G | 0389 |  | Landfill Gas |  | MIS_LMI | Michigan | 26 | Wayne | 163 | 26163 | 0.8 | 14103 | 1992 | 9999 |  |  | N | Landfill Gas | [13 empty] | 0.24082 | 0.24082 | 0.24082 | 0.24082 | [11 empty] | Sumpter Energy Associates | 100 | Landfill Energy Systems | 100
Sumpter Energy Associates | 54536_G_0392 | 54536 | G | 0392 |  | Landfill Gas |  | MIS_LMI | Michigan | 26 | Wayne | 163 | 26163 | 0.8 | 14103 | 1992 | 9999 |  |  | N | Landfill Gas | [13 empty] | 0.24082 | 0.24082 | 0.24082 | 0.24082 | [11 empty] | Sumpter Energy Associates | 100 | Landfill Energy Systems | 100
Sumpter Energy Associates | 54536_G_0435 | 54536 | G | 0435 |  | Landfill Gas |  | MIS_LMI | Michigan | 26 | Wayne | 163 | 26163 | 0.8 | 14103 | 1992 | 9999 |  |  | N | Landfill Gas | [13 empty] | 0.24082 | 0.24082 | 0.24082 | 0.24082 | [11 empty] | Sumpter Energy Associates | 100 | Landfill Energy Systems | 100
Sumpter Energy Associates | 54536_G_0437 | 54536 | G | 0437 |  | Landfill Gas |  | MIS_LMI | Michigan | 26 | Wayne | 163 | 26163 | 0.8 | 14103 | 1992 | 9999 |  |  | N | Landfill Gas | [13 empty] | 0.24082 | 0.24082 | 0.24082 | 0.24082 | [11 empty] | Sumpter Energy Associates | 100 | Landfill Energy Systems | 100
Sumpter Energy Associates | 54536_G_0440 | 54536 | G | 0440 |  | Landfill Gas |  | MIS_LMI | Michigan | 26 | Wayne | 163 | 26163 | 0.8 | 14103 | 1992 | 9999 |  |  | N | Landfill Gas | [13 empty] | 0.24082 | 0.24082 | 0.24082 | 0.24082 | [11 empty] | Sumpter Energy Associates | 100 | Landfill Energy Systems | 100
Sumpter Energy Associates | 54536_G_0447 | 54536 | G | 0447 |  | Landfill Gas |  | MIS_LMI | Michigan | 26 | Wayne | 163 | 26163 | 0.8 | 14103 | 1992 | 9999 |  |  | N | Landfill Gas | [13 empty] | 0.24082 | 0.24082 | 0.24082 | 0.24082 | [11 empty] | Sumpter Energy Associates | 100 | Landfill Energy Systems | 100
Sumpter Energy Associates | 54536_G_0464 | 54536 | G | 0464 |  | Landfill Gas |  | MIS_LMI | Michigan | 26 | Wayne | 163 | 26163 | 0.8 | 14103 | 1992 | 9999 |  |  | N | Landfill Gas | [13 empty] | 0.24082 | 0.24082 | 0.24082 | 0.24082 | [11 empty] | Sumpter Energy Associates | 100 | Landfill Energy Systems | 100
Sumpter Energy Associates | 54536_G_0467 | 54536 | G | 0467 |  | Landfill Gas |  | MIS_LMI | Michigan | 26 | Wayne | 163 | 26163 | 0.8 | 14103 | 1992 | 9999 |  |  | N | Landfill Gas | [13 empty] | 0.24082 | 0.24082 | 0.24082 | 0.24082 | [11 empty] | Sumpter Energy Associates | 100 | Landfill Energy Systems | 100
Ferndale Generating Station | 54537_G_CT1A | 54537 | G | CT1A | 90752 | Combined Cycle |  | WECC_PNW | Washington | 53 | Whatcom | 73 | 53073 | 86 | 7539 | 1994 | 9999 |  |  | Y | Natural Gas, Distillate Fuel Oil |  |  |  | STM | SCR | [7 empty] | 2.47 | 0.023955 | 0.023955 | 0.023955 | 0.023955 | [11 empty] | Puget Sound Energy Inc | 100 | Puget Energy Inc | 100
Ferndale Generating Station | 54537_G_CT1B | 54537 | G | CT1B | 90753 | Combined Cycle |  | WECC_PNW | Washington | 53 | Whatcom | 73 | 53073 | 86 | 7539 | 1994 | 9999 |  |  | Y | Natural Gas, Distillate Fuel Oil |  |  |  | STM | SCR | [7 empty] | 2.47 | 0.023955 | 0.023955 | 0.023955 | 0.023955 | [11 empty] | Puget Sound Energy Inc | 100 | Puget Energy Inc | 100
Ferndale Generating Station | 54537_G_ST1 | 54537 | G | ST1 | 90752 | Combined Cycle |  | WECC_PNW | Washington | 53 | Whatcom | 73 | 53073 | 98 | 7539 | 1994 | 9999 |  |  | Y | Natural Gas, Distillate Fuel Oil |  |  |  | STM | SCR | [7 empty] | 2.47 | 0.023955 | 0.023955 | 0.023955 | 0.023955 | [11 empty] | Puget Sound Energy Inc | 100 | Puget Energy Inc | 100
Hartwell Energy Facility | 54538_G_MAG1 | 54538 | G | MAG1 | 5039 | Combustion Turbine |  | S_SOU | Georgia | 13 | Hart | 147 | 13147 | 149.5 | 12906 | 1994 | 9999 |  |  | N | Natural Gas, Distillate Fuel Oil |  |  |  | H2O | [8 empty] | 0.006 | 0.06101 | 0.06101 | 0.06101 | 0.06101 | [11 empty] | Hartwell Energy LP | 100 | Oglethorpe Power Corp | 100
Hartwell Energy Facility | 54538_G_MAG2 | 54538 | G | MAG2 | 5040 | Combustion Turbine |  | S_SOU | Georgia | 13 | Hart | 147 | 13147 | 148.6 | 12910 | 1994 | 9999 |  |  | N | Natural Gas, Distillate Fuel Oil |  |  |  | H2O | [8 empty] | 0.006 | 0.0712 | 0.0712 | 0.0712 | 0.0712 | [11 empty] | Hartwell Energy LP | 100 | Oglethorpe Power Corp | 100
Venice Resources Gas Recovery | 54539_G_GEN1 | 54539 | G | GEN1 |  | Landfill Gas |  | MIS_LMI | Michigan | 26 | Shiawassee | 155 | 26155 | 0.8 | 13500 | 1992 | 9999 |  |  | N | Landfill Gas | [13 empty] | 0.24082 | 0.24082 | 0.24082 | 0.24082 | [11 empty] | WM Renewable Energy LLC | 100 | Waste Management Inc | 100
Venice Resources Gas Recovery | 54539_G_GEN2 | 54539 | G | GEN2 |  | Landfill Gas |  | MIS_LMI | Michigan | 26 | Shiawassee | 155 | 26155 | 0.8 | 13500 | 1992 | 9999 |  |  | N | Landfill Gas | [13 empty] | 0.24082 | 0.24082 | 0.24082 | 0.24082 | [11 empty] | WM Renewable Energy LLC | 100 | Waste Management Inc | 100
Sithe Independence Station | 54547_G_1 | 54547 | G | 1 | 3774 | Combined Cycle |  | NY_Z_C&E | New York | 36 | Oswego | 75 | 36075 | 155.3 | 6744 | 1994 | 9999 |  |  | Y | Natural Gas |  |  |  | DLNB | SCR | [8 empty] | 0.017646 | 0.017646 | 0.017646 | 0.017646 | [11 empty] | Sithe Energies Inc | 49 | Vistra Energy | 100
Sithe Independence Station | 54547_G_2 | 54547 | G | 2 | 3775 | Combined Cycle |  | NY_Z_C&E | New York | 36 | Oswego | 75 | 36075 | 155.3 | 6744 | 1994 | 9999 |  |  | Y | Natural Gas |  |  |  | DLNB | SCR | [8 empty] | 0.017646 | 0.017646 | 0.017646 | 0.017646 | [11 empty] | Sithe Energies Inc | 49 | Vistra Energy | 100
Sithe Independence Station | 54547_G_3 | 54547 | G | 3 | 3776 | Combined Cycle |  | NY_Z_C&E | New York | 36 | Oswego | 75 | 36075 | 155.3 | 6744 | 1994 | 9999 |  |  | Y | Natural Gas |  |  |  | DLNB | SCR | [8 empty] | 0.018635 | 0.018635 | 0.018635 | 0.018635 | [11 empty] | Sithe Energies Inc | 49 | Vistra Energy | 100
Sithe Independence Station | 54547_G_4 | 54547 | G | 4 | 3777 | Combined Cycle |  | NY_Z_C&E | New York | 36 | Oswego | 75 | 36075 | 155.3 | 6744 | 1994 | 9999 |  |  | Y | Natural Gas |  |  |  | DLNB | SCR | [8 empty] | 0.018635 | 0.018635 | 0.018635 | 0.018635 | [11 empty] | Sithe Energies Inc | 49 | Vistra Energy | 100
Sithe Independence Station | 54547_G_5 | 54547 | G | 5 | 3774 | Combined Cycle |  | NY_Z_C&E | New York | 36 | Oswego | 75 | 36075 | 167.5 | 6744 | 1994 | 9999 |  |  | Y | Natural Gas |  |  |  | DLNB | SCR | [8 empty] | 0.017646 | 0.017646 | 0.017646 | 0.017646 | [11 empty] | Sithe Energies Inc | 49 | Vistra Energy | 100
Sithe Independence Station | 54547_G_6 | 54547 | G | 6 | 3776 | Combined Cycle |  | NY_Z_C&E | New York | 36 | Oswego | 75 | 36075 | 167.5 | 6744 | 1994 | 9999 |  |  | Y | Natural Gas |  |  |  | DLNB | SCR | [8 empty] | 0.018635 | 0.018635 | 0.018635 | 0.018635 | [11 empty] | Sithe Energies Inc | 49 | Vistra Energy | 100
Longfalls Facility | 54548_G_1 | 54548 | G | 1 |  | Hydro |  | NY_Z_C&E | New York | 36 | Jefferson | 45 | 36045 | 3 | 0 | 1991 | 9999 |  |  | N | Hydro | [13 empty] | 0 | 0 | 0 | 0 | [11 empty] | Fourth Branch Associates | 100 | Albany Engineering | 100
ExxonMobil Mobile Bay Onshore | 54550_G_901 | 54550 | G | 901 |  | Combined Cycle |  | S_SOU | Alabama | 1 | Mobile | 97 | 01097 | 0.9 | 5500 | 1993 | 9999 |  |  | Y | Natural Gas | [13 empty] | 0.024573 | 0.024573 | 0.024573 | 0.024573 | [11 empty] | Exxon Mobil Production Co | 100 | ExxonMobil Corp | 100
ExxonMobil Mobile Bay Onshore | 54550_G_901A | 54550 | G | 901A |  | Combined Cycle |  | S_SOU | Alabama | 1 | Mobile | 97 | 01097 | 3.4 | 5500 | 1993 | 9999 |  |  | Y | Natural Gas | [13 empty] | 0.024573 | 0.024573 | 0.024573 | 0.024573 | [11 empty] | Exxon Mobil Production Co | 100 | ExxonMobil Corp | 100
ExxonMobil Mobile Bay Onshore | 54550_G_901B | 54550 | G | 901B |  | Combined Cycle |  | S_SOU | Alabama | 1 | Mobile | 97 | 01097 | 3.4 | 5500 | 1993 | 9999 |  |  | Y | Natural Gas | [13 empty] | 0.024573 | 0.024573 | 0.024573 | 0.024573 | [11 empty] | Exxon Mobil Production Co | 100 | ExxonMobil Corp | 100
ExxonMobil Mobile Bay Onshore | 54550_G_901C | 54550 | G | 901C |  | Combined Cycle |  | S_SOU | Alabama | 1 | Mobile | 97 | 01097 | 3.4 | 5500 | 1993 | 9999 |  |  | Y | Natural Gas | [13 empty] | 0.024573 | 0.024573 | 0.024573 | 0.024573 | [11 empty] | Exxon Mobil Production Co | 100 | ExxonMobil Corp | 100
Spicer Meadow Project | 54554_G_GEN1 | 54554 | G | GEN1 |  | Hydro |  | WEC_CALN | California | 6 | Tuolumne | 109 | 06109 | 2.5 | 0 | 1989 | 9999 |  |  | N | Hydro | [13 empty] | 0 | 0 | 0 | 0 | [11 empty] | Calaveras County Water District | 100 | Calaveras County Water District | 100
Spicer Meadow Project | 54554_G_GEN2 | 54554 | G | GEN2 |  | Hydro |  | WEC_CALN | California | 6 | Tuolumne | 109 | 06109 | 2.5 | 0 | 1989 | 9999 |  |  | N | Hydro | [13 empty] | 0 | 0 | 0 | 0 | [11 empty] | Calaveras County Water District | 100 | Calaveras County Water District | 100
Spicer Meadow Project | 54554_G_GEN3 | 54554 | G | GEN3 |  | Hydro |  | WEC_CALN | California | 6 | Tuolumne | 109 | 06109 | 0.5 | 0 | 1989 | 9999 |  |  | N | Hydro | [13 empty] | 0 | 0 | 0 | 0 | [11 empty] | Calaveras County Water District | 100 | Calaveras County Water District | 100
Collierville Powerhouse | 54555_G_GEN1 | 54555 | G | GEN1 |  | Hydro |  | WEC_CALN | California | 6 | Calaveras | 9 | 06009 | 126.5 | 0 | 1989 | 9999 |  |  | N | Hydro | [13 empty] | 0 | 0 | 0 | 0 | [11 empty] | Northern California Power Agency | 100 | Northern California Power Agency | 100
Collierville Powerhouse | 54555_G_GEN2 | 54555 | G | GEN2 |  | Hydro |  | WEC_CALN | California | 6 | Calaveras | 9 | 06009 | 126.5 | 0 | 1989 | 9999 |  |  | N | Hydro | [13 empty] | 0 | 0 | 0 | 0 | [11 empty] | Northern California Power Agency | 100 | Northern California Power Agency | 100
Ingredion Incorporated | 54556_G_TG03 | 54556 | G | TG03 |  | Combustion Turbine |  | PJM_COMD | Illinois | 17 | Cook | 31 | 17031 | 4.4 | 12369 | 1996 | 2045 |  |  | N | Natural Gas | [13 empty] | 0.16383 | 0.16383 | 0.16383 | 0.16383 | [11 empty] | Corn Products International Inc | 100 | Corn Products Intl Inc | 100
Ingredion Incorporated | 54556_G_TG04 | 54556 | G | TG04 |  | Combustion Turbine |  | PJM_COMD | Illinois | 17 | Cook | 31 | 17031 | 4.4 | 12369 | 1996 | 2045 |  |  | N | Natural Gas | [13 empty] | 0.17955 | 0.17955 | 0.17955 | 0.17955 | [11 empty] | Corn Products International Inc | 100 | Corn Products Intl Inc | 100
Hazelton B Hydro | 54558_G_U1 | 54558 | G | U1 |  | Hydro |  | WECC_ID | Idaho | 16 | Jerome | 53 | 16053 | 3.8 | 0 | 1993 | 9999 |  |  | N | Hydro | [13 empty] | 0 | 0 | 0 | 0 | [11 empty] | Ida West Energy Co | 50 | IDACORP Inc | 50
Hazelton B Hydro | 54558_G_U2 | 54558 | G | U2 |  | Hydro |  | WECC_ID | Idaho | 16 | Jerome | 53 | 16053 | 3.8 | 0 | 1993 | 9999 |  |  | N | Hydro | [13 empty] | 0 | 0 | 0 | 0 | [11 empty] | Ida West Energy Co | 50 | IDACORP Inc | 50
MM Yolo Power | 54567_G_1 | 54567 | G | 1 |  | Landfill Gas |  | WEC_CALN | California | 6 | Yolo | 113 | 06113 | 0.5 | 13500 | 1990 | 9999 |  |  | N | Landfill Gas | [13 empty] | 0.17175 | 0.17175 | 0.17175 | 0.17175 | [11 empty] | MM Yolo Power LLC | 100 | FORTISTAR | 100
MM Yolo Power | 54567_G_2 | 54567 | G | 2 |  | Landfill Gas |  | WEC_CALN | California | 6 | Yolo | 113 | 06113 | 0.5 | 13500 | 1990 | 9999 |  |  | N | Landfill Gas | [13 empty] | 0.17175 | 0.17175 | 0.17175 | 0.17175 | [11 empty] | MM Yolo Power LLC | 100 | FORTISTAR | 100
MM Yolo Power | 54567_G_3 | 54567 | G | 3 |  | Landfill Gas |  | WEC_CALN | California | 6 | Yolo | 113 | 06113 | 0.5 | 13500 | 1990 | 9999 |  |  | N | Landfill Gas | [13 empty] | 0.17175 | 0.17175 | 0.17175 | 0.17175 | [11 empty] | MM Yolo Power LLC | 100 | FORTISTAR | 100
MM Yolo Power | 54567_G_4 | 54567 | G | 4 |  | Landfill Gas |  | WEC_CALN | California | 6 | Yolo | 113 | 06113 | 0.6 | 13500 | 1993 | 9999 |  |  | N | Landfill Gas | [13 empty] | 0.17175 | 0.17175 | 0.17175 | 0.17175 | [11 empty] | MM Yolo Power LLC | 100 | FORTISTAR | 100
MM Yolo Power | 54567_G_5 | 54567 | G | 5 |  | Landfill Gas |  | WEC_CALN | California | 6 | Yolo | 113 | 06113 | 0.4 | 13500 | 1998 | 9999 |  |  | N | Landfill Gas | [13 empty] | 0.17175 | 0.17175 | 0.17175 | 0.17175 | [11 empty] | MM Yolo Power LLC | 100 | FORTISTAR | 100
Lochmere Hydroelectric Plant | 54572_G_UNT1 | 54572 | G | UNT1 |  | Hydro |  | NENGREST | New Hampshire | 33 | Belknap | 1 | 33001 | 0.3 | 0 | 1984 | 9999 |  |  | N | Hydro | [13 empty] | 0 | 0 | 0 | 0 | [11 empty] | Hdi Associates I | 100 | Hudson Clean Energy Partners LP | 100
Lochmere Hydroelectric Plant | 54572_G_UNT2 | 54572 | G | UNT2 |  | Hydro |  | NENGREST | New Hampshire | 33 | Belknap | 1 | 33001 | 0.3 | 0 | 1984 | 9999 |  |  | N | Hydro | [13 empty] | 0 | 0 | 0 | 0 | [11 empty] | Hdi Associates I | 100 | Hudson Clean Energy Partners LP | 100
Lochmere Hydroelectric Plant | 54572_G_UNT3 | 54572 | G | UNT3 |  | Hydro |  | NENGREST | New Hampshire | 33 | Belknap | 1 | 33001 | 0.3 | 0 | 1984 | 9999 |  |  | N | Hydro | [13 empty] | 0 | 0 | 0 | 0 | [11 empty] | Hdi Associates I | 100 | Hudson Clean Energy Partners LP | 100
Lochmere Hydroelectric Plant | 54572_G_UNT4 | 54572 | G | UNT4 |  | Hydro |  | NENGREST | New Hampshire | 33 | Belknap | 1 | 33001 | 0.3 | 0 | 1984 | 9999 |  |  | N | Hydro | [13 empty] | 0 | 0 | 0 | 0 | [11 empty] | Hdi Associates I | 100 | Hudson Clean Energy Partners LP | 100
Wappinger Falls Hydroelectric | 54573_G_1 | 54573 | G | 1 |  | Hydro |  | NY_Z_G-I | New York | 36 | Dutchess | 27 | 36027 | 1 | 0 | 1988 | 9999 |  |  | N | Hydro | [13 empty] | 0 | 0 | 0 | 0 | [11 empty] | Electro Ecology Inc | 100 | Electro Ecology Inc | 100
Wappinger Falls Hydroelectric | 54573_G_2 | 54573 | G | 2 |  | Hydro |  | NY_Z_G-I | New York | 36 | Dutchess | 27 | 36027 | 1 | 0 | 1988 | 9999 |  |  | N | Hydro | [13 empty] | 0 | 0 | 0 | 0 | [11 empty] | Electro Ecology Inc | 100 | Electro Ecology Inc | 100
Saranac Facility | 54574_G_GEN1 | 54574 | G | GEN1 | 3780 | Combined Cycle |  | NY_Z_D | New York | 36 | Clinton | 19 | 36019 | 82.3 | 9097 | 1994 | 9999 |  |  | N | Natural Gas |  |  |  |  | SCR | [8 empty] | 0.02863 | 0.02863 | 0.02863 | 0.02863 | [11 empty] | Saranac Power Partners LP | 100 | Berkshire Hathaway Inc | 100
Saranac Facility | 54574_G_GEN2 | 54574 | G | GEN2 | 3781 | Combined Cycle |  | NY_Z_D | New York | 36 | Clinton | 19 | 36019 | 82 | 9097 | 1994 | 9999 |  |  | N | Natural Gas |  |  |  |  | SCR | [8 empty] | 0.02863 | 0.02863 | 0.02863 | 0.02863 | [11 empty] | Saranac Power Partners LP | 100 | Berkshire Hathaway Inc | 100
Saranac Facility | 54574_G_GEN3 | 54574 | G | GEN3 | 3780 | Combined Cycle |  | NY_Z_D | New York | 36 | Clinton | 19 | 36019 | 85.6 | 9097 | 1994 | 9999 |  |  | N | Natural Gas |  |  |  | LNB + NH3 | SCR | [8 empty] | 0.02863 | 0.02863 | 0.02863 | 0.02863 | [11 empty] | Saranac Power Partners LP | 100 | Berkshire Hathaway Inc | 100
Curtis Palmer Hydroelectric | 54580_G_C1 | 54580 | G | C1 |  | Hydro |  | NY_Z_F | New York | 36 | Saratoga | 91 | 36091 | 2.5 | 0 | 1986 | 9999 |  |  | N | Hydro | [13 empty] | 0 | 0 | 0 | 0 | [11 empty] | Curtis Palmer Hydroelectric Co LP (The) | 100 | Hydro Quebec | 100
Curtis Palmer Hydroelectric | 54580_G_C2 | 54580 | G | C2 |  | Hydro |  | NY_Z_F | New York | 36 | Saratoga | 91 | 36091 | 2.5 | 0 | 1986 | 9999 |  |  | N | Hydro | [13 empty] | 0 | 0 | 0 | 0 | [11 empty] | Curtis Palmer Hydroelectric Co LP (The) | 100 | Hydro Quebec | 100
Curtis Palmer Hydroelectric | 54580_G_C3 | 54580 | G | C3 |  | Hydro |  | NY_Z_F | New York | 36 | Saratoga | 91 | 36091 | 2.4 | 0 | 1985 | 9999 |  |  | N | Hydro | [13 empty] | 0 | 0 | 0 | 0 | [11 empty] | Curtis Palmer Hydroelectric Co LP (The) | 100 | Hydro Quebec | 100
Curtis Palmer Hydroelectric | 54580_G_C4 | 54580 | G | C4 |  | Hydro |  | NY_Z_F | New York | 36 | Saratoga | 91 | 36091 | 1.1 | 0 | 1985 | 9999 |  |  | N | Hydro | [13 empty] | 0 | 0 | 0 | 0 | [11 empty] | Curtis Palmer Hydroelectric Co LP (The) | 100 | Hydro Quebec | 100
Curtis Palmer Hydroelectric | 54580_G_C5 | 54580 | G | C5 |  | Hydro |  | NY_Z_F | New York | 36 | Saratoga | 91 | 36091 | 1.1 | 0 | 1985 | 9999 |  |  | N | Hydro | [13 empty] | 0 | 0 | 0 | 0 | [11 empty] | Curtis Palmer Hydroelectric Co LP (The) | 100 | Hydro Quebec | 100
Curtis Palmer Hydroelectric | 54580_G_P1 | 54580 | G | P1 |  | Hydro |  | NY_Z_F | New York | 36 | Saratoga | 91 | 36091 | 25 | 0 | 1986 | 9999 |  |  | N | Hydro | [13 empty] | 0 | 0 | 0 | 0 | [11 empty] | Curtis Palmer Hydroelectric Co LP (The) | 100 | Hydro Quebec | 100
Curtis Palmer Hydroelectric | 54580_G_P2 | 54580 | G | P2 |  | Hydro |  | NY_Z_F | New York | 36 | Saratoga | 91 | 36091 | 25 | 0 | 1986 | 9999 |  |  | N | Hydro | [13 empty] | 0 | 0 | 0 | 0 | [11 empty] | Curtis Palmer Hydroelectric Co LP (The) | 100 | Hydro Quebec | 100
Tanner Street Generation | 54586_G_TRENT | 54586 | G | TRENT | 90384 | Combined Cycle |  | NENGREST | Massachusetts | 25 | Middlesex | 17 | 25017 | 58 | 8545 | 2008 | 9999 |  |  | N | Natural Gas, Distillate Fuel Oil |  |  |  | H2O | SCR | [8 empty] | 0.039763 | 0.039763 | 0.039763 | 0.039763 | [11 empty] | Tanner Street Generation LLC | 100 | EDF Group | 100
Tanner Street Generation | 54586_G_VAX | 54586 | G | VAX | 90384 | Combined Cycle |  | NENGREST | Massachusetts | 25 | Middlesex | 17 | 25017 | 17 | 8545 | 1992 | 9999 |  |  | N | Natural Gas, Distillate Fuel Oil |  |  |  | NH3 | SCR | [8 empty] | 0.039763 | 0.039763 | 0.039763 | 0.039763 | [11 empty] | Tanner Street Generation LLC | 100 | EDF Group | 100
Massena Energy Facility | 54592_G_GEN1 | 54592 | G | GEN1 | 3783 | Combined Cycle |  | NY_Z_D | New York | 36 | St Lawrence | 89 | 36089 | 46 | 9766 | 1992 | 9999 |  |  | N | Natural Gas, Distillate Fuel Oil |  |  |  | STM | SCR | [8 empty] | 0.4229 | 0.077072 | 0.4229 | 0.077072 | [11 empty] | Power City Partners LP | 100 | Morris Energy Group | 100
Massena Energy Facility | 54592_G_GEN2 | 54592 | G | GEN2 | 3783 | Combined Cycle |  | NY_Z_D | New York | 36 | St Lawrence | 89 | 36089 | 35 | 9766 | 1992 | 9999 |  |  | N | Natural Gas, Distillate Fuel Oil |  |  |  | STM | SCR | [8 empty] | 0.4229 | 0.077072 | 0.4229 | 0.077072 | [11 empty] | Power City Partners LP | 100 | Morris Energy Group | 100
Massena Energy Facility | 54592_G_IC | 54592 | G | IC |  | Combustion Turbine | IC Engine | NY_Z_D | New York | 36 | St Lawrence | 89 | 36089 | 2 | 12283 | 1992 | 9999 |  |  | N | Distillate Fuel Oil | [13 empty] | 0.63126 | 0.63126 | 0.63126 | 0.63126 | [11 empty] | Power City Partners LP | 100 | Morris Energy Group | 100
Batavia Power Plant | 54593_G_GEN1 | 54593 | G | GEN1 | 3784 | Combined Cycle |  | NY_Z_B | New York | 36 | Genesee | 37 | 36037 | 34.3 | 9166 | 1992 | 9999 |  |  | N | Natural Gas |  |  |  | STM | [9 empty] | 0.1492 | 0.1492 | 0.1492 | 0.1492 | [11 empty] | Seneca Power Partners LP | 100 | Alliance Energy Group LLC | 100
Batavia Power Plant | 54593_G_GEN2 | 54593 | G | GEN2 | 3784 | Combined Cycle |  | NY_Z_B | New York | 36 | Genesee | 37 | 36037 | 14.5 | 9166 | 1992 | 9999 |  |  | N | Natural Gas |  |  |  | STM | [9 empty] | 0.1492 | 0.1492 | 0.1492 | 0.1492 | [11 empty] | Seneca Power Partners LP | 100 | Alliance Energy Group LLC | 100
Batavia Power Plant | 54593_G_GEN3 | 54593 | G | GEN3 |  | Combustion Turbine | IC Engine | NY_Z_B | New York | 36 | Genesee | 37 | 36037 | 1 | 17500 | 1992 | 9999 |  |  | N | Distillate Fuel Oil | [12 empty] | 1.053 | 0.27131 | 0.27131 | 0.27131 | 0.27131 | [11 empty] | Seneca Power Partners LP | 100 | Alliance Energy Group LLC | 100
Montville Station | 546_G_10 | 546 | G | 10 |  | Combustion Turbine | IC Engine | NENG_CT | Connecticut | 9 | New London | 11 | 09011 | 2.7 | 11367 | 1967 | 9999 |  |  | N | Distillate Fuel Oil | [12 empty] | 0.055 | 2.5232 | 2.5232 | 2.5232 | 2.5232 | [11 empty] | Montville Operations Inc | 100 | ArcLight Capital Partners LLC | 100
Montville Station | 546_G_11 | 546 | G | 11 |  | Combustion Turbine | IC Engine | NENG_CT | Connecticut | 9 | New London | 11 | 09011 | 2.7 | 11422 | 1967 | 9999 |  |  | N | Distillate Fuel Oil | [12 empty] | 0.055 | 2.6059 | 2.6059 | 2.6059 | 2.6059 | [11 empty] | Montville Operations Inc | 100 | ArcLight Capital Partners LLC | 100
American Gypsum Cogeneration | 54630_G_D-1 | 54630 | G | D-1 |  | Combustion Turbine | IC Engine | WECC_CO | Colorado | 8 | Eagle | 37 | 08037 | 1.2 | 14775 | 1990 | 9999 |  |  | N | Distillate Fuel Oil | [13 empty] | 1.6498 | 1.6498 | 1.6498 | 1.6498 | [11 empty] | Eagle Materials | 100 | Pulte Homes Inc | 100
American Gypsum Cogeneration | 54630_G_D-2 | 54630 | G | D-2 |  | Combustion Turbine | IC Engine | WECC_CO | Colorado | 8 | Eagle | 37 | 08037 | 1.2 | 14775 | 1990 | 9999 |  |  | N | Distillate Fuel Oil | [13 empty] | 1.6498 | 1.6498 | 1.6498 | 1.6498 | [11 empty] | Eagle Materials | 100 | Pulte Homes Inc | 100
American Gypsum Cogeneration | 54630_G_T-1 | 54630 | G | T-1 |  | Combustion Turbine |  | WECC_CO | Colorado | 8 | Eagle | 37 | 08037 | 2.6 | 11996 | 1990 | 9999 |  |  | Y | Natural Gas | [13 empty] | 0.23894 | 0.23894 | 0.23894 | 0.23894 | [11 empty] | Eagle Materials | 100 | Pulte Homes Inc | 100
American Gypsum Cogeneration | 54630_G_T-2 | 54630 | G | T-2 |  | Combustion Turbine |  | WECC_CO | Colorado | 8 | Eagle | 37 | 08037 | 2.6 | 11996 | 1990 | 9999 |  |  | Y | Natural Gas | [13 empty] | 0.23894 | 0.23894 | 0.23894 | 0.23894 | [11 empty] | Eagle Materials | 100 | Pulte Homes Inc | 100
JCO Oxides Olefins Plant | 54637_G_GCG1 | 54637 | G | GCG1 |  | Combustion Turbine |  | MIS_WOTA | Texas | 48 | Jefferson | 245 | 48245 | 30.5 | 8700 | 1992 | 9999 |  |  | Y | Natural Gas | [12 empty] | 3 | 0.06037 | 0.06037 | 0.06037 | 0.06037 | [11 empty] | Huntsman Corp | 72 | Huntsman Corp | 100
JCO Oxides Olefins Plant | 54637_G_GCG2 | 54637 | G | GCG2 |  | Combustion Turbine |  | MIS_WOTA | Texas | 48 | Jefferson | 245 | 48245 | 30.5 | 8700 | 1992 | 9999 |  |  | Y | Natural Gas | [12 empty] | 3 | 0.07044 | 0.07044 | 0.07044 | 0.07044 | [11 empty] | Huntsman Corp | 72 | Huntsman Corp | 100
Berlin Gorham | 54639_G_CAS1 | 54639 | G | CAS1 |  | Hydro |  | NENGREST | New Hampshire | 33 | Coos | 7 | 33007 | 2.4 | 0 | 1914 | 9999 |  |  | N | Hydro | [13 empty] | 0 | 0 | 0 | 0 | [11 empty] | Fraser NH LLC | 100 | Brookfield Asset Management Inc | 100
Berlin Gorham | 54639_G_CAS2 | 54639 | G | CAS2 |  | Hydro |  | NENGREST | New Hampshire | 33 | Coos | 7 | 33007 | 2.4 | 0 | 1916 | 9999 |  |  | N | Hydro | [13 empty] | 0 | 0 | 0 | 0 | [11 empty] | Fraser NH LLC | 100 | Brookfield Asset Management Inc | 100
Berlin Gorham | 54639_G_CAS3 | 54639 | G | CAS3 |  | Hydro |  | NENGREST | New Hampshire | 33 | Coos | 7 | 33007 | 3.1 | 0 | 1918 | 9999 |  |  | N | Hydro | [13 empty] | 0 | 0 | 0 | 0 | [11 empty] | Fraser NH LLC | 100 | Brookfield Asset Management Inc | 100
Berlin Gorham | 54639_G_GOR1 | 54639 | G | GOR1 |  | Hydro |  | NENGREST | New Hampshire | 33 | Coos | 7 | 33007 | 1.2 | 0 | 1920 | 9999 |  |  | N | Hydro | [13 empty] | 0 | 0 | 0 | 0 | [11 empty] | Fraser NH LLC | 100 | Brookfield Asset Management Inc | 100
Berlin Gorham | 54639_G_GOR2 | 54639 | G | GOR2 |  | Hydro |  | NENGREST | New Hampshire | 33 | Coos | 7 | 33007 | 1.2 | 0 | 1920 | 9999 |  |  | N | Hydro | [13 empty] | 0 | 0 | 0 | 0 | [11 empty] | Fraser NH LLC | 100 | Brookfield Asset Management Inc | 100
Berlin Gorham | 54639_G_GOR3 | 54639 | G | GOR3 |  | Hydro |  | NENGREST | New Hampshire | 33 | Coos | 7 | 33007 | 1.2 | 0 | 1920 | 9999 |  |  | N | Hydro | [13 empty] | 0 | 0 | 0 | 0 | [11 empty] | Fraser NH LLC | 100 | Brookfield Asset Management Inc | 100
Berlin Gorham | 54639_G_GOR4 | 54639 | G | GOR4 |  | Hydro |  | NENGREST | New Hampshire | 33 | Coos | 7 | 33007 | 1.2 | 0 | 1920 | 9999 |  |  | N | Hydro | [13 empty] | 0 | 0 | 0 | 0 | [11 empty] | Fraser NH LLC | 100 | Brookfield Asset Management Inc | 100
Berlin Gorham | 54639_G_RS1 | 54639 | G | RS1 |  | Hydro |  | NENGREST | New Hampshire | 33 | Coos | 7 | 33007 | 3.8 | 0 | 1920 | 9999 |  |  | N | Hydro | [13 empty] | 0 | 0 | 0 | 0 | [11 empty] | Fraser NH LLC | 100 | Brookfield Asset Management Inc | 100
Berlin Gorham | 54639_G_RS3 | 54639 | G | RS3 |  | Hydro |  | NENGREST | New Hampshire | 33 | Coos | 7 | 33007 | 4.1 | 0 | 1920 | 9999 |  |  | N | Hydro | [13 empty] | 0 | 0 | 0 | 0 | [11 empty] | Fraser NH LLC | 100 | Brookfield Asset Management Inc | 100
Berlin Gorham | 54639_G_SH2 | 54639 | G | SH2 |  | Hydro |  | NENGREST | New Hampshire | 33 | Coos | 7 | 33007 | 0.9 | 0 | 1916 | 9999 |  |  | N | Hydro | [13 empty] | 0 | 0 | 0 | 0 | [11 empty] | Fraser NH LLC | 100 | Brookfield Asset Management Inc | 100
Berlin Gorham | 54639_G_SHL1 | 54639 | G | SHL1 |  | Hydro |  | NENGREST | New Hampshire | 33 | Coos | 7 | 33007 | 0.9 | 0 | 1916 | 9999 |  |  | N | Hydro | [13 empty] | 0 | 0 | 0 | 0 | [11 empty] | Fraser NH LLC | 100 | Brookfield Asset Management Inc | 100
Berlin Gorham | 54639_G_SHL3 | 54639 | G | SHL3 |  | Hydro |  | NENGREST | New Hampshire | 33 | Coos | 7 | 33007 | 1.8 | 0 | 1929 | 9999 |  |  | N | Hydro | [13 empty] | 0 | 0 | 0 | 0 | [11 empty] | Fraser NH LLC | 100 | Brookfield Asset Management Inc | 100
Berlin Gorham | 54639_G_SM1 | 54639 | G | SM1 |  | Hydro |  | NENGREST | New Hampshire | 33 | Coos | 7 | 33007 | 0.8 | 0 | 1980 | 9999 |  |  | N | Hydro | [13 empty] | 0 | 0 | 0 | 0 | [11 empty] | Fraser NH LLC | 100 | Brookfield Asset Management Inc | 100
Berlin Gorham | 54639_G_SM2 | 54639 | G | SM2 |  | Hydro |  | NENGREST | New Hampshire | 33 | Coos | 7 | 33007 | 0.8 | 0 | 1980 | 9999 |  |  | N | Hydro | [13 empty] | 0 | 0 | 0 | 0 | [11 empty] | Fraser NH LLC | 100 | Brookfield Asset Management Inc | 100
Berlin Gorham | 54639_G_SM3 | 54639 | G | SM3 |  | Hydro |  | NENGREST | New Hampshire | 33 | Coos | 7 | 33007 | 0.8 | 0 | 1980 | 9999 |  |  | N | Hydro | [13 empty] | 0 | 0 | 0 | 0 | [11 empty] | Fraser NH LLC | 100 | Brookfield Asset Management Inc | 100
Berlin Gorham | 54639_G_SM4 | 54639 | G | SM4 |  | Hydro |  | NENGREST | New Hampshire | 33 | Coos | 7 | 33007 | 0.8 | 0 | 1980 | 9999 |  |  | N | Hydro | [13 empty] | 0 | 0 | 0 | 0 | [11 empty] | Fraser NH LLC | 100 | Brookfield Asset Management Inc | 100
Berlin Gorham | 54639_G_XP1 | 54639 | G | XP1 |  | Hydro |  | NENGREST | New Hampshire | 33 | Coos | 7 | 33007 | 0.6 | 0 | 1921 | 9999 |  |  | N | Hydro | [13 empty] | 0 | 0 | 0 | 0 | [11 empty] | Fraser NH LLC | 100 | Brookfield Asset Management Inc | 100
Berlin Gorham | 54639_G_XP2 | 54639 | G | XP2 |  | Hydro |  | NENGREST | New Hampshire | 33 | Coos | 7 | 33007 | 0.6 | 0 | 1921 | 9999 |  |  | N | Hydro | [13 empty] | 0 | 0 | 0 | 0 | [11 empty] | Fraser NH LLC | 100 | Brookfield Asset Management Inc | 100
Berlin Gorham | 54639_G_XP3 | 54639 | G | XP3 |  | Hydro |  | NENGREST | New Hampshire | 33 | Coos | 7 | 33007 | 0.6 | 0 | 1921 | 9999 |  |  | N | Hydro | [13 empty] | 0 | 0 | 0 | 0 | [11 empty] | Fraser NH LLC | 100 | Brookfield Asset Management Inc | 100
Berlin Gorham | 54639_G_XP4 | 54639 | G | XP4 |  | Hydro |  | NENGREST | New Hampshire | 33 | Coos | 7 | 33007 | 0.5 | 0 | 1921 | 9999 |  |  | N | Hydro | [13 empty] | 0 | 0 | 0 | 0 | [11 empty] | Fraser NH LLC | 100 | Brookfield Asset Management Inc | 100
Berlin Gorham | 54639_G_XP5 | 54639 | G | XP5 |  | Hydro |  | NENGREST | New Hampshire | 33 | Coos | 7 | 33007 | 0.7 | 0 | 1924 | 9999 |  |  | N | Hydro | [13 empty] | 0 | 0 | 0 | 0 | [11 empty] | Fraser NH LLC | 100 | Brookfield Asset Management Inc | 100
NAEA Lakewood LLC | 54640_G_GEN1 | 54640 | G | GEN1 | 3790 | Combined Cycle |  | PJM_EMAC | New Jersey | 34 | Ocean | 29 | 34029 | 84.6 | 8217 | 1994 | 9999 |  |  | N | Natural Gas, Distillate Fuel Oil |  |  |  | H2O | SCR | [7 empty] | 0.007 | 0.019224 | 0.019224 | 0.019224 | 0.019224 | [11 empty] | EP Lakewood Cogeneration LP | 80 | Essential Power LLC | 80
NAEA Lakewood LLC | 54640_G_GEN2 | 54640 | G | GEN2 | 3791 | Combined Cycle |  | PJM_EMAC | New Jersey | 34 | Ocean | 29 | 34029 | 83.6 | 8217 | 1994 | 9999 |  |  | N | Natural Gas, Distillate Fuel Oil |  |  |  | H2O | SCR | [7 empty] | 0.007 | 0.019224 | 0.019224 | 0.019224 | 0.019224 | [11 empty] | EP Lakewood Cogeneration LP | 80 | Essential Power LLC | 80
NAEA Lakewood LLC | 54640_G_GEN3 | 54640 | G | GEN3 | 3790 | Combined Cycle |  | PJM_EMAC | New Jersey | 34 | Ocean | 29 | 34029 | 79.7 | 8217 | 1994 | 9999 |  |  | N | Natural Gas, Distillate Fuel Oil |  |  |  | NH3 | SCR | [7 empty] | 0.007 | 0.019224 | 0.019224 | 0.019224 | 0.019224 | [11 empty] | EP Lakewood Cogeneration LP | 80 | Essential Power LLC | 80
TPC Windfarms LLC | 54647_G_EXIS | 54647 | G | EXIS |  | Onshore Wind |  | WECC_SCE | California | 6 | Kern | 29 | 06029 | 28.7 | 0 | 1986 | 9999 |  |  | N | Wind | [13 empty] | 0 | 0 | 0 | 0 | [11 empty] | Terra Gen Mojave Windfarms LLC | 100 | Energy Capital Partners | 100
Swanmill Windfarm I | 54650_G_EXI2 | 54650 | G | EXI2 |  | Onshore Wind |  | WECC_SCE | California | 6 | Riverside | 65 | 06065 | 9.1 | 0 | 1989 | 9999 |  |  | N | Wind | [13 empty] | 0 | 0 | 0 | 0 | [11 empty] | Swanmill Windfarm | 100 | EDF Group | 100
Swanmill Windfarm I | 54650_G_EXIS | 54650 | G | EXIS |  | Onshore Wind |  | WECC_SCE | California | 6 | Riverside | 65 | 06065 | 9.6 | 0 | 1988 | 9999 |  |  | N | Wind | [13 empty] | 0 | 0 | 0 | 0 | [11 empty] | Swanmill Windfarm | 100 | EDF Group | 100
Kanaka | 54653_G_KAN1 | 54653 | G | KAN1 |  | Hydro |  | WEC_CALN | California | 6 | Butte | 7 | 06007 | 1.1 | 0 | 1988 | 9999 |  |  | N | Hydro | [13 empty] | 0 | 0 | 0 | 0 | [11 empty] | STS HydroPower Ltd | 100 | Energy Investors Funds Group | 100
Kekawaka Power House | 54654_G_KEK1 | 54654 | G | KEK1 |  | Hydro |  | WEC_CALN | California | 6 | Trinity | 105 | 06105 | 4.9 | 0 | 1989 | 9999 |  |  | N | Hydro | [13 empty] | 0 | 0 | 0 | 0 | [11 empty] | STS HydroPower Ltd | 100 | Energy Investors Funds Group | 100
Schoolfield Dam | 54655_G_SCH1 | 54655 | G | SCH1 |  | Hydro |  | PJM_Dom | Virginia | 51 | Pittsylvania | 143 | 51143 | 1.5 | 0 | 1990 | 9999 |  |  | N | Hydro | [13 empty] | 0 | 0 | 0 | 0 | [11 empty] | STS HydroPower Ltd | 100 | Energy Investors Funds Group | 100
Schoolfield Dam | 54655_G_SCH2 | 54655 | G | SCH2 |  | Hydro |  | PJM_Dom | Virginia | 51 | Pittsylvania | 143 | 51143 | 1.5 | 0 | 1990 | 9999 |  |  | N | Hydro | [13 empty] | 0 | 0 | 0 | 0 | [11 empty] | STS HydroPower Ltd | 100 | Energy Investors Funds Group | 100
Schoolfield Dam | 54655_G_SCH3 | 54655 | G | SCH3 |  | Hydro |  | PJM_Dom | Virginia | 51 | Pittsylvania | 143 | 51143 | 1.5 | 0 | 1990 | 9999 |  |  | N | Hydro | [13 empty] | 0 | 0 | 0 | 0 | [11 empty] | STS HydroPower Ltd | 100 | Energy Investors Funds Group | 100
Pheasant Run Landfill Gas Recovery | 54661_G_GE10 | 54661 | G | GE10 |  | Landfill Gas |  | MIS_WUMS | Wisconsin | 55 | Kenosha | 59 | 55059 | 0.8 | 13500 | 2002 | 9999 |  |  | N | Landfill Gas | [13 empty] | 0.24082 | 0.24082 | 0.24082 | 0.24082 | [11 empty] | Bio Energy Partners | 100 | Waste Management Inc | 100
Pheasant Run Landfill Gas Recovery | 54661_G_GE11 | 54661 | G | GE11 |  | Landfill Gas |  | MIS_WUMS | Wisconsin | 55 | Kenosha | 59 | 55059 | 0.8 | 13500 | 2002 | 9999 |  |  | N | Landfill Gas | [13 empty] | 0.24082 | 0.24082 | 0.24082 | 0.24082 | [11 empty] | Bio Energy Partners | 100 | Waste Management Inc | 100
Pheasant Run Landfill Gas Recovery | 54661_G_GEN1 | 54661 | G | GEN1 |  | Landfill Gas |  | MIS_WUMS | Wisconsin | 55 | Kenosha | 59 | 55059 | 0.8 | 13500 | 1992 | 9999 |  |  | N | Landfill Gas | [13 empty] | 0.24082 | 0.24082 | 0.24082 | 0.24082 | [11 empty] | Bio Energy Partners | 100 | Waste Management Inc | 100
Pheasant Run Landfill Gas Recovery | 54661_G_GEN2 | 54661 | G | GEN2 |  | Landfill Gas |  | MIS_WUMS | Wisconsin | 55 | Kenosha | 59 | 55059 | 0.8 | 13500 | 1992 | 9999 |  |  | N | Landfill Gas | [13 empty] | 0.24082 | 0.24082 | 0.24082 | 0.24082 | [11 empty] | Bio Energy Partners | 100 | Waste Management Inc | 100
Pheasant Run Landfill Gas Recovery | 54661_G_GEN3 | 54661 | G | GEN3 |  | Landfill Gas |  | MIS_WUMS | Wisconsin | 55 | Kenosha | 59 | 55059 | 0.8 | 13500 | 1996 | 9999 |  |  | N | Landfill Gas | [13 empty] | 0.24082 | 0.24082 | 0.24082 | 0.24082 | [11 empty] | Bio Energy Partners | 100 | Waste Management Inc | 100
Pheasant Run Landfill Gas Recovery | 54661_G_GEN4 | 54661 | G | GEN4 |  | Landfill Gas |  | MIS_WUMS | Wisconsin | 55 | Kenosha | 59 | 55059 | 0.8 | 13500 | 2000 | 9999 |  |  | N | Landfill Gas | [13 empty] | 0.24082 | 0.24082 | 0.24082 | 0.24082 | [11 empty] | Bio Energy Partners | 100 | Waste Management Inc | 100
Pheasant Run Landfill Gas Recovery | 54661_G_GEN5 | 54661 | G | GEN5 |  | Landfill Gas |  | MIS_WUMS | Wisconsin | 55 | Kenosha | 59 | 55059 | 0.8 | 13500 | 2000 | 9999 |  |  | N | Landfill Gas | [13 empty] | 0.24082 | 0.24082 | 0.24082 | 0.24082 | [11 empty] | Bio Energy Partners | 100 | Waste Management Inc | 100
Pheasant Run Landfill Gas Recovery | 54661_G_GEN6 | 54661 | G | GEN6 |  | Landfill Gas |  | MIS_WUMS | Wisconsin | 55 | Kenosha | 59 | 55059 | 0.8 | 13500 | 2000 | 9999 |  |  | N | Landfill Gas | [13 empty] | 0.24082 | 0.24082 | 0.24082 | 0.24082 | [11 empty] | Bio Energy Partners | 100 | Waste Management Inc | 100
Pheasant Run Landfill Gas Recovery | 54661_G_GEN7 | 54661 | G | GEN7 |  | Landfill Gas |  | MIS_WUMS | Wisconsin | 55 | Kenosha | 59 | 55059 | 0.8 | 13500 | 2000 | 9999 |  |  | N | Landfill Gas | [13 empty] | 0.24082 | 0.24082 | 0.24082 | 0.24082 | [11 empty] | Bio Energy Partners | 100 | Waste Management Inc | 100
Pheasant Run Landfill Gas Recovery | 54661_G_GEN8 | 54661 | G | GEN8 |  | Landfill Gas |  | MIS_WUMS | Wisconsin | 55 | Kenosha | 59 | 55059 | 0.8 | 13500 | 2002 | 9999 |  |  | N | Landfill Gas | [13 empty] | 0.24082 | 0.24082 | 0.24082 | 0.24082 | [11 empty] | Bio Energy Partners | 100 | Waste Management Inc | 100
Pheasant Run Landfill Gas Recovery | 54661_G_GEN9 | 54661 | G | GEN9 |  | Landfill Gas |  | MIS_WUMS | Wisconsin | 55 | Kenosha | 59 | 55059 | 0.8 | 13500 | 2002 | 9999 |  |  | N | Landfill Gas | [13 empty] | 0.24082 | 0.24082 | 0.24082 | 0.24082 | [11 empty] | Bio Energy Partners | 100 | Waste Management Inc | 100
Woodland Landfill Gas Recovery | 54662_G_GEN1 | 54662 | G | GEN1 |  | Landfill Gas |  | PJM_COMD | Illinois | 17 | Kane | 89 | 17089 | 0.8 | 13500 | 1992 | 9999 |  |  | N | Landfill Gas | [13 empty] | 0.24082 | 0.24082 | 0.24082 | 0.24082 | [11 empty] | Bio Energy Partners | 100 | Waste Management Inc | 100
Woodland Landfill Gas Recovery | 54662_G_GEN2 | 54662 | G | GEN2 |  | Landfill Gas |  | PJM_COMD | Illinois | 17 | Kane | 89 | 17089 | 0.8 | 13500 | 1992 | 9999 |  |  | N | Landfill Gas | [13 empty] | 0.24082 | 0.24082 | 0.24082 | 0.24082 | [11 empty] | Bio Energy Partners | 100 | Waste Management Inc | 100
Woodland Landfill Gas Recovery | 54662_G_GEN3 | 54662 | G | GEN3 |  | Landfill Gas |  | PJM_COMD | Illinois | 17 | Kane | 89 | 17089 | 1.6 | 13500 | 2010 | 9999 |  |  | N | Landfill Gas | [13 empty] | 0.24082 | 0.24082 | 0.24082 | 0.24082 | [11 empty] | Bio Energy Partners | 100 | Waste Management Inc | 100
Woodland Landfill Gas Recovery | 54662_G_GEN4 | 54662 | G | GEN4 |  | Landfill Gas |  | PJM_COMD | Illinois | 17 | Kane | 89 | 17089 | 1.6 | 13500 | 2010 | 9999 |  |  | N | Landfill Gas | [13 empty] | 0.24082 | 0.24082 | 0.24082 | 0.24082 | [11 empty] | Bio Energy Partners | 100 | Waste Management Inc | 100
Turnkey Landfill Gas Recovery | 54663_G_GEN1 | 54663 | G | GEN1 |  | Landfill Gas |  | NENGREST | New Hampshire | 33 | Strafford | 17 | 33017 | 0.8 | 13500 | 1992 | 9999 |  |  | N | Landfill Gas | [12 empty] | 0.245 | 0.03604 | 0.03604 | 0.03604 | 0.03604 | [11 empty] | Bio Energy Partners | 100 | Waste Management Inc | 100
Turnkey Landfill Gas Recovery | 54663_G_GEN2 | 54663 | G | GEN2 |  | Landfill Gas |  | NENGREST | New Hampshire | 33 | Strafford | 17 | 33017 | 0.8 | 13500 | 1992 | 9999 |  |  | N | Landfill Gas | [12 empty] | 0.245 | 0.0276 | 0.0276 | 0.0276 | 0.0276 | [11 empty] | Bio Energy Partners | 100 | Waste Management Inc | 100
Turnkey Landfill Gas Recovery | 54663_G_GEN3 | 54663 | G | GEN3 |  | Landfill Gas |  | NENGREST | New Hampshire | 33 | Strafford | 17 | 33017 | 0.8 | 13500 | 1992 | 9999 |  |  | N | Landfill Gas | [12 empty] | 0.245 | 0.02692 | 0.02692 | 0.02692 | 0.02692 | [11 empty] | Bio Energy Partners | 100 | Waste Management Inc | 100
Turnkey Landfill Gas Recovery | 54663_G_GEN4 | 54663 | G | GEN4 |  | Landfill Gas |  | NENGREST | New Hampshire | 33 | Strafford | 17 | 33017 | 0.8 | 13500 | 1993 | 9999 |  |  | N | Landfill Gas | [12 empty] | 0.245 | 0.17324 | 0.17324 | 0.17324 | 0.17324 | [11 empty] | Bio Energy Partners | 100 | Waste Management Inc | 100
Turnkey Landfill Gas Recovery | 54663_G_GEN5 | 54663 | G | GEN5 |  | Landfill Gas |  | NENGREST | New Hampshire | 33 | Strafford | 17 | 33017 | 2.9 | 19558 | 1997 | 9999 |  |  | N | Landfill Gas | [12 empty] | 0.246 | 0.07681 | 0.07681 | 0.07681 | 0.07681 | [11 empty] | Bio Energy Partners | 100 | Waste Management Inc | 100
Turnkey Landfill Gas Recovery | 54663_G_GEN6 | 54663 | G | GEN6 |  | Landfill Gas |  | NENGREST | New Hampshire | 33 | Strafford | 17 | 33017 | 2.9 | 19558 | 1997 | 9999 |  |  | N | Landfill Gas | [12 empty] | 0.246 | 0.15522 | 0.15522 | 0.15522 | 0.15522 | [11 empty] | Bio Energy Partners | 100 | Waste Management Inc | 100
Steamboat II | 54665_G_T201 | 54665 | G | T201 |  | Geothermal |  | WECC_NNV | Nevada | 32 | Washoe | 31 | 32031 | 5.4 | 9771 | 1992 | 9999 |  |  | N | Geothermal | [13 empty] | 0 | 0 | 0 | 0 | 0.4563 | 0.4563 | 0.4563 | [8 empty] | Steamboat Development Corp | 100 | Ormat Technologies Inc | 100
Steamboat II | 54665_G_T202 | 54665 | G | T202 |  | Geothermal |  | WECC_NNV | Nevada | 32 | Washoe | 31 | 32031 | 5.4 | 9771 | 1992 | 9999 |  |  | N | Geothermal | [13 empty] | 0 | 0 | 0 | 0 | 0.4563 | 0.4563 | 0.4563 | [8 empty] | Steamboat Development Corp | 100 | Ormat Technologies Inc | 100
Steamboat III | 54666_G_T301 | 54666 | G | T301 |  | Geothermal |  | WECC_NNV | Nevada | 32 | Washoe | 31 | 32031 | 5.4 | 9771 | 1992 | 9999 |  |  | N | Geothermal | [13 empty] | 0 | 0 | 0 | 0 | 0.4563 | 0.4563 | 0.4563 | [8 empty] | Steamboat Development Corp | 100 | Ormat Technologies Inc | 100
Steamboat III | 54666_G_T302 | 54666 | G | T302 |  | Geothermal |  | WECC_NNV | Nevada | 32 | Washoe | 31 | 32031 | 5.4 | 9771 | 1992 | 9999 |  |  | N | Geothermal | [13 empty] | 0 | 0 | 0 | 0 | 0.4563 | 0.4563 | 0.4563 | [8 empty] | Steamboat Development Corp | 100 | Ormat Technologies Inc | 100
Falls River Hydro | 54668_G_1 | 54668 | G | 1 |  | Hydro |  | WECC_ID | Idaho | 16 | Fremont | 43 | 16043 | 4.5 | 0 | 1993 | 9999 |  |  | N | Hydro | [13 empty] | 0 | 0 | 0 | 0 | [11 empty] | Environmental Energy Co | 50 | Environmental Energy Co | 50
Falls River Hydro | 54668_G_2 | 54668 | G | 2 |  | Hydro |  | WECC_ID | Idaho | 16 | Fremont | 43 | 16043 | 4.5 | 0 | 1993 | 9999 |  |  | N | Hydro | [13 empty] | 0 | 0 | 0 | 0 | [11 empty] | Environmental Energy Co | 50 | Environmental Energy Co | 50
Ford Hydro LP | 54674_G_GEN1 | 54674 | G | GEN1 |  | Hydro |  | WECC_PNW | Idaho | 16 | Clearwater | 35 | 16035 | 0.2 | 0 | 1988 | 9999 |  |  | N | Hydro | [13 empty] | 0 | 0 | 0 | 0 | [11 empty] | Ford Hydro LP | 100 | Ford Hydro LP | 100
Ford Hydro LP | 54674_G_GEN2 | 54674 | G | GEN2 |  | Hydro |  | WECC_PNW | Idaho | 16 | Clearwater | 35 | 16035 | 0.2 | 0 | 1988 | 9999 |  |  | N | Hydro | [13 empty] | 0 | 0 | 0 | 0 | [11 empty] | Ford Hydro LP | 100 | Ford Hydro LP | 100
Ford Hydro LP | 54674_G_GEN3 | 54674 | G | GEN3 |  | Hydro |  | WECC_PNW | Idaho | 16 | Clearwater | 35 | 16035 | 0.2 | 0 | 1988 | 9999 |  |  | N | Hydro | [13 empty] | 0 | 0 | 0 | 0 | [11 empty] | Ford Hydro LP | 100 | Ford Hydro LP | 100
Oyster Creek Unit VIII | 54676_G_G81 | 54676 | G | G81 |  | Combined Cycle |  | ERC_REST | Texas | 48 | Brazoria | 39 | 48039 | 73 | 6281 | 1994 | 9999 |  |  | Y | Natural Gas | [13 empty] | 0.02038 | 0.02038 | 0.02038 | 0.02038 | [11 empty] | Freeport Power Limited | 100 | Toyota Tsusho Corp | 100
Oyster Creek Unit VIII | 54676_G_G82 | 54676 | G | G82 |  | Combined Cycle |  | ERC_REST | Texas | 48 | Brazoria | 39 | 48039 | 73 | 6281 | 1994 | 9999 |  |  | Y | Natural Gas | [13 empty] | 0.02038 | 0.02038 | 0.02038 | 0.02038 | [11 empty] | Freeport Power Limited | 100 | Toyota Tsusho Corp | 100
Oyster Creek Unit VIII | 54676_G_G83 | 54676 | G | G83 |  | Combined Cycle |  | ERC_REST | Texas | 48 | Brazoria | 39 | 48039 | 73 | 6281 | 1994 | 9999 |  |  | Y | Natural Gas | [13 empty] | 0.02038 | 0.02038 | 0.02038 | 0.02038 | [11 empty] | Freeport Power Limited | 100 | Toyota Tsusho Corp | 100
Oyster Creek Unit VIII | 54676_G_G84 | 54676 | G | G84 |  | Combined Cycle |  | ERC_REST | Texas | 48 | Brazoria | 39 | 48039 | 160 | 6281 | 1994 | 9999 |  |  | Y | Natural Gas | [13 empty] | 0.02038 | 0.02038 | 0.02038 | 0.02038 | [11 empty] | Freeport Power Limited | 100 | Toyota Tsusho Corp | 100
Sidney A Murray Jr Hydroelectric | 54678_G_01 | 54678 | G | 01 |  | Hydro |  | MIS_LA | Louisiana | 22 | Concordia | 29 | 22029 | 24 | 0 | 1990 | 9999 |  |  | N | Hydro | [13 empty] | 0 | 0 | 0 | 0 | [11 empty] | Louisiana Hydro Ltd Partners | 100 | Brookfield Asset Management Inc | 100
Sidney A Murray Jr Hydroelectric | 54678_G_02 | 54678 | G | 02 |  | Hydro |  | MIS_LA | Louisiana | 22 | Concordia | 29 | 22029 | 24 | 0 | 1990 | 9999 |  |  | N | Hydro | [13 empty] | 0 | 0 | 0 | 0 | [11 empty] | Louisiana Hydro Ltd Partners | 100 | Brookfield Asset Management Inc | 100
Sidney A Murray Jr Hydroelectric | 54678_G_03 | 54678 | G | 03 |  | Hydro |  | MIS_LA | Louisiana | 22 | Concordia | 29 | 22029 | 24 | 0 | 1990 | 9999 |  |  | N | Hydro | [13 empty] | 0 | 0 | 0 | 0 | [11 empty] | Louisiana Hydro Ltd Partners | 100 | Brookfield Asset Management Inc | 100
Sidney A Murray Jr Hydroelectric | 54678_G_04 | 54678 | G | 04 |  | Hydro |  | MIS_LA | Louisiana | 22 | Concordia | 29 | 22029 | 24 | 0 | 1990 | 9999 |  |  | N | Hydro | [13 empty] | 0 | 0 | 0 | 0 | [11 empty] | Louisiana Hydro Ltd Partners | 100 | Brookfield Asset Management Inc | 100
Sidney A Murray Jr Hydroelectric | 54678_G_05 | 54678 | G | 05 |  | Hydro |  | MIS_LA | Louisiana | 22 | Concordia | 29 | 22029 | 24 | 0 | 1990 | 9999 |  |  | N | Hydro | [13 empty] | 0 | 0 | 0 | 0 | [11 empty] | Louisiana Hydro Ltd Partners | 100 | Brookfield Asset Management Inc | 100
Sidney A Murray Jr Hydroelectric | 54678_G_06 | 54678 | G | 06 |  | Hydro |  | MIS_LA | Louisiana | 22 | Concordia | 29 | 22029 | 24 | 0 | 1990 | 9999 |  |  | N | Hydro | [13 empty] | 0 | 0 | 0 | 0 | [11 empty] | Louisiana Hydro Ltd Partners | 100 | Brookfield Asset Management Inc | 100
Sidney A Murray Jr Hydroelectric | 54678_G_07 | 54678 | G | 07 |  | Hydro |  | MIS_LA | Louisiana | 22 | Concordia | 29 | 22029 | 24 | 0 | 1990 | 9999 |  |  | N | Hydro | [13 empty] | 0 | 0 | 0 | 0 | [11 empty] | Louisiana Hydro Ltd Partners | 100 | Brookfield Asset Management Inc | 100
Sidney A Murray Jr Hydroelectric | 54678_G_08 | 54678 | G | 08 |  | Hydro |  | MIS_LA | Louisiana | 22 | Concordia | 29 | 22029 | 24 | 0 | 1990 | 9999 |  |  | N | Hydro | [13 empty] | 0 | 0 | 0 | 0 | [11 empty] | Louisiana Hydro Ltd Partners | 100 | Brookfield Asset Management Inc | 100
Boulder City Lakewood Hydro | 54679_G_0001 | 54679 | G | 0001 |  | Hydro |  | WECC_CO | Colorado | 8 | Boulder | 13 | 08013 | 3.5 | 0 | 2004 | 9999 |  |  | N | Hydro | [13 empty] | 0 | 0 | 0 | 0 | [11 empty] | Boulder CO (City of) | 100 | Boulder CO (City of) | 100
Boulder City Betasso Hydro Plant | 54680_G_0001 | 54680 | G | 0001 |  | Hydro |  | WECC_CO | Colorado | 8 | Boulder | 13 | 08013 | 3 | 0 | 1987 | 9999 |  |  | N | Hydro | [13 empty] | 0 | 0 | 0 | 0 | [11 empty] | Boulder CO (City of) | 100 | Boulder CO (City of) | 100
Difwind Farms Ltd VI | 54686_G_EXIS | 54686 | G | EXIS |  | Onshore Wind |  | WECC_SCE | California | 6 | Kern | 29 | 06029 | 25.3 | 0 | 1987 | 9999 |  |  | N | Wind | [13 empty] | 0 | 0 | 0 | 0 | [11 empty] | Difwind Farms Ltd VI | 100 | EDF Group | 100
Heber Geothermal | 54689_G_1 | 54689 | G | 1 |  | Geothermal |  | WECC_IID | California | 6 | Imperial | 25 | 06025 | 38 | 9771 | 1985 | 9999 |  |  | N | Geothermal | [13 empty] | 0 | 0 | 0 | 0 | 0.4625 | 0.4625 | 0.4625 | [8 empty] | Heber Geothermal Co LLC | 100 | Ormat Technologies Inc | 100
Heber Geothermal | 54689_G_2 | 54689 | G | 2 |  | Geothermal |  | WECC_IID | California | 6 | Imperial | 25 | 06025 | 5 | 9771 | 2006 | 9999 |  |  | N | Geothermal | [13 empty] | 0 | 0 | 0 | 0 | 0.4625 | 0.4625 | 0.4625 | [8 empty] | Heber Geothermal Co LLC | 100 | Ormat Technologies Inc | 100
Heber Geothermal | 54689_G_3 | 54689 | G | 3 |  | Geothermal |  | WECC_IID | California | 6 | Imperial | 25 | 06025 | 2.5 | 9771 | 2006 | 9999 |  |  | N | Geothermal | [13 empty] | 0 | 0 | 0 | 0 | 0.4625 | 0.4625 | 0.4625 | [8 empty] | Heber Geothermal Co LLC | 100 | Ormat Technologies Inc | 100
Heber Geothermal | 54689_G_4 | 54689 | G | 4 |  | Geothermal |  | WECC_IID | California | 6 | Imperial | 25 | 06025 | 16 | 9760 | 2018 | 9999 |  |  | N | Geothermal | [13 empty] | 0 | 0 | 0 | 0 | 0.4625 | 0.4625 | 0.4625 | [8 empty] | Heber Geothermal Co LLC | 100 | Ormat Technologies Inc | 100
Lower Beaver Falls Project | 54691_G_2G | 54691 | G | 2G |  | Hydro |  | NY_Z_C&E | New York | 36 | Lewis | 49 | 36049 | 0.5 | 0 | 1979 | 9999 |  |  | N | Hydro | [13 empty] | 0 | 0 | 0 | 0 | [11 empty] | Algonquin Power Beaver Falls LLC | 100 | Hudson Clean Energy Partners LP | 100
Lower Beaver Falls Project | 54691_G_3G | 54691 | G | 3G |  | Hydro |  | NY_Z_C&E | New York | 36 | Lewis | 49 | 36049 | 0.5 | 0 | 1979 | 9999 |  |  | N | Hydro | [13 empty] | 0 | 0 | 0 | 0 | [11 empty] | Algonquin Power Beaver Falls LLC | 100 | Hudson Clean Energy Partners LP | 100
Yuma Cogeneration Associates | 54694_G_GEN1 | 54694 | G | GEN1 | 91085 | Combined Cycle |  | WECC_AZ | Arizona | 4 | Yuma | 27 | 04027 | 35.1 | 8037 | 1994 | 9999 |  |  | Y | Natural Gas |  |  |  | STM | [9 empty] | 0.087759 | 0.087759 | 0.087759 | 0.087759 | [11 empty] | Yuma Cogeneration Associates | 100 | TransAlta Corp | 100
Yuma Cogeneration Associates | 54694_G_GEN2 | 54694 | G | GEN2 | 91085 | Combined Cycle |  | WECC_AZ | Arizona | 4 | Yuma | 27 | 04027 | 17.1 | 8037 | 1994 | 9999 |  |  | Y | Natural Gas |  |  |  | STM | [9 empty] | 0.087759 | 0.087759 | 0.087759 | 0.087759 | [11 empty] | Yuma Cogeneration Associates | 100 | TransAlta Corp | 100
Northfield Mountain | 547_G_1 | 547 | G | 1 |  | Pumped Storage |  | NENGREST | Massachusetts | 25 | Franklin | 11 | 25011 | 292 | 0 | 1973 | 9999 |  |  | N | Pumped Storage | [13 empty] | 0 | 0 | 0 | 0 | [11 empty] | Northfield Mountain LLC | 100 | Public Sector Pension Investment Board | 100
Northfield Mountain | 547_G_2 | 547 | G | 2 |  | Pumped Storage |  | NENGREST | Massachusetts | 25 | Franklin | 11 | 25011 | 292 | 0 | 1973 | 9999 |  |  | N | Pumped Storage | [13 empty] | 0 | 0 | 0 | 0 | [11 empty] | Northfield Mountain LLC | 100 | Public Sector Pension Investment Board | 100
Northfield Mountain | 547_G_3 | 547 | G | 3 |  | Pumped Storage |  | NENGREST | Massachusetts | 25 | Franklin | 11 | 25011 | 292 | 0 | 1973 | 9999 |  |  | N | Pumped Storage | [13 empty] | 0 | 0 | 0 | 0 | [11 empty] | Northfield Mountain LLC | 100 | Public Sector Pension Investment Board | 100
Northfield Mountain | 547_G_4 | 547 | G | 4 |  | Pumped Storage |  | NENGREST | Massachusetts | 25 | Franklin | 11 | 25011 | 292 | 0 | 1972 | 9999 |  |  | N | Pumped Storage | [13 empty] | 0 | 0 | 0 | 0 | [11 empty] | Northfield Mountain LLC | 100 | Public Sector Pension Investment Board | 100
Metro Methane Recovery Facility | 54700_G_GEN1 | 54700 | G | GEN1 |  | Landfill Gas |  | MIS_MIDA | Iowa | 19 | Polk | 153 | 19153 | 0.8 | 13500 | 1998 | 9999 |  |  | N | Landfill Gas | [13 empty] | 0.24082 | 0.24082 | 0.24082 | 0.24082 | [11 empty] | WM Renewable Energy LLC | 100 | Waste Management Inc | 100
Metro Methane Recovery Facility | 54700_G_GEN10 | 54700 | G | GEN10 |  | Landfill Gas |  | MIS_MIDA | Iowa | 19 | Polk | 153 | 19153 | 1.6 | 13500 | 2014 | 9999 |  |  | N | Landfill Gas | [13 empty] | 0.24082 | 0.24082 | 0.24082 | 0.24082 | [11 empty] | WM Renewable Energy LLC | 100 | Waste Management Inc | 100
Metro Methane Recovery Facility | 54700_G_GEN11 | 54700 | G | GEN11 |  | Landfill Gas |  | MIS_MIDA | Iowa | 19 | Polk | 153 | 19153 | 1.6 | 13500 | 2014 | 9999 |  |  | N | Landfill Gas | [13 empty] | 0.24082 | 0.24082 | 0.24082 | 0.24082 | [11 empty] | WM Renewable Energy LLC | 100 | Waste Management Inc | 100
Metro Methane Recovery Facility | 54700_G_GEN12 | 54700 | G | GEN12 |  | Landfill Gas |  | MIS_MIDA | Iowa | 19 | Polk | 153 | 19153 | 1.6 | 13500 | 2014 | 9999 |  |  | N | Landfill Gas | [13 empty] | 0.24082 | 0.24082 | 0.24082 | 0.24082 | [11 empty] | WM Renewable Energy LLC | 100 | Waste Management Inc | 100
Metro Methane Recovery Facility | 54700_G_GEN2 | 54700 | G | GEN2 |  | Landfill Gas |  | MIS_MIDA | Iowa | 19 | Polk | 153 | 19153 | 0.8 | 13500 | 1998 | 9999 |  |  | N | Landfill Gas | [13 empty] | 0.24082 | 0.24082 | 0.24082 | 0.24082 | [11 empty] | WM Renewable Energy LLC | 100 | Waste Management Inc | 100
Metro Methane Recovery Facility | 54700_G_GEN3 | 54700 | G | GEN3 |  | Landfill Gas |  | MIS_MIDA | Iowa | 19 | Polk | 153 | 19153 | 0.8 | 13500 | 1998 | 9999 |  |  | N | Landfill Gas | [13 empty] | 0.24082 | 0.24082 | 0.24082 | 0.24082 | [11 empty] | WM Renewable Energy LLC | 100 | Waste Management Inc | 100
Metro Methane Recovery Facility | 54700_G_GEN4 | 54700 | G | GEN4 |  | Landfill Gas |  | MIS_MIDA | Iowa | 19 | Polk | 153 | 19153 | 0.8 | 13500 | 1998 | 9999 |  |  | N | Landfill Gas | [13 empty] | 0.24082 | 0.24082 | 0.24082 | 0.24082 | [11 empty] | WM Renewable Energy LLC | 100 | Waste Management Inc | 100
Metro Methane Recovery Facility | 54700_G_GEN5 | 54700 | G | GEN5 |  | Landfill Gas |  | MIS_MIDA | Iowa | 19 | Polk | 153 | 19153 | 0.8 | 13500 | 1998 | 9999 |  |  | N | Landfill Gas | [13 empty] | 0.24082 | 0.24082 | 0.24082 | 0.24082 | [11 empty] | WM Renewable Energy LLC | 100 | Waste Management Inc | 100
Metro Methane Recovery Facility | 54700_G_GEN6 | 54700 | G | GEN6 |  | Landfill Gas |  | MIS_MIDA | Iowa | 19 | Polk | 153 | 19153 | 0.8 | 13500 | 1998 | 9999 |  |  | N | Landfill Gas | [13 empty] | 0.24082 | 0.24082 | 0.24082 | 0.24082 | [11 empty] | WM Renewable Energy LLC | 100 | Waste Management Inc | 100
Metro Methane Recovery Facility | 54700_G_GEN7 | 54700 | G | GEN7 |  | Landfill Gas |  | MIS_MIDA | Iowa | 19 | Polk | 153 | 19153 | 0.8 | 13500 | 1998 | 9999 |  |  | N | Landfill Gas | [13 empty] | 0.24082 | 0.24082 | 0.24082 | 0.24082 | [11 empty] | WM Renewable Energy LLC | 100 | Waste Management Inc | 100
Metro Methane Recovery Facility | 54700_G_GEN8 | 54700 | G | GEN8 |  | Landfill Gas |  | MIS_MIDA | Iowa | 19 | Polk | 153 | 19153 | 0.8 | 13500 | 1998 | 9999 |  |  | N | Landfill Gas | [13 empty] | 0.24082 | 0.24082 | 0.24082 | 0.24082 | [11 empty] | WM Renewable Energy LLC | 100 | Waste Management Inc | 100
Alliant SBD 9205 A Y McDonald | 54710_G_0001 | 54710 | G | 0001 |  | Combustion Turbine | IC Engine | MIS_IA | Iowa | 19 | Dubuque | 61 | 19061 | 1.5 | 25000 | 1993 | 9999 |  |  | N | Distillate Fuel Oil | [12 empty] | 0.165 | 1.6498 | 1.6498 | 1.6498 | 1.6498 | [11 empty] | Alliant Energy Integ Ser Cogeneration | 100 | Alliant Energy Corp | 100
Alliant SBD 9205 A Y McDonald | 54710_G_0002 | 54710 | G | 0002 |  | Combustion Turbine | IC Engine | MIS_IA | Iowa | 19 | Dubuque | 61 | 19061 | 1.6 | 25000 | 1990 | 9999 |  |  | N | Distillate Fuel Oil | [12 empty] | 0.194 | 1.6498 | 1.6498 | 1.6498 | 1.6498 | [11 empty] | Alliant Energy Integ Ser Cogeneration | 100 | Alliant Energy Corp | 100
Alliant SBD 9205 A Y McDonald | 54710_G_0003 | 54710 | G | 0003 |  | Combustion Turbine | IC Engine | MIS_IA | Iowa | 19 | Dubuque | 61 | 19061 | 0.5 | 25000 | 2016 | 9999 |  |  | N | Distillate Fuel Oil | [13 empty] | 1.6498 | 1.6498 | 1.6498 | 1.6498 | [11 empty] | Alliant Energy Integ Ser Cogeneration | 100 | Alliant Energy Corp | 100
Alliant SBD 9201 Norplex | 54712_G_0002 | 54712 | G | 0002 |  | Combustion Turbine | IC Engine | MIS_IA | Iowa | 19 | Allamakee | 5 | 19005 | 1 | 25000 | 2014 | 9999 |  |  | N | Distillate Fuel Oil | [13 empty] | 1.6498 | 1.6498 | 1.6498 | 1.6498 | [11 empty] | Alliant Energy Integ Ser Cogeneration | 100 | Alliant Energy Corp | 100
Alliant SBD 9201 Norplex | 54712_G_0044 | 54712 | G | 0044 |  | Combustion Turbine | IC Engine | MIS_IA | Iowa | 19 | Allamakee | 5 | 19005 | 1.1 | 25000 | 1988 | 9999 |  |  | N | Distillate Fuel Oil | [12 empty] | 2.5 | 1.6498 | 1.6498 | 1.6498 | 1.6498 | [11 empty] | Alliant Energy Integ Ser Cogeneration | 100 | Alliant Energy Corp | 100
Alliant SBD 9107 JBS USA | 54715_G_2665 | 54715 | G | 2665 |  | Combustion Turbine | IC Engine | MIS_IA | Iowa | 19 | Marshall | 127 | 19127 | 1.6 | 25000 | 1992 | 9999 |  |  | N | Distillate Fuel Oil | [12 empty] | 0.15 | 1.6498 | 1.6498 | 1.6498 | 1.6498 | [11 empty] | Alliant Energy Integ Ser Cogeneration | 100 | Alliant Energy Corp | 100
Alliant SBD 9107 JBS USA | 54715_G_2688 | 54715 | G | 2688 |  | Combustion Turbine | IC Engine | MIS_IA | Iowa | 19 | Marshall | 127 | 19127 | 1.6 | 25000 | 1992 | 9999 |  |  | N | Distillate Fuel Oil | [12 empty] | 0.15 | 1.6498 | 1.6498 | 1.6498 | 1.6498 | [11 empty] | Alliant Energy Integ Ser Cogeneration | 100 | Alliant Energy Corp | 100
Alliant SBD 9107 JBS USA | 54715_G_2689 | 54715 | G | 2689 |  | Combustion Turbine | IC Engine | MIS_IA | Iowa | 19 | Marshall | 127 | 19127 | 1.6 | 25000 | 1992 | 9999 |  |  | N | Distillate Fuel Oil | [12 empty] | 0.15 | 1.6498 | 1.6498 | 1.6498 | 1.6498 | [11 empty] | Alliant Energy Integ Ser Cogeneration | 100 | Alliant Energy Corp | 100
Alliant SBD 9107 JBS USA | 54715_G_4644 | 54715 | G | 4644 |  | Combustion Turbine | IC Engine | MIS_IA | Iowa | 19 | Marshall | 127 | 19127 | 1.6 | 25000 | 1994 | 9999 |  |  | N | Distillate Fuel Oil | [12 empty] | 0.15 | 1.6498 | 1.6498 | 1.6498 | 1.6498 | [11 empty] | Alliant Energy Integ Ser Cogeneration | 100 | Alliant Energy Corp | 100
Alliant SBD 9107 JBS USA | 54715_G_4658 | 54715 | G | 4658 |  | Combustion Turbine | IC Engine | MIS_IA | Iowa | 19 | Marshall | 127 | 19127 | 1.6 | 25000 | 1996 | 9999 |  |  | N | Distillate Fuel Oil | [12 empty] | 0.15 | 1.6498 | 1.6498 | 1.6498 | 1.6498 | [11 empty] | Alliant Energy Integ Ser Cogeneration | 100 | Alliant Energy Corp | 100
Alliant SBD 9107 JBS USA | 54715_G_4659 | 54715 | G | 4659 |  | Combustion Turbine | IC Engine | MIS_IA | Iowa | 19 | Marshall | 127 | 19127 | 1.6 | 25000 | 1998 | 9999 |  |  | N | Distillate Fuel Oil | [12 empty] | 0.15 | 1.6498 | 1.6498 | 1.6498 | 1.6498 | [11 empty] | Alliant Energy Integ Ser Cogeneration | 100 | Alliant Energy Corp | 100
Alliant SBD 9107 JBS USA | 54715_G_4660 | 54715 | G | 4660 |  | Combustion Turbine | IC Engine | MIS_IA | Iowa | 19 | Marshall | 127 | 19127 | 1.8 | 25000 | 2000 | 9999 |  |  | N | Distillate Fuel Oil | [12 empty] | 0.14 | 1.6498 | 1.6498 | 1.6498 | 1.6498 | [11 empty] | Alliant Energy Integ Ser Cogeneration | 100 | Alliant Energy Corp | 100
Alliant SBD 8602 Marion Sub | 54716_G_1536 | 54716 | G | 1536 |  | Combustion Turbine | IC Engine | MIS_IA | Iowa | 19 | Linn | 113 | 19113 | 1.5 | 21488 | 1986 | 9999 |  |  | N | Distillate Fuel Oil | [12 empty] | 2.5 | 1.6498 | 1.6498 | 1.6498 | 1.6498 | [11 empty] | Alliant Energy Integ Ser Cogeneration | 100 | Alliant Energy Corp | 100
Alliant SBD 8602 Marion Sub | 54716_G_2734 | 54716 | G | 2734 |  | Combustion Turbine | IC Engine | MIS_IA | Iowa | 19 | Linn | 113 | 19113 | 1.5 | 21949 | 1986 | 9999 |  |  | N | Distillate Fuel Oil | [12 empty] | 2.5 | 1.6498 | 1.6498 | 1.6498 | 1.6498 | [11 empty] | Alliant Energy Integ Ser Cogeneration | 100 | Alliant Energy Corp | 100
Alliant SBD 8602 Marion Sub | 54716_G_2741 | 54716 | G | 2741 |  | Combustion Turbine | IC Engine | MIS_IA | Iowa | 19 | Linn | 113 | 19113 | 1.1 | 22721 | 1986 | 9999 |  |  | N | Distillate Fuel Oil | [12 empty] | 2.5 | 1.6498 | 1.6498 | 1.6498 | 1.6498 | [11 empty] | Alliant Energy Integ Ser Cogeneration | 100 | Alliant Energy Corp | 100
Alliant SBD 8602 Marion Sub | 54716_G_2785 | 54716 | G | 2785 |  | Combustion Turbine | IC Engine | MIS_IA | Iowa | 19 | Linn | 113 | 19113 | 1.5 | 21949 | 1986 | 9999 |  |  | N | Distillate Fuel Oil | [12 empty] | 2.5 | 1.6498 | 1.6498 | 1.6498 | 1.6498 | [11 empty] | Alliant Energy Integ Ser Cogeneration | 100 | Alliant Energy Corp | 100
Alliant SBD 9106 Rockwell CR | 54717_G_2671 | 54717 | G | 2671 |  | Combustion Turbine | IC Engine | MIS_IA | Iowa | 19 | Linn | 113 | 19113 | 1.6 | 24323 | 1992 | 9999 |  |  | N | Distillate Fuel Oil | [12 empty] | 2.5 | 1.6498 | 1.6498 | 1.6498 | 1.6498 | [11 empty] | Alliant Energy Integ Ser Cogeneration | 100 | Alliant Energy Corp | 100
Alliant SBD 9106 Rockwell CR | 54717_G_2672 | 54717 | G | 2672 |  | Combustion Turbine | IC Engine | MIS_IA | Iowa | 19 | Linn | 113 | 19113 | 1.6 | 25000 | 1992 | 9999 |  |  | N | Distillate Fuel Oil | [12 empty] | 2.5 | 1.6498 | 1.6498 | 1.6498 | 1.6498 | [11 empty] | Alliant Energy Integ Ser Cogeneration | 100 | Alliant Energy Corp | 100
Alliant SBD 9106 Rockwell CR | 54717_G_2675 | 54717 | G | 2675 |  | Combustion Turbine | IC Engine | MIS_IA | Iowa | 19 | Linn | 113 | 19113 | 1.6 | 25000 | 1992 | 9999 |  |  | N | Distillate Fuel Oil | [12 empty] | 2.5 | 1.6498 | 1.6498 | 1.6498 | 1.6498 | [11 empty] | Alliant Energy Integ Ser Cogeneration | 100 | Alliant Energy Corp | 100
Alliant SBD 9106 Rockwell CR | 54717_G_2678 | 54717 | G | 2678 |  | Combustion Turbine | IC Engine | MIS_IA | Iowa | 19 | Linn | 113 | 19113 | 1.6 | 25000 | 1992 | 9999 |  |  | N | Distillate Fuel Oil | [12 empty] | 2.5 | 1.6498 | 1.6498 | 1.6498 | 1.6498 | [11 empty] | Alliant Energy Integ Ser Cogeneration | 100 | Alliant Energy Corp | 100
Alliant SBD 9106 Rockwell CR | 54717_G_2679 | 54717 | G | 2679 |  | Combustion Turbine | IC Engine | MIS_IA | Iowa | 19 | Linn | 113 | 19113 | 1.6 | 25000 | 1992 | 9999 |  |  | N | Distillate Fuel Oil | [12 empty] | 2.5 | 1.6498 | 1.6498 | 1.6498 | 1.6498 | [11 empty] | Alliant Energy Integ Ser Cogeneration | 100 | Alliant Energy Corp | 100
Alliant SBD 9106 Rockwell CR | 54717_G_2682 | 54717 | G | 2682 |  | Combustion Turbine | IC Engine | MIS_IA | Iowa | 19 | Linn | 113 | 19113 | 1.6 | 25000 | 1992 | 9999 |  |  | N | Distillate Fuel Oil | [12 empty] | 2.5 | 1.6498 | 1.6498 | 1.6498 | 1.6498 | [11 empty] | Alliant Energy Integ Ser Cogeneration | 100 | Alliant Energy Corp | 100
Alliant SBD 9106 Rockwell CR | 54717_G_2683 | 54717 | G | 2683 |  | Combustion Turbine | IC Engine | MIS_IA | Iowa | 19 | Linn | 113 | 19113 | 1.6 | 25000 | 1992 | 9999 |  |  | N | Distillate Fuel Oil | [12 empty] | 2.5 | 1.6498 | 1.6498 | 1.6498 | 1.6498 | [11 empty] | Alliant Energy Integ Ser Cogeneration | 100 | Alliant Energy Corp | 100
Alliant SBD 9106 Rockwell CR | 54717_G_2684 | 54717 | G | 2684 |  | Combustion Turbine | IC Engine | MIS_IA | Iowa | 19 | Linn | 113 | 19113 | 1.6 | 25000 | 1992 | 9999 |  |  | N | Distillate Fuel Oil | [12 empty] | 2.5 | 1.6498 | 1.6498 | 1.6498 | 1.6498 | [11 empty] | Alliant Energy Integ Ser Cogeneration | 100 | Alliant Energy Corp | 100
Alliant SBD 9106 Rockwell CR | 54717_G_2685 | 54717 | G | 2685 |  | Combustion Turbine | IC Engine | MIS_IA | Iowa | 19 | Linn | 113 | 19113 | 1.6 | 25000 | 1992 | 9999 |  |  | N | Distillate Fuel Oil | [12 empty] | 2.5 | 1.6498 | 1.6498 | 1.6498 | 1.6498 | [11 empty] | Alliant Energy Integ Ser Cogeneration | 100 | Alliant Energy Corp | 100
Alliant SBD 9106 Rockwell CR | 54717_G_2690 | 54717 | G | 2690 |  | Combustion Turbine | IC Engine | MIS_IA | Iowa | 19 | Linn | 113 | 19113 | 1.6 | 25000 | 1992 | 9999 |  |  | N | Distillate Fuel Oil | [12 empty] | 2.5 | 1.6498 | 1.6498 | 1.6498 | 1.6498 | [11 empty] | Alliant Energy Integ Ser Cogeneration | 100 | Alliant Energy Corp | 100
Alliant SBD 9206 Donaldson | 54718_G_4632 | 54718 | G | 4632 |  | Combustion Turbine | IC Engine | MIS_IA | Iowa | 19 | Howard | 89 | 19089 | 1.6 | 21205 | 1995 | 9999 |  |  | N | Distillate Fuel Oil | [12 empty] | 0.697 | 1.6498 | 1.6498 | 1.6498 | 1.6498 | [11 empty] | Alliant Energy Integ Ser Cogeneration | 100 | Alliant Energy Corp | 100
Alliant SBD 9203 Profol | 54719_G_6916 | 54719 | G | 6916 |  | Combustion Turbine | IC Engine | MIS_IA | Iowa | 19 | Linn | 113 | 19113 | 1.8 | 11158 | 1996 | 9999 |  |  | N | Distillate Fuel Oil | [12 empty] | 2.5 | 1.6498 | 1.6498 | 1.6498 | 1.6498 | [11 empty] | Alliant Energy Integ Ser Cogeneration | 100 | Alliant Energy Corp | 100
Alliant SBD 9203 Profol | 54719_G_6917 | 54719 | G | 6917 |  | Combustion Turbine | IC Engine | MIS_IA | Iowa | 19 | Linn | 113 | 19113 | 1.8 | 11158 | 2001 | 9999 |  |  | N | Distillate Fuel Oil | [12 empty] | 2.5 | 1.6498 | 1.6498 | 1.6498 | 1.6498 | [11 empty] | Alliant Energy Integ Ser Cogeneration | 100 | Alliant Energy Corp | 100
Alliant SBD 9203 Profol | 54719_G_6918 | 54719 | G | 6918 |  | Combustion Turbine | IC Engine | MIS_IA | Iowa | 19 | Linn | 113 | 19113 | 2 | 10745 | 2012 | 9999 |  |  | N | Distillate Fuel Oil | [13 empty] | 1.6498 | 1.6498 | 1.6498 | 1.6498 | [11 empty] | Alliant Energy Integ Ser Cogeneration | 100 | Alliant Energy Corp | 100
Alliant SBD 8601 Quad Graphics | 54720_G_2736 | 54720 | G | 2736 |  | Combustion Turbine | IC Engine | MIS_IA | Iowa | 19 | Iowa | 95 | 19095 | 1.5 | 12283 | 1986 | 9999 |  |  | N | Distillate Fuel Oil | [12 empty] | 2.5 | 1.6498 | 1.6498 | 1.6498 | 1.6498 | [11 empty] | Alliant Energy Integ Ser Cogeneration | 100 | Alliant Energy Corp | 100
Alliant SBD 8601 Quad Graphics | 54720_G_3489 | 54720 | G | 3489 |  | Combustion Turbine | IC Engine | MIS_IA | Iowa | 19 | Iowa | 95 | 19095 | 1 | 12283 | 1991 | 9999 |  |  | N | Distillate Fuel Oil | [12 empty] | 2.5 | 1.6498 | 1.6498 | 1.6498 | 1.6498 | [11 empty] | Alliant Energy Integ Ser Cogeneration | 100 | Alliant Energy Corp | 100
Alliant SBD 8601 Quad Graphics | 54720_G_7164 | 54720 | G | 7164 |  | Combustion Turbine | IC Engine | MIS_IA | Iowa | 19 | Iowa | 95 | 19095 | 1.1 | 12283 | 1996 | 9999 |  |  | N | Distillate Fuel Oil | [12 empty] | 2.5 | 1.6498 | 1.6498 | 1.6498 | 1.6498 | [11 empty] | Alliant Energy Integ Ser Cogeneration | 100 | Alliant Energy Corp | 100
Warm Springs Power Enterprises | 54721_G_0001 | 54721 | G | 0001 |  | Hydro |  | WECC_PNW | Oregon | 41 | Jefferson | 31 | 41031 | 18.5 | 0 | 1982 | 9999 |  |  | N | Hydro | [13 empty] | 0 | 0 | 0 | 0 | [11 empty] | Warm Springs Power Enterprises | 100 | Columbia River Inter Tribal Fish Commission | 100
I 95 Landfill Phase II | 54723_G_UNT1 | 54723 | G | UNT1 |  | Landfill Gas |  | PJM_Dom | Virginia | 51 | Fairfax | 59 | 51059 | 0.8 | 13500 | 1993 | 9999 |  |  | N | Landfill Gas | [13 empty] | 0.6 | 0.6 | 0.6 | 0.6 | [11 empty] | Landfill Energy Systems LLC | 100 | Energy Investors Funds Group | 100
I 95 Landfill Phase II | 54723_G_UNT2 | 54723 | G | UNT2 |  | Landfill Gas |  | PJM_Dom | Virginia | 51 | Fairfax | 59 | 51059 | 0.8 | 13500 | 1993 | 9999 |  |  | N | Landfill Gas | [13 empty] | 0.6 | 0.6 | 0.6 | 0.6 | [11 empty] | Landfill Energy Systems LLC | 100 | Energy Investors Funds Group | 100
I 95 Landfill Phase II | 54723_G_UNT3 | 54723 | G | UNT3 |  | Landfill Gas |  | PJM_Dom | Virginia | 51 | Fairfax | 59 | 51059 | 0.8 | 13500 | 1993 | 9999 |  |  | N | Landfill Gas | [13 empty] | 0.6 | 0.6 | 0.6 | 0.6 | [11 empty] | Landfill Energy Systems LLC | 100 | Energy Investors Funds Group | 100
I 95 Landfill Phase II | 54723_G_UNT4 | 54723 | G | UNT4 |  | Landfill Gas |  | PJM_Dom | Virginia | 51 | Fairfax | 59 | 51059 | 0.8 | 13500 | 1993 | 9999 |  |  | N | Landfill Gas | [13 empty] | 0.6 | 0.6 | 0.6 | 0.6 | [11 empty] | Landfill Energy Systems LLC | 100 | Energy Investors Funds Group | 100
Ormesa II | 54724_G_OEC21 | 54724 | G | OEC21 |  | Geothermal |  | WECC_IID | California | 6 | Imperial | 25 | 06025 | 8 | 9771 | 1989 | 9999 |  |  | N | Geothermal | [13 empty] | 0 | 0 | 0 | 0 | 0.4625 | 0.4625 | 0.4625 | [8 empty] | Ormesa LLC | 100 | Ormat Technologies Inc | 100
Ormesa II | 54724_G_OEC22 | 54724 | G | OEC22 |  | Geothermal |  | WECC_IID | California | 6 | Imperial | 25 | 06025 | 8 | 9771 | 2007 | 9999 |  |  | N | Geothermal | [13 empty] | 0 | 0 | 0 | 0 | 0.4625 | 0.4625 | 0.4625 | [8 empty] | Ormesa LLC | 100 | Ormat Technologies Inc | 100
Taylor Draw Hydroelectric Facility | 54729_G_COX1 | 54729 | G | COX1 |  | Hydro |  | WECC_CO | Colorado | 8 | Rio Blanco | 103 | 08103 | 2 | 0 | 1993 | 9999 |  |  | N | Hydro | [13 empty] | 0 | 0 | 0 | 0 | [11 empty] | Rio Blanco Water Conservancy District | 100 | Rio Blanco Water Conservancy District | 100
Alliant SBD 9301 Prairie Farms | 54735_G_0079 | 54735 | G | 0079 |  | Combustion Turbine | IC Engine | MIS_IA | Iowa | 19 | Dubuque | 61 | 19061 | 1.8 | 25000 | 1993 | 9999 |  |  | N | Distillate Fuel Oil | [12 empty] | 2.5 | 1.6498 | 1.6498 | 1.6498 | 1.6498 | [11 empty] | Alliant Energy Integ Ser Cogeneration | 100 | Alliant Energy Corp | 100
Alliant SBD 9301 Prairie Farms | 54735_G_0080 | 54735 | G | 0080 |  | Combustion Turbine | IC Engine | MIS_IA | Iowa | 19 | Dubuque | 61 | 19061 | 1.1 | 25000 | 1998 | 9999 |  |  | N | Distillate Fuel Oil | [12 empty] | 2.5 | 1.6498 | 1.6498 | 1.6498 | 1.6498 | [11 empty] | Alliant Energy Integ Ser Cogeneration | 100 | Alliant Energy Corp | 100
Port Neches Plant | 54748_G_G1 | 54748 | G | G1 |  | Combustion Turbine |  | MIS_WOTA | Texas | 48 | Jefferson | 245 | 48245 | 32 | 8700 | 1994 | 9999 |  |  | Y | Natural Gas | [12 empty] | 3 | 0.04004 | 0.04004 | 0.04004 | 0.04004 | [11 empty] | Air Liquide Large Industries US LP | 100 | Air Liquide Group | 100
Goal Line LP | 54749_G_CTG | 54749 | G | CTG | 3795 | Combined Cycle |  | WEC_SDGE | California | 6 | San Diego | 73 | 06073 | 40 | 7749 | 1994 | 9999 |  |  | Y | Natural Gas |  |  |  | H2O | SCR | [8 empty] | 0.013968 | 0.013968 | 0.013968 | 0.013968 | [11 empty] | Goal Line LP | 100 | JPMorgan Chase & Co | 100
Goal Line LP | 54749_G_STG | 54749 | G | STG | 3795 | Combined Cycle |  | WEC_SDGE | California | 6 | San Diego | 73 | 06073 | 9.4 | 7749 | 1994 | 9999 |  |  | Y | Natural Gas |  |  |  | H2O | SCR | [8 empty] | 0.013968 | 0.013968 | 0.013968 | 0.013968 | [11 empty] | Goal Line LP | 100 | JPMorgan Chase & Co | 100
Coram Tehachapi | 54750_G_VW1 | 54750 | G | VW1 |  | Onshore Wind |  | WECC_SCE | California | 6 | Kern | 29 | 06029 | 6.5 | 0 | 1992 | 9999 |  |  | N | Wind | [13 empty] | 0 | 0 | 0 | 0 | [11 empty] | A B Energy Inc | 100 | A B Energy Inc | 100
Lateral 10 Ventures | 54753_G_GEN1 | 54753 | G | GEN1 |  | Hydro |  | WECC_ID | Idaho | 16 | Twin Falls | 83 | 16083 | 2.3 | 0 | 1984 | 9999 |  |  | N | Hydro | [13 empty] | 0 | 0 | 0 | 0 | [11 empty] | Lateral 10 Ventures | 100 | West American Finance Co | 100
Coopersville | 54756_G_3-1 | 54756 | G | 3-1 |  | Landfill Gas |  | MIS_LMI | Michigan | 26 | Ottawa | 139 | 26139 | 0.8 | 13500 | 1994 | 9999 |  |  | N | Landfill Gas | [13 empty] | 0.24082 | 0.24082 | 0.24082 | 0.24082 | [11 empty] | Granger Electric Co | 100 | Granger Electric Co | 100
Coopersville | 54756_G_3-2 | 54756 | G | 3-2 |  | Landfill Gas |  | MIS_LMI | Michigan | 26 | Ottawa | 139 | 26139 | 0.8 | 13500 | 1994 | 9999 |  |  | N | Landfill Gas | [13 empty] | 0.24082 | 0.24082 | 0.24082 | 0.24082 | [11 empty] | Granger Electric Co | 100 | Granger Electric Co | 100
Coopersville | 54756_G_3-3 | 54756 | G | 3-3 |  | Landfill Gas |  | MIS_LMI | Michigan | 26 | Ottawa | 139 | 26139 | 0.8 | 13500 | 1994 | 9999 |  |  | N | Landfill Gas | [13 empty] | 0.24082 | 0.24082 | 0.24082 | 0.24082 | [11 empty] | Granger Electric Co | 100 | Granger Electric Co | 100
Coopersville | 54756_G_3-4 | 54756 | G | 3-4 |  | Landfill Gas |  | MIS_LMI | Michigan | 26 | Ottawa | 139 | 26139 | 0.8 | 13500 | 1994 | 9999 |  |  | N | Landfill Gas | [13 empty] | 0.24082 | 0.24082 | 0.24082 | 0.24082 | [11 empty] | Granger Electric Co | 100 | Granger Electric Co | 100
Coopersville | 54756_G_3-5 | 54756 | G | 3-5 |  | Landfill Gas |  | MIS_LMI | Michigan | 26 | Ottawa | 139 | 26139 | 0.8 | 13500 | 1994 | 9999 |  |  | N | Landfill Gas | [13 empty] | 0.24082 | 0.24082 | 0.24082 | 0.24082 | [11 empty] | Granger Electric Co | 100 | Granger Electric Co | 100
Coopersville | 54756_G_3-6 | 54756 | G | 3-6 |  | Landfill Gas |  | MIS_LMI | Michigan | 26 | Ottawa | 139 | 26139 | 0.8 | 13500 | 1994 | 9999 |  |  | N | Landfill Gas | [13 empty] | 0.24082 | 0.24082 | 0.24082 | 0.24082 | [11 empty] | Granger Electric Co | 100 | Granger Electric Co | 100
Coopersville | 54756_G_3-7 | 54756 | G | 3-7 |  | Landfill Gas |  | MIS_LMI | Michigan | 26 | Ottawa | 139 | 26139 | 1.6 | 13500 | 2006 | 9999 |  |  | N | Landfill Gas | [13 empty] | 0.09872 | 0.09872 | 0.09872 | 0.09872 | [11 empty] | Granger Electric Co | 100 | Granger Electric Co | 100
Grand Blanc Generating Station | 54757_G_4-1 | 54757 | G | 4-1 |  | Landfill Gas |  | MIS_LMI | Michigan | 26 | Genesee | 49 | 26049 | 0.8 | 13500 | 1994 | 9999 |  |  | N | Landfill Gas | [13 empty] | 0.24082 | 0.24082 | 0.24082 | 0.24082 | [11 empty] | Energy Developments Inc | 100 | Energy Developments | 100
Grand Blanc Generating Station | 54757_G_4-2 | 54757 | G | 4-2 |  | Landfill Gas |  | MIS_LMI | Michigan | 26 | Genesee | 49 | 26049 | 0.8 | 13500 | 1994 | 9999 |  |  | N | Landfill Gas | [13 empty] | 0.24082 | 0.24082 | 0.24082 | 0.24082 | [11 empty] | Energy Developments Inc | 100 | Energy Developments | 100
Grand Blanc Generating Station | 54757_G_4-3 | 54757 | G | 4-3 |  | Landfill Gas |  | MIS_LMI | Michigan | 26 | Genesee | 49 | 26049 | 0.8 | 13500 | 1994 | 9999 |  |  | N | Landfill Gas | [13 empty] | 0.24082 | 0.24082 | 0.24082 | 0.24082 | [11 empty] | Energy Developments Inc | 100 | Energy Developments | 100
Grand Blanc Generating Station | 54757_G_4-4 | 54757 | G | 4-4 |  | Landfill Gas |  | MIS_LMI | Michigan | 26 | Genesee | 49 | 26049 | 0.8 | 13500 | 2000 | 9999 |  |  | N | Landfill Gas | [13 empty] | 0.24082 | 0.24082 | 0.24082 | 0.24082 | [11 empty] | Energy Developments Inc | 100 | Energy Developments | 100
Grand Blanc Generating Station | 54757_G_4-5 | 54757 | G | 4-5 |  | Landfill Gas |  | MIS_LMI | Michigan | 26 | Genesee | 49 | 26049 | 0.8 | 13500 | 2003 | 9999 |  |  | N | Landfill Gas | [13 empty] | 0.24082 | 0.24082 | 0.24082 | 0.24082 | [11 empty] | Energy Developments Inc | 100 | Energy Developments | 100
Grand Blanc Generating Station | 54757_G_4-7 | 54757 | G | 4-7 |  | Landfill Gas |  | MIS_LMI | Michigan | 26 | Genesee | 49 | 26049 | 1.6 | 13500 | 2012 | 9999 |  |  | N | Landfill Gas | [13 empty] | 0.24082 | 0.24082 | 0.24082 | 0.24082 | [11 empty] | Energy Developments Inc | 100 | Energy Developments | 100
Grand Blanc Generating Station | 54757_G_4-8 | 54757 | G | 4-8 |  | Landfill Gas |  | MIS_LMI | Michigan | 26 | Genesee | 49 | 26049 | 1.6 | 13500 | 2012 | 9999 |  |  | N | Landfill Gas | [13 empty] | 0.24082 | 0.24082 | 0.24082 | 0.24082 | [11 empty] | Energy Developments Inc | 100 | Energy Developments | 100
Grand Blanc Generating Station | 54757_G_CIB | 54757 | G | CIB |  | Landfill Gas |  | MIS_LMI | Michigan | 26 | Genesee | 49 | 26049 | 0.6 | 13500 | 2010 | 9999 |  |  | N | Landfill Gas | [13 empty] | 0.24082 | 0.24082 | 0.24082 | 0.24082 | [11 empty] | Energy Developments Inc | 100 | Energy Developments | 100
Hermiston Generating Plant | 54761_G_GEN1 | 54761 | G | GEN1 | 3796 | Combined Cycle |  | WECC_PNW | Oregon | 41 | Umatilla | 59 | 41059 | 80 | 7407 | 1996 | 9999 |  |  | Y | Natural Gas |  |  |  |  | SCR | [8 empty] | 0.014511 | 0.014511 | 0.014511 | 0.014511 | [11 empty] | Hermiston Generating Co LP | 50 | Berkshire Hathaway Inc | 50
Hermiston Generating Plant | 54761_G_GEN2 | 54761 | G | GEN2 | 3796 | Combined Cycle |  | WECC_PNW | Oregon | 41 | Umatilla | 59 | 41059 | 152 | 7407 | 1996 | 9999 |  |  | Y | Natural Gas |  |  |  |  | SCR | [8 empty] | 0.014511 | 0.014511 | 0.014511 | 0.014511 | [11 empty] | Hermiston Generating Co LP | 50 | Berkshire Hathaway Inc | 50
Hermiston Generating Plant | 54761_G_GEN3 | 54761 | G | GEN3 | 3797 | Combined Cycle |  | WECC_PNW | Oregon | 41 | Umatilla | 59 | 41059 | 80 | 7407 | 1996 | 9999 |  |  | Y | Natural Gas |  |  |  |  | SCR | [8 empty] | 0.014271 | 0.014271 | 0.014271 | 0.014271 | [11 empty] | Hermiston Generating Co LP | 50 | Berkshire Hathaway Inc | 50
Hermiston Generating Plant | 54761_G_GEN4 | 54761 | G | GEN4 | 3797 | Combined Cycle |  | WECC_PNW | Oregon | 41 | Umatilla | 59 | 41059 | 152 | 7407 | 1996 | 9999 |  |  | Y | Natural Gas |  |  |  |  | SCR | [8 empty] | 0.014271 | 0.014271 | 0.014271 | 0.014271 | [11 empty] | Hermiston Generating Co LP | 50 | Berkshire Hathaway Inc | 50
Live Oak Limited | 54768_G_GEN1 | 54768 | G | GEN1 | 91245 | Combustion Turbine |  | WEC_CALN | California | 6 | Kern | 29 | 06029 | 46 | 8700 | 1992 | 9999 |  |  | Y | Natural Gas | [12 empty] | 0.74 | 0.78998 | 0.78998 | 0.78998 | 0.78998 | [11 empty] | Live Oak Ltd | 100 | ContourGlobal PLC | 100
NYU Luthern Medical Center | 54769_G_GEN1 | 54769 | G | GEN1 |  | Combustion Turbine | IC Engine | NY_Z_J | New York | 36 | Kings | 47 | 36047 | 0.8 | 8700 | 1994 | 9999 |  |  | Y | Natural Gas | [13 empty] | 1.061 | 1.061 | 1.061 | 1.061 | [11 empty] | Lutheran Medical Center | 100 | Lutheran Medical Center | 100
NYU Luthern Medical Center | 54769_G_GEN2 | 54769 | G | GEN2 |  | Combustion Turbine | IC Engine | NY_Z_J | New York | 36 | Kings | 47 | 36047 | 0.8 | 8700 | 1994 | 9999 |  |  | Y | Natural Gas | [13 empty] | 1.061 | 1.061 | 1.061 | 1.061 | [11 empty] | Lutheran Medical Center | 100 | Lutheran Medical Center | 100
NYU Luthern Medical Center | 54769_G_GEN3 | 54769 | G | GEN3 |  | Combustion Turbine | IC Engine | NY_Z_J | New York | 36 | Kings | 47 | 36047 | 1.5 | 13469 | 2006 | 9999 |  |  | N | Distillate Fuel Oil | [13 empty] | 1.6498 | 1.6498 | 1.6498 | 1.6498 | [11 empty] | Lutheran Medical Center | 100 | Lutheran Medical Center | 100
NYU Luthern Medical Center | 54769_G_GEN4 | 54769 | G | GEN4 |  | Combustion Turbine | IC Engine | NY_Z_J | New York | 36 | Kings | 47 | 36047 | 1.5 | 13469 | 2006 | 9999 |  |  | N | Distillate Fuel Oil | [13 empty] | 1.6498 | 1.6498 | 1.6498 | 1.6498 | [11 empty] | Lutheran Medical Center | 100 | Lutheran Medical Center | 100
South Glens Falls Hydroelectric | 54772_G_GEN1 | 54772 | G | GEN1 |  | Hydro |  | NY_Z_F | New York | 36 | Saratoga | 91 | 36091 | 6.9 | 0 | 1994 | 9999 |  |  | N | Hydro | [13 empty] | 0 | 0 | 0 | 0 | [11 empty] | South Glens Falls LP | 100 | Boralex Power Income Fund | 100
South Glens Falls Hydroelectric | 54772_G_GEN2 | 54772 | G | GEN2 |  | Hydro |  | NY_Z_F | New York | 36 | Saratoga | 91 | 36091 | 6.9 | 0 | 1994 | 9999 |  |  | N | Hydro | [13 empty] | 0 | 0 | 0 | 0 | [11 empty] | South Glens Falls LP | 100 | Boralex Power Income Fund | 100
University of Iowa Main Power Plant | 54775_G_DG7 | 54775 | G | DG7 |  | Combustion Turbine | IC Engine | MIS_MIDA | Iowa | 19 | Johnson | 103 | 19103 | 1.7 | 13469 | 1998 | 9999 |  |  | N | Distillate Fuel Oil | [12 empty] | 2.5 | 1.6498 | 1.6498 | 1.6498 | 1.6498 | [11 empty] | University of Iowa | 100 | University of Iowa | 100
University of Iowa Main Power Plant | 54775_G_GEN10 | 54775 | G | GEN10 |  | Combustion Turbine | IC Engine | MIS_MIDA | Iowa | 19 | Johnson | 103 | 19103 | 2 | 11686 | 2014 | 9999 |  |  | N | Natural Gas | [13 empty] | 1.061 | 1.061 | 1.061 | 1.061 | [11 empty] | University of Iowa | 100 | University of Iowa | 100
University of Iowa Main Power Plant | 54775_G_GEN7 | 54775 | G | GEN7 |  | Combustion Turbine | IC Engine | MIS_MIDA | Iowa | 19 | Johnson | 103 | 19103 | 2 | 11686 | 2014 | 9999 |  |  | N | Natural Gas | [13 empty] | 1.061 | 1.061 | 1.061 | 1.061 | [11 empty] | University of Iowa | 100 | University of Iowa | 100
University of Iowa Main Power Plant | 54775_G_GEN8 | 54775 | G | GEN8 |  | Combustion Turbine | IC Engine | MIS_MIDA | Iowa | 19 | Johnson | 103 | 19103 | 2 | 11686 | 2014 | 9999 |  |  | N | Natural Gas | [13 empty] | 1.061 | 1.061 | 1.061 | 1.061 | [11 empty] | University of Iowa | 100 | University of Iowa | 100
University of Iowa Main Power Plant | 54775_G_GEN9 | 54775 | G | GEN9 |  | Combustion Turbine | IC Engine | MIS_MIDA | Iowa | 19 | Johnson | 103 | 19103 | 2 | 11686 | 2014 | 9999 |  |  | N | Natural Gas | [13 empty] | 1.061 | 1.061 | 1.061 | 1.061 | [11 empty] | University of Iowa | 100 | University of Iowa | 100
Seneca Energy | 54782_G_GE10 | 54782 | G | GE10 |  | Landfill Gas |  | NY_Z_C&E | New York | 36 | Seneca | 99 | 36099 | 0.8 | 13500 | 1998 | 9999 |  |  | N | Landfill Gas | [13 empty] | 0.27477 | 0.27477 | 0.27477 | 0.27477 | [11 empty] | Seneca Energy II LLC | 100 | Archaea Energy Inc | 100
Seneca Energy | 54782_G_GE11 | 54782 | G | GE11 |  | Landfill Gas |  | NY_Z_C&E | New York | 36 | Seneca | 99 | 36099 | 0.8 | 13500 | 1998 | 9999 |  |  | N | Landfill Gas | [13 empty] | 0.27477 | 0.27477 | 0.27477 | 0.27477 | [11 empty] | Seneca Energy II LLC | 100 | Archaea Energy Inc | 100
Seneca Energy | 54782_G_GE12 | 54782 | G | GE12 |  | Landfill Gas |  | NY_Z_C&E | New York | 36 | Seneca | 99 | 36099 | 0.8 | 13500 | 1998 | 9999 |  |  | N | Landfill Gas | [13 empty] | 0.27477 | 0.27477 | 0.27477 | 0.27477 | [11 empty] | Seneca Energy II LLC | 100 | Archaea Energy Inc | 100
Seneca Energy | 54782_G_GE13 | 54782 | G | GE13 |  | Landfill Gas |  | NY_Z_C&E | New York | 36 | Seneca | 99 | 36099 | 0.8 | 13500 | 1998 | 9999 |  |  | N | Landfill Gas | [13 empty] | 0.27477 | 0.27477 | 0.27477 | 0.27477 | [11 empty] | Seneca Energy II LLC | 100 | Archaea Energy Inc | 100
Seneca Energy | 54782_G_GE14 | 54782 | G | GE14 |  | Landfill Gas |  | NY_Z_C&E | New York | 36 | Seneca | 99 | 36099 | 0.8 | 13500 | 1998 | 9999 |  |  | N | Landfill Gas | [13 empty] | 0.27477 | 0.27477 | 0.27477 | 0.27477 | [11 empty] | Seneca Energy II LLC | 100 | Archaea Energy Inc | 100
Seneca Energy | 54782_G_GE15 | 54782 | G | GE15 |  | Landfill Gas |  | NY_Z_C&E | New York | 36 | Seneca | 99 | 36099 | 1.6 | 13500 | 2007 | 9999 |  |  | N | Landfill Gas | [13 empty] | 0.27477 | 0.27477 | 0.27477 | 0.27477 | [11 empty] | Seneca Energy II LLC | 100 | Archaea Energy Inc | 100
Seneca Energy | 54782_G_GE16 | 54782 | G | GE16 |  | Landfill Gas |  | NY_Z_C&E | New York | 36 | Seneca | 99 | 36099 | 1.6 | 13500 | 2007 | 9999 |  |  | N | Landfill Gas | [13 empty] | 0.27477 | 0.27477 | 0.27477 | 0.27477 | [11 empty] | Seneca Energy II LLC | 100 | Archaea Energy Inc | 100
Seneca Energy | 54782_G_GE17 | 54782 | G | GE17 |  | Landfill Gas |  | NY_Z_C&E | New York | 36 | Seneca | 99 | 36099 | 1.6 | 13500 | 2007 | 9999 |  |  | N | Landfill Gas | [13 empty] | 0.27477 | 0.27477 | 0.27477 | 0.27477 | [11 empty] | Seneca Energy II LLC | 100 | Archaea Energy Inc | 100
Seneca Energy | 54782_G_GE18 | 54782 | G | GE18 |  | Landfill Gas |  | NY_Z_C&E | New York | 36 | Seneca | 99 | 36099 | 1.6 | 13500 | 2007 | 9999 |  |  | N | Landfill Gas | [13 empty] | 0.27477 | 0.27477 | 0.27477 | 0.27477 | [11 empty] | Seneca Energy II LLC | 100 | Archaea Energy Inc | 100
Seneca Energy | 54782_G_GEN1 | 54782 | G | GEN1 |  | Landfill Gas |  | NY_Z_C&E | New York | 36 | Seneca | 99 | 36099 | 0.8 | 13500 | 1996 | 9999 |  |  | N | Landfill Gas | [13 empty] | 0.27477 | 0.27477 | 0.27477 | 0.27477 | [11 empty] | Seneca Energy II LLC | 100 | Archaea Energy Inc | 100
Seneca Energy | 54782_G_GEN2 | 54782 | G | GEN2 |  | Landfill Gas |  | NY_Z_C&E | New York | 36 | Seneca | 99 | 36099 | 0.8 | 13500 | 1996 | 9999 |  |  | N | Landfill Gas | [13 empty] | 0.27477 | 0.27477 | 0.27477 | 0.27477 | [11 empty] | Seneca Energy II LLC | 100 | Archaea Energy Inc | 100
Seneca Energy | 54782_G_GEN3 | 54782 | G | GEN3 |  | Landfill Gas |  | NY_Z_C&E | New York | 36 | Seneca | 99 | 36099 | 0.8 | 13500 | 1996 | 9999 |  |  | N | Landfill Gas | [13 empty] | 0.27477 | 0.27477 | 0.27477 | 0.27477 | [11 empty] | Seneca Energy II LLC | 100 | Archaea Energy Inc | 100
Seneca Energy | 54782_G_GEN4 | 54782 | G | GEN4 |  | Landfill Gas |  | NY_Z_C&E | New York | 36 | Seneca | 99 | 36099 | 0.8 | 13500 | 1996 | 9999 |  |  | N | Landfill Gas | [13 empty] | 0.27477 | 0.27477 | 0.27477 | 0.27477 | [11 empty] | Seneca Energy II LLC | 100 | Archaea Energy Inc | 100
Seneca Energy | 54782_G_GEN5 | 54782 | G | GEN5 |  | Landfill Gas |  | NY_Z_C&E | New York | 36 | Seneca | 99 | 36099 | 0.8 | 13500 | 1996 | 9999 |  |  | N | Landfill Gas | [13 empty] | 0.27477 | 0.27477 | 0.27477 | 0.27477 | [11 empty] | Seneca Energy II LLC | 100 | Archaea Energy Inc | 100
Seneca Energy | 54782_G_GEN6 | 54782 | G | GEN6 |  | Landfill Gas |  | NY_Z_C&E | New York | 36 | Seneca | 99 | 36099 | 0.8 | 13500 | 1997 | 9999 |  |  | N | Landfill Gas | [13 empty] | 0.27477 | 0.27477 | 0.27477 | 0.27477 | [11 empty] | Seneca Energy II LLC | 100 | Archaea Energy Inc | 100
Seneca Energy | 54782_G_GEN7 | 54782 | G | GEN7 |  | Landfill Gas |  | NY_Z_C&E | New York | 36 | Seneca | 99 | 36099 | 0.8 | 13500 | 1997 | 9999 |  |  | N | Landfill Gas | [13 empty] | 0.27477 | 0.27477 | 0.27477 | 0.27477 | [11 empty] | Seneca Energy II LLC | 100 | Archaea Energy Inc | 100
Seneca Energy | 54782_G_GEN8 | 54782 | G | GEN8 |  | Landfill Gas |  | NY_Z_C&E | New York | 36 | Seneca | 99 | 36099 | 0.8 | 13500 | 1998 | 9999 |  |  | N | Landfill Gas | [13 empty] | 0.27477 | 0.27477 | 0.27477 | 0.27477 | [11 empty] | Seneca Energy II LLC | 100 | Archaea Energy Inc | 100
Seneca Energy | 54782_G_GEN9 | 54782 | G | GEN9 |  | Landfill Gas |  | NY_Z_C&E | New York | 36 | Seneca | 99 | 36099 | 0.8 | 13500 | 1998 | 9999 |  |  | N | Landfill Gas | [13 empty] | 0.27477 | 0.27477 | 0.27477 | 0.27477 | [11 empty] | Seneca Energy II LLC | 100 | Archaea Energy Inc | 100
Grays Ferry Cogeneration | 54785_G_GEN2 | 54785 | G | GEN2 | 3798 | Combined Cycle |  | PJM_EMAC | Pennsylvania | 42 | Philadelphia | 101 | 42101 | 114 | 5500 | 1997 | 9999 |  |  | Y | Natural Gas |  |  |  |  | SCR | [7 empty] | 0.203 | 0.031404 | 0.031404 | 0.031404 | 0.031404 | [11 empty] | Grays Ferry Cogeneration Partnership | 100 | Veolia Environnement SA | 100
Evanston Township High School | 54788_G_GEN1 | 54788 | G | GEN1 |  | Combustion Turbine | IC Engine | PJM_COMD | Illinois | 17 | Cook | 31 | 17031 | 0.8 | 11686 | 1992 | 2045 |  |  | N | Natural Gas | [13 empty] | 1.061 | 1.061 | 1.061 | 1.061 | [11 empty] | Evanston Board of Education | 100 | Evanston Board of Education | 100
Evanston Township High School | 54788_G_GEN2 | 54788 | G | GEN2 |  | Combustion Turbine | IC Engine | PJM_COMD | Illinois | 17 | Cook | 31 | 17031 | 0.8 | 11686 | 1992 | 2045 |  |  | N | Natural Gas | [13 empty] | 1.061 | 1.061 | 1.061 | 1.061 | [11 empty] | Evanston Board of Education | 100 | Evanston Board of Education | 100
Evanston Township High School | 54788_G_GEN3 | 54788 | G | GEN3 |  | Combustion Turbine | IC Engine | PJM_COMD | Illinois | 17 | Cook | 31 | 17031 | 0.8 | 11686 | 1992 | 2045 |  |  | N | Natural Gas | [13 empty] | 1.061 | 1.061 | 1.061 | 1.061 | [11 empty] | Evanston Board of Education | 100 | Evanston Board of Education | 100
Storm Lake 1 | 54793_G_2 | 54793 | G | 2 |  | Onshore Wind |  | MIS_MIDA | Iowa | 19 | Buena Vista | 21 | 19021 | 0.7 | 0 | 1999 | 9999 |  |  | N | Wind | [13 empty] | 0 | 0 | 0 | 0 | [11 empty] | Storm Lake Power Partners I LLC | 100 | NRG Energy Inc | 100
Storm Lake 1 | 54793_G_3 | 54793 | G | 3 |  | Onshore Wind |  | MIS_MIDA | Iowa | 19 | Buena Vista | 21 | 19021 | 0.7 | 0 | 1999 | 9999 |  |  | N | Wind | [13 empty] | 0 | 0 | 0 | 0 | [11 empty] | Storm Lake Power Partners I LLC | 100 | NRG Energy Inc | 100
Storm Lake 1 | 54793_G_EXIS | 54793 | G | EXIS |  | Onshore Wind |  | MIS_MIDA | Iowa | 19 | Buena Vista | 21 | 19021 | 108 | 0 | 1999 | 9999 |  |  | N | Wind | [13 empty] | 0 | 0 | 0 | 0 | [11 empty] | Storm Lake Power Partners I LLC | 100 | NRG Energy Inc | 100
Avalon Hydropower | 54801_G_GEN1 | 54801 | G | GEN1 |  | Hydro |  | S_VACA | North Carolina | 37 | ROCKINGHAM | 157 | 37157 | 0.8 | 0 | 1997 | 9999 |  |  | N | Hydro | [13 empty] | 0 | 0 | 0 | 0 | [11 empty] | Avalon/Mayo Hydropower LLC | 100 | Avalon/Mayo Hydropower LLC | 100
Avalon Hydropower | 54801_G_GEN2 | 54801 | G | GEN2 |  | Hydro |  | S_VACA | North Carolina | 37 | ROCKINGHAM | 157 | 37157 | 0.3 | 0 | 2000 | 9999 |  |  | N | Hydro | [13 empty] | 0 | 0 | 0 | 0 | [11 empty] | Avalon/Mayo Hydropower LLC | 100 | Avalon/Mayo Hydropower LLC | 100
Avalon Hydropower | 54801_G_GEN3 | 54801 | G | GEN3 |  | Hydro |  | S_VACA | North Carolina | 37 | ROCKINGHAM | 157 | 37157 | 0.1 | 0 | 2000 | 9999 |  |  | N | Hydro | [13 empty] | 0 | 0 | 0 | 0 | [11 empty] | Avalon/Mayo Hydropower LLC | 100 | Avalon/Mayo Hydropower LLC | 100
Plymouth State College Cogeneration | 54803_G_A | 54803 | G | A |  | Combustion Turbine | IC Engine | NENGREST | New Hampshire | 33 | Grafton | 9 | 33009 | 1.2 | 9000 | 1994 | 9999 |  |  | Y | Distillate Fuel Oil |  |  |  |  | SCR | [7 empty] | 0.404 | 1.6498 | 0.32995 | 1.6498 | 0.32995 | [11 empty] | Plymouth State LP | 100 | Plymouth State LP | 100
Plymouth State College Cogeneration | 54803_G_B | 54803 | G | B |  | Combustion Turbine | IC Engine | NENGREST | New Hampshire | 33 | Grafton | 9 | 33009 | 1.6 | 13469 | 2000 | 9999 |  |  | N | Distillate Fuel Oil | [12 empty] | 0.404 | 1.6498 | 1.6498 | 1.6498 | 1.6498 | [11 empty] | Plymouth State LP | 100 | Plymouth State LP | 100
Milford Power LP | 54805_G_GT-1 | 54805 | G | GT-1 | 3800 | Combined Cycle |  | NENGREST | Massachusetts | 25 | Worcester | 27 | 25027 | 123 | 8382 | 1993 | 9999 |  |  | N | Natural Gas |  |  |  | STM | SCR | [8 empty] | 0.025604 | 0.025604 | 0.025604 | 0.025604 | [11 empty] | Milford Power LLC | 100 | Starwood Capital Group Global LLC | 100
Milford Power LP | 54805_G_ST-1 | 54805 | G | ST-1 | 3800 | Combined Cycle |  | NENGREST | Massachusetts | 25 | Worcester | 27 | 25027 | 81.8 | 8382 | 1993 | 9999 |  |  | N | Natural Gas |  |  |  | NH3 + STM | SCR | [8 empty] | 0.025604 | 0.025604 | 0.025604 | 0.025604 | [11 empty] | Milford Power LLC | 100 | Starwood Capital Group Global LLC | 100
New York University Central Plant | 54808_G_GT1 | 54808 | G | GT1 |  | Combined Cycle |  | NY_Z_J | New York | 36 | New York | 61 | 36061 | 5.5 | 9964 | 2010 | 9999 |  |  | Y | Natural Gas, Distillate Fuel Oil | [13 empty] | 0.024573 | 0.024573 | 0.024573 | 0.024573 | [11 empty] | New York University | 100 | New York University | 100
New York University Central Plant | 54808_G_GT2 | 54808 | G | GT2 |  | Combined Cycle |  | NY_Z_J | New York | 36 | New York | 61 | 36061 | 5.5 | 9964 | 2010 | 9999 |  |  | Y | Natural Gas, Distillate Fuel Oil | [13 empty] | 0.024573 | 0.024573 | 0.024573 | 0.024573 | [11 empty] | New York University | 100 | New York University | 100
New York University Central Plant | 54808_G_T1 | 54808 | G | T1 |  | Combined Cycle |  | NY_Z_J | New York | 36 | New York | 61 | 36061 | 1.8 | 9964 | 1984 | 9999 |  |  | Y | Natural Gas, Distillate Fuel Oil | [13 empty] | 0.024573 | 0.024573 | 0.024573 | 0.024573 | [11 empty] | New York University | 100 | New York University | 100
Mile 28 Water Power Project | 54812_G_1 | 54812 | G | 1 |  | Hydro |  | WECC_ID | Idaho | 16 | Jerome | 53 | 16053 | 0.7 | 0 | 1994 | 9999 |  |  | N | Hydro | [13 empty] | 0 | 0 | 0 | 0 | [11 empty] | MI 28 Water Power Project LLC | 100 | MI 28 Water Power Project LLC | 100
Mile 28 Water Power Project | 54812_G_2 | 54812 | G | 2 |  | Hydro |  | WECC_ID | Idaho | 16 | Jerome | 53 | 16053 | 0.7 | 0 | 1994 | 9999 |  |  | N | Hydro | [13 empty] | 0 | 0 | 0 | 0 | [11 empty] | MI 28 Water Power Project LLC | 100 | MI 28 Water Power Project LLC | 100
Shepherd Center | 54813_G_1 | 54813 | G | 1 |  | Combustion Turbine | IC Engine | S_SOU | Georgia | 13 | Fulton | 121 | 13121 | 0.6 | 12283 | 1992 | 9999 |  |  | N | Distillate Fuel Oil | [13 empty] | 1.6498 | 1.6498 | 1.6498 | 1.6498 | [11 empty] | Shepherd Center | 100 | Shepherd Center | 100
Shepherd Center | 54813_G_2 | 54813 | G | 2 |  | Combustion Turbine | IC Engine | S_SOU | Georgia | 13 | Fulton | 121 | 13121 | 0.6 | 12283 | 1992 | 9999 |  |  | N | Distillate Fuel Oil | [13 empty] | 1.6498 | 1.6498 | 1.6498 | 1.6498 | [11 empty] | Shepherd Center | 100 | Shepherd Center | 100
Shepherd Center | 54813_G_3 | 54813 | G | 3 |  | Combustion Turbine | IC Engine | S_SOU | Georgia | 13 | Fulton | 121 | 13121 | 0.2 | 12283 | 1989 | 9999 |  |  | N | Distillate Fuel Oil | [13 empty] | 1.6498 | 1.6498 | 1.6498 | 1.6498 | [11 empty] | Shepherd Center | 100 | Shepherd Center | 100
Shepherd Center | 54813_G_4 | 54813 | G | 4 |  | Combustion Turbine | IC Engine | S_SOU | Georgia | 13 | Fulton | 121 | 13121 | 0.3 | 12283 | 1981 | 9999 |  |  | N | Distillate Fuel Oil | [13 empty] | 1.6498 | 1.6498 | 1.6498 | 1.6498 | [11 empty] | Shepherd Center | 100 | Shepherd Center | 100
Johnson County | 54817_G_GT-1 | 54817 | G | GT-1 | 3804 | Combined Cycle |  | ERC_REST | Texas | 48 | Johnson | 251 | 48251 | 163 | 8158 | 1996 | 9999 |  |  | N | Natural Gas, Distillate Fuel Oil |  |  |  |  | SCR | [8 empty] | 0.034588 | 0.034588 | 0.034588 | 0.034588 | [11 empty] | Brazos Electric Power Coop | 100 | Brazos Electric Power Coop | 100
Johnson County | 54817_G_ST-1 | 54817 | G | ST-1 | 3804 | Combined Cycle |  | ERC_REST | Texas | 48 | Johnson | 251 | 48251 | 104 | 8158 | 1996 | 9999 |  |  | N | Natural Gas, Distillate Fuel Oil |  |  |  |  | SCR | [7 empty] | 3 | 0.034588 | 0.034588 | 0.034588 | 0.034588 | [11 empty] | Brazos Electric Power Coop | 100 | Brazos Electric Power Coop | 100
Brandywine Power Facility | 54832_G_1 | 54832 | G | 1 | 3806 | Combined Cycle |  | PJM_SMAC | Maryland | 24 | Prince Georges | 33 | 24033 | 78.6 | 8306 | 1996 | 9999 |  |  | Y | Natural Gas, Distillate Fuel Oil |  |  |  | H2O | [9 empty] | 0.029729 | 0.029729 | 0.029729 | 0.029729 | [11 empty] | Panda Brandywine LP | 100 | Northland Power Income Fund | 100
Brandywine Power Facility | 54832_G_2 | 54832 | G | 2 | 3807 | Combined Cycle |  | PJM_SMAC | Maryland | 24 | Prince Georges | 33 | 24033 | 78.6 | 8306 | 1996 | 9999 |  |  | Y | Natural Gas, Distillate Fuel Oil |  |  |  | H2O | [9 empty] | 0.029729 | 0.029729 | 0.029729 | 0.029729 | [11 empty] | Panda Brandywine LP | 100 | Northland Power Income Fund | 100
Brandywine Power Facility | 54832_G_3 | 54832 | G | 3 | 3806 | Combined Cycle |  | PJM_SMAC | Maryland | 24 | Prince Georges | 33 | 24033 | 72.8 | 8306 | 1996 | 9999 |  |  | Y | Natural Gas, Distillate Fuel Oil |  |  |  | H2O | [9 empty] | 0.029729 | 0.029729 | 0.029729 | 0.029729 | [11 empty] | Panda Brandywine LP | 100 | Northland Power Income Fund | 100
Valdosta Water Treatment Plant | 54839_G_GEN1 | 54839 | G | GEN1 |  | Combustion Turbine | IC Engine | S_SOU | Georgia | 13 | Lowndes | 185 | 13185 | 1.7 | 13469 | 1993 | 9999 |  |  | N | Distillate Fuel Oil | [13 empty] | 1.6498 | 1.6498 | 1.6498 | 1.6498 | [11 empty] | Valdosta (City of) | 100 | Valdosta (City of) | 100
Valdosta Water Treatment Plant | 54839_G_GEN2 | 54839 | G | GEN2 |  | Combustion Turbine | IC Engine | S_SOU | Georgia | 13 | Lowndes | 185 | 13185 | 1.7 | 13469 | 2008 | 9999 |  |  | N | Distillate Fuel Oil | [13 empty] | 1.6498 | 1.6498 | 1.6498 | 1.6498 | [11 empty] | Valdosta (City of) | 100 | Valdosta (City of) | 100
Outagamie County Co-Generation Facility | 54842_G_G1 | 54842 | G | G1 |  | Landfill Gas |  | MIS_WUMS | Wisconsin | 55 | Outagamie | 87 | 55087 | 1.6 | 8769 | 2007 | 9999 |  |  | Y | Landfill Gas | [13 empty] | 0.24082 | 0.24082 | 0.24082 | 0.24082 | [11 empty] | Bio Gas Technologies | 100 | Bio Gas Technologies Ltd | 100
Outagamie County Co-Generation Facility | 54842_G_G2 | 54842 | G | G2 |  | Landfill Gas |  | MIS_WUMS | Wisconsin | 55 | Outagamie | 87 | 55087 | 1.6 | 8769 | 2007 | 9999 |  |  | Y | Landfill Gas | [13 empty] | 0.24082 | 0.24082 | 0.24082 | 0.24082 | [11 empty] | Bio Gas Technologies | 100 | Bio Gas Technologies Ltd | 100
Outagamie County Co-Generation Facility | 54842_G_G3 | 54842 | G | G3 |  | Landfill Gas |  | MIS_WUMS | Wisconsin | 55 | Outagamie | 87 | 55087 | 1.6 | 8769 | 2007 | 9999 |  |  | Y | Landfill Gas | [13 empty] | 0.24082 | 0.24082 | 0.24082 | 0.24082 | [11 empty] | Bio Gas Technologies | 100 | Bio Gas Technologies Ltd | 100
Outagamie County Co-Generation Facility | 54842_G_G4 | 54842 | G | G4 |  | Landfill Gas |  | MIS_WUMS | Wisconsin | 55 | Outagamie | 87 | 55087 | 1.6 | 13500 | 2016 | 9999 |  |  | N | Landfill Gas | [13 empty] | 0.24082 | 0.24082 | 0.24082 | 0.24082 | [11 empty] | Bio Gas Technologies | 100 | Bio Gas Technologies Ltd | 100
Gordonsville Energy LP | 54844_G_GOR1 | 54844 | G | GOR1 | 10119 | Combined Cycle |  | PJM_Dom | Virginia | 51 | Louisa | 109 | 51109 | 68.4 | 8858 | 1994 | 9999 |  |  | N | Natural Gas, Distillate Fuel Oil |  |  |  | DLNB + H2O | SCR | [8 empty] | 0.026452 | 0.026452 | 0.026452 | 0.026452 | [11 empty] | Gordonsville Energy LP | 100 | Dominion Energy Inc | 100
Gordonsville Energy LP | 54844_G_GOR2 | 54844 | G | GOR2 | 10120 | Combined Cycle |  | PJM_Dom | Virginia | 51 | Louisa | 109 | 51109 | 68.4 | 8858 | 1994 | 9999 |  |  | N | Natural Gas, Distillate Fuel Oil |  |  |  | DLNB + H2O | SCR | [8 empty] | 0.026779 | 0.026779 | 0.026779 | 0.026779 | [11 empty] | Gordonsville Energy LP | 100 | Dominion Energy Inc | 100
Gordonsville Energy LP | 54844_G_GOR3 | 54844 | G | GOR3 | 10119 | Combined Cycle |  | PJM_Dom | Virginia | 51 | Louisa | 109 | 51109 | 40.6 | 8858 | 1994 | 9999 |  |  | N | Natural Gas, Distillate Fuel Oil |  |  |  | DLNB + H2O | SCR | [8 empty] | 0.026452 | 0.026452 | 0.026452 | 0.026452 | [11 empty] | Gordonsville Energy LP | 100 | Dominion Energy Inc | 100
Gordonsville Energy LP | 54844_G_GOR4 | 54844 | G | GOR4 | 10120 | Combined Cycle |  | PJM_Dom | Virginia | 51 | Louisa | 109 | 51109 | 40.6 | 8858 | 1994 | 9999 |  |  | N | Natural Gas, Distillate Fuel Oil |  |  |  | DLNB + H2O | SCR | [8 empty] | 0.026779 | 0.026779 | 0.026779 | 0.026779 | [11 empty] | Gordonsville Energy LP | 100 | Dominion Energy Inc | 100
South Georgia Medical Center | 54848_G_GEN 7 | 54848 | G | GEN 7 |  | Combustion Turbine | IC Engine | S_SOU | Georgia | 13 | Lowndes | 185 | 13185 | 0.8 | 13469 | 2008 | 9999 |  |  | N | Distillate Fuel Oil | [13 empty] | 1.6498 | 1.6498 | 1.6498 | 1.6498 | [11 empty] | Lowndes County Hospital Authority | 100 | Lowndes County Hospital Authority | 100
South Georgia Medical Center | 54848_G_GEN1A | 54848 | G | GEN1A |  | Combustion Turbine | IC Engine | S_SOU | Georgia | 13 | Lowndes | 185 | 13185 | 2 | 13469 | 2013 | 9999 |  |  | N | Distillate Fuel Oil | [13 empty] | 1.6498 | 1.6498 | 1.6498 | 1.6498 | [11 empty] | Lowndes County Hospital Authority | 100 | Lowndes County Hospital Authority | 100
South Georgia Medical Center | 54848_G_GEN2A | 54848 | G | GEN2A |  | Combustion Turbine | IC Engine | S_SOU | Georgia | 13 | Lowndes | 185 | 13185 | 2 | 13469 | 2013 | 9999 |  |  | N | Distillate Fuel Oil | [13 empty] | 1.6498 | 1.6498 | 1.6498 | 1.6498 | [11 empty] | Lowndes County Hospital Authority | 100 | Lowndes County Hospital Authority | 100
South Georgia Medical Center | 54848_G_GEN4 | 54848 | G | GEN4 |  | Combustion Turbine | IC Engine | S_SOU | Georgia | 13 | Lowndes | 185 | 13185 | 0.7 | 13469 | 2001 | 9999 |  |  | N | Distillate Fuel Oil | [13 empty] | 1.6498 | 1.6498 | 1.6498 | 1.6498 | [11 empty] | Lowndes County Hospital Authority | 100 | Lowndes County Hospital Authority | 100
Cox Waste to Energy | 54850_G_01 | 54850 | G | 01 |  | Biomass |  | PJM_West | Kentucky | 21 | Taylor | 217 | 21217 | 3 | 20712 | 1995 | 9999 |  |  | Y | Biomass | [13 empty] | 0.22033 | 0.22033 | 0.22033 | 0.22033 | [11 empty] | Cox Waste To Energy | 100 | Cox Waste To Energy | 100
Cox Waste to Energy | 54850_G_02 | 54850 | G | 02 |  | Biomass |  | PJM_West | Kentucky | 21 | Taylor | 217 | 21217 | 0.3 | 20712 | 2002 | 9999 |  |  | Y | Biomass | [13 empty] | 0.22033 | 0.22033 | 0.22033 | 0.22033 | [11 empty] | Cox Waste To Energy | 100 | Cox Waste To Energy | 100
Sun Peak Generating Station | 54854_G_5657 | 54854 | G | 5657 | 90972 | Combustion Turbine |  | WECC_SNV | Nevada | 32 | Clark | 3 | 32003 | 74 | 12323 | 1991 | 9999 |  |  | N | Natural Gas, Distillate Fuel Oil |  |  |  | H2O | [8 empty] | 0.8 | 0.13959 | 0.13959 | 0.13959 | 0.13959 | [11 empty] | Nevada Power Co | 100 | Berkshire Hathaway Inc | 100
Sun Peak Generating Station | 54854_G_5658 | 54854 | G | 5658 | 90973 | Combustion Turbine |  | WECC_SNV | Nevada | 32 | Clark | 3 | 32003 | 74 | 12323 | 1991 | 9999 |  |  | N | Natural Gas, Distillate Fuel Oil |  |  |  | H2O | [8 empty] | 0.8 | 0.141 | 0.141 | 0.141 | 0.141 | [11 empty] | Nevada Power Co | 100 | Berkshire Hathaway Inc | 100
Sun Peak Generating Station | 54854_G_5659 | 54854 | G | 5659 | 90974 | Combustion Turbine |  | WECC_SNV | Nevada | 32 | Clark | 3 | 32003 | 74 | 12323 | 1991 | 9999 |  |  | N | Natural Gas, Distillate Fuel Oil |  |  |  | H2O | [8 empty] | 0.8 | 0.13963 | 0.13963 | 0.13963 | 0.13963 | [11 empty] | Nevada Power Co | 100 | Berkshire Hathaway Inc | 100
Southwestern Bell Telephone | 54858_G_E/G1 | 54858 | G | E/G1 |  | Combustion Turbine | IC Engine | MIS_MO | Missouri | 29 | St Louis City | 510 | 29510 | 2 | 13469 | 1992 | 9999 |  |  | N | Distillate Fuel Oil | [13 empty] | 1.6498 | 1.6498 | 1.6498 | 1.6498 | [11 empty] | Southwestern Bell Telephone Co | 100 | AT&T Inc | 100
Southwestern Bell Telephone | 54858_G_E/G2 | 54858 | G | E/G2 |  | Combustion Turbine | IC Engine | MIS_MO | Missouri | 29 | St Louis City | 510 | 29510 | 2 | 13469 | 1992 | 9999 |  |  | N | Distillate Fuel Oil | [13 empty] | 1.6498 | 1.6498 | 1.6498 | 1.6498 | [11 empty] | Southwestern Bell Telephone Co | 100 | AT&T Inc | 100
Southwestern Bell Telephone | 54858_G_E/G3 | 54858 | G | E/G3 |  | Combustion Turbine | IC Engine | MIS_MO | Missouri | 29 | St Louis City | 510 | 29510 | 2 | 13469 | 1992 | 9999 |  |  | N | Distillate Fuel Oil | [13 empty] | 1.6498 | 1.6498 | 1.6498 | 1.6498 | [11 empty] | Southwestern Bell Telephone Co | 100 | AT&T Inc | 100
Southwestern Bell Telephone | 54858_G_E/G4 | 54858 | G | E/G4 |  | Combustion Turbine | IC Engine | MIS_MO | Missouri | 29 | St Louis City | 510 | 29510 | 2.8 | 13469 | 2005 | 9999 |  |  | N | Distillate Fuel Oil | [13 empty] | 1.6498 | 1.6498 | 1.6498 | 1.6498 | [11 empty] | Southwestern Bell Telephone Co | 100 | AT&T Inc | 100
Southwestern Bell Telephone | 54858_G_E/G5 | 54858 | G | E/G5 |  | Combustion Turbine | IC Engine | MIS_MO | Missouri | 29 | St Louis City | 510 | 29510 | 2.8 | 13469 | 2008 | 9999 |  |  | N | Distillate Fuel Oil | [13 empty] | 1.6498 | 1.6498 | 1.6498 | 1.6498 | [11 empty] | Southwestern Bell Telephone Co | 100 | AT&T Inc | 100
Southwestern Bell Telephone | 54858_G_E/G6 | 54858 | G | E/G6 |  | Combustion Turbine | IC Engine | MIS_MO | Missouri | 29 | St Louis City | 510 | 29510 | 2.8 | 13469 | 2011 | 9999 |  |  | N | Distillate Fuel Oil | [13 empty] | 1.6498 | 1.6498 | 1.6498 | 1.6498 | [11 empty] | Southwestern Bell Telephone Co | 100 | AT&T Inc | 100
Southwestern Bell Telephone | 54858_G_E/G7 | 54858 | G | E/G7 |  | Combustion Turbine | IC Engine | MIS_MO | Missouri | 29 | St Louis City | 510 | 29510 | 2.8 | 13469 | 2011 | 9999 |  |  | N | Distillate Fuel Oil | [13 empty] | 1.6498 | 1.6498 | 1.6498 | 1.6498 | [11 empty] | Southwestern Bell Telephone Co | 100 | AT&T Inc | 100
Black Creek | 54860_G_GEN1 | 54860 | G | GEN1 |  | Hydro |  | WECC_PNW | Washington | 53 | King | 33 | 53033 | 3.7 | 0 | 1994 | 9999 |  |  | N | Hydro | [13 empty] | 0 | 0 | 0 | 0 | [11 empty] | Black Creek Hydro Inc | 100 | Puget Energy Inc | 100
Phoenix Hydro Project | 54865_G_1-02 | 54865 | G | 1-02 |  | Hydro |  | NY_Z_C&E | New York | 36 | Oswego | 75 | 36075 | 1.2 | 0 | 1991 | 9999 |  |  | N | Hydro | [13 empty] | 0 | 0 | 0 | 0 | [11 empty] | Oswego Hydro Partners LP | 100 | Hudson Clean Energy Partners LP | 100
Phoenix Hydro Project | 54865_G_2-01 | 54865 | G | 2-01 |  | Hydro |  | NY_Z_C&E | New York | 36 | Oswego | 75 | 36075 | 1.2 | 0 | 1991 | 9999 |  |  | N | Hydro | [13 empty] | 0 | 0 | 0 | 0 | [11 empty] | Oswego Hydro Partners LP | 100 | Hudson Clean Energy Partners LP | 100
Milstead | 54872_G_GEN1 | 54872 | G | GEN1 |  | Hydro |  | S_SOU | Georgia | 13 | Rockdale | 247 | 13247 | 1 | 0 | 1994 | 9999 |  |  | N | Hydro | [13 empty] | 0 | 0 | 0 | 0 | [11 empty] | Mill Shoals Hydro Co Inc | 100 | Enel SpA | 100
Atlanta Gift Mart LP | 54877_G_BUG | 54877 | G | BUG |  | Combustion Turbine | IC Engine | S_SOU | Georgia | 13 | Fulton | 121 | 13121 | 1.2 | 13469 | 1991 | 9999 |  |  | N | Distillate Fuel Oil | [13 empty] | 1.6498 | 1.6498 | 1.6498 | 1.6498 | [11 empty] | Atlanta Gift Mart LP | 100 | Atlanta Gift Mart LP | 100
CenturyLink Regional HQ | 54882_G_GEN2 | 54882 | G | GEN2 |  | Combustion Turbine | IC Engine | S_VACA | North Carolina | 37 | Franklin | 69 | 37069 | 0.6 | 13469 | 1993 | 9999 |  |  | N | Distillate Fuel Oil | [13 empty] | 1.6498 | 1.6498 | 1.6498 | 1.6498 | [11 empty] | Sprint Mid Atlantic Telecom | 100 | Sprint Mid Atlantic Telecom | 100
Kimberly Mill | 54885_G_1H | 54885 | G | 1H |  | Hydro |  | MIS_WUMS | Wisconsin | 55 | Outagamie | 87 | 55087 | 0.7 | 0 | 1926 | 9999 |  |  | N | Hydro | [13 empty] | 0 | 0 | 0 | 0 | [11 empty] | Kaukauna WI (City of) | 100 | Kaukauna WI (City of) | 100
Kimberly Mill | 54885_G_2H | 54885 | G | 2H |  | Hydro |  | MIS_WUMS | Wisconsin | 55 | Outagamie | 87 | 55087 | 0.7 | 0 | 1927 | 9999 |  |  | N | Hydro | [13 empty] | 0 | 0 | 0 | 0 | [11 empty] | Kaukauna WI (City of) | 100 | Kaukauna WI (City of) | 100
Kimberly Mill | 54885_G_3H | 54885 | G | 3H |  | Hydro |  | MIS_WUMS | Wisconsin | 55 | Outagamie | 87 | 55087 | 0.7 | 0 | 1927 | 9999 |  |  | N | Hydro | [13 empty] | 0 | 0 | 0 | 0 | [11 empty] | Kaukauna WI (City of) | 100 | Kaukauna WI (City of) | 100
Presence Saint Mary of Nazareth Hospital | 54886_G_GEN1 | 54886 | G | GEN1 |  | Combustion Turbine | IC Engine | PJM_COMD | Illinois | 17 | Cook | 31 | 17031 | 0.8 | 11686 | 1993 | 2045 |  |  | N | Natural Gas | [13 empty] | 1.061 | 1.061 | 1.061 | 1.061 | [11 empty] | Resurrection Health Care Corp | 100 | Resurrection Health Care Corp | 100
Presence Saint Mary of Nazareth Hospital | 54886_G_GEN3 | 54886 | G | GEN3 |  | Combustion Turbine | IC Engine | PJM_COMD | Illinois | 17 | Cook | 31 | 17031 | 0.8 | 11686 | 1993 | 2045 |  |  | N | Natural Gas | [13 empty] | 1.061 | 1.061 | 1.061 | 1.061 | [11 empty] | Resurrection Health Care Corp | 100 | Resurrection Health Care Corp | 100
Presence Saint Mary of Nazareth Hospital | 54886_G_GEN4 | 54886 | G | GEN4 |  | Combustion Turbine | IC Engine | PJM_COMD | Illinois | 17 | Cook | 31 | 17031 | 0.9 | 13469 | 1993 | 2030 |  |  | N | Distillate Fuel Oil | [13 empty] | 1.6498 | 1.6498 | 1.6498 | 1.6498 | [11 empty] | Resurrection Health Care Corp | 100 | Resurrection Health Care Corp | 100
Presence Saint Mary of Nazareth Hospital | 54886_G_GEN5 | 54886 | G | GEN5 |  | Combustion Turbine | IC Engine | PJM_COMD | Illinois | 17 | Cook | 31 | 17031 | 0.9 | 13469 | 1993 | 2030 |  |  | N | Distillate Fuel Oil | [13 empty] | 1.6498 | 1.6498 | 1.6498 | 1.6498 | [11 empty] | Resurrection Health Care Corp | 100 | Resurrection Health Care Corp | 100
Presence Saint Mary of Nazareth Hospital | 54886_G_GEN6 | 54886 | G | GEN6 |  | Combustion Turbine | IC Engine | PJM_COMD | Illinois | 17 | Cook | 31 | 17031 | 0.8 | 13469 | 2006 | 2030 |  |  | N | Distillate Fuel Oil | [13 empty] | 1.6498 | 1.6498 | 1.6498 | 1.6498 | [11 empty] | Resurrection Health Care Corp | 100 | Resurrection Health Care Corp | 100
Peoples Generating Station | 54890_G_GEN1 | 54890 | G | GEN1 |  | Landfill Gas |  | MIS_LMI | Michigan | 26 | Saginaw | 145 | 26145 | 2.2 | 13500 | 1995 | 9999 |  |  | N | Landfill Gas | [13 empty] | 0.34201 | 0.34201 | 0.34201 | 0.34201 | [11 empty] | North American Natural Resources | 100 | North American Natural Resources | 100
Narrows (NC) | 54894_G_YN1 | 54894 | G | YN1 |  | Hydro |  | S_VACA | North Carolina | 37 | Stanly | 167 | 37167 | 30 | 0 | 1917 | 9999 |  |  | N | Hydro | [13 empty] | 0 | 0 | 0 | 0 | [11 empty] | Cube Yadkin Generation LLC | 100 | Ontario Power Generation Inc | 100
Narrows (NC) | 54894_G_YN2 | 54894 | G | YN2 |  | Hydro |  | S_VACA | North Carolina | 37 | Stanly | 167 | 37167 | 30 | 0 | 1917 | 9999 |  |  | N | Hydro | [13 empty] | 0 | 0 | 0 | 0 | [11 empty] | Cube Yadkin Generation LLC | 100 | Ontario Power Generation Inc | 100
Narrows (NC) | 54894_G_YN3 | 54894 | G | YN3 |  | Hydro |  | S_VACA | North Carolina | 37 | Stanly | 167 | 37167 | 30 | 0 | 1917 | 9999 |  |  | N | Hydro | [13 empty] | 0 | 0 | 0 | 0 | [11 empty] | Cube Yadkin Generation LLC | 100 | Ontario Power Generation Inc | 100
Narrows (NC) | 54894_G_YN4 | 54894 | G | YN4 |  | Hydro |  | S_VACA | North Carolina | 37 | Stanly | 167 | 37167 | 29 | 0 | 1924 | 9999 |  |  | N | Hydro | [13 empty] | 0 | 0 | 0 | 0 | [11 empty] | Cube Yadkin Generation LLC | 100 | Ontario Power Generation Inc | 100
Falls Hydro | 54895_G_YF1 | 54895 | G | YF1 |  | Hydro |  | S_VACA | North Carolina | 37 | Stanly | 167 | 37167 | 9 | 0 | 1922 | 9999 |  |  | N | Hydro | [13 empty] | 0 | 0 | 0 | 0 | [11 empty] | Cube Yadkin Generation LLC | 100 | Ontario Power Generation Inc | 100
Falls Hydro | 54895_G_YF2 | 54895 | G | YF2 |  | Hydro |  | S_VACA | North Carolina | 37 | Stanly | 167 | 37167 | 10 | 0 | 1919 | 9999 |  |  | N | Hydro | [13 empty] | 0 | 0 | 0 | 0 | [11 empty] | Cube Yadkin Generation LLC | 100 | Ontario Power Generation Inc | 100
Falls Hydro | 54895_G_YF3 | 54895 | G | YF3 |  | Hydro |  | S_VACA | North Carolina | 37 | Stanly | 167 | 37167 | 11 | 0 | 1919 | 9999 |  |  | N | Hydro | [13 empty] | 0 | 0 | 0 | 0 | [11 empty] | Cube Yadkin Generation LLC | 100 | Ontario Power Generation Inc | 100
High Rock Hydro | 54896_G_HR1 | 54896 | G | HR1 |  | Hydro |  | S_VACA | North Carolina | 37 | Davidson | 57 | 37057 | 13 | 0 | 1927 | 9999 |  |  | N | Hydro | [13 empty] | 0 | 0 | 0 | 0 | [11 empty] | Cube Yadkin Generation LLC | 100 | Ontario Power Generation Inc | 100
High Rock Hydro | 54896_G_HR2 | 54896 | G | HR2 |  | Hydro |  | S_VACA | North Carolina | 37 | Davidson | 57 | 37057 | 13 | 0 | 1927 | 9999 |  |  | N | Hydro | [13 empty] | 0 | 0 | 0 | 0 | [11 empty] | Cube Yadkin Generation LLC | 100 | Ontario Power Generation Inc | 100
High Rock Hydro | 54896_G_HR3 | 54896 | G | HR3 |  | Hydro |  | S_VACA | North Carolina | 37 | Davidson | 57 | 37057 | 13 | 0 | 1927 | 9999 |  |  | N | Hydro | [13 empty] | 0 | 0 | 0 | 0 | [11 empty] | Cube Yadkin Generation LLC | 100 | Ontario Power Generation Inc | 100
Tuckertown Hydro | 54897_G_TT1 | 54897 | G | TT1 |  | Hydro |  | S_VACA | North Carolina | 37 | Montgomery | 123 | 37123 | 13 | 0 | 1962 | 9999 |  |  | N | Hydro | [13 empty] | 0 | 0 | 0 | 0 | [11 empty] | Cube Yadkin Generation LLC | 100 | Ontario Power Generation Inc | 100
Tuckertown Hydro | 54897_G_TT2 | 54897 | G | TT2 |  | Hydro |  | S_VACA | North Carolina | 37 | Montgomery | 123 | 37123 | 13 | 0 | 1962 | 9999 |  |  | N | Hydro | [13 empty] | 0 | 0 | 0 | 0 | [11 empty] | Cube Yadkin Generation LLC | 100 | Ontario Power Generation Inc | 100
Tuckertown Hydro | 54897_G_TT3 | 54897 | G | TT3 |  | Hydro |  | S_VACA | North Carolina | 37 | Montgomery | 123 | 37123 | 13 | 0 | 1962 | 9999 |  |  | N | Hydro | [13 empty] | 0 | 0 | 0 | 0 | [11 empty] | Cube Yadkin Generation LLC | 100 | Ontario Power Generation Inc | 100
Santeetlah | 54898_G_1 | 54898 | G | 1 |  | Hydro |  | S_C_TVA | North Carolina | 37 | Graham | 75 | 37075 | 20 | 0 | 1928 | 9999 |  |  | N | Hydro | [13 empty] | 0 | 0 | 0 | 0 | [11 empty] | Brookfield Smoky Mountain Hydropower LP | 100 | Brookfield Asset Management Inc | 100
Santeetlah | 54898_G_2 | 54898 | G | 2 |  | Hydro |  | S_C_TVA | North Carolina | 37 | Graham | 75 | 37075 | 20 | 0 | 1928 | 9999 |  |  | N | Hydro | [13 empty] | 0 | 0 | 0 | 0 | [11 empty] | Brookfield Smoky Mountain Hydropower LP | 100 | Brookfield Asset Management Inc | 100
Cheoah | 54899_G_1A | 54899 | G | 1A |  | Hydro |  | S_C_TVA | North Carolina | 37 | Graham | 75 | 37075 | 28 | 0 | 2012 | 9999 |  |  | N | Hydro | [13 empty] | 0 | 0 | 0 | 0 | [11 empty] | Brookfield Smoky Mountain Hydropower LP | 100 | Brookfield Asset Management Inc | 100
Cheoah | 54899_G_2A | 54899 | G | 2A |  | Hydro |  | S_C_TVA | North Carolina | 37 | Graham | 75 | 37075 | 28 | 0 | 2012 | 9999 |  |  | N | Hydro | [13 empty] | 0 | 0 | 0 | 0 | [11 empty] | Brookfield Smoky Mountain Hydropower LP | 100 | Brookfield Asset Management Inc | 100
Cheoah | 54899_G_3A | 54899 | G | 3A |  | Hydro |  | S_C_TVA | North Carolina | 37 | Graham | 75 | 37075 | 28 | 0 | 2013 | 9999 |  |  | N | Hydro | [13 empty] | 0 | 0 | 0 | 0 | [11 empty] | Brookfield Smoky Mountain Hydropower LP | 100 | Brookfield Asset Management Inc | 100
Cheoah | 54899_G_4A | 54899 | G | 4A |  | Hydro |  | S_C_TVA | North Carolina | 37 | Graham | 75 | 37075 | 28 | 0 | 2012 | 9999 |  |  | N | Hydro | [13 empty] | 0 | 0 | 0 | 0 | [11 empty] | Brookfield Smoky Mountain Hydropower LP | 100 | Brookfield Asset Management Inc | 100
Cheoah | 54899_G_5 | 54899 | G | 5 |  | Hydro |  | S_C_TVA | North Carolina | 37 | Graham | 75 | 37075 | 31 | 0 | 1949 | 9999 |  |  | N | Hydro | [13 empty] | 0 | 0 | 0 | 0 | [11 empty] | Brookfield Smoky Mountain Hydropower LP | 100 | Brookfield Asset Management Inc | 100
Calderwood | 54900_G_1 | 54900 | G | 1 |  | Hydro |  | S_C_TVA | Tennessee | 47 | Blount | 9 | 47009 | 52 | 0 | 1930 | 9999 |  |  | N | Hydro | [13 empty] | 0 | 0 | 0 | 0 | [11 empty] | Brookfield Smoky Mountain Hydropower LP | 100 | Brookfield Asset Management Inc | 100
Calderwood | 54900_G_2 | 54900 | G | 2 |  | Hydro |  | S_C_TVA | Tennessee | 47 | Blount | 9 | 47009 | 52 | 0 | 1930 | 9999 |  |  | N | Hydro | [13 empty] | 0 | 0 | 0 | 0 | [11 empty] | Brookfield Smoky Mountain Hydropower LP | 100 | Brookfield Asset Management Inc | 100
Calderwood | 54900_G_3 | 54900 | G | 3 |  | Hydro |  | S_C_TVA | Tennessee | 47 | Blount | 9 | 47009 | 52 | 0 | 1938 | 9999 |  |  | N | Hydro | [13 empty] | 0 | 0 | 0 | 0 | [11 empty] | Brookfield Smoky Mountain Hydropower LP | 100 | Brookfield Asset Management Inc | 100
Chilhowee | 54901_G_1 | 54901 | G | 1 |  | Hydro |  | S_C_TVA | Tennessee | 47 | Blount | 9 | 47009 | 17 | 0 | 1957 | 9999 |  |  | N | Hydro | [13 empty] | 0 | 0 | 0 | 0 | [11 empty] | Brookfield Smoky Mountain Hydropower LP | 100 | Brookfield Asset Management Inc | 100
Chilhowee | 54901_G_2 | 54901 | G | 2 |  | Hydro |  | S_C_TVA | Tennessee | 47 | Blount | 9 | 47009 | 17 | 0 | 1957 | 9999 |  |  | N | Hydro | [13 empty] | 0 | 0 | 0 | 0 | [11 empty] | Brookfield Smoky Mountain Hydropower LP | 100 | Brookfield Asset Management Inc | 100
Chilhowee | 54901_G_3 | 54901 | G | 3 |  | Hydro |  | S_C_TVA | Tennessee | 47 | Blount | 9 | 47009 | 17 | 0 | 1957 | 9999 |  |  | N | Hydro | [13 empty] | 0 | 0 | 0 | 0 | [11 empty] | Brookfield Smoky Mountain Hydropower LP | 100 | Brookfield Asset Management Inc | 100
Adrian Energy Associates LLC | 54903_G_UNT1 | 54903 | G | UNT1 |  | Landfill Gas |  | MIS_LMI | Michigan | 26 | Lenawee | 91 | 26091 | 0.8 | 13529 | 1994 | 9999 |  |  | N | Landfill Gas | [13 empty] | 0.24082 | 0.24082 | 0.24082 | 0.24082 | [11 empty] | Adrian Energy Associates LLC | 100 | DTE Energy Co | 100
Adrian Energy Associates LLC | 54903_G_UNT2 | 54903 | G | UNT2 |  | Landfill Gas |  | MIS_LMI | Michigan | 26 | Lenawee | 91 | 26091 | 0.8 | 13528 | 1994 | 9999 |  |  | N | Landfill Gas | [13 empty] | 0.24082 | 0.24082 | 0.24082 | 0.24082 | [11 empty] | Adrian Energy Associates LLC | 100 | DTE Energy Co | 100
Adrian Energy Associates LLC | 54903_G_UNT3 | 54903 | G | UNT3 |  | Landfill Gas |  | MIS_LMI | Michigan | 26 | Lenawee | 91 | 26091 | 0.8 | 13528 | 1994 | 9999 |  |  | N | Landfill Gas | [13 empty] | 0.24082 | 0.24082 | 0.24082 | 0.24082 | [11 empty] | Adrian Energy Associates LLC | 100 | DTE Energy Co | 100
Tehachapi Wind Resource II | 54909_G_EXI2 | 54909 | G | EXI2 |  | Onshore Wind |  | WECC_SCE | California | 6 | Kern | 29 | 06029 | 8.3 | 0 | 2002 | 9999 |  |  | N | Wind | [13 empty] | 0 | 0 | 0 | 0 | [11 empty] | Calwind Resources Inc | 100 | Calwind Resources Inc | 100
Tehachapi Wind Resource II | 54909_G_EXIS | 54909 | G | EXIS |  | Onshore Wind |  | WECC_SCE | California | 6 | Kern | 29 | 06029 | 13.6 | 0 | 1997 | 9999 |  |  | N | Wind | [13 empty] | 0 | 0 | 0 | 0 | [11 empty] | Calwind Resources Inc | 100 | Calwind Resources Inc | 100
Brent Run Generating Station | 54910_G_7-1 | 54910 | G | 7-1 |  | Landfill Gas |  | MIS_LMI | Michigan | 26 | Genesee | 49 | 26049 | 0.8 | 13500 | 1998 | 9999 |  |  | N | Landfill Gas | [13 empty] | 0.19329 | 0.19329 | 0.19329 | 0.19329 | [11 empty] | Energy Developments Inc | 100 | Energy Developments | 100
Brent Run Generating Station | 54910_G_7-2 | 54910 | G | 7-2 |  | Landfill Gas |  | MIS_LMI | Michigan | 26 | Genesee | 49 | 26049 | 0.8 | 13500 | 1998 | 9999 |  |  | N | Landfill Gas | [13 empty] | 0.19329 | 0.19329 | 0.19329 | 0.19329 | [11 empty] | Energy Developments Inc | 100 | Energy Developments | 100
Brent Run Generating Station | 54910_G_7-3 | 54910 | G | 7-3 |  | Landfill Gas |  | MIS_LMI | Michigan | 26 | Genesee | 49 | 26049 | 0.6 | 13500 | 2010 | 9999 |  |  | N | Landfill Gas | [13 empty] | 0.19329 | 0.19329 | 0.19329 | 0.19329 | [11 empty] | Energy Developments Inc | 100 | Energy Developments | 100
Brent Run Generating Station | 54910_G_7-4 | 54910 | G | 7-4 |  | Landfill Gas |  | MIS_LMI | Michigan | 26 | Genesee | 49 | 26049 | 1.6 | 13500 | 2012 | 9999 |  |  | N | Landfill Gas | [13 empty] | 0.19329 | 0.19329 | 0.19329 | 0.19329 | [11 empty] | Energy Developments Inc | 100 | Energy Developments | 100
Brent Run Generating Station | 54910_G_7-5 | 54910 | G | 7-5 |  | Landfill Gas |  | MIS_LMI | Michigan | 26 | Genesee | 49 | 26049 | 1.6 | 13500 | 2012 | 9999 |  |  | N | Landfill Gas | [13 empty] | 0.19329 | 0.19329 | 0.19329 | 0.19329 | [11 empty] | Energy Developments Inc | 100 | Energy Developments | 100
Brooklyn Navy Yard Cogeneration | 54914_G_01 | 54914 | G | 01 | 3809 | Combined Cycle |  | NY_Z_J | New York | 36 | Kings | 47 | 36047 | 90 | 5884 | 1996 | 9999 |  |  | Y | Natural Gas, Distillate Fuel Oil |  |  |  | DLNB + H2O | SCR | [8 empty] | 0.0069756 | 0.0069756 | 0.0069756 | 0.0069756 | [11 empty] | Brooklyn Navy Yard Cogeneration Partners | 100 | Energy Investors Funds Group | 100
Brooklyn Navy Yard Cogeneration | 54914_G_02 | 54914 | G | 02 | 3810 | Combined Cycle |  | NY_Z_J | New York | 36 | Kings | 47 | 36047 | 90 | 5884 | 1996 | 9999 |  |  | Y | Natural Gas, Distillate Fuel Oil |  |  |  | DLNB + H2O | SCR | [8 empty] | 0.0068097 | 0.0068097 | 0.0068097 | 0.0068097 | [11 empty] | Brooklyn Navy Yard Cogeneration Partners | 100 | Energy Investors Funds Group | 100
Brooklyn Navy Yard Cogeneration | 54914_G_03 | 54914 | G | 03 | 3809 | Combined Cycle |  | NY_Z_J | New York | 36 | Kings | 47 | 36047 | 35 | 5884 | 1996 | 9999 |  |  | Y | Natural Gas, Distillate Fuel Oil |  |  |  | DLNB + H2O | SCR | [8 empty] | 0.0069756 | 0.0069756 | 0.0069756 | 0.0069756 | [11 empty] | Brooklyn Navy Yard Cogeneration Partners | 100 | Energy Investors Funds Group | 100
Brooklyn Navy Yard Cogeneration | 54914_G_04 | 54914 | G | 04 | 3810 | Combined Cycle |  | NY_Z_J | New York | 36 | Kings | 47 | 36047 | 35 | 5884 | 1996 | 9999 |  |  | Y | Natural Gas, Distillate Fuel Oil |  |  |  | DLNB + H2O | SCR | [8 empty] | 0.0068097 | 0.0068097 | 0.0068097 | 0.0068097 | [11 empty] | Brooklyn Navy Yard Cogeneration Partners | 100 | Energy Investors Funds Group | 100
Michigan Power LP | 54915_G_G001 | 54915 | G | G001 | 3811 | Combined Cycle |  | MIS_LMI | Michigan | 26 | Mason | 105 | 26105 | 58 | 6092 | 1995 | 9999 |  |  | Y | Natural Gas |  |  |  | FR + LNB | [9 empty] | 0.030304 | 0.030304 | 0.030304 | 0.030304 | [11 empty] | Michigan Power LP | 100 | Rockland Capital | 100
Michigan Power LP | 54915_G_G101 | 54915 | G | G101 | 3811 | Combined Cycle |  | MIS_LMI | Michigan | 26 | Mason | 105 | 26105 | 70 | 6092 | 1995 | 9999 |  |  | Y | Natural Gas |  |  |  | DLNB | [9 empty] | 0.030304 | 0.030304 | 0.030304 | 0.030304 | [11 empty] | Michigan Power LP | 100 | Rockland Capital | 100
Twin Bridges LFGTE | 54925_G_I-1 | 54925 | G | I-1 |  | Landfill Gas |  | MIS_INKY | Indiana | 18 | Hendricks | 63 | 18063 | 0.8 | 13500 | 1994 | 9999 |  |  | N | Landfill Gas | [13 empty] | 0.24082 | 0.24082 | 0.24082 | 0.24082 | [11 empty] | Wabash Valley Power Association Inc | 100 | Wabash Valley Power Association Inc | 100
Twin Bridges LFGTE | 54925_G_I-2 | 54925 | G | I-2 |  | Landfill Gas |  | MIS_INKY | Indiana | 18 | Hendricks | 63 | 18063 | 0.8 | 13500 | 1994 | 9999 |  |  | N | Landfill Gas | [13 empty] | 0.24082 | 0.24082 | 0.24082 | 0.24082 | [11 empty] | Wabash Valley Power Association Inc | 100 | Wabash Valley Power Association Inc | 100
Twin Bridges LFGTE | 54925_G_I-3 | 54925 | G | I-3 |  | Landfill Gas |  | MIS_INKY | Indiana | 18 | Hendricks | 63 | 18063 | 0.8 | 13500 | 1994 | 9999 |  |  | N | Landfill Gas | [13 empty] | 0.24082 | 0.24082 | 0.24082 | 0.24082 | [11 empty] | Wabash Valley Power Association Inc | 100 | Wabash Valley Power Association Inc | 100
Twin Bridges LFGTE | 54925_G_I-4 | 54925 | G | I-4 |  | Landfill Gas |  | MIS_INKY | Indiana | 18 | Hendricks | 63 | 18063 | 0.8 | 13500 | 1994 | 9999 |  |  | N | Landfill Gas | [13 empty] | 0.24082 | 0.24082 | 0.24082 | 0.24082 | [11 empty] | Wabash Valley Power Association Inc | 100 | Wabash Valley Power Association Inc | 100
Twin Bridges LFGTE | 54925_G_II-1 | 54925 | G | II-1 |  | Landfill Gas |  | MIS_INKY | Indiana | 18 | Hendricks | 63 | 18063 | 0.8 | 13500 | 2002 | 9999 |  |  | N | Landfill Gas | [13 empty] | 0.24082 | 0.24082 | 0.24082 | 0.24082 | [11 empty] | Wabash Valley Power Association Inc | 100 | Wabash Valley Power Association Inc | 100
Twin Bridges LFGTE | 54925_G_II-2 | 54925 | G | II-2 |  | Landfill Gas |  | MIS_INKY | Indiana | 18 | Hendricks | 63 | 18063 | 0.8 | 13500 | 2002 | 9999 |  |  | N | Landfill Gas | [13 empty] | 0.24082 | 0.24082 | 0.24082 | 0.24082 | [11 empty] | Wabash Valley Power Association Inc | 100 | Wabash Valley Power Association Inc | 100
Twin Bridges LFGTE | 54925_G_II-3 | 54925 | G | II-3 |  | Landfill Gas |  | MIS_INKY | Indiana | 18 | Hendricks | 63 | 18063 | 0.8 | 13500 | 2002 | 9999 |  |  | N | Landfill Gas | [13 empty] | 0.24082 | 0.24082 | 0.24082 | 0.24082 | [11 empty] | Wabash Valley Power Association Inc | 100 | Wabash Valley Power Association Inc | 100
Twin Bridges LFGTE | 54925_G_II-4 | 54925 | G | II-4 |  | Landfill Gas |  | MIS_INKY | Indiana | 18 | Hendricks | 63 | 18063 | 0.8 | 13500 | 2002 | 9999 |  |  | N | Landfill Gas | [13 empty] | 0.24082 | 0.24082 | 0.24082 | 0.24082 | [11 empty] | Wabash Valley Power Association Inc | 100 | Wabash Valley Power Association Inc | 100
Twin Bridges LFGTE | 54925_G_III-1 | 54925 | G | III-1 |  | Landfill Gas |  | MIS_INKY | Indiana | 18 | Hendricks | 63 | 18063 | 0.8 | 13500 | 2009 | 9999 |  |  | N | Landfill Gas | [13 empty] | 0.24082 | 0.24082 | 0.24082 | 0.24082 | [11 empty] | Wabash Valley Power Association Inc | 100 | Wabash Valley Power Association Inc | 100
Twin Bridges LFGTE | 54925_G_III-2 | 54925 | G | III-2 |  | Landfill Gas |  | MIS_INKY | Indiana | 18 | Hendricks | 63 | 18063 | 0.8 | 13500 | 2009 | 9999 |  |  | N | Landfill Gas | [13 empty] | 0.24082 | 0.24082 | 0.24082 | 0.24082 | [11 empty] | Wabash Valley Power Association Inc | 100 | Wabash Valley Power Association Inc | 100
Twin Bridges LFGTE | 54925_G_III-3 | 54925 | G | III-3 |  | Landfill Gas |  | MIS_INKY | Indiana | 18 | Hendricks | 63 | 18063 | 0.8 | 13500 | 2009 | 9999 |  |  | N | Landfill Gas | [13 empty] | 0.24082 | 0.24082 | 0.24082 | 0.24082 | [11 empty] | Wabash Valley Power Association Inc | 100 | Wabash Valley Power Association Inc | 100
Twin Bridges LFGTE | 54925_G_III-4 | 54925 | G | III-4 |  | Landfill Gas |  | MIS_INKY | Indiana | 18 | Hendricks | 63 | 18063 | 0.8 | 13500 | 2009 | 9999 |  |  | N | Landfill Gas | [13 empty] | 0.24082 | 0.24082 | 0.24082 | 0.24082 | [11 empty] | Wabash Valley Power Association Inc | 100 | Wabash Valley Power Association Inc | 100
Twin Bridges LFGTE | 54925_G_IV-1 | 54925 | G | IV-1 |  | Landfill Gas |  | MIS_INKY | Indiana | 18 | Hendricks | 63 | 18063 | 1.6 | 13500 | 2012 | 9999 |  |  | N | Landfill Gas | [13 empty] | 0.24082 | 0.24082 | 0.24082 | 0.24082 | [11 empty] | Wabash Valley Power Association Inc | 100 | Wabash Valley Power Association Inc | 100
Twin Bridges LFGTE | 54925_G_IV-2 | 54925 | G | IV-2 |  | Landfill Gas |  | MIS_INKY | Indiana | 18 | Hendricks | 63 | 18063 | 1.6 | 13500 | 2012 | 9999 |  |  | N | Landfill Gas | [13 empty] | 0.24082 | 0.24082 | 0.24082 | 0.24082 | [11 empty] | Wabash Valley Power Association Inc | 100 | Wabash Valley Power Association Inc | 100
Prairie View I & II LFGTE | 54926_G_I-1 | 54926 | G | I-1 |  | Landfill Gas |  | PJM_West | Indiana | 18 | St Joseph | 141 | 18141 | 0.8 | 13500 | 1994 | 9999 |  |  | N | Landfill Gas | [13 empty] | 0.24082 | 0.24082 | 0.24082 | 0.24082 | [11 empty] | Wabash Valley Power Association Inc | 100 | Wabash Valley Power Association Inc | 100
Prairie View I & II LFGTE | 54926_G_I-2 | 54926 | G | I-2 |  | Landfill Gas |  | PJM_West | Indiana | 18 | St Joseph | 141 | 18141 | 0.8 | 13500 | 1994 | 9999 |  |  | N | Landfill Gas | [13 empty] | 0.24082 | 0.24082 | 0.24082 | 0.24082 | [11 empty] | Wabash Valley Power Association Inc | 100 | Wabash Valley Power Association Inc | 100
Prairie View I & II LFGTE | 54926_G_I-3 | 54926 | G | I-3 |  | Landfill Gas |  | PJM_West | Indiana | 18 | St Joseph | 141 | 18141 | 0.8 | 13500 | 1994 | 9999 |  |  | N | Landfill Gas | [13 empty] | 0.24082 | 0.24082 | 0.24082 | 0.24082 | [11 empty] | Wabash Valley Power Association Inc | 100 | Wabash Valley Power Association Inc | 100
Prairie View I & II LFGTE | 54926_G_I-4 | 54926 | G | I-4 |  | Landfill Gas |  | PJM_West | Indiana | 18 | St Joseph | 141 | 18141 | 0.8 | 13500 | 1994 | 9999 |  |  | N | Landfill Gas | [13 empty] | 0.24082 | 0.24082 | 0.24082 | 0.24082 | [11 empty] | Wabash Valley Power Association Inc | 100 | Wabash Valley Power Association Inc | 100
Prairie View I & II LFGTE | 54926_G_II-1 | 54926 | G | II-1 |  | Landfill Gas |  | PJM_West | Indiana | 18 | St Joseph | 141 | 18141 | 0.8 | 13500 | 2007 | 9999 |  |  | N | Landfill Gas | [13 empty] | 0.24082 | 0.24082 | 0.24082 | 0.24082 | [11 empty] | Wabash Valley Power Association Inc | 100 | Wabash Valley Power Association Inc | 100
Prairie View I & II LFGTE | 54926_G_II-2 | 54926 | G | II-2 |  | Landfill Gas |  | PJM_West | Indiana | 18 | St Joseph | 141 | 18141 | 0.8 | 13500 | 2007 | 9999 |  |  | N | Landfill Gas | [13 empty] | 0.24082 | 0.24082 | 0.24082 | 0.24082 | [11 empty] | Wabash Valley Power Association Inc | 100 | Wabash Valley Power Association Inc | 100
Prairie View I & II LFGTE | 54926_G_II-3 | 54926 | G | II-3 |  | Landfill Gas |  | PJM_West | Indiana | 18 | St Joseph | 141 | 18141 | 0.8 | 13500 | 2007 | 9999 |  |  | N | Landfill Gas | [13 empty] | 0.24082 | 0.24082 | 0.24082 | 0.24082 | [11 empty] | Wabash Valley Power Association Inc | 100 | Wabash Valley Power Association Inc | 100
Prairie View I & II LFGTE | 54926_G_II-4 | 54926 | G | II-4 |  | Landfill Gas |  | PJM_West | Indiana | 18 | St Joseph | 141 | 18141 | 0.8 | 13500 | 2007 | 9999 |  |  | N | Landfill Gas | [13 empty] | 0.24082 | 0.24082 | 0.24082 | 0.24082 | [11 empty] | Wabash Valley Power Association Inc | 100 | Wabash Valley Power Association Inc | 100
Grand Isle Gas Plant / Treating Station | 54927_G_1 | 54927 | G | 1 |  | Combustion Turbine | IC Engine | MIS_AMSO | Louisiana | 22 | Jefferson | 51 | 22051 | 2.9 | 14286 | 1965 | 9999 |  |  | N | Natural Gas | [13 empty] | 1.061 | 1.061 | 1.061 | 1.061 | [11 empty] | Exxon Mobil Production Co | 100 | ExxonMobil Corp | 100
Grand Isle Gas Plant / Treating Station | 54927_G_2 | 54927 | G | 2 |  | Combustion Turbine | IC Engine | MIS_AMSO | Louisiana | 22 | Jefferson | 51 | 22051 | 2.9 | 14286 | 1965 | 9999 |  |  | N | Natural Gas | [13 empty] | 1.061 | 1.061 | 1.061 | 1.061 | [11 empty] | Exxon Mobil Production Co | 100 | ExxonMobil Corp | 100
Grand Isle Gas Plant / Treating Station | 54927_G_3 | 54927 | G | 3 |  | Combustion Turbine | IC Engine | MIS_AMSO | Louisiana | 22 | Jefferson | 51 | 22051 | 2.9 | 14286 | 1965 | 9999 |  |  | N | Natural Gas | [13 empty] | 1.061 | 1.061 | 1.061 | 1.061 | [11 empty] | Exxon Mobil Production Co | 100 | ExxonMobil Corp | 100
Alliant SBD 9403 Aegon DC | 54929_G_6111 | 54929 | G | 6111 |  | Combustion Turbine | IC Engine | MIS_IA | Iowa | 19 | Linn | 113 | 19113 | 1.1 | 24834 | 1995 | 9999 |  |  | N | Distillate Fuel Oil | [12 empty] | 2.5 | 1.6498 | 1.6498 | 1.6498 | 1.6498 | [11 empty] | Alliant Energy Integ Ser Cogeneration | 100 | Alliant Energy Corp | 100
Alliant SBD 9403 Aegon DC | 54929_G_6112 | 54929 | G | 6112 |  | Combustion Turbine | IC Engine | MIS_IA | Iowa | 19 | Linn | 113 | 19113 | 1.5 | 24447 | 2003 | 9999 |  |  | N | Distillate Fuel Oil | [12 empty] | 2.5 | 1.6498 | 1.6498 | 1.6498 | 1.6498 | [11 empty] | Alliant Energy Integ Ser Cogeneration | 100 | Alliant Energy Corp | 100
Alliant SBD 9403 Aegon DC | 54929_G_6113 | 54929 | G | 6113 |  | Combustion Turbine | IC Engine | MIS_IA | Iowa | 19 | Linn | 113 | 19113 | 1.5 | 25000 | 2007 | 9999 |  |  | N | Distillate Fuel Oil | [13 empty] | 1.6498 | 1.6498 | 1.6498 | 1.6498 | [11 empty] | Alliant Energy Integ Ser Cogeneration | 100 | Alliant Energy Corp | 100
Ridgetop | 54931_G_WGN1 | 54931 | G | WGN1 |  | Onshore Wind |  | WECC_SCE | California | 6 | Kern | 29 | 06029 | 46.9 | 0 | 1994 | 9999 |  |  | N | Wind | [13 empty] | 0 | 0 | 0 | 0 | [11 empty] | Pacific Crest Power LLC | 100 | ArcLight Capital Partners LLC | 100
Richard J Donovan Correctional Facility | 54936_G_03 | 54936 | G | 03 |  | Combustion Turbine |  | WEC_SDGE | California | 6 | San Diego | 73 | 06073 | 2.2 | 8700 | 1987 | 9999 |  |  | Y | Natural Gas | [13 empty] | 0.01194 | 0.01194 | 0.01194 | 0.01194 | [11 empty] | California Dept of Corrections | 100 | California Dept of Corrections | 100
EKS Landfill | 54939_G_UNT1 | 54939 | G | UNT1 |  | Landfill Gas |  | MIS_MNWI | Minnesota | 27 | Dakota | 37 | 27037 | 1.5 | 13500 | 1994 | 9999 |  |  | N | Landfill Gas | [13 empty] | 0.24082 | 0.24082 | 0.24082 | 0.24082 | [11 empty] | WM Renewable Energy LLC | 100 | Waste Management Inc | 100
EKS Landfill | 54939_G_UNT2 | 54939 | G | UNT2 |  | Landfill Gas |  | MIS_MNWI | Minnesota | 27 | Dakota | 37 | 27037 | 1.5 | 13500 | 1994 | 9999 |  |  | N | Landfill Gas | [13 empty] | 0.24082 | 0.24082 | 0.24082 | 0.24082 | [11 empty] | WM Renewable Energy LLC | 100 | Waste Management Inc | 100
EKS Landfill | 54939_G_UNT4 | 54939 | G | UNT4 |  | Landfill Gas |  | MIS_MNWI | Minnesota | 27 | Dakota | 37 | 27037 | 1.5 | 13500 | 2011 | 9999 |  |  | N | Landfill Gas | [13 empty] | 0.24082 | 0.24082 | 0.24082 | 0.24082 | [11 empty] | WM Renewable Energy LLC | 100 | Waste Management Inc | 100
Univ of Oregon Central Power Station | 54950_G_CTG1 | 54950 | G | CTG1 |  | Combined Cycle |  | WECC_PNW | Oregon | 41 | Lane | 39 | 41039 | 7.5 | 8762 | 2012 | 9999 |  |  | Y | Natural Gas, Distillate Fuel Oil | [13 empty] | 0.024573 | 0.024573 | 0.024573 | 0.024573 | [11 empty] | University of Oregon | 100 | University of Oregon | 100
Univ of Oregon Central Power Station | 54950_G_STG1 | 54950 | G | STG1 |  | Combined Cycle |  | WECC_PNW | Oregon | 41 | Lane | 39 | 41039 | 1.5 | 8762 | 2012 | 9999 |  |  | Y | Natural Gas, Distillate Fuel Oil | [13 empty] | 0.024573 | 0.024573 | 0.024573 | 0.024573 | [11 empty] | University of Oregon | 100 | University of Oregon | 100
Hudson Falls Hydroelectric Project | 54953_G_GEN1 | 54953 | G | GEN1 |  | Hydro |  | NY_Z_F | New York | 36 | Saratoga | 91 | 36091 | 22 | 0 | 1995 | 9999 |  |  | N | Hydro | [13 empty] | 0 | 0 | 0 | 0 | [11 empty] | Northern Electric Power Co LP | 100 | Boralex Power Income Fund | 100
Hudson Falls Hydroelectric Project | 54953_G_GEN2 | 54953 | G | GEN2 |  | Hydro |  | NY_Z_F | New York | 36 | Saratoga | 91 | 36091 | 22 | 0 | 1995 | 9999 |  |  | N | Hydro | [13 empty] | 0 | 0 | 0 | 0 | [11 empty] | Northern Electric Power Co LP | 100 | Boralex Power Income Fund | 100
Deercroft I & II LFGTE | 54956_G_I-1 | 54956 | G | I-1 |  | Combustion Turbine | IC Engine | MIS_INKY | Indiana | 18 | LaPorte | 91 | 18091 | 0.8 | 12347 | 1999 | 9999 |  |  | N | Natural Gas | [13 empty] | 1.061 | 1.061 | 1.061 | 1.061 | [11 empty] | Wabash Valley Power Association Inc | 100 | Wabash Valley Power Association Inc | 100
Deercroft I & II LFGTE | 54956_G_I-2 | 54956 | G | I-2 |  | Combustion Turbine | IC Engine | MIS_INKY | Indiana | 18 | LaPorte | 91 | 18091 | 0.8 | 12348 | 1999 | 9999 |  |  | N | Natural Gas | [13 empty] | 1.061 | 1.061 | 1.061 | 1.061 | [11 empty] | Wabash Valley Power Association Inc | 100 | Wabash Valley Power Association Inc | 100
Deercroft I & II LFGTE | 54956_G_I-3 | 54956 | G | I-3 |  | Combustion Turbine | IC Engine | MIS_INKY | Indiana | 18 | LaPorte | 91 | 18091 | 0.8 | 12348 | 1999 | 9999 |  |  | N | Natural Gas | [13 empty] | 1.061 | 1.061 | 1.061 | 1.061 | [11 empty] | Wabash Valley Power Association Inc | 100 | Wabash Valley Power Association Inc | 100
Deercroft I & II LFGTE | 54956_G_I-4 | 54956 | G | I-4 |  | Combustion Turbine | IC Engine | MIS_INKY | Indiana | 18 | LaPorte | 91 | 18091 | 0.8 | 12348 | 1999 | 9999 |  |  | N | Natural Gas | [13 empty] | 1.061 | 1.061 | 1.061 | 1.061 | [11 empty] | Wabash Valley Power Association Inc | 100 | Wabash Valley Power Association Inc | 100
Deercroft I & II LFGTE | 54956_G_II-1 | 54956 | G | II-1 |  | Landfill Gas |  | MIS_INKY | Indiana | 18 | LaPorte | 91 | 18091 | 0.8 | 13500 | 2007 | 9999 |  |  | N | Landfill Gas | [13 empty] | 0.24082 | 0.24082 | 0.24082 | 0.24082 | [11 empty] | Wabash Valley Power Association Inc | 100 | Wabash Valley Power Association Inc | 100
Deercroft I & II LFGTE | 54956_G_II-2 | 54956 | G | II-2 |  | Landfill Gas |  | MIS_INKY | Indiana | 18 | LaPorte | 91 | 18091 | 0.8 | 13500 | 2007 | 9999 |  |  | N | Landfill Gas | [13 empty] | 0.24082 | 0.24082 | 0.24082 | 0.24082 | [11 empty] | Wabash Valley Power Association Inc | 100 | Wabash Valley Power Association Inc | 100
Deercroft I & II LFGTE | 54956_G_II-3 | 54956 | G | II-3 |  | Landfill Gas |  | MIS_INKY | Indiana | 18 | LaPorte | 91 | 18091 | 0.8 | 13500 | 2007 | 9999 |  |  | N | Landfill Gas | [13 empty] | 0.24082 | 0.24082 | 0.24082 | 0.24082 | [11 empty] | Wabash Valley Power Association Inc | 100 | Wabash Valley Power Association Inc | 100
Deercroft I & II LFGTE | 54956_G_II-4 | 54956 | G | II-4 |  | Landfill Gas |  | MIS_INKY | Indiana | 18 | LaPorte | 91 | 18091 | 0.8 | 13500 | 2007 | 9999 |  |  | N | Landfill Gas | [13 empty] | 0.24082 | 0.24082 | 0.24082 | 0.24082 | [11 empty] | Wabash Valley Power Association Inc | 100 | Wabash Valley Power Association Inc | 100
Alliant SBD 9302 Aegon NP | 54967_G_7906 | 54967 | G | 7906 |  | Combustion Turbine | IC Engine | MIS_IA | Iowa | 19 | Linn | 113 | 19113 | 1.2 | 25000 | 1995 | 9999 |  |  | N | Distillate Fuel Oil | [12 empty] | 2.5 | 1.6498 | 1.6498 | 1.6498 | 1.6498 | [11 empty] | Alliant Energy Integ Ser Cogeneration | 100 | Alliant Energy Corp | 100
Alliant SBD 9502 Eaton | 54968_G_0385 | 54968 | G | 0385 |  | Combustion Turbine | IC Engine | MIS_IA | Iowa | 19 | Wright | 197 | 19197 | 1.8 | 25000 | 1995 | 9999 |  |  | N | Distillate Fuel Oil | [12 empty] | 0.879 | 1.6498 | 1.6498 | 1.6498 | 1.6498 | [11 empty] | Alliant Energy Integ Ser Cogeneration | 100 | Alliant Energy Corp | 100
Alliant SBD 9502 Eaton | 54968_G_0386 | 54968 | G | 0386 |  | Combustion Turbine | IC Engine | MIS_IA | Iowa | 19 | Wright | 197 | 19197 | 1.8 | 25000 | 1995 | 9999 |  |  | N | Distillate Fuel Oil | [12 empty] | 0.879 | 1.6498 | 1.6498 | 1.6498 | 1.6498 | [11 empty] | Alliant Energy Integ Ser Cogeneration | 100 | Alliant Energy Corp | 100
Alliant SBD 9502 Eaton | 54968_G_5824 | 54968 | G | 5824 |  | Combustion Turbine | IC Engine | MIS_IA | Iowa | 19 | Wright | 197 | 19197 | 1.8 | 25000 | 2000 | 9999 |  |  | N | Distillate Fuel Oil | [12 empty] | 0.879 | 1.6498 | 1.6498 | 1.6498 | 1.6498 | [11 empty] | Alliant Energy Integ Ser Cogeneration | 100 | Alliant Energy Corp | 100
Dixon Hydroelectric Dam | 54969_G_1 | 54969 | G | 1 |  | Hydro |  | PJM_COMD | Illinois | 17 | Lee | 103 | 17103 | 0.6 | 0 | 1925 | 9999 |  |  | N | Hydro | [13 empty] | 0 | 0 | 0 | 0 | [11 empty] | STS HydroPower Ltd | 100 | Energy Investors Funds Group | 100
Dixon Hydroelectric Dam | 54969_G_2 | 54969 | G | 2 |  | Hydro |  | PJM_COMD | Illinois | 17 | Lee | 103 | 17103 | 0.6 | 0 | 1925 | 9999 |  |  | N | Hydro | [13 empty] | 0 | 0 | 0 | 0 | [11 empty] | STS HydroPower Ltd | 100 | Energy Investors Funds Group | 100
Dixon Hydroelectric Dam | 54969_G_3 | 54969 | G | 3 |  | Hydro |  | PJM_COMD | Illinois | 17 | Lee | 103 | 17103 | 0.6 | 0 | 1925 | 9999 |  |  | N | Hydro | [13 empty] | 0 | 0 | 0 | 0 | [11 empty] | STS HydroPower Ltd | 100 | Energy Investors Funds Group | 100
Dixon Hydroelectric Dam | 54969_G_4 | 54969 | G | 4 |  | Hydro |  | PJM_COMD | Illinois | 17 | Lee | 103 | 17103 | 0.6 | 0 | 1925 | 9999 |  |  | N | Hydro | [13 empty] | 0 | 0 | 0 | 0 | [11 empty] | STS HydroPower Ltd | 100 | Energy Investors Funds Group | 100
Dixon Hydroelectric Dam | 54969_G_5 | 54969 | G | 5 |  | Hydro |  | PJM_COMD | Illinois | 17 | Lee | 103 | 17103 | 0.6 | 0 | 1925 | 9999 |  |  | N | Hydro | [13 empty] | 0 | 0 | 0 | 0 | [11 empty] | STS HydroPower Ltd | 100 | Energy Investors Funds Group | 100
Sauder Power Plant | 54974_G_UNT1 | 54974 | G | UNT1 |  | Biomass |  | PJM_ATSI | Ohio | 39 | Fulton | 51 | 39051 | 3.6 | 5301 | 1993 | 9999 |  |  | Y | Biomass | [13 empty] | 0.72925 | 0.72925 | 0.72925 | 0.72925 | [11 empty] | Sauder Woodworking Co | 100 | Sauder Woodworking Co | 100
Sauder Power Plant | 54974_G_UNT2 | 54974 | G | UNT2 |  | Biomass |  | PJM_ATSI | Ohio | 39 | Fulton | 51 | 39051 | 3.6 | 5301 | 1993 | 9999 |  |  | Y | Biomass | [13 empty] | 0.89756 | 0.89756 | 0.89756 | 0.89756 | [11 empty] | Sauder Woodworking Co | 100 | Sauder Woodworking Co | 100
Big Spring Wind Power Facility | 54979_G_WIND | 54979 | G | WIND |  | Onshore Wind |  | ERC_WEST | Texas | 48 | Howard | 227 | 48227 | 34.3 | 0 | 1998 | 9999 |  |  | N | Wind | [13 empty] | 0 | 0 | 0 | 0 | [11 empty] | Texas Big Springs LP | 100 | Energy Capital Partners | 100
Ocean County Landfill | 54980_G_UNT1 | 54980 | G | UNT1 |  | Landfill Gas |  | PJM_EMAC | New Jersey | 34 | Ocean | 29 | 34029 | 0.8 | 13500 | 1997 | 9999 |  |  | N | Landfill Gas | [13 empty] | 0.24082 | 0.24082 | 0.24082 | 0.24082 | [11 empty] | Manchester Renewable Power Corp | 100 | Manchester Renewable Power Corp | 100
Ocean County Landfill | 54980_G_UNT10 | 54980 | G | UNT10 |  | Landfill Gas |  | PJM_EMAC | New Jersey | 34 | Ocean | 29 | 34029 | 1.5 | 13500 | 2006 | 9999 |  |  | N | Landfill Gas | [13 empty] | 0.24082 | 0.24082 | 0.24082 | 0.24082 | [11 empty] | Manchester Renewable Power Corp | 100 | Manchester Renewable Power Corp | 100
Ocean County Landfill | 54980_G_UNT11 | 54980 | G | UNT11 |  | Landfill Gas |  | PJM_EMAC | New Jersey | 34 | Ocean | 29 | 34029 | 1.5 | 13500 | 2006 | 9999 |  |  | N | Landfill Gas | [13 empty] | 0.24082 | 0.24082 | 0.24082 | 0.24082 | [11 empty] | Manchester Renewable Power Corp | 100 | Manchester Renewable Power Corp | 100
Ocean County Landfill | 54980_G_UNT12 | 54980 | G | UNT12 |  | Landfill Gas |  | PJM_EMAC | New Jersey | 34 | Ocean | 29 | 34029 | 1.5 | 13500 | 2006 | 9999 |  |  | N | Landfill Gas | [13 empty] | 0.24082 | 0.24082 | 0.24082 | 0.24082 | [11 empty] | Manchester Renewable Power Corp | 100 | Manchester Renewable Power Corp | 100
Ocean County Landfill | 54980_G_UNT2 | 54980 | G | UNT2 |  | Landfill Gas |  | PJM_EMAC | New Jersey | 34 | Ocean | 29 | 34029 | 0.8 | 13500 | 1997 | 9999 |  |  | N | Landfill Gas | [13 empty] | 0.24082 | 0.24082 | 0.24082 | 0.24082 | [11 empty] | Manchester Renewable Power Corp | 100 | Manchester Renewable Power Corp | 100
Ocean County Landfill | 54980_G_UNT3 | 54980 | G | UNT3 |  | Landfill Gas |  | PJM_EMAC | New Jersey | 34 | Ocean | 29 | 34029 | 0.8 | 13500 | 1997 | 9999 |  |  | N | Landfill Gas | [13 empty] | 0.24082 | 0.24082 | 0.24082 | 0.24082 | [11 empty] | Manchester Renewable Power Corp | 100 | Manchester Renewable Power Corp | 100
Ocean County Landfill | 54980_G_UNT4 | 54980 | G | UNT4 |  | Landfill Gas |  | PJM_EMAC | New Jersey | 34 | Ocean | 29 | 34029 | 0.8 | 13500 | 1997 | 9999 |  |  | N | Landfill Gas | [13 empty] | 0.24082 | 0.24082 | 0.24082 | 0.24082 | [11 empty] | Manchester Renewable Power Corp | 100 | Manchester Renewable Power Corp | 100
Ocean County Landfill | 54980_G_UNT5 | 54980 | G | UNT5 |  | Landfill Gas |  | PJM_EMAC | New Jersey | 34 | Ocean | 29 | 34029 | 0.8 | 13500 | 1997 | 9999 |  |  | N | Landfill Gas | [13 empty] | 0.24082 | 0.24082 | 0.24082 | 0.24082 | [11 empty] | Manchester Renewable Power Corp | 100 | Manchester Renewable Power Corp | 100
Ocean County Landfill | 54980_G_UNT6 | 54980 | G | UNT6 |  | Landfill Gas |  | PJM_EMAC | New Jersey | 34 | Ocean | 29 | 34029 | 0.8 | 13500 | 1997 | 9999 |  |  | N | Landfill Gas | [13 empty] | 0.24082 | 0.24082 | 0.24082 | 0.24082 | [11 empty] | Manchester Renewable Power Corp | 100 | Manchester Renewable Power Corp | 100
Ocean County Landfill | 54980_G_UNT7 | 54980 | G | UNT7 |  | Landfill Gas |  | PJM_EMAC | New Jersey | 34 | Ocean | 29 | 34029 | 1.5 | 13500 | 2006 | 9999 |  |  | N | Landfill Gas | [13 empty] | 0.24082 | 0.24082 | 0.24082 | 0.24082 | [11 empty] | Manchester Renewable Power Corp | 100 | Manchester Renewable Power Corp | 100
Ocean County Landfill | 54980_G_UNT8 | 54980 | G | UNT8 |  | Landfill Gas |  | PJM_EMAC | New Jersey | 34 | Ocean | 29 | 34029 | 1.5 | 13500 | 2006 | 9999 |  |  | N | Landfill Gas | [13 empty] | 0.24082 | 0.24082 | 0.24082 | 0.24082 | [11 empty] | Manchester Renewable Power Corp | 100 | Manchester Renewable Power Corp | 100
Ocean County Landfill | 54980_G_UNT9 | 54980 | G | UNT9 |  | Landfill Gas |  | PJM_EMAC | New Jersey | 34 | Ocean | 29 | 34029 | 1.5 | 13500 | 2006 | 9999 |  |  | N | Landfill Gas | [13 empty] | 0.24082 | 0.24082 | 0.24082 | 0.24082 | [11 empty] | Manchester Renewable Power Corp | 100 | Manchester Renewable Power Corp | 100
Harris Energy Realty | 54981_G_NONO | 54981 | G | NONO |  | Hydro |  | NENGREST | Massachusetts | 25 | Hampden | 13 | 25013 | 0.5 | 0 | 1982 | 9999 |  |  | N | Hydro | [13 empty] | 0 | 0 | 0 | 0 | [11 empty] | Harris Energy & Realty Corp | 100 | Harris Energy & Realty Corp | 100
Salem Energy Systems LLC | 54984_G_UNT2 | 54984 | G | UNT2 |  | Landfill Gas |  | S_VACA | North Carolina | 37 | Forsyth | 67 | 37067 | 3.3 | 15091 | 2017 | 9999 |  |  | N | Landfill Gas | [13 empty] | 0.22117 | 0.22117 | 0.22117 | 0.22117 | [11 empty] | Salem Energy Systems LLC | 100 | DTE Energy Co | 100
Crestwood Dothan | 54985_G_GEN1 | 54985 | G | GEN1 |  | Combustion Turbine | IC Engine | S_SOU | Alabama | 1 | Houston | 69 | 01069 | 1.2 | 10745 | 1995 | 9999 |  |  | N | Distillate Fuel Oil | [12 empty] | 4 | 1.6498 | 1.6498 | 1.6498 | 1.6498 | [11 empty] | Crestwood Corp | 100 | Crestwood Corp | 100
Crestwood Dothan | 54985_G_GEN2 | 54985 | G | GEN2 |  | Combustion Turbine | IC Engine | S_SOU | Alabama | 1 | Houston | 69 | 01069 | 1.2 | 10745 | 1995 | 9999 |  |  | N | Distillate Fuel Oil | [12 empty] | 4 | 1.6498 | 1.6498 | 1.6498 | 1.6498 | [11 empty] | Crestwood Corp | 100 | Crestwood Corp | 100
Crestwood Dothan | 54985_G_GEN3 | 54985 | G | GEN3 |  | Combustion Turbine | IC Engine | S_SOU | Alabama | 1 | Houston | 69 | 01069 | 1.5 | 10745 | 2002 | 9999 |  |  | N | Distillate Fuel Oil | [12 empty] | 4 | 1.6498 | 1.6498 | 1.6498 | 1.6498 | [11 empty] | Crestwood Corp | 100 | Crestwood Corp | 100
Crestwood Dothan | 54985_G_GEN5 | 54985 | G | GEN5 |  | Combustion Turbine | IC Engine | S_SOU | Alabama | 1 | Houston | 69 | 01069 | 1.2 | 10745 | 1996 | 9999 |  |  | N | Distillate Fuel Oil | [12 empty] | 4 | 1.6498 | 1.6498 | 1.6498 | 1.6498 | [11 empty] | Crestwood Corp | 100 | Crestwood Corp | 100
Crestwood Dothan | 54985_G_GEN7 | 54985 | G | GEN7 |  | Combustion Turbine | IC Engine | S_SOU | Alabama | 1 | Houston | 69 | 01069 | 1.2 | 10745 | 1997 | 9999 |  |  | N | Distillate Fuel Oil | [12 empty] | 4 | 1.6498 | 1.6498 | 1.6498 | 1.6498 | [11 empty] | Crestwood Corp | 100 | Crestwood Corp | 100
Crestwood Dothan | 54985_G_GEN8 | 54985 | G | GEN8 |  | Combustion Turbine | IC Engine | S_SOU | Alabama | 1 | Houston | 69 | 01069 | 0.7 | 20050 | 1997 | 9999 |  |  | N | Distillate Fuel Oil | [12 empty] | 4 | 1.6498 | 1.6498 | 1.6498 | 1.6498 | [11 empty] | Crestwood Corp | 100 | Crestwood Corp | 100
Crestwood Dothan | 54985_G_GEN9 | 54985 | G | GEN9 |  | Combustion Turbine | IC Engine | S_SOU | Alabama | 1 | Houston | 69 | 01069 | 2 | 10745 | 2002 | 9999 |  |  | N | Distillate Fuel Oil | [12 empty] | 4 | 1.6498 | 1.6498 | 1.6498 | 1.6498 | [11 empty] | Crestwood Corp | 100 | Crestwood Corp | 100
Pine Tree Acres | 54989_G_GEN1 | 54989 | G | GEN1 |  | Landfill Gas |  | MIS_LMI | Michigan | 26 | Macomb | 99 | 26099 | 0.8 | 13500 | 1998 | 9999 |  |  | N | Landfill Gas | [13 empty] | 0.13376 | 0.13376 | 0.13376 | 0.13376 | [11 empty] | WM Renewable Energy LLC | 100 | Waste Management Inc | 100
Pine Tree Acres | 54989_G_GEN2 | 54989 | G | GEN2 |  | Landfill Gas |  | MIS_LMI | Michigan | 26 | Macomb | 99 | 26099 | 0.8 | 13500 | 1998 | 9999 |  |  | N | Landfill Gas | [13 empty] | 0.13376 | 0.13376 | 0.13376 | 0.13376 | [11 empty] | WM Renewable Energy LLC | 100 | Waste Management Inc | 100
Pine Tree Acres | 54989_G_GEN3 | 54989 | G | GEN3 |  | Landfill Gas |  | MIS_LMI | Michigan | 26 | Macomb | 99 | 26099 | 0.8 | 13500 | 1998 | 9999 |  |  | N | Landfill Gas | [13 empty] | 0.13376 | 0.13376 | 0.13376 | 0.13376 | [11 empty] | WM Renewable Energy LLC | 100 | Waste Management Inc | 100
Pine Tree Acres | 54989_G_GEN4 | 54989 | G | GEN4 |  | Landfill Gas |  | MIS_LMI | Michigan | 26 | Macomb | 99 | 26099 | 0.8 | 13500 | 1998 | 9999 |  |  | N | Landfill Gas | [13 empty] | 0.13376 | 0.13376 | 0.13376 | 0.13376 | [11 empty] | WM Renewable Energy LLC | 100 | Waste Management Inc | 100
Pine Tree Acres | 54989_G_GEN5 | 54989 | G | GEN5 |  | Landfill Gas |  | MIS_LMI | Michigan | 26 | Macomb | 99 | 26099 | 0.8 | 13500 | 1998 | 9999 |  |  | N | Landfill Gas | [13 empty] | 0.13376 | 0.13376 | 0.13376 | 0.13376 | [11 empty] | WM Renewable Energy LLC | 100 | Waste Management Inc | 100
Pine Tree Acres | 54989_G_GEN6 | 54989 | G | GEN6 |  | Landfill Gas |  | MIS_LMI | Michigan | 26 | Macomb | 99 | 26099 | 0.8 | 13500 | 2003 | 9999 |  |  | N | Landfill Gas | [13 empty] | 0.13376 | 0.13376 | 0.13376 | 0.13376 | [11 empty] | WM Renewable Energy LLC | 100 | Waste Management Inc | 100
Pine Tree Acres | 54989_G_GEN7 | 54989 | G | GEN7 |  | Landfill Gas |  | MIS_LMI | Michigan | 26 | Macomb | 99 | 26099 | 0.8 | 13500 | 2003 | 9999 |  |  | N | Landfill Gas | [13 empty] | 0.13376 | 0.13376 | 0.13376 | 0.13376 | [11 empty] | WM Renewable Energy LLC | 100 | Waste Management Inc | 100
Pine Tree Acres | 54989_G_GEN8 | 54989 | G | GEN8 |  | Landfill Gas |  | MIS_LMI | Michigan | 26 | Macomb | 99 | 26099 | 1.6 | 13500 | 2010 | 9999 |  |  | N | Landfill Gas | [13 empty] | 0.13376 | 0.13376 | 0.13376 | 0.13376 | [11 empty] | WM Renewable Energy LLC | 100 | Waste Management Inc | 100
Pine Tree Acres | 54989_G_GEN9 | 54989 | G | GEN9 |  | Landfill Gas |  | MIS_LMI | Michigan | 26 | Macomb | 99 | 26099 | 1.6 | 13500 | 2010 | 9999 |  |  | N | Landfill Gas | [13 empty] | 0.13376 | 0.13376 | 0.13376 | 0.13376 | [11 empty] | WM Renewable Energy LLC | 100 | Waste Management Inc | 100
Salton Sea Power Gen Co - Unit 4 | 54996_G_4100 | 54996 | G | 4100 |  | Geothermal |  | WECC_IID | California | 6 | Imperial | 25 | 06025 | 44 | 9771 | 1996 | 9999 |  |  | N | Geothermal | [13 empty] | 0 | 0 | 0 | 0 | 0.4625 | 0.4625 | 0.4625 | [8 empty] | Salton Sea Power Generation Co | 99 | Berkshire Hathaway Inc | 100
Point A | 55_G_1 | 55 | G | 1 |  | Hydro |  | S_SOU | Alabama | 1 | Covington | 39 | 01039 | 1.8 | 0 | 1925 | 9999 |  |  | N | Hydro | [13 empty] | 0 | 0 | 0 | 0 | [11 empty] | PowerSouth Energy Coop | 100 | PowerSouth Energy Coop | 100
Point A | 55_G_2 | 55 | G | 2 |  | Hydro |  | S_SOU | Alabama | 1 | Covington | 39 | 01039 | 1.8 | 0 | 1925 | 9999 |  |  | N | Hydro | [13 empty] | 0 | 0 | 0 | 0 | [11 empty] | PowerSouth Energy Coop | 100 | PowerSouth Energy Coop | 100
Point A | 55_G_3 | 55 | G | 3 |  | Hydro |  | S_SOU | Alabama | 1 | Covington | 39 | 01039 | 1.8 | 0 | 1949 | 9999 |  |  | N | Hydro | [13 empty] | 0 | 0 | 0 | 0 | [11 empty] | PowerSouth Energy Coop | 100 | PowerSouth Energy Coop | 100
Kettle Falls Generating Station | 550_G_2 | 550 | G | 2 |  | Combustion Turbine |  | WECC_PNW | Washington | 53 | Stevens | 65 | 53065 | 6.2 | 11878 | 2002 | 9999 |  |  | N | Natural Gas | [12 empty] | 2.63 | 0.09038 | 0.09038 | 0.09038 | 0.09038 | [11 empty] | Avista Corp | 100 | Avista Corp | 100
Nashua Plant | 55006_G_UNT2 | 55006 | G | UNT2 |  | Landfill Gas |  | NENGREST | New Hampshire | 33 | Hillsborough | 11 | 33011 | 0.7 | 13500 | 1996 | 9999 |  |  | N | Landfill Gas | [12 empty] | 0.27 | 0.17629 | 0.17629 | 0.17629 | 0.17629 | [11 empty] | Suncook Energy LLC | 100 | FORTISTAR | 100
Nashua Plant | 55006_G_UNT3 | 55006 | G | UNT3 |  | Landfill Gas |  | NENGREST | New Hampshire | 33 | Hillsborough | 11 | 33011 | 1.5 | 13500 | 2016 | 9999 |  |  | N | Landfill Gas | [13 empty] | 0.17629 | 0.17629 | 0.17629 | 0.17629 | [11 empty] | Suncook Energy LLC | 100 | FORTISTAR | 100
Montgomery Creek Hydro | 55009_G_GEN1 | 55009 | G | GEN1 |  | Hydro |  | WEC_CALN | California | 6 | Shasta | 89 | 06089 | 2.6 | 0 | 1987 | 9999 |  |  | N | Hydro | [13 empty] | 0 | 0 | 0 | 0 | [11 empty] | El Dorado Hydro | 100 | Enel SpA | 100
LSP-Cottage Grove LP | 55010_G_CTG1 | 55010 | G | CTG1 | 3812 | Combined Cycle |  | MIS_MNWI | Minnesota | 27 | Washington | 163 | 27163 | 154 | 7291 | 1997 | 9999 |  |  | Y | Natural Gas, Distillate Fuel Oil |  |  |  |  | SCR | [8 empty] | 0.010395 | 0.010395 | 0.010395 | 0.010395 | [11 empty] | LSP Cottage Grove LP | 100 | D E Shaw & Co LP | 100
LSP-Cottage Grove LP | 55010_G_STG1 | 55010 | G | STG1 | 3812 | Combined Cycle |  | MIS_MNWI | Minnesota | 27 | Washington | 163 | 27163 | 97 | 7291 | 1997 | 9999 |  |  | Y | Natural Gas, Distillate Fuel Oil |  |  |  | NH3 | SCR | [8 empty] | 0.010395 | 0.010395 | 0.010395 | 0.010395 | [11 empty] | LSP Cottage Grove LP | 100 | D E Shaw & Co LP | 100
LSP-Whitewater LP | 55011_G_CTG1 | 55011 | G | CTG1 | 3813 | Combined Cycle |  | MIS_WUMS | Wisconsin | 55 | Jefferson | 55 | 55055 | 162 | 6761 | 1997 | 9999 |  |  | Y | Natural Gas, Distillate Fuel Oil |  |  |  |  | SCR | [8 empty] | 0.015768 | 0.015768 | 0.015768 | 0.015768 | [11 empty] | LSP Whitewater LP | 100 | D E Shaw & Co LP | 100
LSP-Whitewater LP | 55011_G_STG1 | 55011 | G | STG1 | 3813 | Combined Cycle |  | MIS_WUMS | Wisconsin | 55 | Jefferson | 55 | 55055 | 99 | 6761 | 1997 | 9999 |  |  | Y | Natural Gas, Distillate Fuel Oil |  |  |  | LNB | SCR | [8 empty] | 0.015768 | 0.015768 | 0.015768 | 0.015768 | [11 empty] | LSP Whitewater LP | 100 | D E Shaw & Co LP | 100
Greene Valley Gas Recovery | 55014_G_GEN1 | 55014 | G | GEN1 |  | Landfill Gas |  | PJM_COMD | Illinois | 17 | DuPage | 43 | 17043 | 2.9 | 17386 | 1996 | 9999 |  |  | N | Landfill Gas | [13 empty] | 0.24082 | 0.24082 | 0.24082 | 0.24082 | [11 empty] | Bio Energy Partners | 100 | Waste Management Inc | 100
Greene Valley Gas Recovery | 55014_G_GEN2 | 55014 | G | GEN2 |  | Landfill Gas |  | PJM_COMD | Illinois | 17 | DuPage | 43 | 17043 | 2.9 | 17386 | 1996 | 9999 |  |  | N | Landfill Gas | [13 empty] | 0.24082 | 0.24082 | 0.24082 | 0.24082 | [11 empty] | Bio Energy Partners | 100 | Waste Management Inc | 100
Sweeny Cogen Facility | 55015_G_GEN1 | 55015 | G | GEN1 | 3814 | Combustion Turbine |  | ERC_REST | Texas | 48 | Brazoria | 39 | 48039 | 109 | 8700 | 1997 | 9999 |  |  | Y | Natural Gas |  |  |  | DLNB | [8 empty] | 3 | 0.03325 | 0.03325 | 0.03325 | 0.03325 | [11 empty] | Sweeny Cogeneration LP | 100 | Phillips 66 Co | 100
Sweeny Cogen Facility | 55015_G_GEN2 | 55015 | G | GEN2 | 3815 | Combustion Turbine |  | ERC_REST | Texas | 48 | Brazoria | 39 | 48039 | 109 | 8700 | 1997 | 9999 |  |  | Y | Natural Gas |  |  |  | DLNB | [8 empty] | 3 | 0.01789 | 0.01789 | 0.01789 | 0.01789 | [11 empty] | Sweeny Cogeneration LP | 100 | Phillips 66 Co | 100
Sweeny Cogen Facility | 55015_G_GEN3 | 55015 | G | GEN3 | 3816 | Combustion Turbine |  | ERC_REST | Texas | 48 | Brazoria | 39 | 48039 | 109 | 8700 | 1997 | 9999 |  |  | Y | Natural Gas |  |  |  | DLNB | [8 empty] | 3 | 0.0162 | 0.0162 | 0.0162 | 0.0162 | [11 empty] | Sweeny Cogeneration LP | 100 | Phillips 66 Co | 100
Sweeny Cogen Facility | 55015_G_GEN4 | 55015 | G | GEN4 | 3817 | Combustion Turbine |  | ERC_REST | Texas | 48 | Brazoria | 39 | 48039 | 109 | 8700 | 2000 | 9999 |  |  | Y | Natural Gas |  |  |  | DLNB | [8 empty] | 3 | 0.01623 | 0.01623 | 0.01623 | 0.01623 | [11 empty] | Sweeny Cogeneration LP | 100 | Phillips 66 Co | 100
Dighton Power Plant | 55026_G_UNT1 | 55026 | G | UNT1 | 3818 | Combined Cycle |  | NENGREST | Massachusetts | 25 | Bristol | 5 | 25005 | 163.3 | 7881 | 1999 | 9999 |  |  | N | Natural Gas |  |  |  |  | SCR | [8 empty] | 0.014238 | 0.014238 | 0.014238 | 0.014238 | [11 empty] | Dighton Power LLC | 100 | Starwood Capital Group Global LLC | 100
De Pere Energy Center | 55029_G_CT01 | 55029 | G | CT01 | 3819 | Combustion Turbine |  | MIS_WUMS | Wisconsin | 55 | Brown | 9 | 55009 | 168.6 | 12331 | 1999 | 9999 |  |  | N | Natural Gas, Distillate Fuel Oil |  |  |  | H2O | [9 empty] | 0.09255 | 0.09255 | 0.09255 | 0.09255 | [11 empty] | Wisconsin Public Service Corp | 100 | WEC Energy Group Inc | 100
Androscoggin Energy Center | 55031_G_CT01 | 55031 | G | CT01 | 3820 | Combustion Turbine |  | NENG_ME | Maine | 23 | Franklin | 7 | 23007 | 51.2 | 8700 | 1999 | 9999 |  |  | Y | Natural Gas, Distillate Fuel Oil |  |  |  | DLNB + H2O | SCR | [8 empty] | 0.01604 | 0.01604 | 0.01604 | 0.01604 | [11 empty] | Pixelle Androscoggin LLC | 100 | Verso Paper Corp | 100
Androscoggin Energy Center | 55031_G_CT02 | 55031 | G | CT02 | 3821 | Combustion Turbine |  | NENG_ME | Maine | 23 | Franklin | 7 | 23007 | 45.2 | 8700 | 1999 | 9999 |  |  | Y | Natural Gas, Distillate Fuel Oil |  |  |  | DLNB + H2O | SCR | [8 empty] | 0.0148 | 0.0148 | 0.0148 | 0.0148 | [11 empty] | Pixelle Androscoggin LLC | 100 | Verso Paper Corp | 100
Androscoggin Energy Center | 55031_G_CT03 | 55031 | G | CT03 | 3822 | Combustion Turbine |  | NENG_ME | Maine | 23 | Franklin | 7 | 23007 | 44.1 | 8700 | 2000 | 9999 |  |  | Y | Natural Gas, Distillate Fuel Oil |  |  |  | DLNB + H2O | SCR | [8 empty] | 0.018 | 0.018 | 0.018 | 0.018 | [11 empty] | Pixelle Androscoggin LLC | 100 | Verso Paper Corp | 100
Rio Bravo | 55039_G_GT1 | 55039 | G | GT1 | 3824 | Combustion Turbine |  | WECC_NM | New Mexico | 35 | Bernalillo | 1 | 35001 | 138 | 11264 | 2000 | 9999 |  |  | N | Natural Gas, Distillate Fuel Oil |  |  |  | DLNB + H2O | [8 empty] | 0.74 | 0.0333 | 0.0333 | 0.0333 | 0.0333 | [11 empty] | Public Service Co of New Mexico | 100 | PNM Resources Inc | 100
Mid-Georgia Cogeneration Facility | 55040_G_CT1 | 55040 | G | CT1 | 3825 | Combined Cycle |  | S_SOU | Georgia | 13 | Houston | 153 | 13153 | 101.5 | 6585 | 1997 | 9999 |  |  | Y | Natural Gas, Distillate Fuel Oil |  |  |  | DLNB + H2O | SCR | [7 empty] | 0.052 | 0.14251 | 0.06932 | 0.14251 | 0.06932 | [11 empty] | Mid Georgia Cogeneration LP | 100 | ArcLight Capital Partners LLC | 100
Mid-Georgia Cogeneration Facility | 55040_G_CT2 | 55040 | G | CT2 | 3826 | Combined Cycle |  | S_SOU | Georgia | 13 | Houston | 153 | 13153 | 101.5 | 6585 | 1998 | 9999 |  |  | Y | Natural Gas, Distillate Fuel Oil |  |  |  | DLNB + H2O | SCR | [7 empty] | 0.052 | 0.14251 | 0.06932 | 0.14251 | 0.06932 | [11 empty] | Mid Georgia Cogeneration LP | 100 | ArcLight Capital Partners LLC | 100
Mid-Georgia Cogeneration Facility | 55040_G_ST1 | 55040 | G | ST1 | 3825 | Combined Cycle |  | S_SOU | Georgia | 13 | Houston | 153 | 13153 | 100 | 6585 | 1997 | 9999 |  |  | Y | Natural Gas, Distillate Fuel Oil |  |  |  | DLNB + H2O | SCR | [7 empty] | 0.052 | 0.14251 | 0.06932 | 0.14251 | 0.06932 | [11 empty] | Mid Georgia Cogeneration LP | 100 | ArcLight Capital Partners LLC | 100
Berkshire Power | 55041_G_GEN2 | 55041 | G | GEN2 | 3827 | Combined Cycle |  | NENGREST | Massachusetts | 25 | Hampden | 13 | 25013 | 229.3 | 7110 | 1999 | 9999 |  |  | N | Natural Gas |  |  |  |  | SCR | [8 empty] | 0.012461 | 0.012461 | 0.012461 | 0.012461 | [11 empty] | Berkshire Power Co LLC | 100 | Tenaska Inc | 100
Bridgeport Energy Project | 55042_G_GEN1 | 55042 | G | GEN1 | 3828 | Combined Cycle |  | NENG_CT | Connecticut | 9 | Fairfield | 1 | 09001 | 164 | 7097 | 1998 | 9999 |  |  | N | Natural Gas |  |  |  | LNB | SCR | [7 empty] | 0.001 | 0.019755 | 0.019755 | 0.019755 | 0.019755 | [11 empty] | Bridgeport LLC | 100 | Carlyle Group (The) | 100
Bridgeport Energy Project | 55042_G_GEN2 | 55042 | G | GEN2 | 3829 | Combined Cycle |  | NENG_CT | Connecticut | 9 | Fairfield | 1 | 09001 | 164 | 7097 | 1998 | 9999 |  |  | N | Natural Gas |  |  |  | LNB | SCR | [7 empty] | 0.001 | 0.019755 | 0.019755 | 0.019755 | 0.019755 | [11 empty] | Bridgeport LLC | 100 | Carlyle Group (The) | 100
Bridgeport Energy Project | 55042_G_GEN3 | 55042 | G | GEN3 | 3828 | Combined Cycle |  | NENG_CT | Connecticut | 9 | Fairfield | 1 | 09001 | 164 | 7097 | 1999 | 9999 |  |  | N | Natural Gas |  |  |  | LNB | SCR | [7 empty] | 0.001 | 0.019755 | 0.019755 | 0.019755 | 0.019755 | [11 empty] | Bridgeport LLC | 100 | Carlyle Group (The) | 100
Cherokee County Cogen | 55043_G_GT1 | 55043 | G | GT1 | 3830 | Combined Cycle |  | S_VACA | South Carolina | 45 | Cherokee | 21 | 45021 | 51 | 7646 | 1998 | 9999 |  |  | Y | Natural Gas |  |  |  |  | SCR | [8 empty] | 0.028208 | 0.028208 | 0.028208 | 0.028208 | [11 empty] | Cherokee County Cogeneration Partners LLC | 100 | LS Power Group | 100
Cherokee County Cogen | 55043_G_ST1 | 55043 | G | ST1 | 3830 | Combined Cycle |  | S_VACA | South Carolina | 45 | Cherokee | 21 | 45021 | 35 | 7646 | 1998 | 9999 |  |  | Y | Natural Gas |  |  |  |  | SCR | [8 empty] | 0.028208 | 0.028208 | 0.028208 | 0.028208 | [11 empty] | Cherokee County Cogeneration Partners LLC | 100 | LS Power Group | 100
Pasadena Cogeneration | 55047_G_CTG1 | 55047 | G | CTG1 | 3831 | Combined Cycle |  | ERC_REST | Texas | 48 | Harris | 201 | 48201 | 165 | 7109 | 1998 | 9999 |  |  | Y | Natural Gas |  |  |  |  | SCR | [8 empty] | 0.015586 | 0.015586 | 0.015586 | 0.015586 | [11 empty] | Calpine Corp | 100 | Energy Capital Partners | 100
Pasadena Cogeneration | 55047_G_CTG2 | 55047 | G | CTG2 | 3832 | Combined Cycle |  | ERC_REST | Texas | 48 | Harris | 201 | 48201 | 165 | 7109 | 2000 | 9999 |  |  | Y | Natural Gas |  |  |  |  | SCR | [8 empty] | 0.026342 | 0.026342 | 0.026342 | 0.026342 | [11 empty] | Calpine Corp | 100 | Energy Capital Partners | 100
Pasadena Cogeneration | 55047_G_CTG3 | 55047 | G | CTG3 | 3833 | Combined Cycle |  | ERC_REST | Texas | 48 | Harris | 201 | 48201 | 165 | 7109 | 2000 | 9999 |  |  | Y | Natural Gas |  |  |  |  | SCR | [8 empty] | 0.026342 | 0.026342 | 0.026342 | 0.026342 | [11 empty] | Calpine Corp | 100 | Energy Capital Partners | 100
Pasadena Cogeneration | 55047_G_STG1 | 55047 | G | STG1 | 3831 | Combined Cycle |  | ERC_REST | Texas | 48 | Harris | 201 | 48201 | 60 | 7109 | 1998 | 9999 |  |  | Y | Natural Gas |  |  |  |  | SCR | [8 empty] | 0.015586 | 0.015586 | 0.015586 | 0.015586 | [11 empty] | Calpine Corp | 100 | Energy Capital Partners | 100
Pasadena Cogeneration | 55047_G_STG2 | 55047 | G | STG2 | 3832 | Combined Cycle |  | ERC_REST | Texas | 48 | Harris | 201 | 48201 | 165 | 7109 | 2000 | 9999 |  |  | Y | Natural Gas |  |  |  |  | SCR | [8 empty] | 0.026342 | 0.026342 | 0.026342 | 0.026342 | [11 empty] | Calpine Corp | 100 | Energy Capital Partners | 100
Tiverton Power Plant | 55048_G_UNT1 | 55048 | G | UNT1 | 3836 | Combined Cycle |  | NENGREST | Rhode Island | 44 | Newport | 5 | 44005 | 177.4 | 7243 | 2000 | 9999 |  |  | N | Natural Gas |  |  |  |  | SCR | [8 empty] | 0.01098 | 0.01098 | 0.01098 | 0.01098 | [11 empty] | Tiverton Power LLC | 100 | Carlyle Group (The) | 100
Tiverton Power Plant | 55048_G_UNT2 | 55048 | G | UNT2 | 3836 | Combined Cycle |  | NENGREST | Rhode Island | 44 | Newport | 5 | 44005 | 90.6 | 7243 | 2000 | 9999 |  |  | N | Natural Gas |  |  |  | NH3 | SCR | [8 empty] | 0.01098 | 0.01098 | 0.01098 | 0.01098 | [11 empty] | Tiverton Power LLC | 100 | Carlyle Group (The) | 100
Axiall Plaquemine | 55051_G_X773 | 55051 | G | X773 |  | Combustion Turbine |  | MIS_AMSO | Louisiana | 22 | Iberville | 47 | 22047 | 75 | 8700 | 1997 | 9999 |  |  | Y | Natural Gas | [12 empty] | 5.261 | 0.09746 | 0.09746 | 0.09746 | 0.09746 | [11 empty] | Axiall Corp | 100 | Georgia Gulf Corp | 100
Axiall Plaquemine | 55051_G_X774 | 55051 | G | X774 |  | Combustion Turbine |  | MIS_AMSO | Louisiana | 22 | Iberville | 47 | 22047 | 75 | 8700 | 1997 | 9999 |  |  | Y | Natural Gas | [12 empty] | 5.261 | 0.09709 | 0.09709 | 0.09709 | 0.09709 | [11 empty] | Axiall Corp | 100 | Georgia Gulf Corp | 100
Axiall Plaquemine | 55051_G_X775 | 55051 | G | X775 |  | Combustion Turbine |  | MIS_AMSO | Louisiana | 22 | Iberville | 47 | 22047 | 75 | 8700 | 1997 | 9999 |  |  | Y | Natural Gas | [12 empty] | 5.261 | 0.09873 | 0.09873 | 0.09873 | 0.09873 | [11 empty] | Axiall Corp | 100 | Georgia Gulf Corp | 100
Jameson Gas Processing Plant | 55052_G_620 | 55052 | G | 620 |  | Combustion Turbine | IC Engine | ERC_WEST | Texas | 48 | Coke | 81 | 48081 | 0.4 | 14286 | 1981 | 9999 |  |  | N | Natural Gas | [13 empty] | 1.061 | 1.061 | 1.061 | 1.061 | [11 empty] | C & L Processors Partnership | 100 | Sago Energy LP | 100
Jameson Gas Processing Plant | 55052_G_621 | 55052 | G | 621 |  | Combustion Turbine | IC Engine | ERC_WEST | Texas | 48 | Coke | 81 | 48081 | 0.4 | 14286 | 1981 | 9999 |  |  | N | Natural Gas | [13 empty] | 1.061 | 1.061 | 1.061 | 1.061 | [11 empty] | C & L Processors Partnership | 100 | Sago Energy LP | 100
Jameson Gas Processing Plant | 55052_G_622 | 55052 | G | 622 |  | Combustion Turbine | IC Engine | ERC_WEST | Texas | 48 | Coke | 81 | 48081 | 0.5 | 14286 | 1986 | 9999 |  |  | N | Natural Gas | [13 empty] | 1.061 | 1.061 | 1.061 | 1.061 | [11 empty] | C & L Processors Partnership | 100 | Sago Energy LP | 100
Jameson Gas Processing Plant | 55052_G_GN410 | 55052 | G | GN410 |  | Combustion Turbine | IC Engine | ERC_WEST | Texas | 48 | Coke | 81 | 48081 | 0.5 | 11686 | 2017 | 9999 |  |  | N | Natural Gas | [13 empty] | 1.061 | 1.061 | 1.061 | 1.061 | [11 empty] | C & L Processors Partnership | 100 | Sago Energy LP | 100
Livingston Generating Facility | 55054_G_1 | 55054 | G | 1 |  | Landfill Gas |  | PJM_COMD | Illinois | 17 | Livingston | 105 | 17105 | 3.4 | 17400 | 1999 | 9999 |  |  | N | Landfill Gas | [13 empty] | 0.22117 | 0.22117 | 0.22117 | 0.22117 | [11 empty] | Hoosier Energy Rural Electric Coop Inc | 100 | Hoosier Energy Rural Electric Coop Inc | 100
Livingston Generating Facility | 55054_G_3 | 55054 | G | 3 |  | Landfill Gas |  | PJM_COMD | Illinois | 17 | Livingston | 105 | 17105 | 3.4 | 17401 | 1999 | 9999 |  |  | N | Landfill Gas | [13 empty] | 0.22117 | 0.22117 | 0.22117 | 0.22117 | [11 empty] | Hoosier Energy Rural Electric Coop Inc | 100 | Hoosier Energy Rural Electric Coop Inc | 100
Livingston Generating Facility | 55054_G_GEN2 | 55054 | G | GEN2 |  | Landfill Gas |  | PJM_COMD | Illinois | 17 | Livingston | 105 | 17105 | 3.4 | 17401 | 2000 | 9999 |  |  | N | Landfill Gas | [13 empty] | 0.22117 | 0.22117 | 0.22117 | 0.22117 | [11 empty] | Hoosier Energy Rural Electric Coop Inc | 100 | Hoosier Energy Rural Electric Coop Inc | 100
Tenaska Georgia Generation Facility | 55061_G_GTG1 | 55061 | G | GTG1 | 3837 | Combustion Turbine |  | S_SOU | Georgia | 13 | Heard | 149 | 13149 | 157.5 | 11628 | 2001 | 9999 |  |  | N | Natural Gas, Distillate Fuel Oil |  |  |  | DLNB + H2O | [8 empty] | 0.052 | 0.0313 | 0.0313 | 0.0313 | 0.0313 | [11 empty] | Tenaska Georgia Partners LP | 100 | Tenaska Inc | 100
Tenaska Georgia Generation Facility | 55061_G_GTG2 | 55061 | G | GTG2 | 3838 | Combustion Turbine |  | S_SOU | Georgia | 13 | Heard | 149 | 13149 | 157.5 | 11628 | 2001 | 9999 |  |  | N | Natural Gas, Distillate Fuel Oil |  |  |  | DLNB + H2O | [8 empty] | 0.052 | 0.03267 | 0.03267 | 0.03267 | 0.03267 | [11 empty] | Tenaska Georgia Partners LP | 100 | Tenaska Inc | 100
Tenaska Georgia Generation Facility | 55061_G_GTG3 | 55061 | G | GTG3 | 3839 | Combustion Turbine |  | S_SOU | Georgia | 13 | Heard | 149 | 13149 | 157.5 | 11628 | 2001 | 9999 |  |  | N | Natural Gas, Distillate Fuel Oil |  |  |  | DLNB + H2O | [8 empty] | 0.052 | 0.02844 | 0.02844 | 0.02844 | 0.02844 | [11 empty] | Tenaska Georgia Partners LP | 100 | Tenaska Inc | 100
Tenaska Georgia Generation Facility | 55061_G_GTG4 | 55061 | G | GTG4 | 3840 | Combustion Turbine |  | S_SOU | Georgia | 13 | Heard | 149 | 13149 | 157.5 | 11632 | 2002 | 9999 |  |  | N | Natural Gas, Distillate Fuel Oil |  |  |  | DLNB + H2O | [8 empty] | 0.052 | 0.04206 | 0.04206 | 0.04206 | 0.04206 | [11 empty] | Tenaska Georgia Partners LP | 100 | Tenaska Inc | 100
Tenaska Georgia Generation Facility | 55061_G_GTG5 | 55061 | G | GTG5 | 3841 | Combustion Turbine |  | S_SOU | Georgia | 13 | Heard | 149 | 13149 | 157.5 | 11632 | 2002 | 9999 |  |  | N | Natural Gas, Distillate Fuel Oil |  |  |  | DLNB + H2O | [8 empty] | 0.052 | 0.047 | 0.047 | 0.047 | 0.047 | [11 empty] | Tenaska Georgia Partners LP | 100 | Tenaska Inc | 100
Tenaska Georgia Generation Facility | 55061_G_GTG6 | 55061 | G | GTG6 | 3842 | Combustion Turbine |  | S_SOU | Georgia | 13 | Heard | 149 | 13149 | 157.5 | 11632 | 2002 | 9999 |  |  | N | Natural Gas, Distillate Fuel Oil |  |  |  | DLNB + H2O | [8 empty] | 0.052 | 0.03642 | 0.03642 | 0.03642 | 0.03642 | [11 empty] | Tenaska Georgia Partners LP | 100 | Tenaska Inc | 100
Tenaska Frontier Generation Station | 55062_G_GTG1 | 55062 | G | GTG1 | 3843 | Combined Cycle |  | ERC_FRNT | Texas | 48 | Grimes | 185 | 48185 | 155 | 7173 | 2000 | 9999 |  |  | N | Natural Gas, Distillate Fuel Oil |  |  |  | DLNB | [9 empty] | 0.039955 | 0.039955 | 0.039955 | 0.039955 | [11 empty] | Tenaska Frontier Partners Ltd | 100 | Tenaska Inc | 100
Tenaska Frontier Generation Station | 55062_G_GTG2 | 55062 | G | GTG2 | 3844 | Combined Cycle |  | ERC_FRNT | Texas | 48 | Grimes | 185 | 48185 | 155 | 7173 | 2000 | 9999 |  |  | N | Natural Gas, Distillate Fuel Oil |  |  |  | DLNB | [9 empty] | 0.039955 | 0.039955 | 0.039955 | 0.039955 | [11 empty] | Tenaska Frontier Partners Ltd | 100 | Tenaska Inc | 100
Tenaska Frontier Generation Station | 55062_G_GTG3 | 55062 | G | GTG3 | 3845 | Combined Cycle |  | ERC_FRNT | Texas | 48 | Grimes | 185 | 48185 | 155 | 7173 | 2000 | 9999 |  |  | N | Natural Gas, Distillate Fuel Oil |  |  |  | DLNB | [9 empty] | 0.039955 | 0.039955 | 0.039955 | 0.039955 | [11 empty] | Tenaska Frontier Partners Ltd | 100 | Tenaska Inc | 100
Tenaska Frontier Generation Station | 55062_G_STG1 | 55062 | G | STG1 | 3843 | Combined Cycle |  | ERC_FRNT | Texas | 48 | Grimes | 185 | 48185 | 395 | 7173 | 2000 | 9999 |  |  | N | Natural Gas, Distillate Fuel Oil |  |  |  | DLNB | [9 empty] | 0.039955 | 0.039955 | 0.039955 | 0.039955 | [11 empty] | Tenaska Frontier Partners Ltd | 100 | Tenaska Inc | 100
Batesville Generation Facility | 55063_G_CTG1 | 55063 | G | CTG1 | 3846 | Combined Cycle |  | S_C_TVA | Mississippi | 28 | Panola | 107 | 28107 | 176 | 7350 | 2000 | 9999 |  |  | N | Natural Gas |  |  |  |  | SCR | [8 empty] | 0.02559 | 0.02559 | 0.02559 | 0.02559 | [11 empty] | Cooperative Energy | 100 | South Mississippi Electric Power Association | 100
Batesville Generation Facility | 55063_G_CTG2 | 55063 | G | CTG2 | 3847 | Combined Cycle |  | S_C_TVA | Mississippi | 28 | Panola | 107 | 28107 | 176 | 7350 | 2000 | 9999 |  |  | N | Natural Gas |  |  |  |  | SCR | [8 empty] | 0.025081 | 0.025081 | 0.025081 | 0.025081 | [11 empty] | Cooperative Energy | 100 | South Mississippi Electric Power Association | 100
Batesville Generation Facility | 55063_G_CTG3 | 55063 | G | CTG3 | 3848 | Combined Cycle |  | S_C_TVA | Mississippi | 28 | Panola | 107 | 28107 | 176 | 7350 | 2000 | 9999 |  |  | N | Natural Gas |  |  |  |  | SCR | [8 empty] | 0.025991 | 0.025991 | 0.025991 | 0.025991 | [11 empty] | Cooperative Energy | 100 | South Mississippi Electric Power Association | 100
Batesville Generation Facility | 55063_G_STG1 | 55063 | G | STG1 | 3846 | Combined Cycle |  | S_C_TVA | Mississippi | 28 | Panola | 107 | 28107 | 110 | 7350 | 2000 | 9999 |  |  | N | Natural Gas |  |  |  | LNB | SCR | [8 empty] | 0.02559 | 0.02559 | 0.02559 | 0.02559 | [11 empty] | Cooperative Energy | 100 | South Mississippi Electric Power Association | 100
Batesville Generation Facility | 55063_G_STG2 | 55063 | G | STG2 | 3847 | Combined Cycle |  | S_C_TVA | Mississippi | 28 | Panola | 107 | 28107 | 110 | 7350 | 2000 | 9999 |  |  | N | Natural Gas |  |  |  | LNB | SCR | [8 empty] | 0.025081 | 0.025081 | 0.025081 | 0.025081 | [11 empty] | Cooperative Energy | 100 | South Mississippi Electric Power Association | 100
Batesville Generation Facility | 55063_G_STG3 | 55063 | G | STG3 | 3848 | Combined Cycle |  | S_C_TVA | Mississippi | 28 | Panola | 107 | 28107 | 110 | 7350 | 2000 | 9999 |  |  | N | Natural Gas |  |  |  | LNB | SCR | [8 empty] | 0.025991 | 0.025991 | 0.025991 | 0.025991 | [11 empty] | Cooperative Energy | 100 | South Mississippi Electric Power Association | 100
Black Hawk Station | 55064_G_UNT1 | 55064 | G | UNT1 | 3849 | Combustion Turbine |  | SPP_SPS | Texas | 48 | Hutchinson | 233 | 48233 | 111.2 | 8700 | 1999 | 9999 |  |  | Y | Natural Gas |  |  |  | DLNB | SCR | [7 empty] | 0.019 | 0.04964 | 0.04929 | 0.04964 | 0.04929 | [11 empty] | Quixx Corp | 44.55 | Xcel Energy Inc | 45
Black Hawk Station | 55064_G_UNT2B | 55064 | G | UNT2B | 3850 | Combustion Turbine |  | SPP_SPS | Texas | 48 | Hutchinson | 233 | 48233 | 113.3 | 8700 | 2005 | 9999 |  |  | Y | Natural Gas |  |  |  | DLNB | SCR | [7 empty] | 0.019 | 0.05034 | 0.05028 | 0.05034 | 0.05028 | [11 empty] | Quixx Corp | 44.55 | Xcel Energy Inc | 45
Mustang Station | 55065_G_GEN1 | 55065 | G | GEN1 | 3851 | Combined Cycle |  | SPP_SPS | Texas | 48 | Yoakum | 501 | 48501 | 154 | 7999 | 1999 | 9999 |  |  | N | Natural Gas |  |  |  | DLNB | [8 empty] | 0.015 | 0.030146 | 0.030146 | 0.030146 | 0.030146 | [11 empty] | Golden Spread Electric Coop Inc | 100 | Golden Spread Electric Coop Inc | 100
Mustang Station | 55065_G_GEN2 | 55065 | G | GEN2 | 3852 | Combined Cycle |  | SPP_SPS | Texas | 48 | Yoakum | 501 | 48501 | 153 | 7999 | 1999 | 9999 |  |  | N | Natural Gas |  |  |  | DLNB | [8 empty] | 0.015 | 0.030146 | 0.030146 | 0.030146 | 0.030146 | [11 empty] | Golden Spread Electric Coop Inc | 100 | Golden Spread Electric Coop Inc | 100
Mustang Station | 55065_G_GEN3 | 55065 | G | GEN3 | 3851 | Combined Cycle |  | SPP_SPS | Texas | 48 | Yoakum | 501 | 48501 | 157 | 7999 | 2000 | 9999 |  |  | N | Natural Gas |  |  |  | DLNB | [8 empty] | 0.015 | 0.030146 | 0.030146 | 0.030146 | 0.030146 | [11 empty] | Golden Spread Electric Coop Inc | 100 | Golden Spread Electric Coop Inc | 100
Heat Recovery Coke Facility | 55066_G_TG18 | 55066 | G | TG18 |  | Non-Fossil Waste |  | MIS_INKY | Indiana | 18 | Lake | 89 | 18089 | 88 | 11084 | 1998 | 9999 |  |  | N | Non-Fossil Waste | [13 empty] | 0 | 0 | 0 | 0 | [11 empty] | Cokenergy Inc | 100 | Atlantic Power Corp | 100
MPEA Energy Center | 55067_G_GEN4 | 55067 | G | GEN4 |  | Combustion Turbine | IC Engine | PJM_COMD | Illinois | 17 | Cook | 31 | 17031 | 2 | 12283 | 2010 | 9999 |  |  | N | Distillate Fuel Oil | [13 empty] | 1.6498 | 1.6498 | 1.6498 | 1.6498 | [11 empty] | MPEA Energy Center | 100 | ENGIE SA | 100
MPEA Energy Center | 55067_G_GEN5 | 55067 | G | GEN5 |  | Combustion Turbine | IC Engine | PJM_COMD | Illinois | 17 | Cook | 31 | 17031 | 2 | 12283 | 2010 | 9999 |  |  | N | Distillate Fuel Oil | [13 empty] | 1.6498 | 1.6498 | 1.6498 | 1.6498 | [11 empty] | MPEA Energy Center | 100 | ENGIE SA | 100
MPEA Energy Center | 55067_G_GEN6 | 55067 | G | GEN6 |  | Combustion Turbine | IC Engine | PJM_COMD | Illinois | 17 | Cook | 31 | 17031 | 2 | 12283 | 2010 | 9999 |  |  | N | Distillate Fuel Oil | [13 empty] | 1.6498 | 1.6498 | 1.6498 | 1.6498 | [11 empty] | MPEA Energy Center | 100 | ENGIE SA | 100
Maine Independence Station | 55068_G_GEN1 | 55068 | G | GEN1 | 3853 | Combined Cycle |  | NENG_ME | Maine | 23 | Penobscot | 19 | 23019 | 156.7 | 7528 | 2000 | 9999 |  |  | N | Natural Gas |  |  |  | DLNB | SCR | [8 empty] | 0.021164 | 0.021164 | 0.021164 | 0.021164 | [11 empty] | Casco Bay Energy Co LLC | 100 | Vistra Energy | 100
Maine Independence Station | 55068_G_GEN2 | 55068 | G | GEN2 | 3854 | Combined Cycle |  | NENG_ME | Maine | 23 | Penobscot | 19 | 23019 | 157.7 | 7528 | 2000 | 9999 |  |  | N | Natural Gas |  |  |  | DLNB | SCR | [8 empty] | 0.021164 | 0.021164 | 0.021164 | 0.021164 | [11 empty] | Casco Bay Energy Co LLC | 100 | Vistra Energy | 100
Maine Independence Station | 55068_G_GEN3 | 55068 | G | GEN3 | 3853 | Combined Cycle |  | NENG_ME | Maine | 23 | Penobscot | 19 | 23019 | 179.6 | 7528 | 2000 | 9999 |  |  | N | Natural Gas |  |  |  | DLNB | SCR | [8 empty] | 0.021164 | 0.021164 | 0.021164 | 0.021164 | [11 empty] | Casco Bay Energy Co LLC | 100 | Vistra Energy | 100
Lakeview Gas Recovery | 55074_G_GEN1 | 55074 | G | GEN1 |  | Landfill Gas |  | PJM_PENE | Pennsylvania | 42 | Erie | 49 | 42049 | 3 | 13500 | 1997 | 9999 |  |  | N | Landfill Gas | [13 empty] | 0.06265 | 0.06265 | 0.06265 | 0.06265 | [11 empty] | WM Renewable Energy LLC | 100 | Waste Management Inc | 100
Lakeview Gas Recovery | 55074_G_GEN2 | 55074 | G | GEN2 |  | Landfill Gas |  | PJM_PENE | Pennsylvania | 42 | Erie | 49 | 42049 | 3 | 13500 | 1997 | 9999 |  |  | N | Landfill Gas | [13 empty] | 0.06265 | 0.06265 | 0.06265 | 0.06265 | [11 empty] | WM Renewable Energy LLC | 100 | Waste Management Inc | 100
Pine Bluff Energy Center | 55075_G_CT01 | 55075 | G | CT01 | 3855 | Combined Cycle |  | MIS_AR | Arkansas | 5 | Jefferson | 69 | 05069 | 145 | 5623 | 2001 | 9999 |  |  | Y | Natural Gas |  |  |  | DLNB + H2O | [9 empty] | 0.03963 | 0.03963 | 0.03963 | 0.03963 | [11 empty] | Pine Bluff Energy LLC | 100 | Energy Capital Partners | 100
Pine Bluff Energy Center | 55075_G_ST01 | 55075 | G | ST01 | 3855 | Combined Cycle |  | MIS_AR | Arkansas | 5 | Jefferson | 69 | 05069 | 47 | 5623 | 2001 | 9999 |  |  | Y | Natural Gas |  |  |  | LNB | [9 empty] | 0.03963 | 0.03963 | 0.03963 | 0.03963 | [11 empty] | Pine Bluff Energy LLC | 100 | Energy Capital Partners | 100
Millennium Power | 55079_G_CT01 | 55079 | G | CT01 | 3862 | Combined Cycle |  | NENGREST | Massachusetts | 25 | Worcester | 27 | 25027 | 214.8 | 7223 | 2001 | 9999 |  |  | N | Natural Gas |  |  |  | H2O | SCR | [8 empty] | 0.012921 | 0.012921 | 0.012921 | 0.012921 | [11 empty] | Millennium Power Partners LP | 100 | Riverstone Holdings LLC | 100
Millennium Power | 55079_G_ST01 | 55079 | G | ST01 | 3862 | Combined Cycle |  | NENGREST | Massachusetts | 25 | Worcester | 27 | 25027 | 120.1 | 7223 | 2001 | 9999 |  |  | N | Natural Gas |  |  |  | H2O | SCR | [8 empty] | 0.012921 | 0.012921 | 0.012921 | 0.012921 | [11 empty] | Millennium Power Partners LP | 100 | Riverstone Holdings LLC | 100
Brownsville Peaking Power | 55081_G_1 | 55081 | G | 1 | 1456 | Combustion Turbine |  | S_C_TVA | Tennessee | 47 | Haywood | 75 | 47075 | 110 | 11344 | 1999 | 9999 |  |  | N | Natural Gas | [12 empty] | 5 | 0.05401 | 0.05401 | 0.05401 | 0.05401 | [11 empty] | Brownsville Power I LLC | 100 | Tennessee Valley Authority | 100
Brownsville Peaking Power | 55081_G_2 | 55081 | G | 2 | 1457 | Combustion Turbine |  | S_C_TVA | Tennessee | 47 | Haywood | 75 | 47075 | 110 | 11344 | 1999 | 9999 |  |  | N | Natural Gas | [12 empty] | 5 | 0.0541 | 0.0541 | 0.0541 | 0.0541 | [11 empty] | Brownsville Power I LLC | 100 | Tennessee Valley Authority | 100
Brownsville Peaking Power | 55081_G_3 | 55081 | G | 3 | 1458 | Combustion Turbine |  | S_C_TVA | Tennessee | 47 | Haywood | 75 | 47075 | 118 | 11344 | 1999 | 9999 |  |  | N | Natural Gas | [12 empty] | 5 | 0.08823 | 0.08823 | 0.08823 | 0.08823 | [11 empty] | Brownsville Power I LLC | 100 | Tennessee Valley Authority | 100
Brownsville Peaking Power | 55081_G_4 | 55081 | G | 4 | 1459 | Combustion Turbine |  | S_C_TVA | Tennessee | 47 | Haywood | 75 | 47075 | 118 | 11344 | 1999 | 9999 |  |  | N | Natural Gas | [12 empty] | 5 | 0.09126 | 0.09126 | 0.09126 | 0.09126 | [11 empty] | Brownsville Power I LLC | 100 | Tennessee Valley Authority | 100
Crockett Cogen Project | 55084_G_GE1 | 55084 | G | GE1 |  | Combined Cycle |  | WEC_CALN | California | 6 | Contra Costa | 13 | 06013 | 247.4 | 6218 | 1995 | 9999 |  |  | Y | Natural Gas |  |  |  | LNB + NH3 | SCR | [8 empty] | 0.01253 | 0.01253 | 0.01253 | 0.01253 | [11 empty] | Crockett Cogeneration | 100 | Starwood Capital Group Global LLC | 100
Gregory Power Facility | 55086_G_GT1A | 55086 | G | GT1A | 3863 | Combined Cycle |  | ERC_REST | Texas | 48 | San Patricio | 409 | 48409 | 141 | 5500 | 2000 | 9999 |  |  | Y | Natural Gas |  |  |  | DLNB | [9 empty] | 0.03032 | 0.03032 | 0.03032 | 0.03032 | [11 empty] | Gregory Power Partners LP | 100 | NRG Energy Inc | 100
Gregory Power Facility | 55086_G_GT1B | 55086 | G | GT1B | 3864 | Combined Cycle |  | ERC_REST | Texas | 48 | San Patricio | 409 | 48409 | 140 | 5500 | 2000 | 9999 |  |  | Y | Natural Gas |  |  |  | DLNB | [9 empty] | 0.03032 | 0.03032 | 0.03032 | 0.03032 | [11 empty] | Gregory Power Partners LP | 100 | NRG Energy Inc | 100
Gregory Power Facility | 55086_G_STG | 55086 | G | STG | 3863 | Combined Cycle |  | ERC_REST | Texas | 48 | San Patricio | 409 | 48409 | 85 | 5500 | 2000 | 9999 |  |  | Y | Natural Gas |  |  |  | LNB | [9 empty] | 0.03032 | 0.03032 | 0.03032 | 0.03032 | [11 empty] | Gregory Power Partners LP | 100 | NRG Energy Inc | 100
Zeeland Generating Station | 55087_G_1A | 55087 | G | 1A | 3865 | Combustion Turbine |  | MIS_LMI | Michigan | 26 | Ottawa | 139 | 26139 | 157.6 | 11966 | 2001 | 9999 |  |  | N | Natural Gas |  |  |  | DLNB | [8 empty] | 1.67 | 0.03357 | 0.03357 | 0.03357 | 0.03357 | [11 empty] | Consumers Energy Co | 100 | CMS Energy Corp | 100
Zeeland Generating Station | 55087_G_1B | 55087 | G | 1B | 3866 | Combustion Turbine |  | MIS_LMI | Michigan | 26 | Ottawa | 139 | 26139 | 157.1 | 11966 | 2001 | 9999 |  |  | N | Natural Gas |  |  |  | DLNB | [8 empty] | 1.67 | 0.03496 | 0.03496 | 0.03496 | 0.03496 | [11 empty] | Consumers Energy Co | 100 | CMS Energy Corp | 100
Zeeland Generating Station | 55087_G_2A | 55087 | G | 2A | 3867 | Combined Cycle |  | MIS_LMI | Michigan | 26 | Ottawa | 139 | 26139 | 159 | 7272 | 2002 | 9999 |  |  | N | Natural Gas |  |  |  | LNB | SCR | [7 empty] | 0.8 | 0.01046 | 0.01046 | 0.01046 | 0.01046 | [11 empty] | Consumers Energy Co | 100 | CMS Energy Corp | 100
Zeeland Generating Station | 55087_G_2B | 55087 | G | 2B | 3868 | Combined Cycle |  | MIS_LMI | Michigan | 26 | Ottawa | 139 | 26139 | 159.6 | 7272 | 2002 | 9999 |  |  | N | Natural Gas |  |  |  | LNB | SCR | [7 empty] | 0.8 | 0.01046 | 0.01046 | 0.01046 | 0.01046 | [11 empty] | Consumers Energy Co | 100 | CMS Energy Corp | 100
Zeeland Generating Station | 55087_G_2C | 55087 | G | 2C | 3867 | Combined Cycle |  | MIS_LMI | Michigan | 26 | Ottawa | 139 | 26139 | 207 | 7272 | 2002 | 9999 |  |  | N | Natural Gas |  |  |  | LNB | SCR | [7 empty] | 0.8 | 0.01046 | 0.01046 | 0.01046 | 0.01046 | [11 empty] | Consumers Energy Co | 100 | CMS Energy Corp | 100
Dearborn Industrial Generation | 55088_G_GT 1 | 55088 | G | GT 1 | 89289 | Combustion Turbine |  | MIS_LMI | Michigan | 26 | Wayne | 163 | 26163 | 163 | 8700 | 2001 | 9999 |  |  | Y | Natural Gas |  |  |  | DLNB | [9 empty] | 0.02568 | 0.02568 | 0.02568 | 0.02568 | [11 empty] | Dearborn Industrial Generation LLC | 100 | CMS Energy Corp | 100
Dearborn Industrial Generation | 55088_G_GT2 | 55088 | G | GT2 | 89290 | Combustion Turbine |  | MIS_LMI | Michigan | 26 | Wayne | 163 | 26163 | 163 | 8700 | 2001 | 9999 |  |  | Y | Natural Gas |  |  |  | DLNB | [9 empty] | 0.02733 | 0.02733 | 0.02733 | 0.02733 | [11 empty] | Dearborn Industrial Generation LLC | 100 | CMS Energy Corp | 100
Dearborn Industrial Generation | 55088_G_GTP1 | 55088 | G | GTP1 | 3869 | Combustion Turbine |  | MIS_LMI | Michigan | 26 | Wayne | 163 | 26163 | 163 | 10745 | 1999 | 9999 |  |  | N | Natural Gas |  |  |  | DLNB | [9 empty] | 0.03009 | 0.03009 | 0.03009 | 0.03009 | [11 empty] | Dearborn Industrial Generation LLC | 100 | CMS Energy Corp | 100
Taft Cogeneration Facility | 55089_G_CT1 | 55089 | G | CT1 | 3870 | Combined Cycle |  | MIS_AMSO | Louisiana | 22 | St Charles | 89 | 22089 | 146.6 | 6731 | 2002 | 9999 |  |  | Y | Natural Gas |  |  |  | DLNB | [9 empty] | 0.028661 | 0.028661 | 0.028661 | 0.028661 | [11 empty] | Occidental Chemical Corp | 100 | Occidental Petroleum Corp | 100
Taft Cogeneration Facility | 55089_G_CT2 | 55089 | G | CT2 | 3871 | Combined Cycle |  | MIS_AMSO | Louisiana | 22 | St Charles | 89 | 22089 | 142.9 | 6731 | 2002 | 9999 |  |  | Y | Natural Gas |  |  |  | DLNB | [9 empty] | 0.028661 | 0.028661 | 0.028661 | 0.028661 | [11 empty] | Occidental Chemical Corp | 100 | Occidental Petroleum Corp | 100
Taft Cogeneration Facility | 55089_G_CT3 | 55089 | G | CT3 | 3872 | Combined Cycle |  | MIS_AMSO | Louisiana | 22 | St Charles | 89 | 22089 | 150.3 | 6731 | 2002 | 9999 |  |  | Y | Natural Gas |  |  |  | DLNB | [9 empty] | 0.028661 | 0.028661 | 0.028661 | 0.028661 | [11 empty] | Occidental Chemical Corp | 100 | Occidental Petroleum Corp | 100
Taft Cogeneration Facility | 55089_G_ST1 | 55089 | G | ST1 | 3870 | Combined Cycle |  | MIS_AMSO | Louisiana | 22 | St Charles | 89 | 22089 | 299.1 | 6731 | 2002 | 9999 |  |  | Y | Natural Gas |  |  |  | LNB | [9 empty] | 0.028661 | 0.028661 | 0.028661 | 0.028661 | [11 empty] | Occidental Chemical Corp | 100 | Occidental Petroleum Corp | 100
Plummer Cogen | 55090_G_GEN1 | 55090 | G | GEN1 |  | Biomass |  | WECC_PNW | Idaho | 16 | Benewah | 9 | 16009 | 5.8 | 5415 | 1982 | 9999 |  |  | Y | Biomass | [13 empty] | 0.22033 | 0.22033 | 0.22033 | 0.22033 | [11 empty] | Stimson Lumber Co | 100 | Stimson Lumber Co | 100
Midlothian Energy Facility | 55091_G_STK1 | 55091 | G | STK1 | 3873 | Combined Cycle |  | ERC_REST | Texas | 48 | Ellis | 139 | 48139 | 260 | 7750 | 2000 | 9999 |  |  | N | Natural Gas |  |  |  | DLNB + H2O | SCR | [8 empty] | 0.01447 | 0.01447 | 0.01447 | 0.01447 | [11 empty] | Midlothian Energy LP | 100 | Vistra Energy | 100
Midlothian Energy Facility | 55091_G_STK2 | 55091 | G | STK2 | 3874 | Combined Cycle |  | ERC_REST | Texas | 48 | Ellis | 139 | 48139 | 260 | 7732 | 2000 | 9999 |  |  | N | Natural Gas |  |  |  | DLNB + H2O | SCR | [8 empty] | 0.014877 | 0.014877 | 0.014877 | 0.014877 | [11 empty] | Midlothian Energy LP | 100 | Vistra Energy | 100
Midlothian Energy Facility | 55091_G_STK3 | 55091 | G | STK3 | 3875 | Combined Cycle |  | ERC_REST | Texas | 48 | Ellis | 139 | 48139 | 260 | 7759 | 2000 | 9999 |  |  | N | Natural Gas |  |  |  | DLNB + H2O | SCR | [8 empty] | 0.014853 | 0.014853 | 0.014853 | 0.014853 | [11 empty] | Midlothian Energy LP | 100 | Vistra Energy | 100
Midlothian Energy Facility | 55091_G_STK4 | 55091 | G | STK4 | 3876 | Combined Cycle |  | ERC_REST | Texas | 48 | Ellis | 139 | 48139 | 259 | 7720 | 2000 | 9999 |  |  | N | Natural Gas |  |  |  | DLNB | SCR | [8 empty] | 0.015008 | 0.015008 | 0.015008 | 0.015008 | [11 empty] | Midlothian Energy LP | 100 | Vistra Energy | 100
Midlothian Energy Facility | 55091_G_STK5 | 55091 | G | STK5 | 3877 | Combined Cycle |  | ERC_REST | Texas | 48 | Ellis | 139 | 48139 | 279 | 7730 | 2001 | 9999 |  |  | N | Natural Gas |  |  |  | DLNB | SCR | [8 empty] | 0.015888 | 0.015888 | 0.015888 | 0.015888 | [11 empty] | American National Power Inc | 100 | Vistra Energy | 100
Midlothian Energy Facility | 55091_G_STK6 | 55091 | G | STK6 | 3878 | Combined Cycle |  | ERC_REST | Texas | 48 | Ellis | 139 | 48139 | 284 | 7695 | 2001 | 9999 |  |  | N | Natural Gas |  |  |  | DLNB | SCR | [8 empty] | 0.014356 | 0.014356 | 0.014356 | 0.014356 | [11 empty] | American National Power Inc | 100 | Vistra Energy | 100
MM Taunton Energy | 55093_G_UNT1 | 55093 | G | UNT1 |  | Landfill Gas |  | NENGREST | Massachusetts | 25 | Bristol | 5 | 25005 | 0.9 | 13500 | 1997 | 9999 |  |  | N | Landfill Gas | [13 empty] | 0.13831 | 0.13831 | 0.13831 | 0.13831 | [11 empty] | MM Taunton Energy LLC | 100 | FORTISTAR | 100
MM Taunton Energy | 55093_G_UNT2 | 55093 | G | UNT2 |  | Landfill Gas |  | NENGREST | Massachusetts | 25 | Bristol | 5 | 25005 | 0.9 | 13500 | 1997 | 9999 |  |  | N | Landfill Gas | [13 empty] | 0.13831 | 0.13831 | 0.13831 | 0.13831 | [11 empty] | MM Taunton Energy LLC | 100 | FORTISTAR | 100
MM Taunton Energy | 55093_G_UNT3 | 55093 | G | UNT3 |  | Landfill Gas |  | NENGREST | Massachusetts | 25 | Bristol | 5 | 25005 | 0.9 | 13500 | 2011 | 9999 |  |  | N | Landfill Gas | [13 empty] | 0.22407 | 0.22407 | 0.22407 | 0.22407 | [11 empty] | MM Taunton Energy LLC | 100 | FORTISTAR | 100
MM Taunton Energy | 55093_G_UNT4 | 55093 | G | UNT4 |  | Landfill Gas |  | NENGREST | Massachusetts | 25 | Bristol | 5 | 25005 | 0.9 | 13500 | 2011 | 9999 |  |  | N | Landfill Gas | [13 empty] | 0.21014 | 0.21014 | 0.21014 | 0.21014 | [11 empty] | MM Taunton Energy LLC | 100 | FORTISTAR | 100
MM San Diego-Miramar | 55094_G_UNT1 | 55094 | G | UNT1 |  | Landfill Gas |  | WEC_SDGE | California | 6 | San Diego | 73 | 06073 | 1.6 | 10236 | 1997 | 9999 |  |  | Y | Landfill Gas | [13 empty] | 0.12909 | 0.12909 | 0.12909 | 0.12909 | [11 empty] | MM San Diego LLC | 100 | FORTISTAR | 100
MM San Diego-Miramar | 55094_G_UNT2 | 55094 | G | UNT2 |  | Landfill Gas |  | WEC_SDGE | California | 6 | San Diego | 73 | 06073 | 1.6 | 10236 | 1997 | 9999 |  |  | Y | Landfill Gas | [13 empty] | 0.12909 | 0.12909 | 0.12909 | 0.12909 | [11 empty] | MM San Diego LLC | 100 | FORTISTAR | 100
MM San Diego-Miramar | 55094_G_UNT3 | 55094 | G | UNT3 |  | Landfill Gas |  | WEC_SDGE | California | 6 | San Diego | 73 | 06073 | 1.6 | 10236 | 1997 | 9999 |  |  | Y | Landfill Gas | [13 empty] | 0.12909 | 0.12909 | 0.12909 | 0.12909 | [11 empty] | MM San Diego LLC | 100 | FORTISTAR | 100
MM San Diego-Miramar | 55094_G_UNT4 | 55094 | G | UNT4 |  | Landfill Gas |  | WEC_SDGE | California | 6 | San Diego | 73 | 06073 | 1.6 | 10236 | 1997 | 9999 |  |  | Y | Landfill Gas | [13 empty] | 0.12909 | 0.12909 | 0.12909 | 0.12909 | [11 empty] | MM San Diego LLC | 100 | FORTISTAR | 100
Portside Energy | 55096_G_GT | 55096 | G | GT | 9950 | Combustion Turbine |  | MIS_INKY | Indiana | 18 | Porter | 127 | 18127 | 34 | 8700 | 1997 | 9999 |  |  | Y | Natural Gas |  |  |  | DLNB | SCR | [8 empty] | 0.04177 | 0.04177 | 0.04177 | 0.04177 | [11 empty] | Portside Energy Corp | 100 | Atlantic Power Corp | 100
Lamar Power Project | 55097_G_CTG1 | 55097 | G | CTG1 | 3879 | Combined Cycle |  | ERC_REST | Texas | 48 | Lamar | 277 | 48277 | 161 | 7254 | 2000 | 9999 |  |  | N | Natural Gas |  |  |  | DLNB | [9 empty] | 0.032856 | 0.032856 | 0.032856 | 0.032856 | [11 empty] | La Frontera Holdings LLC | 100 | Vistra Energy | 100
Lamar Power Project | 55097_G_CTG2 | 55097 | G | CTG2 | 3880 | Combined Cycle |  | ERC_REST | Texas | 48 | Lamar | 277 | 48277 | 153 | 7254 | 2000 | 9999 |  |  | N | Natural Gas |  |  |  | DLNB | [9 empty] | 0.032856 | 0.032856 | 0.032856 | 0.032856 | [11 empty] | La Frontera Holdings LLC | 100 | Vistra Energy | 100
Lamar Power Project | 55097_G_CTG3 | 55097 | G | CTG3 | 3881 | Combined Cycle |  | ERC_REST | Texas | 48 | Lamar | 277 | 48277 | 153 | 7254 | 2000 | 9999 |  |  | N | Natural Gas |  |  |  | DLNB | [9 empty] | 0.031931 | 0.031931 | 0.031931 | 0.031931 | [11 empty] | La Frontera Holdings LLC | 100 | Vistra Energy | 100
Lamar Power Project | 55097_G_CTG4 | 55097 | G | CTG4 | 3882 | Combined Cycle |  | ERC_REST | Texas | 48 | Lamar | 277 | 48277 | 161 | 7254 | 2000 | 9999 |  |  | N | Natural Gas |  |  |  | DLNB | [9 empty] | 0.031931 | 0.031931 | 0.031931 | 0.031931 | [11 empty] | La Frontera Holdings LLC | 100 | Vistra Energy | 100
Lamar Power Project | 55097_G_STG1 | 55097 | G | STG1 | 3879 | Combined Cycle |  | ERC_REST | Texas | 48 | Lamar | 277 | 48277 | 204 | 7254 | 2000 | 9999 |  |  | N | Natural Gas |  |  |  | LNB | [9 empty] | 0.032856 | 0.032856 | 0.032856 | 0.032856 | [11 empty] | La Frontera Holdings LLC | 100 | Vistra Energy | 100
Lamar Power Project | 55097_G_STG2 | 55097 | G | STG2 | 3881 | Combined Cycle |  | ERC_REST | Texas | 48 | Lamar | 277 | 48277 | 204 | 7254 | 2000 | 9999 |  |  | N | Natural Gas |  |  |  | LNB | [9 empty] | 0.031931 | 0.031931 | 0.031931 | 0.031931 | [11 empty] | La Frontera Holdings LLC | 100 | Vistra Energy | 100
Scotland Dam | 551_G_1 | 551 | G | 1 |  | Hydro |  | NENG_CT | Connecticut | 9 | Windham | 15 | 09015 | 1.7 | 0 | 1937 | 9999 |  |  | N | Hydro | [13 empty] | 0 | 0 | 0 | 0 | [11 empty] | FirstLight CT Hydro LLC | 100 | Public Sector Pension Investment Board | 100
Rumford Power, Inc | 55100_G_UNT1 | 55100 | G | UNT1 | 3893 | Combined Cycle |  | NENG_ME | Maine | 23 | Oxford | 17 | 23017 | 164 | 7653 | 2000 | 9999 |  |  | N | Natural Gas |  |  |  |  | SCR | [8 empty] | 0.027162 | 0.027162 | 0.027162 | 0.027162 | [11 empty] | Rumford Power Inc | 100 | Carlyle Group (The) | 100
Rumford Power, Inc | 55100_G_UNT2 | 55100 | G | UNT2 | 3893 | Combined Cycle |  | NENG_ME | Maine | 23 | Oxford | 17 | 23017 | 90 | 7653 | 2000 | 9999 |  |  | N | Natural Gas |  |  |  |  | SCR | [8 empty] | 0.027162 | 0.027162 | 0.027162 | 0.027162 | [11 empty] | Rumford Power Inc | 100 | Carlyle Group (The) | 100
Kalamazoo River Generating Station | 55101_G_0001 | 55101 | G | 0001 | 3894 | Combustion Turbine |  | MIS_LMI | Michigan | 26 | Kalamazoo | 77 | 26077 | 72 | 13029 | 1999 | 9999 |  |  | N | Natural Gas |  |  |  | other | [8 empty] | 1.67 | 0.04981 | 0.04981 | 0.04981 | 0.04981 | [11 empty] | CMS Generation MI Power LLC | 100 | CMS Energy Corp | 100
Livingston Generating Station | 55102_G_001 | 55102 | G | 001 | 3895 | Combustion Turbine |  | MIS_LMI | Michigan | 26 | Otsego | 137 | 26137 | 33 | 15331 | 1999 | 9999 |  |  | N | Natural Gas |  |  |  | H2O | [8 empty] | 1.67 | 0.31337 | 0.31337 | 0.31337 | 0.31337 | [11 empty] | CMS Generation MI Power LLC | 100 | CMS Energy Corp | 100
Livingston Generating Station | 55102_G_002 | 55102 | G | 002 | 3896 | Combustion Turbine |  | MIS_LMI | Michigan | 26 | Otsego | 137 | 26137 | 33 | 15336 | 1999 | 9999 |  |  | N | Natural Gas |  |  |  | H2O | [8 empty] | 1.67 | 0.28302 | 0.28302 | 0.28302 | 0.28302 | [11 empty] | CMS Generation MI Power LLC | 100 | CMS Energy Corp | 100
Livingston Generating Station | 55102_G_003 | 55102 | G | 003 | 3897 | Combustion Turbine |  | MIS_LMI | Michigan | 26 | Otsego | 137 | 26137 | 33 | 15336 | 1999 | 9999 |  |  | N | Natural Gas |  |  |  | H2O | [8 empty] | 1.67 | 0.22715 | 0.22715 | 0.22715 | 0.22715 | [11 empty] | CMS Generation MI Power LLC | 100 | CMS Energy Corp | 100
Livingston Generating Station | 55102_G_004 | 55102 | G | 004 | 3898 | Combustion Turbine |  | MIS_LMI | Michigan | 26 | Otsego | 137 | 26137 | 33 | 15336 | 1999 | 9999 |  |  | N | Natural Gas |  |  |  | H2O | [8 empty] | 1.67 | 0.31537 | 0.31537 | 0.31537 | 0.31537 | [11 empty] | CMS Generation MI Power LLC | 100 | CMS Energy Corp | 100
Klamath Cogeneration Plant | 55103_G_CT1 | 55103 | G | CT1 | 3899 | Combined Cycle |  | WECC_PNW | Oregon | 41 | Klamath | 35 | 41035 | 155 | 7240 | 2001 | 9999 |  |  | Y | Natural Gas |  |  |  |  | SCR | [8 empty] | 0.015701 | 0.015701 | 0.015701 | 0.015701 | [11 empty] | Klamath Energy LLC | 100 | Iberdrola SA | 100
Klamath Cogeneration Plant | 55103_G_CT2 | 55103 | G | CT2 | 3900 | Combined Cycle |  | WECC_PNW | Oregon | 41 | Klamath | 35 | 41035 | 155 | 7240 | 2001 | 9999 |  |  | Y | Natural Gas |  |  |  |  | SCR | [8 empty] | 0.015701 | 0.015701 | 0.015701 | 0.015701 | [11 empty] | Klamath Energy LLC | 100 | Iberdrola SA | 100
Klamath Cogeneration Plant | 55103_G_ST1 | 55103 | G | ST1 | 3899 | Combined Cycle |  | WECC_PNW | Oregon | 41 | Klamath | 35 | 41035 | 180 | 7240 | 2001 | 9999 |  |  | Y | Natural Gas |  |  |  | LNB | SCR | [8 empty] | 0.015701 | 0.015701 | 0.015701 | 0.015701 | [11 empty] | Klamath Energy LLC | 100 | Iberdrola SA | 100
Rhode Island State Energy Center | 55107_G_CTG1 | 55107 | G | CTG1 | 3903 | Combined Cycle |  | NENGREST | Rhode Island | 44 | Providence | 7 | 44007 | 168 | 7098 | 2002 | 9999 |  |  | N | Natural Gas |  |  |  | DLNB | SCR | [8 empty] | 0.0069 | 0.0069 | 0.0069 | 0.0069 | [11 empty] | Rhode Island State Energy Center LP | 100 | Carlyle Group (The) | 100
Rhode Island State Energy Center | 55107_G_CTG2 | 55107 | G | CTG2 | 3904 | Combined Cycle |  | NENGREST | Rhode Island | 44 | Providence | 7 | 44007 | 168 | 7098 | 2002 | 9999 |  |  | N | Natural Gas |  |  |  | DLNB | SCR | [8 empty] | 0.0069 | 0.0069 | 0.0069 | 0.0069 | [11 empty] | Rhode Island State Energy Center LP | 100 | Carlyle Group (The) | 100
Rhode Island State Energy Center | 55107_G_STG1 | 55107 | G | STG1 | 3903 | Combined Cycle |  | NENGREST | Rhode Island | 44 | Providence | 7 | 44007 | 218 | 7098 | 2002 | 9999 |  |  | N | Natural Gas |  |  |  | DLNB | SCR | [8 empty] | 0.0069 | 0.0069 | 0.0069 | 0.0069 | [11 empty] | Rhode Island State Energy Center LP | 100 | Carlyle Group (The) | 100
Rocky Road Power LLC | 55109_G_T4 | 55109 | G | T4 | 3911 | Combustion Turbine |  | PJM_COMD | Illinois | 17 | Kane | 89 | 17089 | 104 | 12090 | 2000 | 2045 |  |  | N | Natural Gas |  |  |  | DLNB | [8 empty] | 1 | 0.07227 | 0.07227 | 0.07227 | 0.07227 | [11 empty] | Rocky Road Power LLC | 100 | Carlyle Group (The) | 100
Rocky Road Power LLC | 55109_G_TG1 | 55109 | G | TG1 | 3908 | Combustion Turbine |  | PJM_COMD | Illinois | 17 | Kane | 89 | 17089 | 102.2 | 12087 | 1999 | 2045 |  |  | N | Natural Gas |  |  |  | DLNB | [8 empty] | 1 | 0.09782 | 0.09782 | 0.09782 | 0.09782 | [11 empty] | Rocky Road Power LLC | 100 | Carlyle Group (The) | 100
Rocky Road Power LLC | 55109_G_TG2 | 55109 | G | TG2 | 3909 | Combustion Turbine |  | PJM_COMD | Illinois | 17 | Kane | 89 | 17089 | 103.6 | 12087 | 1999 | 2045 |  |  | N | Natural Gas |  |  |  | DLNB | [8 empty] | 1 | 0.08497 | 0.08497 | 0.08497 | 0.08497 | [11 empty] | Rocky Road Power LLC | 100 | Carlyle Group (The) | 100
Rocky Road Power LLC | 55109_G_TG3 | 55109 | G | TG3 | 3910 | Combustion Turbine |  | PJM_COMD | Illinois | 17 | Kane | 89 | 17089 | 28.2 | 12084 | 1999 | 2045 |  |  | N | Natural Gas |  |  |  | H2O | [8 empty] | 1 | 0.14459 | 0.14459 | 0.14459 | 0.14459 | [11 empty] | Rocky Road Power LLC | 100 | Carlyle Group (The) | 100
Madison | 55110_G_CT1 | 55110 | G | CT1 | 3912 | Combustion Turbine |  | PJM_West | Ohio | 39 | Butler | 17 | 39017 | 71 | 13489 | 2000 | 9999 |  |  | N | Natural Gas |  |  |  | DLNB | [8 empty] | 0.5 | 0.03318 | 0.03318 | 0.03318 | 0.03318 | [11 empty] | Duke Energy Indiana | 100 | Duke Energy Corp | 100
Madison | 55110_G_CT2 | 55110 | G | CT2 | 3913 | Combustion Turbine |  | PJM_West | Ohio | 39 | Butler | 17 | 39017 | 71 | 13489 | 2000 | 9999 |  |  | N | Natural Gas |  |  |  | DLNB | [8 empty] | 0.5 | 0.04018 | 0.04018 | 0.04018 | 0.04018 | [11 empty] | Duke Energy Indiana | 100 | Duke Energy Corp | 100
Madison | 55110_G_CT3 | 55110 | G | CT3 | 3914 | Combustion Turbine |  | PJM_West | Ohio | 39 | Butler | 17 | 39017 | 69 | 13488 | 2000 | 9999 |  |  | N | Natural Gas |  |  |  | DLNB | [8 empty] | 0.5 | 0.03823 | 0.03823 | 0.03823 | 0.03823 | [11 empty] | Duke Energy Indiana | 100 | Duke Energy Corp | 100
Madison | 55110_G_CT4 | 55110 | G | CT4 | 3915 | Combustion Turbine |  | PJM_West | Ohio | 39 | Butler | 17 | 39017 | 70 | 13488 | 2000 | 9999 |  |  | N | Natural Gas |  |  |  | DLNB | [8 empty] | 0.5 | 0.04029 | 0.04029 | 0.04029 | 0.04029 | [11 empty] | Duke Energy Indiana | 100 | Duke Energy Corp | 100
Madison | 55110_G_CT5 | 55110 | G | CT5 | 3916 | Combustion Turbine |  | PJM_West | Ohio | 39 | Butler | 17 | 39017 | 70 | 13488 | 2000 | 9999 |  |  | N | Natural Gas |  |  |  | DLNB | [8 empty] | 0.5 | 0.03672 | 0.03672 | 0.03672 | 0.03672 | [11 empty] | Duke Energy Indiana | 100 | Duke Energy Corp | 100
Madison | 55110_G_CT6 | 55110 | G | CT6 | 3917 | Combustion Turbine |  | PJM_West | Ohio | 39 | Butler | 17 | 39017 | 72 | 13489 | 2000 | 9999 |  |  | N | Natural Gas |  |  |  | DLNB | [8 empty] | 0.5 | 0.0366 | 0.0366 | 0.0366 | 0.0366 | [11 empty] | Duke Energy Indiana | 100 | Duke Energy Corp | 100
Madison | 55110_G_CT7 | 55110 | G | CT7 | 3918 | Combustion Turbine |  | PJM_West | Ohio | 39 | Butler | 17 | 39017 | 73 | 13489 | 2000 | 9999 |  |  | N | Natural Gas |  |  |  | DLNB | [8 empty] | 0.5 | 0.03335 | 0.03335 | 0.03335 | 0.03335 | [11 empty] | Duke Energy Indiana | 100 | Duke Energy Corp | 100
Madison | 55110_G_CT8 | 55110 | G | CT8 | 3919 | Combustion Turbine |  | PJM_West | Ohio | 39 | Butler | 17 | 39017 | 70 | 13488 | 2000 | 9999 |  |  | N | Natural Gas |  |  |  | DLNB | [8 empty] | 0.5 | 0.03458 | 0.03458 | 0.03458 | 0.03458 | [11 empty] | Duke Energy Indiana | 100 | Duke Energy Corp | 100
Vermillion Energy Facility | 55111_G_CT1 | 55111 | G | CT1 | 3920 | Combustion Turbine |  | MIS_INKY | Indiana | 18 | Vermillion | 165 | 18165 | 72 | 13654 | 2000 | 9999 |  |  | N | Natural Gas |  |  |  | DLNB | [8 empty] | 1.6 | 0.03632 | 0.03632 | 0.03632 | 0.03632 | [11 empty] | Duke Energy Indiana | 62.5 | Duke Energy Corp | 62.5
Vermillion Energy Facility | 55111_G_CT2 | 55111 | G | CT2 | 3921 | Combustion Turbine |  | MIS_INKY | Indiana | 18 | Vermillion | 165 | 18165 | 72 | 13654 | 2000 | 9999 |  |  | N | Natural Gas |  |  |  | DLNB | [8 empty] | 1.6 | 0.03496 | 0.03496 | 0.03496 | 0.03496 | [11 empty] | Duke Energy Indiana | 62.5 | Duke Energy Corp | 62.5
Vermillion Energy Facility | 55111_G_CT3 | 55111 | G | CT3 | 3922 | Combustion Turbine |  | MIS_INKY | Indiana | 18 | Vermillion | 165 | 18165 | 71 | 13659 | 2000 | 9999 |  |  | N | Natural Gas |  |  |  | DLNB | [8 empty] | 1.6 | 0.03614 | 0.03614 | 0.03614 | 0.03614 | [11 empty] | Duke Energy Indiana | 62.5 | Duke Energy Corp | 62.5
Vermillion Energy Facility | 55111_G_CT4 | 55111 | G | CT4 | 3923 | Combustion Turbine |  | MIS_INKY | Indiana | 18 | Vermillion | 165 | 18165 | 73 | 13650 | 2000 | 9999 |  |  | N | Natural Gas |  |  |  | DLNB | [8 empty] | 1.6 | 0.03277 | 0.03277 | 0.03277 | 0.03277 | [11 empty] | Duke Energy Indiana | 62.5 | Duke Energy Corp | 62.5
Vermillion Energy Facility | 55111_G_CT5 | 55111 | G | CT5 | 3924 | Combustion Turbine |  | MIS_INKY | Indiana | 18 | Vermillion | 165 | 18165 | 71 | 13659 | 2000 | 9999 |  |  | N | Natural Gas |  |  |  | DLNB | [8 empty] | 1.6 | 0.04284 | 0.04284 | 0.04284 | 0.04284 | [11 empty] | Duke Energy Indiana | 62.5 | Duke Energy Corp | 62.5
Vermillion Energy Facility | 55111_G_CT6 | 55111 | G | CT6 | 3925 | Combustion Turbine |  | MIS_INKY | Indiana | 18 | Vermillion | 165 | 18165 | 72 | 13654 | 2000 | 9999 |  |  | N | Natural Gas |  |  |  | DLNB | [8 empty] | 1.6 | 0.03748 | 0.03748 | 0.03748 | 0.03748 | [11 empty] | Duke Energy Indiana | 62.5 | Duke Energy Corp | 62.5
Vermillion Energy Facility | 55111_G_CT7 | 55111 | G | CT7 | 3926 | Combustion Turbine |  | MIS_INKY | Indiana | 18 | Vermillion | 165 | 18165 | 72 | 13654 | 2000 | 9999 |  |  | N | Natural Gas |  |  |  | DLNB | [8 empty] | 1.6 | 0.03202 | 0.03202 | 0.03202 | 0.03202 | [11 empty] | Duke Energy Indiana | 62.5 | Duke Energy Corp | 62.5
Vermillion Energy Facility | 55111_G_CT8 | 55111 | G | CT8 | 3927 | Combustion Turbine |  | MIS_INKY | Indiana | 18 | Vermillion | 165 | 18165 | 73 | 13650 | 2000 | 9999 |  |  | N | Natural Gas |  |  |  | DLNB | [8 empty] | 1.6 | 0.03312 | 0.03312 | 0.03312 | 0.03312 | [11 empty] | Duke Energy Indiana | 62.5 | Duke Energy Corp | 62.5
Sutter Energy Center | 55112_G_CT01 | 55112 | G | CT01 | 3928 | Combined Cycle |  | WEC_CALN | California | 6 | Sutter | 101 | 06101 | 175 | 7766 | 2001 | 9999 |  |  | N | Natural Gas |  |  |  | DLNB | SCR | [8 empty] | 0.062703 | 0.062703 | 0.062703 | 0.062703 | [11 empty] | CCFC Sutter Energy LLC | 100 | Energy Capital Partners | 100
Sutter Energy Center | 55112_G_CT02 | 55112 | G | CT02 | 3929 | Combined Cycle |  | WEC_CALN | California | 6 | Sutter | 101 | 06101 | 175 | 7766 | 2001 | 9999 |  |  | N | Natural Gas |  |  |  | DLNB | SCR | [8 empty] | 0.062703 | 0.062703 | 0.062703 | 0.062703 | [11 empty] | CCFC Sutter Energy LLC | 100 | Energy Capital Partners | 100
Sutter Energy Center | 55112_G_ST01 | 55112 | G | ST01 | 3928 | Combined Cycle |  | WEC_CALN | California | 6 | Sutter | 101 | 06101 | 180 | 7766 | 2001 | 9999 |  |  | N | Natural Gas |  |  |  | LNB | SCR | [8 empty] | 0.062703 | 0.062703 | 0.062703 | 0.062703 | [11 empty] | CCFC Sutter Energy LLC | 100 | Energy Capital Partners | 100
Rockingham County CT Station | 55116_G_CT1 | 55116 | G | CT1 | 3935 | Combustion Turbine |  | S_VACA | North Carolina | 37 | Rockingham | 157 | 37157 | 165 | 11013 | 2000 | 9999 |  |  | N | Natural Gas, Distillate Fuel Oil |  |  |  | DLNB + H2O | [8 empty] | 2.3 | 0.04847 | 0.04847 | 0.04847 | 0.04847 | [11 empty] | Duke Energy Carolinas | 100 | Duke Energy Corp | 100
Rockingham County CT Station | 55116_G_CT2 | 55116 | G | CT2 | 3936 | Combustion Turbine |  | S_VACA | North Carolina | 37 | Rockingham | 157 | 37157 | 165 | 11013 | 2000 | 9999 |  |  | N | Natural Gas, Distillate Fuel Oil |  |  |  | DLNB + H2O | [8 empty] | 2.3 | 0.04793 | 0.04793 | 0.04793 | 0.04793 | [11 empty] | Duke Energy Carolinas | 100 | Duke Energy Corp | 100
Rockingham County CT Station | 55116_G_CT3 | 55116 | G | CT3 | 3937 | Combustion Turbine |  | S_VACA | North Carolina | 37 | Rockingham | 157 | 37157 | 165 | 11013 | 2000 | 9999 |  |  | N | Natural Gas, Distillate Fuel Oil |  |  |  | DLNB + H2O | [8 empty] | 2.3 | 0.0493 | 0.0493 | 0.0493 | 0.0493 | [11 empty] | Duke Energy Carolinas | 100 | Duke Energy Corp | 100
Rockingham County CT Station | 55116_G_CT4 | 55116 | G | CT4 | 3938 | Combustion Turbine |  | S_VACA | North Carolina | 37 | Rockingham | 157 | 37157 | 165 | 11013 | 2000 | 9999 |  |  | N | Natural Gas, Distillate Fuel Oil |  |  |  | DLNB + H2O | [8 empty] | 2.3 | 0.04793 | 0.04793 | 0.04793 | 0.04793 | [11 empty] | Duke Energy Carolinas | 100 | Duke Energy Corp | 100
Rockingham County CT Station | 55116_G_CT5 | 55116 | G | CT5 | 3939 | Combustion Turbine |  | S_VACA | North Carolina | 37 | Rockingham | 157 | 37157 | 165 | 11013 | 2000 | 9999 |  |  | N | Natural Gas, Distillate Fuel Oil |  |  |  | DLNB + H2O | [8 empty] | 2.3 | 0.04877 | 0.04877 | 0.04877 | 0.04877 | [11 empty] | Duke Energy Carolinas | 100 | Duke Energy Corp | 100
RS Cogen | 55117_G_RS-4 | 55117 | G | RS-4 | 3940 | Combined Cycle |  | MIS_WOTA | Louisiana | 22 | Calcasieu | 19 | 22019 | 80 | 7092 | 2002 | 9999 |  |  | Y | Natural Gas |  |  |  | LNB | SCR | [8 empty] | 0.053655 | 0.053655 | 0.053655 | 0.053655 | [11 empty] | Eagle US 2 LLC | 50 | Eagle US 2 LLC | 50
RS Cogen | 55117_G_RS-5 | 55117 | G | RS-5 | 3940 | Combined Cycle |  | MIS_WOTA | Louisiana | 22 | Calcasieu | 19 | 22019 | 167.7 | 7092 | 2002 | 9999 |  |  | Y | Natural Gas |  |  |  | DLNB | SCR | [8 empty] | 0.053655 | 0.053655 | 0.053655 | 0.053655 | [11 empty] | Eagle US 2 LLC | 50 | Eagle US 2 LLC | 50
RS Cogen | 55117_G_RS-6 | 55117 | G | RS-6 | 3941 | Combined Cycle |  | MIS_WOTA | Louisiana | 22 | Calcasieu | 19 | 22019 | 167.7 | 7092 | 2002 | 9999 |  |  | Y | Natural Gas |  |  |  | DLNB | SCR | [8 empty] | 0.053655 | 0.053655 | 0.053655 | 0.053655 | [11 empty] | Eagle US 2 LLC | 50 | Eagle US 2 LLC | 50
NAFTA Region Olefins Complex Cogen Fac | 55122_G_UN1 | 55122 | G | UN1 |  | Combustion Turbine |  | MIS_WOTA | Texas | 48 | Jefferson | 245 | 48245 | 35 | 8700 | 2001 | 9999 |  |  | Y | Natural Gas | [12 empty] | 3 | 0.02741 | 0.02741 | 0.02741 | 0.02741 | [11 empty] | BASF Corp | 60 | BASF SE | 60
NAFTA Region Olefins Complex Cogen Fac | 55122_G_UN2 | 55122 | G | UN2 |  | Combustion Turbine |  | MIS_WOTA | Texas | 48 | Jefferson | 245 | 48245 | 35 | 8700 | 2001 | 9999 |  |  | Y | Natural Gas | [12 empty] | 3 | 0.03409 | 0.03409 | 0.03409 | 0.03409 | [11 empty] | BASF Corp | 60 | BASF SE | 60
Magic Valley Generating Station | 55123_G_CTG1 | 55123 | G | CTG1 | 3951 | Combined Cycle |  | ERC_REST | Texas | 48 | Hidalgo | 215 | 48215 | 221 | 7300 | 2002 | 9999 |  |  | N | Natural Gas |  |  |  |  | SCR | [8 empty] | 0.014375 | 0.014375 | 0.014375 | 0.014375 | [11 empty] | Calpine Corp Magic Valley | 100 | Energy Capital Partners | 100
Magic Valley Generating Station | 55123_G_CTG2 | 55123 | G | CTG2 | 3952 | Combined Cycle |  | ERC_REST | Texas | 48 | Hidalgo | 215 | 48215 | 221 | 7300 | 2002 | 9999 |  |  | N | Natural Gas |  |  |  |  | SCR | [8 empty] | 0.014375 | 0.014375 | 0.014375 | 0.014375 | [11 empty] | Calpine Corp Magic Valley | 100 | Energy Capital Partners | 100
Magic Valley Generating Station | 55123_G_STG | 55123 | G | STG | 3951 | Combined Cycle |  | ERC_REST | Texas | 48 | Hidalgo | 215 | 48215 | 240 | 7300 | 2002 | 9999 |  |  | N | Natural Gas |  |  |  |  | SCR | [8 empty] | 0.014375 | 0.014375 | 0.014375 | 0.014375 | [11 empty] | Calpine Corp Magic Valley | 100 | Energy Capital Partners | 100
Griffith Energy LLC | 55124_G_CTG1 | 55124 | G | CTG1 | 3953 | Combined Cycle |  | WECC_AZ | Arizona | 4 | Mohave | 15 | 04015 | 147 | 7359 | 2002 | 9999 |  |  | N | Natural Gas |  |  |  | DLNB | SCR | [8 empty] | 0.0096987 | 0.0096987 | 0.0096987 | 0.0096987 | [11 empty] | Griffith Energy LLC | 100 | ArcLight Capital Partners LLC | 100
Griffith Energy LLC | 55124_G_CTG2 | 55124 | G | CTG2 | 3954 | Combined Cycle |  | WECC_AZ | Arizona | 4 | Mohave | 15 | 04015 | 147 | 7359 | 2002 | 9999 |  |  | N | Natural Gas |  |  |  | DLNB | SCR | [8 empty] | 0.0096987 | 0.0096987 | 0.0096987 | 0.0096987 | [11 empty] | Griffith Energy LLC | 100 | ArcLight Capital Partners LLC | 100
Griffith Energy LLC | 55124_G_STG | 55124 | G | STG | 3953 | Combined Cycle |  | WECC_AZ | Arizona | 4 | Mohave | 15 | 04015 | 276 | 7359 | 2002 | 9999 |  |  | N | Natural Gas |  |  |  | DLNB | SCR | [8 empty] | 0.0096987 | 0.0096987 | 0.0096987 | 0.0096987 | [11 empty] | Griffith Energy LLC | 100 | ArcLight Capital Partners LLC | 100
Vansycle | 55125_G_WGNS | 55125 | G | WGNS |  | Onshore Wind |  | WECC_PNW | Oregon | 41 | Umatilla | 59 | 41059 | 25 | 0 | 1998 | 9999 |  |  | N | Wind | [13 empty] | 0 | 0 | 0 | 0 | [11 empty] | ESI Vansycle Partners LP | 100 | NextEra Energy Inc | 100
Milford Power Project | 55126_G_CA01 | 55126 | G | CA01 | 3956 | Combined Cycle |  | NENG_CT | Connecticut | 9 | New Haven | 9 | 09009 | 270.9 | 7328 | 2004 | 9999 |  |  | N | Natural Gas |  |  |  | H2O | SCR | [7 empty] | 0.052 | 0.0066569 | 0.0066569 | 0.0066569 | 0.0066569 | [11 empty] | Milford Power Co LLC | 100 | Vistra Energy | 100
Milford Power Project | 55126_G_CA02 | 55126 | G | CA02 | 3957 | Combined Cycle |  | NENG_CT | Connecticut | 9 | New Haven | 9 | 09009 | 266.7 | 7337 | 2004 | 9999 |  |  | N | Natural Gas |  |  |  | H2O | SCR | [7 empty] | 0.052 | 0.0062692 | 0.0062692 | 0.0062692 | 0.0062692 | [11 empty] | Milford Power Co LLC | 100 | Vistra Energy | 100
Manchief Electric Generating Station | 55127_G_UN1 | 55127 | G | UN1 | 3958 | Combustion Turbine |  | WECC_CO | Colorado | 8 | Morgan | 87 | 08087 | 132 | 10745 | 2000 | 9999 |  |  | N | Natural Gas |  |  |  | DLNB | [8 empty] | 0.8 | 0.05559 | 0.05559 | 0.05559 | 0.05559 | [11 empty] | Manchief Power Co LLC | 100 | I Squared Capital | 100
Manchief Electric Generating Station | 55127_G_UN2 | 55127 | G | UN2 | 3959 | Combustion Turbine |  | WECC_CO | Colorado | 8 | Morgan | 87 | 08087 | 132 | 10745 | 2000 | 9999 |  |  | N | Natural Gas |  |  |  | DLNB | [8 empty] | 0.8 | 0.05499 | 0.05499 | 0.05499 | 0.05499 | [11 empty] | Manchief Power Co LLC | 100 | I Squared Capital | 100
Walton County Power LLC | 55128_G_101G | 55128 | G | 101G | 3960 | Combustion Turbine |  | S_SOU | Georgia | 13 | Walton | 297 | 13297 | 151.5 | 10745 | 2001 | 9999 |  |  | N | Natural Gas |  |  |  | DLNB | [8 empty] | 0.33 | 0.05276 | 0.05276 | 0.05276 | 0.05276 | [11 empty] | Walton County Power LLC | 100 | Carlyle Group (The) | 100
Walton County Power LLC | 55128_G_102G | 55128 | G | 102G | 3961 | Combustion Turbine |  | S_SOU | Georgia | 13 | Walton | 297 | 13297 | 151.5 | 10745 | 2001 | 9999 |  |  | N | Natural Gas |  |  |  | DLNB | [8 empty] | 0.33 | 0.04974 | 0.04974 | 0.04974 | 0.04974 | [11 empty] | Walton County Power LLC | 100 | Carlyle Group (The) | 100
Walton County Power LLC | 55128_G_103G | 55128 | G | 103G | 3962 | Combustion Turbine |  | S_SOU | Georgia | 13 | Walton | 297 | 13297 | 151.5 | 10745 | 2001 | 9999 |  |  | N | Natural Gas |  |  |  | DLNB | [8 empty] | 0.33 | 0.04379 | 0.04379 | 0.04379 | 0.04379 | [11 empty] | Walton County Power LLC | 100 | Carlyle Group (The) | 100
Desert Basin | 55129_G_CTG1 | 55129 | G | CTG1 | 3964 | Combined Cycle |  | WECC_AZ | Arizona | 4 | Pinal | 21 | 04021 | 162 | 7402 | 2001 | 9999 |  |  | N | Natural Gas |  |  |  |  | SCR | [8 empty] | 0.010793 | 0.010793 | 0.010793 | 0.010793 | [11 empty] | Salt River Project | 100 | Salt River Project | 100
Desert Basin | 55129_G_CTG2 | 55129 | G | CTG2 | 3965 | Combined Cycle |  | WECC_AZ | Arizona | 4 | Pinal | 21 | 04021 | 162 | 7402 | 2001 | 9999 |  |  | N | Natural Gas |  |  |  |  | SCR | [8 empty] | 0.010793 | 0.010793 | 0.010793 | 0.010793 | [11 empty] | Salt River Project | 100 | Salt River Project | 100
Desert Basin | 55129_G_STG | 55129 | G | STG | 3964 | Combined Cycle |  | WECC_AZ | Arizona | 4 | Pinal | 21 | 04021 | 253 | 7402 | 2001 | 9999 |  |  | N | Natural Gas |  |  |  | LNB | SCR | [8 empty] | 0.010793 | 0.010793 | 0.010793 | 0.010793 | [11 empty] | Salt River Project | 100 | Salt River Project | 100
Kendall County Generation Facility | 55131_G_CTG1 | 55131 | G | CTG1 | 3966 | Combined Cycle |  | PJM_COMD | Illinois | 17 | Kendall | 93 | 17093 | 160 | 7532 | 2002 | 2045 |  |  | N | Natural Gas |  |  |  | DLNB + STM | SCR | [8 empty] | 0.011768 | 0.011768 | 0.011768 | 0.011768 | [11 empty] | Kendall Power Co LLC | 100 | Vistra Energy | 100
Kendall County Generation Facility | 55131_G_CTG2 | 55131 | G | CTG2 | 3967 | Combined Cycle |  | PJM_COMD | Illinois | 17 | Kendall | 93 | 17093 | 160 | 7532 | 2002 | 2045 |  |  | N | Natural Gas |  |  |  | DLNB + STM | SCR | [8 empty] | 0.012702 | 0.012702 | 0.012702 | 0.012702 | [11 empty] | Kendall Power Co LLC | 100 | Vistra Energy | 100
Kendall County Generation Facility | 55131_G_CTG3 | 55131 | G | CTG3 | 3968 | Combined Cycle |  | PJM_COMD | Illinois | 17 | Kendall | 93 | 17093 | 160 | 7532 | 2002 | 2045 |  |  | N | Natural Gas |  |  |  | DLNB + STM | SCR | [8 empty] | 0.013446 | 0.013446 | 0.013446 | 0.013446 | [11 empty] | Kendall Power Co LLC | 100 | Vistra Energy | 100
Kendall County Generation Facility | 55131_G_CTG4 | 55131 | G | CTG4 | 3969 | Combined Cycle |  | PJM_COMD | Illinois | 17 | Kendall | 93 | 17093 | 160 | 7532 | 2002 | 2045 |  |  | N | Natural Gas |  |  |  | DLNB + STM | SCR | [8 empty] | 0.013048 | 0.013048 | 0.013048 | 0.013048 | [11 empty] | Kendall Power Co LLC | 100 | Vistra Energy | 100
Kendall County Generation Facility | 55131_G_STG1 | 55131 | G | STG1 | 3966 | Combined Cycle |  | PJM_COMD | Illinois | 17 | Kendall | 93 | 17093 | 125 | 7532 | 2002 | 2045 |  |  | N | Natural Gas |  |  |  | DLNB + LNB + NH3 + STM | SCR | [8 empty] | 0.011768 | 0.011768 | 0.011768 | 0.011768 | [11 empty] | Kendall Power Co LLC | 100 | Vistra Energy | 100
Kendall County Generation Facility | 55131_G_STG2 | 55131 | G | STG2 | 3967 | Combined Cycle |  | PJM_COMD | Illinois | 17 | Kendall | 93 | 17093 | 125 | 7532 | 2002 | 2045 |  |  | N | Natural Gas |  |  |  | DLNB + LNB + NH3 + STM | SCR | [8 empty] | 0.012702 | 0.012702 | 0.012702 | 0.012702 | [11 empty] | Kendall Power Co LLC | 100 | Vistra Energy | 100
Kendall County Generation Facility | 55131_G_STG3 | 55131 | G | STG3 | 3968 | Combined Cycle |  | PJM_COMD | Illinois | 17 | Kendall | 93 | 17093 | 125 | 7532 | 2002 | 2045 |  |  | N | Natural Gas |  |  |  | DLNB + LNB + NH3 + STM | SCR | [8 empty] | 0.013446 | 0.013446 | 0.013446 | 0.013446 | [11 empty] | Kendall Power Co LLC | 100 | Vistra Energy | 100
Kendall County Generation Facility | 55131_G_STG4 | 55131 | G | STG4 | 3969 | Combined Cycle |  | PJM_COMD | Illinois | 17 | Kendall | 93 | 17093 | 125 | 7532 | 2002 | 2045 |  |  | N | Natural Gas |  |  |  | DLNB + LNB + NH3 + STM | SCR | [8 empty] | 0.013048 | 0.013048 | 0.013048 | 0.013048 | [11 empty] | Kendall Power Co LLC | 100 | Vistra Energy | 100
Tenaska Gateway Generating Station | 55132_G_GTG1 | 55132 | G | GTG1 | 3970 | Combined Cycle |  | ERC_GWAY | Texas | 48 | Rusk | 401 | 48401 | 146 | 7412 | 2001 | 9999 |  |  | N | Natural Gas, Distillate Fuel Oil |  |  |  | DLNB | [9 empty] | 0.034923 | 0.034923 | 0.034923 | 0.034923 | [11 empty] | Tenaska Gateway Partners Ltd | 100 | Tenaska Inc | 100
Tenaska Gateway Generating Station | 55132_G_GTG2 | 55132 | G | GTG2 | 3971 | Combined Cycle |  | ERC_GWAY | Texas | 48 | Rusk | 401 | 48401 | 149 | 7412 | 2001 | 9999 |  |  | N | Natural Gas, Distillate Fuel Oil |  |  |  | DLNB | [9 empty] | 0.034923 | 0.034923 | 0.034923 | 0.034923 | [11 empty] | Tenaska Gateway Partners Ltd | 100 | Tenaska Inc | 100
Tenaska Gateway Generating Station | 55132_G_GTG3 | 55132 | G | GTG3 | 3972 | Combined Cycle |  | ERC_GWAY | Texas | 48 | Rusk | 401 | 48401 | 148 | 7412 | 2001 | 9999 |  |  | N | Natural Gas, Distillate Fuel Oil |  |  |  | DLNB | [9 empty] | 0.034923 | 0.034923 | 0.034923 | 0.034923 | [11 empty] | Tenaska Gateway Partners Ltd | 100 | Tenaska Inc | 100
Tenaska Gateway Generating Station | 55132_G_STG1 | 55132 | G | STG1 | 3970 | Combined Cycle |  | ERC_GWAY | Texas | 48 | Rusk | 401 | 48401 | 402 | 7412 | 2001 | 9999 |  |  | N | Natural Gas, Distillate Fuel Oil |  |  |  | DLNB | [9 empty] | 0.034923 | 0.034923 | 0.034923 | 0.034923 | [11 empty] | Tenaska Gateway Partners Ltd | 100 | Tenaska Inc | 100
Thomson Reuters Campus Bldg A-D | 55133_G_3086 | 55133 | G | 3086 |  | Combustion Turbine | IC Engine | MIS_MNWI | Minnesota | 27 | Dakota | 37 | 27037 | 1.6 | 13469 | 1999 | 9999 |  |  | N | Distillate Fuel Oil | [13 empty] | 1.6498 | 1.6498 | 1.6498 | 1.6498 | [11 empty] | Thomson Corp (The) | 100 | Thomson Corp (The) | 100
Thomson Reuters Campus Bldg A-D | 55133_G_3087 | 55133 | G | 3087 |  | Combustion Turbine | IC Engine | MIS_MNWI | Minnesota | 27 | Dakota | 37 | 27037 | 1.6 | 13469 | 1999 | 9999 |  |  | N | Distillate Fuel Oil | [13 empty] | 1.6498 | 1.6498 | 1.6498 | 1.6498 | [11 empty] | Thomson Corp (The) | 100 | Thomson Corp (The) | 100
Thomson Reuters Campus Bldg A-D | 55133_G_3088 | 55133 | G | 3088 |  | Combustion Turbine | IC Engine | MIS_MNWI | Minnesota | 27 | Dakota | 37 | 27037 | 1.6 | 13469 | 1999 | 9999 |  |  | N | Distillate Fuel Oil | [13 empty] | 1.6498 | 1.6498 | 1.6498 | 1.6498 | [11 empty] | Thomson Corp (The) | 100 | Thomson Corp (The) | 100
Thomson Reuters Campus Bldg A-D | 55133_G_3089 | 55133 | G | 3089 |  | Combustion Turbine | IC Engine | MIS_MNWI | Minnesota | 27 | Dakota | 37 | 27037 | 1.6 | 13469 | 1999 | 9999 |  |  | N | Distillate Fuel Oil | [13 empty] | 1.6498 | 1.6498 | 1.6498 | 1.6498 | [11 empty] | Thomson Corp (The) | 100 | Thomson Corp (The) | 100
Thomson Reuters Campus Bldg A-D | 55133_G_3090 | 55133 | G | 3090 |  | Combustion Turbine | IC Engine | MIS_MNWI | Minnesota | 27 | Dakota | 37 | 27037 | 1.6 | 13469 | 1999 | 9999 |  |  | N | Distillate Fuel Oil | [13 empty] | 1.6498 | 1.6498 | 1.6498 | 1.6498 | [11 empty] | Thomson Corp (The) | 100 | Thomson Corp (The) | 100
Thomson Reuters Campus Bldg A-D | 55133_G_3091 | 55133 | G | 3091 |  | Combustion Turbine | IC Engine | MIS_MNWI | Minnesota | 27 | Dakota | 37 | 27037 | 1.6 | 13469 | 1999 | 9999 |  |  | N | Distillate Fuel Oil | [13 empty] | 1.6498 | 1.6498 | 1.6498 | 1.6498 | [11 empty] | Thomson Corp (The) | 100 | Thomson Corp (The) | 100
Thomson Reuters Campus Bldg A-D | 55133_G_3093 | 55133 | G | 3093 |  | Combustion Turbine | IC Engine | MIS_MNWI | Minnesota | 27 | Dakota | 37 | 27037 | 1.6 | 13469 | 1999 | 9999 |  |  | N | Distillate Fuel Oil | [13 empty] | 1.6498 | 1.6498 | 1.6498 | 1.6498 | [11 empty] | Thomson Corp (The) | 100 | Thomson Corp (The) | 100
Alliant Energy Neenah | 55135_G_CT01 | 55135 | G | CT01 | 3973 | Combustion Turbine |  | MIS_WUMS | Wisconsin | 55 | Winnebago | 139 | 55139 | 152.5 | 10839 | 2000 | 9999 |  |  | N | Natural Gas |  |  |  | DLNB + H2O | [9 empty] | 0.03684 | 0.03684 | 0.03684 | 0.03684 | [11 empty] | Wisconsin Power & Light Co | 100 | Alliant Energy Corp | 100
Alliant Energy Neenah | 55135_G_CT02 | 55135 | G | CT02 | 3974 | Combustion Turbine |  | MIS_WUMS | Wisconsin | 55 | Winnebago | 139 | 55139 | 148.4 | 10839 | 2000 | 9999 |  |  | N | Natural Gas |  |  |  | DLNB + H2O | [9 empty] | 0.03504 | 0.03504 | 0.03504 | 0.03504 | [11 empty] | Wisconsin Power & Light Co | 100 | Alliant Energy Corp | 100
Rio Nogales Power Project | 55137_G_CTG1 | 55137 | G | CTG1 | 3975 | Combined Cycle |  | ERC_REST | Texas | 48 | Guadalupe | 187 | 48187 | 165 | 7050 | 2002 | 9999 |  |  | N | Natural Gas |  |  |  | DLNB | [9 empty] | 0.027451 | 0.027451 | 0.027451 | 0.027451 | [11 empty] | Rio Nogales Power Project LP | 100 | CPS Energy | 100
Rio Nogales Power Project | 55137_G_CTG2 | 55137 | G | CTG2 | 3976 | Combined Cycle |  | ERC_REST | Texas | 48 | Guadalupe | 187 | 48187 | 169 | 7050 | 2002 | 9999 |  |  | N | Natural Gas |  |  |  | DLNB | [9 empty] | 0.027451 | 0.027451 | 0.027451 | 0.027451 | [11 empty] | Rio Nogales Power Project LP | 100 | CPS Energy | 100
Rio Nogales Power Project | 55137_G_CTG3 | 55137 | G | CTG3 | 3977 | Combined Cycle |  | ERC_REST | Texas | 48 | Guadalupe | 187 | 48187 | 169 | 7050 | 2002 | 9999 |  |  | N | Natural Gas |  |  |  | DLNB | [9 empty] | 0.027451 | 0.027451 | 0.027451 | 0.027451 | [11 empty] | Rio Nogales Power Project LP | 100 | CPS Energy | 100
Rio Nogales Power Project | 55137_G_STG1 | 55137 | G | STG1 | 3975 | Combined Cycle |  | ERC_REST | Texas | 48 | Guadalupe | 187 | 48187 | 323 | 7050 | 2002 | 9999 |  |  | N | Natural Gas |  |  |  | LNB | [9 empty] | 0.027451 | 0.027451 | 0.027451 | 0.027451 | [11 empty] | Rio Nogales Power Project LP | 100 | CPS Energy | 100
Walton Discover Power Facility | 55138_G_UN1 | 55138 | G | UN1 | 88304 | Combustion Turbine |  | S_SOU | Alabama | 1 | LEE | 81 | 01081 | 50 | 12001 | 1999 | 9999 |  |  | N | Natural Gas |  |  |  | H2O | [8 empty] | 4 | 0.34049 | 0.34049 | 0.34049 | 0.34049 | [11 empty] | South Eastern Electric Development Corp | 100 | South Eastern Electric Development Corp | 100
Walton Discover Power Facility | 55138_G_UN2 | 55138 | G | UN2 | 88306 | Combustion Turbine |  | S_SOU | Alabama | 1 | LEE | 81 | 01081 | 50 | 12002 | 1999 | 9999 |  |  | N | Natural Gas |  |  |  | H2O | [8 empty] | 4 | 0.44305 | 0.44305 | 0.44305 | 0.44305 | [11 empty] | South Eastern Electric Development Corp | 100 | South Eastern Electric Development Corp | 100
Wolf Hollow I LP | 55139_G_CTG1 | 55139 | G | CTG1 | 3981 | Combined Cycle |  | ERC_REST | Texas | 48 | Hood | 221 | 48221 | 212.5 | 8084 | 2003 | 9999 |  |  | N | Natural Gas |  |  |  |  | SCR | [8 empty] | 0.023241 | 0.023241 | 0.023241 | 0.023241 | [11 empty] | Wolf Hollow I Power LLC | 100 | TexGen Power LLC | 100
Wolf Hollow I LP | 55139_G_CTG2 | 55139 | G | CTG2 | 3982 | Combined Cycle |  | ERC_REST | Texas | 48 | Hood | 221 | 48221 | 212.5 | 8084 | 2003 | 9999 |  |  | N | Natural Gas |  |  |  |  | SCR | [8 empty] | 0.023241 | 0.023241 | 0.023241 | 0.023241 | [11 empty] | Wolf Hollow I Power LLC | 100 | TexGen Power LLC | 100
Wolf Hollow I LP | 55139_G_ST | 55139 | G | ST | 3981 | Combined Cycle |  | ERC_REST | Texas | 48 | Hood | 221 | 48221 | 280 | 8084 | 2003 | 9999 |  |  | N | Natural Gas |  |  |  | NH3 | SCR | [8 empty] | 0.023241 | 0.023241 | 0.023241 | 0.023241 | [11 empty] | Wolf Hollow I Power LLC | 100 | TexGen Power LLC | 100
Hawk Road Facility | 55141_G_CT1 | 55141 | G | CT1 | 3991 | Combustion Turbine |  | S_SOU | Georgia | 13 | Heard | 149 | 13149 | 153 | 10983 | 2001 | 9999 |  |  | N | Natural Gas |  |  |  | DLNB | [8 empty] | 0.006 | 0.04677 | 0.04677 | 0.04677 | 0.04677 | [11 empty] | Heard County Power LLC | 100 | Oglethorpe Power Corp | 100
Hawk Road Facility | 55141_G_CT2 | 55141 | G | CT2 | 3992 | Combustion Turbine |  | S_SOU | Georgia | 13 | Heard | 149 | 13149 | 150.3 | 10983 | 2001 | 9999 |  |  | N | Natural Gas |  |  |  | DLNB | [8 empty] | 0.006 | 0.04718 | 0.04718 | 0.04718 | 0.04718 | [11 empty] | Heard County Power LLC | 100 | Oglethorpe Power Corp | 100
Hawk Road Facility | 55141_G_CT3 | 55141 | G | CT3 | 3993 | Combustion Turbine |  | S_SOU | Georgia | 13 | Heard | 149 | 13149 | 153 | 10983 | 2001 | 9999 |  |  | N | Natural Gas |  |  |  | DLNB | [8 empty] | 0.006 | 0.04778 | 0.04778 | 0.04778 | 0.04778 | [11 empty] | Heard County Power LLC | 100 | Oglethorpe Power Corp | 100
Hays Energy Project | 55144_G_U1 | 55144 | G | U1 | 4002 | Combined Cycle |  | ERC_REST | Texas | 48 | Hays | 209 | 48209 | 210 | 7554 | 2002 | 9999 |  |  | N | Natural Gas |  |  |  |  | SCR | [8 empty] | 0.019112 | 0.019112 | 0.019112 | 0.019112 | [11 empty] | American National Power Inc | 100 | Vistra Energy | 100
Hays Energy Project | 55144_G_U2 | 55144 | G | U2 | 4003 | Combined Cycle |  | ERC_REST | Texas | 48 | Hays | 209 | 48209 | 211 | 7532 | 2002 | 9999 |  |  | N | Natural Gas |  |  |  |  | SCR | [8 empty] | 0.017159 | 0.017159 | 0.017159 | 0.017159 | [11 empty] | American National Power Inc | 100 | Vistra Energy | 100
Hays Energy Project | 55144_G_U3 | 55144 | G | U3 | 4004 | Combined Cycle |  | ERC_REST | Texas | 48 | Hays | 209 | 48209 | 210 | 7568 | 2002 | 9999 |  |  | N | Natural Gas |  |  |  |  | SCR | [8 empty] | 0.016719 | 0.016719 | 0.016719 | 0.016719 | [11 empty] | American National Power Inc | 100 | Vistra Energy | 100
Hays Energy Project | 55144_G_U4 | 55144 | G | U4 | 4005 | Combined Cycle |  | ERC_REST | Texas | 48 | Hays | 209 | 48209 | 213 | 7529 | 2002 | 9999 |  |  | N | Natural Gas |  |  |  |  | SCR | [8 empty] | 0.017935 | 0.017935 | 0.017935 | 0.017935 | [11 empty] | American National Power Inc | 100 | Vistra Energy | 100
Green Country Energy LLC | 55146_G_CTG1 | 55146 | G | CTG1 | 4006 | Combined Cycle |  | SPP_WEST | Oklahoma | 40 | Tulsa | 143 | 40143 | 155 | 7241 | 2002 | 9999 |  |  | N | Natural Gas |  |  |  | DLNB | SCR | [8 empty] | 0.025689 | 0.025689 | 0.025689 | 0.025689 | [11 empty] | Green Country Energy LLC | 100 | Electric Power Development Co Ltd (J Power) | 100
Green Country Energy LLC | 55146_G_CTG2 | 55146 | G | CTG2 | 4007 | Combined Cycle |  | SPP_WEST | Oklahoma | 40 | Tulsa | 143 | 40143 | 155 | 7241 | 2002 | 9999 |  |  | N | Natural Gas |  |  |  |  | SCR | [8 empty] | 0.023643 | 0.023643 | 0.023643 | 0.023643 | [11 empty] | Green Country Energy LLC | 100 | Electric Power Development Co Ltd (J Power) | 100
Green Country Energy LLC | 55146_G_CTG3 | 55146 | G | CTG3 | 4008 | Combined Cycle |  | SPP_WEST | Oklahoma | 40 | Tulsa | 143 | 40143 | 155 | 7241 | 2002 | 9999 |  |  | N | Natural Gas |  |  |  |  | SCR | [8 empty] | 0.024631 | 0.024631 | 0.024631 | 0.024631 | [11 empty] | Green Country Energy LLC | 100 | Electric Power Development Co Ltd (J Power) | 100
Green Country Energy LLC | 55146_G_STG1 | 55146 | G | STG1 | 4006 | Combined Cycle |  | SPP_WEST | Oklahoma | 40 | Tulsa | 143 | 40143 | 106 | 7241 | 2002 | 9999 |  |  | N | Natural Gas |  |  |  | LNB + NH3 | SCR | [8 empty] | 0.025689 | 0.025689 | 0.025689 | 0.025689 | [11 empty] | Green Country Energy LLC | 100 | Electric Power Development Co Ltd (J Power) | 100
Green Country Energy LLC | 55146_G_STG2 | 55146 | G | STG2 | 4007 | Combined Cycle |  | SPP_WEST | Oklahoma | 40 | Tulsa | 143 | 40143 | 106 | 7241 | 2002 | 9999 |  |  | N | Natural Gas |  |  |  | LNB + NH3 | SCR | [8 empty] | 0.023643 | 0.023643 | 0.023643 | 0.023643 | [11 empty] | Green Country Energy LLC | 100 | Electric Power Development Co Ltd (J Power) | 100
Green Country Energy LLC | 55146_G_STG3 | 55146 | G | STG3 | 4008 | Combined Cycle |  | SPP_WEST | Oklahoma | 40 | Tulsa | 143 | 40143 | 106 | 7241 | 2002 | 9999 |  |  | N | Natural Gas |  |  |  | LNB + NH3 | SCR | [8 empty] | 0.024631 | 0.024631 | 0.024631 | 0.024631 | [11 empty] | Green Country Energy LLC | 100 | Electric Power Development Co Ltd (J Power) | 100
Worthington Generation LLC | 55148_G_1 | 55148 | G | 1 | 4017 | Combustion Turbine |  | MIS_INKY | Indiana | 18 | Greene | 55 | 18055 | 41.5 | 11168 | 2000 | 9999 |  |  | N | Natural Gas |  |  |  | H2O | [8 empty] | 0.06 | 0.08186 | 0.08186 | 0.08186 | 0.08186 | [11 empty] | Hoosier Energy Rural Electric Coop Inc | 100 | Hoosier Energy Rural Electric Coop Inc | 100
Worthington Generation LLC | 55148_G_2 | 55148 | G | 2 | 4018 | Combustion Turbine |  | MIS_INKY | Indiana | 18 | Greene | 55 | 18055 | 41.5 | 11170 | 2000 | 9999 |  |  | N | Natural Gas |  |  |  | H2O | [8 empty] | 0.06 | 0.08558 | 0.08558 | 0.08558 | 0.08558 | [11 empty] | Hoosier Energy Rural Electric Coop Inc | 100 | Hoosier Energy Rural Electric Coop Inc | 100
Worthington Generation LLC | 55148_G_3 | 55148 | G | 3 | 4019 | Combustion Turbine |  | MIS_INKY | Indiana | 18 | Greene | 55 | 18055 | 41.5 | 11172 | 2000 | 9999 |  |  | N | Natural Gas |  |  |  | H2O | [8 empty] | 0.06 | 0.08162 | 0.08162 | 0.08162 | 0.08162 | [11 empty] | Hoosier Energy Rural Electric Coop Inc | 100 | Hoosier Energy Rural Electric Coop Inc | 100
Worthington Generation LLC | 55148_G_4 | 55148 | G | 4 | 4020 | Combustion Turbine |  | MIS_INKY | Indiana | 18 | Greene | 55 | 18055 | 41.5 | 11173 | 2000 | 9999 |  |  | N | Natural Gas |  |  |  | H2O | [8 empty] | 0.06 | 0.08827 | 0.08827 | 0.08827 | 0.08827 | [11 empty] | Hoosier Energy Rural Electric Coop Inc | 100 | Hoosier Energy Rural Electric Coop Inc | 100
Lake Road Generating Plant | 55149_G_U1 | 55149 | G | U1 | 4021 | Combined Cycle |  | NENG_CT | Connecticut | 9 | Windham | 15 | 09015 | 270.8 | 7412 | 2002 | 9999 |  |  | N | Natural Gas |  |  |  | DLNB + H2O | SCR | [7 empty] | 0.003 | 0.0061434 | 0.0061434 | 0.0061434 | 0.0061434 | [11 empty] | Lake Road Generating Co LP | 100 | Vistra Energy | 100
Lake Road Generating Plant | 55149_G_U2 | 55149 | G | U2 | 4022 | Combined Cycle |  | NENG_CT | Connecticut | 9 | Windham | 15 | 09015 | 275 | 7434 | 2002 | 9999 |  |  | N | Natural Gas |  |  |  | DLNB + H2O | SCR | [7 empty] | 0.003 | 0.0060936 | 0.0060936 | 0.0060936 | 0.0060936 | [11 empty] | Lake Road Generating Co LP | 100 | Vistra Energy | 100
Lake Road Generating Plant | 55149_G_U3 | 55149 | G | U3 | 4023 | Combined Cycle |  | NENG_CT | Connecticut | 9 | Windham | 15 | 09015 | 286.7 | 7408 | 2002 | 9999 |  |  | N | Natural Gas |  |  |  | DLNB + H2O | SCR | [7 empty] | 0.003 | 0.0051089 | 0.0051089 | 0.0051089 | 0.0051089 | [11 empty] | Lake Road Generating Co LP | 100 | Vistra Energy | 100
La Paloma Generating Plant | 55151_G_GEN1 | 55151 | G | GEN1 | 4024 | Combined Cycle |  | WEC_CALN | California | 6 | Kern | 29 | 06029 | 243.7 | 7322 | 2003 | 9999 |  |  | N | Natural Gas |  |  |  | DLNB | SCR | [8 empty] | 0.0081445 | 0.0081445 | 0.0081445 | 0.0081445 | [11 empty] | CXA La Paloma LLC | 100 | Beal Bank USA | 100
La Paloma Generating Plant | 55151_G_GEN2 | 55151 | G | GEN2 | 4025 | Combined Cycle |  | WEC_CALN | California | 6 | Kern | 29 | 06029 | 241.6 | 7290 | 2003 | 9999 |  |  | N | Natural Gas |  |  |  | DLNB | SCR | [8 empty] | 0.0092945 | 0.0092945 | 0.0092945 | 0.0092945 | [11 empty] | CXA La Paloma LLC | 100 | Beal Bank USA | 100
La Paloma Generating Plant | 55151_G_GEN3 | 55151 | G | GEN3 | 4026 | Combined Cycle |  | WEC_CALN | California | 6 | Kern | 29 | 06029 | 237.4 | 7338 | 2003 | 9999 |  |  | N | Natural Gas |  |  |  | DLNB | SCR | [8 empty] | 0.0086626 | 0.0086626 | 0.0086626 | 0.0086626 | [11 empty] | CXA La Paloma LLC | 100 | Beal Bank USA | 100
La Paloma Generating Plant | 55151_G_GEN4 | 55151 | G | GEN4 | 4027 | Combined Cycle |  | WEC_CALN | California | 6 | Kern | 29 | 06029 | 242.7 | 7247 | 2003 | 9999 |  |  | N | Natural Gas |  |  |  | DLNB | SCR | [8 empty] | 0.0085794 | 0.0085794 | 0.0085794 | 0.0085794 | [11 empty] | CXA La Paloma LLC | 100 | Beal Bank USA | 100
Guadalupe Generating Station | 55153_G_CTG1 | 55153 | G | CTG1 | 4028 | Combined Cycle |  | ERC_REST | Texas | 48 | Guadalupe | 187 | 48187 | 148 | 7178 | 2000 | 9999 |  |  | N | Natural Gas |  |  |  | DLNB | [9 empty] | 0.032007 | 0.032007 | 0.032007 | 0.032007 | [11 empty] | Guadalupe Power Partners LP | 100 | Energy Capital Partners | 100
Guadalupe Generating Station | 55153_G_CTG2 | 55153 | G | CTG2 | 4029 | Combined Cycle |  | ERC_REST | Texas | 48 | Guadalupe | 187 | 48187 | 148 | 7178 | 2000 | 9999 |  |  | N | Natural Gas |  |  |  | DLNB | [9 empty] | 0.032007 | 0.032007 | 0.032007 | 0.032007 | [11 empty] | Guadalupe Power Partners LP | 100 | Energy Capital Partners | 100
Guadalupe Generating Station | 55153_G_CTG3 | 55153 | G | CTG3 | 4030 | Combined Cycle |  | ERC_REST | Texas | 48 | Guadalupe | 187 | 48187 | 148 | 7178 | 2000 | 9999 |  |  | N | Natural Gas |  |  |  | DLNB | [9 empty] | 0.030885 | 0.030885 | 0.030885 | 0.030885 | [11 empty] | Guadalupe Power Partners LP | 100 | Energy Capital Partners | 100
Guadalupe Generating Station | 55153_G_CTG4 | 55153 | G | CTG4 | 4031 | Combined Cycle |  | ERC_REST | Texas | 48 | Guadalupe | 187 | 48187 | 148 | 7178 | 2000 | 9999 |  |  | N | Natural Gas |  |  |  | DLNB | [9 empty] | 0.030885 | 0.030885 | 0.030885 | 0.030885 | [11 empty] | Guadalupe Power Partners LP | 100 | Energy Capital Partners | 100
Guadalupe Generating Station | 55153_G_STG1 | 55153 | G | STG1 | 4028 | Combined Cycle |  | ERC_REST | Texas | 48 | Guadalupe | 187 | 48187 | 197 | 7178 | 2000 | 9999 |  |  | N | Natural Gas |  |  |  | LNB | [9 empty] | 0.032007 | 0.032007 | 0.032007 | 0.032007 | [11 empty] | Guadalupe Power Partners LP | 100 | Energy Capital Partners | 100
Guadalupe Generating Station | 55153_G_STG2 | 55153 | G | STG2 | 4030 | Combined Cycle |  | ERC_REST | Texas | 48 | Guadalupe | 187 | 48187 | 197 | 7178 | 2000 | 9999 |  |  | N | Natural Gas |  |  |  | LNB | [9 empty] | 0.030885 | 0.030885 | 0.030885 | 0.030885 | [11 empty] | Guadalupe Power Partners LP | 100 | Energy Capital Partners | 100
Lost Pines 1 Power Project | 55154_G_CTA | 55154 | G | CTA | 4032 | Combined Cycle |  | ERC_REST | Texas | 48 | Bastrop | 21 | 48021 | 169 | 7286 | 2001 | 9999 |  |  | N | Natural Gas |  |  |  |  | SCR | [8 empty] | 0.018815 | 0.018815 | 0.018815 | 0.018815 | [11 empty] | GenTex Power Corp | 100 | Lower Colorado River Authority | 100
Lost Pines 1 Power Project | 55154_G_CTB | 55154 | G | CTB | 4033 | Combined Cycle |  | ERC_REST | Texas | 48 | Bastrop | 21 | 48021 | 169 | 7286 | 2001 | 9999 |  |  | N | Natural Gas |  |  |  |  | SCR | [8 empty] | 0.018815 | 0.018815 | 0.018815 | 0.018815 | [11 empty] | GenTex Power Corp | 100 | Lower Colorado River Authority | 100
Lost Pines 1 Power Project | 55154_G_ST | 55154 | G | ST | 4032 | Combined Cycle |  | ERC_REST | Texas | 48 | Bastrop | 21 | 48021 | 172 | 7286 | 2001 | 9999 |  |  | N | Natural Gas |  |  |  |  | SCR | [8 empty] | 0.018815 | 0.018815 | 0.018815 | 0.018815 | [11 empty] | GenTex Power Corp | 100 | Lower Colorado River Authority | 100
MM Albany Energy | 55155_G_UNT1 | 55155 | G | UNT1 |  | Landfill Gas |  | NY_Z_F | New York | 36 | Albany | 1 | 36001 | 0.9 | 13500 | 1998 | 9999 |  |  | N | Landfill Gas | [13 empty] | 0.24082 | 0.24082 | 0.24082 | 0.24082 | [11 empty] | Albany Energy LLC | 100 | FORTISTAR | 100
MM Albany Energy | 55155_G_UNT2 | 55155 | G | UNT2 |  | Landfill Gas |  | NY_Z_F | New York | 36 | Albany | 1 | 36001 | 0.9 | 13500 | 1998 | 9999 |  |  | N | Landfill Gas | [13 empty] | 0.24082 | 0.24082 | 0.24082 | 0.24082 | [11 empty] | Albany Energy LLC | 100 | FORTISTAR | 100
MM Albany Energy | 55155_G_UNT3 | 55155 | G | UNT3 |  | Landfill Gas |  | NY_Z_F | New York | 36 | Albany | 1 | 36001 | 0.9 | 13500 | 2008 | 9999 |  |  | N | Landfill Gas | [13 empty] | 0.24082 | 0.24082 | 0.24082 | 0.24082 | [11 empty] | Albany Energy LLC | 100 | FORTISTAR | 100
MM Albany Energy | 55155_G_UNT4 | 55155 | G | UNT4 |  | Landfill Gas |  | NY_Z_F | New York | 36 | Albany | 1 | 36001 | 1.6 | 13500 | 2012 | 9999 |  |  | N | Landfill Gas | [13 empty] | 0.24082 | 0.24082 | 0.24082 | 0.24082 | [11 empty] | Albany Energy LLC | 100 | FORTISTAR | 100
MM Albany Energy | 55155_G_UNT5 | 55155 | G | UNT5 |  | Landfill Gas |  | NY_Z_F | New York | 36 | Albany | 1 | 36001 | 1.6 | 13500 | 2012 | 9999 |  |  | N | Landfill Gas | [13 empty] | 0.24082 | 0.24082 | 0.24082 | 0.24082 | [11 empty] | Albany Energy LLC | 100 | FORTISTAR | 100
MM Prince William Energy | 55156_G_UNT1 | 55156 | G | UNT1 |  | Landfill Gas |  | PJM_Dom | Virginia | 51 | Prince William | 153 | 51153 | 0.9 | 13500 | 1998 | 9999 |  |  | N | Landfill Gas | [13 empty] | 0.6 | 0.6 | 0.6 | 0.6 | [11 empty] | MM Prince William Energy LLC | 100 | FORTISTAR | 100
MM Prince William Energy | 55156_G_UNT2 | 55156 | G | UNT2 |  | Landfill Gas |  | PJM_Dom | Virginia | 51 | Prince William | 153 | 51153 | 0.9 | 13500 | 1998 | 9999 |  |  | N | Landfill Gas | [13 empty] | 0.6 | 0.6 | 0.6 | 0.6 | [11 empty] | MM Prince William Energy LLC | 100 | FORTISTAR | 100
MM Prince William Energy | 55156_G_UNT3 | 55156 | G | UNT3 |  | Landfill Gas |  | PJM_Dom | Virginia | 51 | Prince William | 153 | 51153 | 1.6 | 13500 | 2013 | 9999 |  |  | N | Landfill Gas | [13 empty] | 0.58809 | 0.58809 | 0.58809 | 0.58809 | [11 empty] | MM Prince William Energy LLC | 100 | FORTISTAR | 100
MM Prince William Energy | 55156_G_UNT4 | 55156 | G | UNT4 |  | Landfill Gas |  | PJM_Dom | Virginia | 51 | Prince William | 153 | 51153 | 1.6 | 13500 | 2013 | 9999 |  |  | N | Landfill Gas | [13 empty] | 0.58809 | 0.58809 | 0.58809 | 0.58809 | [11 empty] | MM Prince William Energy LLC | 100 | FORTISTAR | 100
MM Prince William Energy | 55156_G_UNT5 | 55156 | G | UNT5 |  | Landfill Gas |  | PJM_Dom | Virginia | 51 | Prince William | 153 | 51153 | 1.6 | 13500 | 2013 | 9999 |  |  | N | Landfill Gas | [13 empty] | 0.58809 | 0.58809 | 0.58809 | 0.58809 | [11 empty] | MM Prince William Energy LLC | 100 | FORTISTAR | 100
MM Tulare Energy | 55160_G_UNT1 | 55160 | G | UNT1 |  | Landfill Gas |  | WECC_SCE | California | 6 | Tulare | 107 | 06107 | 0.8 | 14103 | 1998 | 9999 |  |  | N | Landfill Gas | [13 empty] | 0.22117 | 0.22117 | 0.22117 | 0.22117 | [11 empty] | MM Tulare Energy LLC | 100 | FORTISTAR | 100
MM Tulare Energy | 55160_G_UNT2 | 55160 | G | UNT2 |  | Landfill Gas |  | WECC_SCE | California | 6 | Tulare | 107 | 06107 | 0.8 | 14103 | 1998 | 9999 |  |  | N | Landfill Gas | [13 empty] | 0.22117 | 0.22117 | 0.22117 | 0.22117 | [11 empty] | MM Tulare Energy LLC | 100 | FORTISTAR | 100
Bluegrass Generating Station | 55164_G_CT1 | 55164 | G | CT1 | 4034 | Combustion Turbine |  | PJM_West | Kentucky | 21 | Oldham | 185 | 21185 | 167 | 11093 | 2002 | 9999 |  |  | N | Natural Gas |  |  |  | DLNB | [9 empty] | 0.064016 | 0.064016 | 0.064016 | 0.064016 | [11 empty] | Bluegrass Generation Co LLC | 100 | East Kentucky Power Coop | 100
Bluegrass Generating Station | 55164_G_CT2 | 55164 | G | CT2 | 4035 | Combustion Turbine |  | PJM_West | Kentucky | 21 | Oldham | 185 | 21185 | 167 | 11093 | 2002 | 9999 |  |  | N | Natural Gas |  |  |  | DLNB | [9 empty] | 0.06393 | 0.06393 | 0.06393 | 0.06393 | [11 empty] | Bluegrass Generation Co LLC | 100 | East Kentucky Power Coop | 100
Bluegrass Generating Station | 55164_G_CT3 | 55164 | G | CT3 | 8446 | Combustion Turbine |  | PJM_West | Kentucky | 21 | Oldham | 185 | 21185 | 167 | 11093 | 2002 | 9999 |  |  | N | Natural Gas |  |  |  | DLNB | [9 empty] | 0.07267 | 0.07267 | 0.07267 | 0.07267 | [11 empty] | Bluegrass Generation Co LLC | 100 | East Kentucky Power Coop | 100
Calcasieu | 55165_G_G101 | 55165 | G | G101 | 4036 | Combustion Turbine |  | MIS_WOTA | Louisiana | 22 | Calcasieu | 19 | 22019 | 143.6 | 11091 | 2000 | 9999 |  |  | N | Natural Gas |  |  |  | DLNB | [8 empty] | 5.261 | 0.09178 | 0.09178 | 0.09178 | 0.09178 | [11 empty] | Entergy Louisiana LLC | 100 | Entergy Corp | 100
Calcasieu | 55165_G_G102 | 55165 | G | G102 | 4037 | Combustion Turbine |  | MIS_WOTA | Louisiana | 22 | Calcasieu | 19 | 22019 | 159.4 | 11091 | 2001 | 9999 |  |  | N | Natural Gas |  |  |  | DLNB | [8 empty] | 5.261 | 0.07933 | 0.07933 | 0.07933 | 0.07933 | [11 empty] | Entergy Louisiana LLC | 100 | Entergy Corp | 100
Broad River Energy Center | 55166_G_CT01 | 55166 | G | CT01 | 4041 | Combustion Turbine |  | S_VACA | South Carolina | 45 | Cherokee | 21 | 45021 | 172.2 | 10745 | 2000 | 9999 |  |  | N | Natural Gas, Distillate Fuel Oil |  |  |  | DLNB | [8 empty] | 3.5 | 0.04274 | 0.04274 | 0.04274 | 0.04274 | [11 empty] | Broad River Energy LLC | 100 | Energy Capital Partners | 100
Broad River Energy Center | 55166_G_CT02 | 55166 | G | CT02 | 4042 | Combustion Turbine |  | S_VACA | South Carolina | 45 | Cherokee | 21 | 45021 | 169.2 | 10745 | 2000 | 9999 |  |  | N | Natural Gas, Distillate Fuel Oil |  |  |  | DLNB | [8 empty] | 3.5 | 0.03628 | 0.03628 | 0.03628 | 0.03628 | [11 empty] | Broad River Energy LLC | 100 | Energy Capital Partners | 100
Broad River Energy Center | 55166_G_CT03 | 55166 | G | CT03 | 4043 | Combustion Turbine |  | S_VACA | South Carolina | 45 | Cherokee | 21 | 45021 | 169.5 | 10745 | 2000 | 9999 |  |  | N | Natural Gas, Distillate Fuel Oil |  |  |  | DLNB | [8 empty] | 3.5 | 0.03871 | 0.03871 | 0.03871 | 0.03871 | [11 empty] | Broad River Energy LLC | 100 | Energy Capital Partners | 100
Broad River Energy Center | 55166_G_CT04 | 55166 | G | CT04 | 8448 | Combustion Turbine |  | S_VACA | South Carolina | 45 | Cherokee | 21 | 45021 | 173.3 | 10745 | 2001 | 9999 |  |  | N | Natural Gas, Distillate Fuel Oil |  |  |  | DLNB | [8 empty] | 3.5 | 0.03496 | 0.03496 | 0.03496 | 0.03496 | [11 empty] | Broad River Energy LLC | 100 | Energy Capital Partners | 100
Broad River Energy Center | 55166_G_CT05 | 55166 | G | CT05 | 8450 | Combustion Turbine |  | S_VACA | South Carolina | 45 | Cherokee | 21 | 45021 | 173.6 | 10745 | 2001 | 9999 |  |  | N | Natural Gas, Distillate Fuel Oil |  |  |  | DLNB | [8 empty] | 3.5 | 0.0375 | 0.0375 | 0.0375 | 0.0375 | [11 empty] | Broad River Energy LLC | 100 | Energy Capital Partners | 100
Bastrop Energy Center | 55168_G_0001 | 55168 | G | 0001 | 4046 | Combined Cycle |  | ERC_REST | Texas | 48 | Bastrop | 21 | 48021 | 149 | 7896 | 2002 | 9999 |  |  | N | Natural Gas |  |  |  | DLNB | [9 empty] | 0.027404 | 0.027404 | 0.027404 | 0.027404 | [11 empty] | Bastrop Energy Partners LP | 100 | Blackstone Group (The) | 100
Bastrop Energy Center | 55168_G_0002 | 55168 | G | 0002 | 4047 | Combined Cycle |  | ERC_REST | Texas | 48 | Bastrop | 21 | 48021 | 149 | 7896 | 2002 | 9999 |  |  | N | Natural Gas |  |  |  | DLNB | [9 empty] | 0.027404 | 0.027404 | 0.027404 | 0.027404 | [11 empty] | Bastrop Energy Partners LP | 100 | Blackstone Group (The) | 100
Bastrop Energy Center | 55168_G_0003 | 55168 | G | 0003 | 4046 | Combined Cycle |  | ERC_REST | Texas | 48 | Bastrop | 21 | 48021 | 227 | 7896 | 2002 | 9999 |  |  | N | Natural Gas |  |  |  | LNB | [9 empty] | 0.027404 | 0.027404 | 0.027404 | 0.027404 | [11 empty] | Bastrop Energy Partners LP | 100 | Blackstone Group (The) | 100
Granite Ridge | 55170_G_CT11 | 55170 | G | CT11 | 4048 | Combined Cycle |  | NENGREST | New Hampshire | 33 | Rockingham | 15 | 33015 | 222 | 7348 | 2003 | 9999 |  |  | N | Natural Gas |  |  |  | DLNB | SCR | [7 empty] | 0.002 | 0.0087067 | 0.0087067 | 0.0087067 | 0.0087067 | [11 empty] | Calpine Corp | 100 | Energy Capital Partners | 100
Granite Ridge | 55170_G_CT12 | 55170 | G | CT12 | 4049 | Combined Cycle |  | NENGREST | New Hampshire | 33 | Rockingham | 15 | 33015 | 222 | 7348 | 2003 | 9999 |  |  | N | Natural Gas |  |  |  | DLNB | SCR | [7 empty] | 0.002 | 0.0087067 | 0.0087067 | 0.0087067 | 0.0087067 | [11 empty] | Calpine Corp | 100 | Energy Capital Partners | 100
Granite Ridge | 55170_G_STG | 55170 | G | STG | 4048 | Combined Cycle |  | NENGREST | New Hampshire | 33 | Rockingham | 15 | 33015 | 234 | 7348 | 2003 | 9999 |  |  | N | Natural Gas |  |  |  | DLNB + NH3 | SCR | [7 empty] | 0.002 | 0.0087067 | 0.0087067 | 0.0087067 | 0.0087067 | [11 empty] | Calpine Corp | 100 | Energy Capital Partners | 100
Bosque County Peaking | 55172_G_GT-1 | 55172 | G | GT-1 | 4054 | Combined Cycle |  | ERC_REST | Texas | 48 | Bosque | 35 | 48035 | 154 | 7054 | 2000 | 9999 |  |  | N | Natural Gas |  |  |  | DLNB | SCR | [8 empty] | 0.25198 | 0.019999 | 0.25198 | 0.019999 | [11 empty] | Calpine Bosque Energy Center LLC | 100 | Energy Capital Partners | 100
Bosque County Peaking | 55172_G_GT-2 | 55172 | G | GT-2 | 4055 | Combined Cycle |  | ERC_REST | Texas | 48 | Bosque | 35 | 48035 | 154 | 7054 | 2000 | 9999 |  |  | N | Natural Gas |  |  |  | DLNB | SCR | [8 empty] | 0.25198 | 0.019999 | 0.25198 | 0.019999 | [11 empty] | Calpine Bosque Energy Center LLC | 100 | Energy Capital Partners | 100
Bosque County Peaking | 55172_G_GT-3 | 55172 | G | GT-3 | 4056 | Combined Cycle |  | ERC_REST | Texas | 48 | Bosque | 35 | 48035 | 154 | 7054 | 2001 | 9999 |  |  | N | Natural Gas |  |  |  | DLNB | SCR | [8 empty] | 0.25198 | 0.019999 | 0.25198 | 0.019999 | [11 empty] | Calpine Bosque Energy Center LLC | 100 | Energy Capital Partners | 100
Bosque County Peaking | 55172_G_ST-4 | 55172 | G | ST-4 | 4056 | Combined Cycle |  | ERC_REST | Texas | 48 | Bosque | 35 | 48035 | 86 | 7054 | 2001 | 9999 | other |  | N | Natural Gas |  |  |  | LNB | SCR | [8 empty] | 0.25198 | 0.019999 | 0.25198 | 0.019999 | [11 empty] | Calpine Bosque Energy Center LLC | 100 | Energy Capital Partners | 100
Bosque County Peaking | 55172_G_ST-5 | 55172 | G | ST-5 | 4054 | Combined Cycle |  | ERC_REST | Texas | 48 | Bosque | 35 | 48035 | 200 | 7054 | 2010 | 9999 |  |  | N | Natural Gas |  |  |  | LNB | SCR | [8 empty] | 0.25198 | 0.019999 | 0.25198 | 0.019999 | [11 empty] | Calpine Bosque Energy Center LLC | 100 | Energy Capital Partners | 100
Acadia Energy Center | 55173_G_CT11 | 55173 | G | CT11 | 4054 | Combined Cycle |  | MIS_LA | Louisiana | 22 | Acadia | 1 | 22001 | 164.7 | 7343 | 2002 | 9999 |  |  | N | Natural Gas |  |  |  | DLNB | SCR | [8 empty] | 0.0097886 | 0.0097886 | 0.0097886 | 0.0097886 | [11 empty] | CLECO Power LLC | 100 | Cleco Corp | 100
Acadia Energy Center | 55173_G_CT12 | 55173 | G | CT12 | 4059 | Combined Cycle |  | MIS_LA | Louisiana | 22 | Acadia | 1 | 22001 | 169 | 7343 | 2002 | 9999 |  |  | N | Natural Gas |  |  |  |  | SCR | [8 empty] | 0.0097886 | 0.0097886 | 0.0097886 | 0.0097886 | [11 empty] | CLECO Power LLC | 100 | Cleco Corp | 100
Acadia Energy Center | 55173_G_CT24 | 55173 | G | CT24 | 4060 | Combined Cycle |  | MIS_LA | Louisiana | 22 | Acadia | 1 | 22001 | 146.2 | 7343 | 2002 | 9999 |  |  | N | Natural Gas |  |  |  |  | SCR | [8 empty] | 0.0091722 | 0.0091722 | 0.0091722 | 0.0091722 | [11 empty] | Entergy Louisiana LLC | 100 | Entergy Corp | 100
Acadia Energy Center | 55173_G_CT25 | 55173 | G | CT25 | 4061 | Combined Cycle |  | MIS_LA | Louisiana | 22 | Acadia | 1 | 22001 | 145.6 | 7343 | 2002 | 9999 |  |  | N | Natural Gas |  |  |  |  | SCR | [8 empty] | 0.0091722 | 0.0091722 | 0.0091722 | 0.0091722 | [11 empty] | Entergy Louisiana LLC | 100 | Entergy Corp | 100
Acadia Energy Center | 55173_G_ST13 | 55173 | G | ST13 | 4058 | Combined Cycle |  | MIS_LA | Louisiana | 22 | Acadia | 1 | 22001 | 221.3 | 7343 | 2002 | 9999 |  |  | N | Natural Gas |  |  |  | LNB | SCR | [8 empty] | 0.0097886 | 0.0097886 | 0.0097886 | 0.0097886 | [11 empty] | CLECO Power LLC | 100 | Cleco Corp | 100
Acadia Energy Center | 55173_G_ST26 | 55173 | G | ST26 | 4060 | Combined Cycle |  | MIS_LA | Louisiana | 22 | Acadia | 1 | 22001 | 241.1 | 7343 | 2002 | 9999 |  |  | N | Natural Gas |  |  |  | LNB | SCR | [8 empty] | 0.0091722 | 0.0091722 | 0.0091722 | 0.0091722 | [11 empty] | Entergy Louisiana LLC | 100 | Entergy Corp | 100
Eastman Cogeneration Facility | 55176_G_GEN1 | 55176 | G | GEN1 | 4065 | Combined Cycle |  | SPP_WEST | Texas | 48 | Harrison | 203 | 48203 | 153.7 | 5673 | 2001 | 9999 |  |  | Y | Natural Gas |  |  |  | DLNB | [9 empty] | 0.026229 | 0.026229 | 0.026229 | 0.026229 | [11 empty] | Eastman Cogeneration LP | 100 | Eastman Chemical Co | 100
Eastman Cogeneration Facility | 55176_G_GEN2 | 55176 | G | GEN2 | 4066 | Combined Cycle |  | SPP_WEST | Texas | 48 | Harrison | 203 | 48203 | 153.7 | 5673 | 2001 | 9999 |  |  | Y | Natural Gas |  |  |  | DLNB | [9 empty] | 0.026229 | 0.026229 | 0.026229 | 0.026229 | [11 empty] | Eastman Cogeneration LP | 100 | Eastman Chemical Co | 100
Eastman Cogeneration Facility | 55176_G_GEN3 | 55176 | G | GEN3 | 4065 | Combined Cycle |  | SPP_WEST | Texas | 48 | Harrison | 203 | 48203 | 109.8 | 5673 | 2001 | 9999 |  |  | Y | Natural Gas |  |  |  | LNB | [9 empty] | 0.026229 | 0.026229 | 0.026229 | 0.026229 | [11 empty] | Eastman Cogeneration LP | 100 | Eastman Chemical Co | 100
South Point Energy Center | 55177_G_A | 55177 | G | A | 4067 | Combined Cycle |  | WECC_AZ | Arizona | 4 | Mohave | 15 | 04015 | 180 | 7949 | 2001 | 9999 |  |  | N | Natural Gas |  |  |  | DLNB | SCR | [8 empty] | 0.011045 | 0.011045 | 0.011045 | 0.011045 | [11 empty] | South Point Energy Center LLC | 100 | Energy Capital Partners | 100
South Point Energy Center | 55177_G_B | 55177 | G | B | 4068 | Combined Cycle |  | WECC_AZ | Arizona | 4 | Mohave | 15 | 04015 | 180 | 7949 | 2001 | 9999 |  |  | N | Natural Gas |  |  |  | DLNB | SCR | [8 empty] | 0.011045 | 0.011045 | 0.011045 | 0.011045 | [11 empty] | South Point Energy Center LLC | 100 | Energy Capital Partners | 100
South Point Energy Center | 55177_G_ST1 | 55177 | G | ST1 | 4067 | Combined Cycle |  | WECC_AZ | Arizona | 4 | Mohave | 15 | 04015 | 190 | 7949 | 2001 | 9999 |  |  | N | Natural Gas |  |  |  | DLNB | SCR | [8 empty] | 0.011045 | 0.011045 | 0.011045 | 0.011045 | [11 empty] | South Point Energy Center LLC | 100 | Energy Capital Partners | 100
Dogwood Energy Facility | 55178_G_CT-1 | 55178 | G | CT-1 | 4069 | Combined Cycle |  | SPP_N | Missouri | 29 | Cass | 37 | 29037 | 180.2 | 7852 | 2001 | 9999 |  |  | N | Natural Gas |  |  |  |  | SCR | [8 empty] | 0.015275 | 0.015275 | 0.015275 | 0.015275 | [11 empty] | Dogwood Energy LLC | 55.5 | Monarch Holdings | 55.5
Dogwood Energy Facility | 55178_G_CT-2 | 55178 | G | CT-2 | 4070 | Combined Cycle |  | SPP_N | Missouri | 29 | Cass | 37 | 29037 | 177.7 | 7852 | 2001 | 9999 |  |  | N | Natural Gas |  |  |  |  | SCR | [8 empty] | 0.015275 | 0.015275 | 0.015275 | 0.015275 | [11 empty] | Dogwood Energy LLC | 55.5 | Monarch Holdings | 55.5
Dogwood Energy Facility | 55178_G_ST-1 | 55178 | G | ST-1 | 4069 | Combined Cycle |  | SPP_N | Missouri | 29 | Cass | 37 | 29037 | 254.5 | 7852 | 2002 | 9999 |  |  | N | Natural Gas |  |  |  | NH3 | SCR | [8 empty] | 0.015275 | 0.015275 | 0.015275 | 0.015275 | [11 empty] | Dogwood Energy LLC | 55.5 | Monarch Holdings | 55.5
Rathdrum Power LLC | 55179_G_CTG1 | 55179 | G | CTG1 | 4071 | Combined Cycle |  | WECC_PNW | Idaho | 16 | Kootenai | 55 | 16055 | 150 | 7078 | 2001 | 9999 |  |  | N | Natural Gas |  |  |  | DLNB | SCR | [7 empty] | 1.75 | 0.012118 | 0.012118 | 0.012118 | 0.012118 | [11 empty] | Rathdrum Power LLC | 100 | Ares Management LP | 100
Rathdrum Power LLC | 55179_G_STG1 | 55179 | G | STG1 | 4071 | Combined Cycle |  | WECC_PNW | Idaho | 16 | Kootenai | 55 | 16055 | 98 | 7078 | 2001 | 9999 |  |  | N | Natural Gas |  |  |  | LNB + NH3 | SCR | [7 empty] | 1.75 | 0.012118 | 0.012118 | 0.012118 | 0.012118 | [11 empty] | Rathdrum Power LLC | 100 | Ares Management LP | 100
Sunrise Power LLC | 55182_G_STG | 55182 | G | STG | 8458 | Combined Cycle |  | WEC_CALN | California | 6 | Kern | 29 | 06029 | 245 | 7069 | 2003 | 9999 |  |  | N | Natural Gas |  |  |  | LNB | SCR | [8 empty] | 0.0050333 | 0.0050333 | 0.0050333 | 0.0050333 | [11 empty] | Sunrise Power Co LLC | 100 | ArcLight Capital Partners LLC | 100
Sunrise Power LLC | 55182_G_X718 | 55182 | G | X718 | 8458 | Combined Cycle |  | WEC_CALN | California | 6 | Kern | 29 | 06029 | 150 | 7069 | 2001 | 9999 |  |  | N | Natural Gas |  |  |  | DLNB | SCR | [8 empty] | 0.0050333 | 0.0050333 | 0.0050333 | 0.0050333 | [11 empty] | Sunrise Power Co LLC | 100 | ArcLight Capital Partners LLC | 100
Sunrise Power LLC | 55182_G_X719 | 55182 | G | X719 | 8460 | Combined Cycle |  | WEC_CALN | California | 6 | Kern | 29 | 06029 | 150 | 7069 | 2001 | 9999 |  |  | N | Natural Gas |  |  |  | DLNB | SCR | [8 empty] | 0.0050333 | 0.0050333 | 0.0050333 | 0.0050333 | [11 empty] | Sunrise Power Co LLC | 100 | ArcLight Capital Partners LLC | 100
Nelson Energy Center | 55183_G_CT1 | 55183 | G | CT1 | 4073 | Combined Cycle |  | PJM_COMD | Illinois | 17 | Lee | 103 | 17103 | 168 | 7332 | 2015 | 2045 |  |  | N | Natural Gas |  |  |  | DLNB | SCR | [8 empty] | 0.016794 | 0.016794 | 0.016794 | 0.016794 | [11 empty] | Invenergy Nelson LLC | 100 | Invenergy LLC | 100
Nelson Energy Center | 55183_G_CT2 | 55183 | G | CT2 | 4074 | Combined Cycle |  | PJM_COMD | Illinois | 17 | Lee | 103 | 17103 | 168 | 7332 | 2015 | 2045 |  |  | N | Natural Gas |  |  |  | DLNB | SCR | [8 empty] | 0.016794 | 0.016794 | 0.016794 | 0.016794 | [11 empty] | Invenergy Nelson LLC | 100 | Invenergy LLC | 100
Nelson Energy Center | 55183_G_ST1 | 55183 | G | ST1 | 4073 | Combined Cycle |  | PJM_COMD | Illinois | 17 | Lee | 103 | 17103 | 125 | 7332 | 2015 | 2045 |  |  | N | Natural Gas |  |  |  | DLNB | SCR | [8 empty] | 0.016794 | 0.016794 | 0.016794 | 0.016794 | [11 empty] | Invenergy Nelson LLC | 100 | Invenergy LLC | 100
Nelson Energy Center | 55183_G_ST2 | 55183 | G | ST2 | 4074 | Combined Cycle |  | PJM_COMD | Illinois | 17 | Lee | 103 | 17103 | 125 | 7332 | 2015 | 2045 |  |  | N | Natural Gas |  |  |  | DLNB | SCR | [8 empty] | 0.016794 | 0.016794 | 0.016794 | 0.016794 | [11 empty] | Invenergy Nelson LLC | 100 | Invenergy LLC | 100
Channelview Cogeneration Plant | 55187_G_GT1 | 55187 | G | GT1 | 4077 | Combined Cycle |  | ERC_REST | Texas | 48 | Harris | 201 | 48201 | 163 | 6131 | 2002 | 9999 |  |  | Y | Natural Gas |  |  |  |  | SCR | [7 empty] | 0.001 | 0.011092 | 0.011092 | 0.011092 | 0.011092 | [11 empty] | EIF Channelview Cogeneration LLC | 100 | Ares Management LP | 100
Channelview Cogeneration Plant | 55187_G_GT2 | 55187 | G | GT2 | 4078 | Combined Cycle |  | ERC_REST | Texas | 48 | Harris | 201 | 48201 | 161 | 6131 | 2002 | 9999 |  |  | Y | Natural Gas |  |  |  |  | SCR | [7 empty] | 0.001 | 0.011092 | 0.011092 | 0.011092 | 0.011092 | [11 empty] | EIF Channelview Cogeneration LLC | 100 | Ares Management LP | 100
Channelview Cogeneration Plant | 55187_G_GT3 | 55187 | G | GT3 | 4079 | Combined Cycle |  | ERC_REST | Texas | 48 | Harris | 201 | 48201 | 165 | 6131 | 2002 | 9999 |  |  | Y | Natural Gas |  |  |  |  | SCR | [7 empty] | 0.001 | 0.011092 | 0.011092 | 0.011092 | 0.011092 | [11 empty] | EIF Channelview Cogeneration LLC | 100 | Ares Management LP | 100
Channelview Cogeneration Plant | 55187_G_GT4 | 55187 | G | GT4 | 4080 | Combined Cycle |  | ERC_REST | Texas | 48 | Harris | 201 | 48201 | 159 | 6131 | 2001 | 9999 |  |  | Y | Natural Gas |  |  |  |  | SCR | [7 empty] | 0.001 | 0.011092 | 0.011092 | 0.011092 | 0.011092 | [11 empty] | EIF Channelview Cogeneration LLC | 100 | Ares Management LP | 100
Channelview Cogeneration Plant | 55187_G_ST1 | 55187 | G | ST1 | 4077 | Combined Cycle |  | ERC_REST | Texas | 48 | Harris | 201 | 48201 | 143 | 6131 | 2002 | 9999 |  |  | Y | Natural Gas |  |  |  |  | SCR | [7 empty] | 0.001 | 0.011092 | 0.011092 | 0.011092 | 0.011092 | [11 empty] | EIF Channelview Cogeneration LLC | 100 | Ares Management LP | 100
Cordova Energy | 55188_G_PT11 | 55188 | G | PT11 | 4081 | Combined Cycle |  | PJM_COMD | Illinois | 17 | Rock Island | 161 | 17161 | 165 | 7335 | 2001 | 2045 |  |  | N | Natural Gas |  |  |  | DLNB | SCR | [8 empty] | 0.0097117 | 0.0097117 | 0.0097117 | 0.0097117 | [11 empty] | Cordova Energy Co LLC | 100 | Berkshire Hathaway Inc | 100
Cordova Energy | 55188_G_PT21 | 55188 | G | PT21 | 4082 | Combined Cycle |  | PJM_COMD | Illinois | 17 | Rock Island | 161 | 17161 | 165 | 7335 | 2001 | 2045 |  |  | N | Natural Gas |  |  |  | DLNB | SCR | [8 empty] | 0.0097117 | 0.0097117 | 0.0097117 | 0.0097117 | [11 empty] | Cordova Energy Co LLC | 100 | Berkshire Hathaway Inc | 100
Cordova Energy | 55188_G_PT31 | 55188 | G | PT31 | 4081 | Combined Cycle |  | PJM_COMD | Illinois | 17 | Rock Island | 161 | 17161 | 191.2 | 7335 | 2001 | 2045 |  |  | N | Natural Gas |  |  |  | DLNB | SCR | [8 empty] | 0.0097117 | 0.0097117 | 0.0097117 | 0.0097117 | [11 empty] | Cordova Energy Co LLC | 100 | Berkshire Hathaway Inc | 100
Ontelaunee Energy Center | 55193_G_CTG1 | 55193 | G | CTG1 | 4089 | Combined Cycle |  | PJM_WMAC | Pennsylvania | 42 | Berks | 11 | 42011 | 184 | 7333 | 2002 | 9999 |  |  | N | Natural Gas |  |  |  | DLNB | SCR | [8 empty] | 0.0064974 | 0.0064974 | 0.0064974 | 0.0064974 | [11 empty] | Ontelaunee Power Operating Co LLC | 100 | Vistra Energy | 100
Ontelaunee Energy Center | 55193_G_CTG2 | 55193 | G | CTG2 | 4090 | Combined Cycle |  | PJM_WMAC | Pennsylvania | 42 | Berks | 11 | 42011 | 184 | 7333 | 2002 | 9999 |  |  | N | Natural Gas |  |  |  | DLNB | SCR | [8 empty] | 0.0064974 | 0.0064974 | 0.0064974 | 0.0064974 | [11 empty] | Ontelaunee Power Operating Co LLC | 100 | Vistra Energy | 100
Ontelaunee Energy Center | 55193_G_STG | 55193 | G | STG | 4089 | Combined Cycle |  | PJM_WMAC | Pennsylvania | 42 | Berks | 11 | 42011 | 187.1 | 7333 | 2002 | 9999 |  |  | N | Natural Gas |  |  |  | DLNB | SCR | [8 empty] | 0.0064974 | 0.0064974 | 0.0064974 | 0.0064974 | [11 empty] | Ontelaunee Power Operating Co LLC | 100 | Vistra Energy | 100
Springdale 1 & 2 | 55196_G_UNT1 | 55196 | G | UNT1 | 4100 | Combustion Turbine |  | PJM_AP | Pennsylvania | 42 | Allegheny | 3 | 42003 | 44 | 10745 | 1999 | 9999 |  |  | N | Natural Gas |  |  |  | H2O | [8 empty] | 0.053 | 0.0709 | 0.0709 | 0.0709 | 0.0709 | [11 empty] | Springdale Energy LLC | 100 | LS Power Group | 100
Springdale 1 & 2 | 55196_G_UNT2 | 55196 | G | UNT2 | 4101 | Combustion Turbine |  | PJM_AP | Pennsylvania | 42 | Allegheny | 3 | 42003 | 44 | 10745 | 1999 | 9999 |  |  | N | Natural Gas |  |  |  | H2O | [8 empty] | 0.053 | 0.07483 | 0.07483 | 0.07483 | 0.07483 | [11 empty] | Springdale Energy LLC | 100 | LS Power Group | 100
Caledonia | 55197_G_CTG1 | 55197 | G | CTG1 | 4102 | Combined Cycle |  | S_C_TVA | Mississippi | 28 | Lowndes | 87 | 28087 | 157 | 7182 | 2003 | 9999 |  |  | N | Natural Gas |  |  |  | DLNB | SCR | [8 empty] | 0.010865 | 0.010865 | 0.010865 | 0.010865 | [11 empty] | Tennessee Valley Authority | 100 | Tennessee Valley Authority | 100
Caledonia | 55197_G_CTG2 | 55197 | G | CTG2 | 4103 | Combined Cycle |  | S_C_TVA | Mississippi | 28 | Lowndes | 87 | 28087 | 157 | 7182 | 2003 | 9999 |  |  | N | Natural Gas |  |  |  | DLNB | SCR | [8 empty] | 0.01111 | 0.01111 | 0.01111 | 0.01111 | [11 empty] | Tennessee Valley Authority | 100 | Tennessee Valley Authority | 100
Caledonia | 55197_G_CTG3 | 55197 | G | CTG3 | 4104 | Combined Cycle |  | S_C_TVA | Mississippi | 28 | Lowndes | 87 | 28087 | 157 | 7182 | 2003 | 9999 |  |  | N | Natural Gas |  |  |  | DLNB | SCR | [8 empty] | 0.011706 | 0.011706 | 0.011706 | 0.011706 | [11 empty] | Tennessee Valley Authority | 100 | Tennessee Valley Authority | 100
Caledonia | 55197_G_STG1 | 55197 | G | STG1 | 4102 | Combined Cycle |  | S_C_TVA | Mississippi | 28 | Lowndes | 87 | 28087 | 98 | 7182 | 2003 | 9999 |  |  | N | Natural Gas |  |  |  | DLNB | SCR | [8 empty] | 0.010865 | 0.010865 | 0.010865 | 0.010865 | [11 empty] | Tennessee Valley Authority | 100 | Tennessee Valley Authority | 100
Caledonia | 55197_G_STG2 | 55197 | G | STG2 | 4103 | Combined Cycle |  | S_C_TVA | Mississippi | 28 | Lowndes | 87 | 28087 | 98 | 7182 | 2003 | 9999 |  |  | N | Natural Gas |  |  |  | DLNB | SCR | [8 empty] | 0.01111 | 0.01111 | 0.01111 | 0.01111 | [11 empty] | Tennessee Valley Authority | 100 | Tennessee Valley Authority | 100
Caledonia | 55197_G_STG3 | 55197 | G | STG3 | 4104 | Combined Cycle |  | S_C_TVA | Mississippi | 28 | Lowndes | 87 | 28087 | 98 | 7182 | 2003 | 9999 |  |  | N | Natural Gas |  |  |  | DLNB | SCR | [8 empty] | 0.011706 | 0.011706 | 0.011706 | 0.011706 | [11 empty] | Tennessee Valley Authority | 100 | Tennessee Valley Authority | 100
Riverside Generating LLC | 55198_G_GTG1 | 55198 | G | GTG1 | 4105 | Combustion Turbine |  | PJM_West | Kentucky | 21 | Lawrence | 127 | 21127 | 165 | 11408 | 2001 | 9999 |  |  | N | Natural Gas |  |  |  | DLNB | [8 empty] | 4 | 0.05909 | 0.05909 | 0.05909 | 0.05909 | [11 empty] | Riverside Generating Co LLC | 100 | DTE Energy Co | 100
Riverside Generating LLC | 55198_G_GTG2 | 55198 | G | GTG2 | 4106 | Combustion Turbine |  | PJM_West | Kentucky | 21 | Lawrence | 127 | 21127 | 165 | 11408 | 2001 | 9999 |  |  | N | Natural Gas |  |  |  | DLNB | [8 empty] | 4 | 0.05421 | 0.05421 | 0.05421 | 0.05421 | [11 empty] | Riverside Generating Co LLC | 100 | DTE Energy Co | 100
Riverside Generating LLC | 55198_G_GTG3 | 55198 | G | GTG3 | 4107 | Combustion Turbine |  | PJM_West | Kentucky | 21 | Lawrence | 127 | 21127 | 165 | 11408 | 2001 | 9999 |  |  | N | Natural Gas |  |  |  | DLNB | [8 empty] | 4 | 0.06315 | 0.06315 | 0.06315 | 0.06315 | [11 empty] | Riverside Generating Co LLC | 100 | DTE Energy Co | 100
Riverside Generating LLC | 55198_G_GTG4 | 55198 | G | GTG4 | 4108 | Combustion Turbine |  | PJM_West | Kentucky | 21 | Lawrence | 127 | 21127 | 165 | 11408 | 2002 | 9999 |  |  | N | Natural Gas |  |  |  | DLNB + H2O | [8 empty] | 4 | 0.05573 | 0.05573 | 0.05573 | 0.05573 | [11 empty] | Foothills Generating Co LLC | 100 | LS Power Group | 100
Riverside Generating LLC | 55198_G_GTG5 | 55198 | G | GTG5 | 4109 | Combustion Turbine |  | PJM_West | Kentucky | 21 | Lawrence | 127 | 21127 | 165 | 11408 | 2002 | 9999 |  |  | N | Natural Gas |  |  |  | DLNB + H2O | [8 empty] | 4 | 0.052836 | 0.052836 | 0.052836 | 0.052836 | [11 empty] | Foothills Generating Co LLC | 100 | LS Power Group | 100
Elwood Energy LLC | 55199_G_GT1 | 55199 | G | GT1 | 4110 | Combustion Turbine |  | PJM_COMD | Illinois | 17 | Will | 197 | 17197 | 150 | 11361 | 1999 | 2045 |  |  | N | Natural Gas |  |  |  | DLNB | [8 empty] | 1 | 0.05258 | 0.05258 | 0.05258 | 0.05258 | [11 empty] | Elwood Energy LLC | 100 | Electric Power Development Co Ltd (J Power) | 100
Elwood Energy LLC | 55199_G_GT2 | 55199 | G | GT2 | 4116 | Combustion Turbine |  | PJM_COMD | Illinois | 17 | Will | 197 | 17197 | 150 | 11361 | 1999 | 2045 |  |  | N | Natural Gas |  |  |  | DLNB | [8 empty] | 1 | 0.04936 | 0.04936 | 0.04936 | 0.04936 | [11 empty] | Elwood Energy LLC | 100 | Electric Power Development Co Ltd (J Power) | 100
Elwood Energy LLC | 55199_G_GT3 | 55199 | G | GT3 | 4117 | Combustion Turbine |  | PJM_COMD | Illinois | 17 | Will | 197 | 17197 | 150 | 11361 | 1999 | 2045 |  |  | N | Natural Gas |  |  |  | DLNB | [8 empty] | 1 | 0.05352 | 0.05352 | 0.05352 | 0.05352 | [11 empty] | Elwood Energy LLC | 100 | Electric Power Development Co Ltd (J Power) | 100
Elwood Energy LLC | 55199_G_GT4 | 55199 | G | GT4 | 4118 | Combustion Turbine |  | PJM_COMD | Illinois | 17 | Will | 197 | 17197 | 150 | 11361 | 1999 | 2045 |  |  | N | Natural Gas |  |  |  | DLNB | [8 empty] | 1 | 0.04293 | 0.04293 | 0.04293 | 0.04293 | [11 empty] | Elwood Energy LLC | 100 | Electric Power Development Co Ltd (J Power) | 100
Elwood Energy LLC | 55199_G_GT5 | 55199 | G | GT5 | 4119 | Combustion Turbine |  | PJM_COMD | Illinois | 17 | Will | 197 | 17197 | 150 | 11361 | 2001 | 2045 |  |  | N | Natural Gas |  |  |  | DLNB | [8 empty] | 1 | 0.03907 | 0.03907 | 0.03907 | 0.03907 | [11 empty] | Elwood Energy LLC | 100 | Electric Power Development Co Ltd (J Power) | 100
Elwood Energy LLC | 55199_G_GT6 | 55199 | G | GT6 | 4120 | Combustion Turbine |  | PJM_COMD | Illinois | 17 | Will | 197 | 17197 | 150 | 11361 | 2001 | 2045 |  |  | N | Natural Gas |  |  |  | DLNB | [8 empty] | 1 | 0.03684 | 0.03684 | 0.03684 | 0.03684 | [11 empty] | Elwood Energy LLC | 100 | Electric Power Development Co Ltd (J Power) | 100
Elwood Energy LLC | 55199_G_GT7 | 55199 | G | GT7 | 4121 | Combustion Turbine |  | PJM_COMD | Illinois | 17 | Will | 197 | 17197 | 150 | 11361 | 2001 | 2045 |  |  | N | Natural Gas |  |  |  | DLNB | [8 empty] | 1 | 0.03902 | 0.03902 | 0.03902 | 0.03902 | [11 empty] | Elwood Energy LLC | 100 | Electric Power Development Co Ltd (J Power) | 100
Elwood Energy LLC | 55199_G_GT8 | 55199 | G | GT8 | 4122 | Combustion Turbine |  | PJM_COMD | Illinois | 17 | Will | 197 | 17197 | 150 | 11361 | 2001 | 2045 |  |  | N | Natural Gas |  |  |  | DLNB | [8 empty] | 1 | 0.03672 | 0.03672 | 0.03672 | 0.03672 | [11 empty] | Elwood Energy LLC | 100 | Electric Power Development Co Ltd (J Power) | 100
Elwood Energy LLC | 55199_G_GT9 | 55199 | G | GT9 | 4123 | Combustion Turbine |  | PJM_COMD | Illinois | 17 | Will | 197 | 17197 | 150 | 11361 | 2001 | 2045 |  |  | N | Natural Gas |  |  |  | DLNB | [8 empty] | 1 | 0.03762 | 0.03762 | 0.03762 | 0.03762 | [11 empty] | Elwood Energy LLC | 100 | Electric Power Development Co Ltd (J Power) | 100
Shepaug | 552_G_1 | 552 | G | 1 |  | Hydro |  | NENG_CT | Connecticut | 9 | New Haven | 9 | 09009 | 41.5 | 0 | 1955 | 9999 |  |  | N | Hydro | [13 empty] | 0 | 0 | 0 | 0 | [11 empty] | FirstLight CT Housatonic LLC | 100 | Public Sector Pension Investment Board | 100
Arapahoe Combustion Turbine Project | 55200_G_UN5 | 55200 | G | UN5 | 4124 | Combined Cycle |  | WECC_CO | Colorado | 8 | Denver | 31 | 08031 | 39 | 9121 | 2000 | 9999 |  |  | N | Natural Gas |  |  |  |  | SCR | [8 empty] | 0.024661 | 0.024661 | 0.024661 | 0.024661 | [11 empty] | SWG Arapahoe LLC | 100 | JPMorgan Chase & Co | 100
Arapahoe Combustion Turbine Project | 55200_G_UN6 | 55200 | G | UN6 | 4125 | Combined Cycle |  | WECC_CO | Colorado | 8 | Denver | 31 | 08031 | 39 | 9121 | 2000 | 9999 |  |  | N | Natural Gas |  |  |  |  | SCR | [8 empty] | 0.024661 | 0.024661 | 0.024661 | 0.024661 | [11 empty] | SWG Arapahoe LLC | 100 | JPMorgan Chase & Co | 100
Arapahoe Combustion Turbine Project | 55200_G_UN7 | 55200 | G | UN7 | 4124 | Combined Cycle |  | WECC_CO | Colorado | 8 | Denver | 31 | 08031 | 44.5 | 9121 | 2002 | 9999 |  |  | N | Natural Gas |  |  |  |  | SCR | [8 empty] | 0.024661 | 0.024661 | 0.024661 | 0.024661 | [11 empty] | SWG Arapahoe LLC | 100 | JPMorgan Chase & Co | 100
Gibson City Energy Center LLC | 55201_G_1 | 55201 | G | 1 | 4126 | Combustion Turbine |  | MIS_IL | Illinois | 17 | Ford | 53 | 17053 | 114 | 12178 | 2000 | 2045 |  |  | N | Natural Gas, Distillate Fuel Oil |  |  |  | DLNB + H2O | [8 empty] | 0.28 | 0.0698 | 0.0698 | 0.0698 | 0.0698 | [11 empty] | Gibson City Energy Center LLC | 100 | Rockland Capital | 100
Gibson City Energy Center LLC | 55201_G_2 | 55201 | G | 2 | 4127 | Combustion Turbine |  | MIS_IL | Illinois | 17 | Ford | 53 | 17053 | 114 | 12179 | 2000 | 2045 |  |  | N | Natural Gas, Distillate Fuel Oil |  |  |  | DLNB + H2O | [8 empty] | 0.28 | 0.079 | 0.079 | 0.079 | 0.079 | [11 empty] | Gibson City Energy Center LLC | 100 | Rockland Capital | 100
Pinckneyville | 55202_G_1 | 55202 | G | 1 | 4128 | Combustion Turbine |  | MIS_IL | Illinois | 17 | Perry | 145 | 17145 | 44 | 10745 | 2000 | 2045 |  |  | N | Natural Gas |  |  |  | H2O | [8 empty] | 0.001 | 0.09514 | 0.09514 | 0.09514 | 0.09514 | [11 empty] | Ameren Missouri | 100 | Ameren Corp | 100
Pinckneyville | 55202_G_2 | 55202 | G | 2 | 4129 | Combustion Turbine |  | MIS_IL | Illinois | 17 | Perry | 145 | 17145 | 44 | 10745 | 2000 | 2045 |  |  | N | Natural Gas |  |  |  | H2O | [8 empty] | 0.001 | 0.09658 | 0.09658 | 0.09658 | 0.09658 | [11 empty] | Ameren Missouri | 100 | Ameren Corp | 100
Pinckneyville | 55202_G_3 | 55202 | G | 3 | 4130 | Combustion Turbine |  | MIS_IL | Illinois | 17 | Perry | 145 | 17145 | 44 | 10745 | 2000 | 2045 |  |  | N | Natural Gas |  |  |  | H2O | [8 empty] | 0.001 | 0.09502 | 0.09502 | 0.09502 | 0.09502 | [11 empty] | Ameren Missouri | 100 | Ameren Corp | 100
Pinckneyville | 55202_G_4 | 55202 | G | 4 | 4131 | Combustion Turbine |  | MIS_IL | Illinois | 17 | Perry | 145 | 17145 | 44 | 10745 | 2000 | 2045 |  |  | N | Natural Gas |  |  |  | H2O | [8 empty] | 0.001 | 0.09316 | 0.09316 | 0.09316 | 0.09316 | [11 empty] | Ameren Missouri | 100 | Ameren Corp | 100
Pinckneyville | 55202_G_5 | 55202 | G | 5 | 4132 | Combustion Turbine |  | MIS_IL | Illinois | 17 | Perry | 145 | 17145 | 35 | 10745 | 2001 | 2045 |  |  | N | Natural Gas |  |  |  | DLNB | [8 empty] | 0.001 | 0.02188 | 0.02188 | 0.02188 | 0.02188 | [11 empty] | Ameren Missouri | 100 | Ameren Corp | 100
Pinckneyville | 55202_G_6 | 55202 | G | 6 | 4133 | Combustion Turbine |  | MIS_IL | Illinois | 17 | Perry | 145 | 17145 | 35 | 10745 | 2001 | 2045 |  |  | N | Natural Gas |  |  |  | DLNB | [8 empty] | 0.001 | 0.0342 | 0.0342 | 0.0342 | 0.0342 | [11 empty] | Ameren Missouri | 100 | Ameren Corp | 100
Pinckneyville | 55202_G_7 | 55202 | G | 7 | 4134 | Combustion Turbine |  | MIS_IL | Illinois | 17 | Perry | 145 | 17145 | 35 | 10745 | 2001 | 2045 |  |  | N | Natural Gas |  |  |  | DLNB | [8 empty] | 0.001 | 0.02858 | 0.02858 | 0.02858 | 0.02858 | [11 empty] | Ameren Missouri | 100 | Ameren Corp | 100
Pinckneyville | 55202_G_8 | 55202 | G | 8 | 4135 | Combustion Turbine |  | MIS_IL | Illinois | 17 | Perry | 145 | 17145 | 35 | 10745 | 2001 | 2045 |  |  | N | Natural Gas |  |  |  | DLNB | [8 empty] | 0.001 | 0.03448 | 0.03448 | 0.03448 | 0.03448 | [11 empty] | Ameren Missouri | 100 | Ameren Corp | 100
Kinmundy | 55204_G_1 | 55204 | G | 1 | 4136 | Combustion Turbine |  | MIS_IL | Illinois | 17 | Marion | 121 | 17121 | 103 | 14721 | 2001 | 2045 |  |  | N | Natural Gas, Distillate Fuel Oil |  |  |  | DLNB + H2O | [8 empty] | 0.28 | 0.07116 | 0.07116 | 0.07116 | 0.07116 | [11 empty] | Ameren Missouri | 100 | Ameren Corp | 100
Kinmundy | 55204_G_2 | 55204 | G | 2 | 4137 | Combustion Turbine |  | MIS_IL | Illinois | 17 | Marion | 121 | 17121 | 103 | 14724 | 2001 | 2045 |  |  | N | Natural Gas, Distillate Fuel Oil |  |  |  | DLNB + H2O | [8 empty] | 0.28 | 0.06824 | 0.06824 | 0.06824 | 0.06824 | [11 empty] | Ameren Missouri | 100 | Ameren Corp | 100
Corpus Christi Energy Center | 55206_G_CT1 | 55206 | G | CT1 | 4138 | Combined Cycle |  | ERC_REST | Texas | 48 | Nueces | 355 | 48355 | 152 | 5595 | 2002 | 9999 |  |  | Y | Natural Gas |  |  |  | DLNB | [9 empty] | 0.034611 | 0.034611 | 0.034611 | 0.034611 | [11 empty] | Calpine Corp | 100 | Energy Capital Partners | 100
Corpus Christi Energy Center | 55206_G_CT2 | 55206 | G | CT2 | 4139 | Combined Cycle |  | ERC_REST | Texas | 48 | Nueces | 355 | 48355 | 152 | 5595 | 2002 | 9999 |  |  | Y | Natural Gas |  |  |  | DLNB | [9 empty] | 0.034611 | 0.034611 | 0.034611 | 0.034611 | [11 empty] | Calpine Corp | 100 | Energy Capital Partners | 100
Corpus Christi Energy Center | 55206_G_ST1 | 55206 | G | ST1 | 4138 | Combined Cycle |  | ERC_REST | Texas | 48 | Nueces | 355 | 48355 | 165 | 5595 | 2002 | 9999 |  |  | Y | Natural Gas |  |  |  | LNB | [9 empty] | 0.034611 | 0.034611 | 0.034611 | 0.034611 | [11 empty] | Calpine Corp | 100 | Energy Capital Partners | 100
Valmont Combustion Turbine Project | 55207_G_UN7 | 55207 | G | UN7 |  | Combustion Turbine |  | WECC_CO | Colorado | 8 | Boulder | 13 | 08013 | 39.9 | 11608 | 2000 | 9999 |  |  | N | Natural Gas |  |  |  | H2O | [8 empty] | 1.2 | 0.09915 | 0.09915 | 0.09915 | 0.09915 | [11 empty] | Public Service Co of Colorado | 100 | Xcel Energy Inc | 100
Valmont Combustion Turbine Project | 55207_G_UN8 | 55207 | G | UN8 |  | Combustion Turbine |  | WECC_CO | Colorado | 8 | Boulder | 13 | 08013 | 39.9 | 11633 | 2001 | 9999 |  |  | N | Natural Gas |  |  |  | H2O | [8 empty] | 1.2 | 0.11519 | 0.11519 | 0.11519 | 0.11519 | [11 empty] | Public Service Co of Colorado | 100 | Xcel Energy Inc | 100
Lake Benton I | 55208_G_EXIS | 55208 | G | EXIS |  | Onshore Wind |  | MIS_MNWI | Minnesota | 27 | Lincoln | 81 | 27081 | 104.5 | 0 | 1998 | 9999 |  |  | N | Wind | [13 empty] | 0 | 0 | 0 | 0 | [11 empty] | Lake Benton Power Partners LLC | 100 | ALLETE Inc | 100
Afton Generating Station | 55210_G_0001 | 55210 | G | 0001 | 4144 | Combined Cycle |  | WECC_NM | New Mexico | 35 | Dona Ana | 13 | 35013 | 141 | 8460 | 2002 | 9999 |  |  | N | Natural Gas |  |  |  | DLNB + H2O | SCR | [7 empty] | 0.001 | 0.024097 | 0.024097 | 0.024097 | 0.024097 | [11 empty] | Public Service Co of New Mexico | 100 | PNM Resources Inc | 100
Afton Generating Station | 55210_G_0002 | 55210 | G | 0002 | 4144 | Combined Cycle |  | WECC_NM | New Mexico | 35 | Dona Ana | 13 | 35013 | 94.6 | 8460 | 2007 | 9999 |  |  | N | Natural Gas |  |  |  | NH3 | SCR | [7 empty] | 0.001 | 0.024097 | 0.024097 | 0.024097 | 0.024097 | [11 empty] | Public Service Co of New Mexico | 100 | PNM Resources Inc | 100
ANP Bellingham Energy Project | 55211_G_U1 | 55211 | G | U1 | 4145 | Combined Cycle |  | NENGREST | Massachusetts | 25 | Norfolk | 21 | 25021 | 266.8 | 7737 | 2002 | 9999 |  |  | N | Natural Gas |  |  |  | DLNB | SCR | [7 empty] | 0.002 | 0.016654 | 0.016654 | 0.016654 | 0.016654 | [11 empty] | Bellingham Power Generation LLC | 100 | Vistra Energy | 100
ANP Bellingham Energy Project | 55211_G_U2 | 55211 | G | U2 | 4146 | Combined Cycle |  | NENGREST | Massachusetts | 25 | Norfolk | 21 | 25021 | 267.7 | 7697 | 2002 | 9999 |  |  | N | Natural Gas |  |  |  | DLNB | SCR | [7 empty] | 0.002 | 0.015969 | 0.015969 | 0.015969 | 0.015969 | [11 empty] | Bellingham Power Generation LLC | 100 | Vistra Energy | 100
ANP Blackstone Energy Project | 55212_G_U1 | 55212 | G | U1 | 4147 | Combined Cycle |  | NENGREST | Massachusetts | 25 | Worcester | 27 | 25027 | 247.8 | 7763 | 2001 | 9999 |  |  | N | Natural Gas |  |  |  | DLNB | SCR | [8 empty] | 0.014068 | 0.014068 | 0.014068 | 0.014068 | [11 empty] | Blackstone Power Generation LLC | 100 | Vistra Energy | 100
ANP Blackstone Energy Project | 55212_G_U2 | 55212 | G | U2 | 4148 | Combined Cycle |  | NENGREST | Massachusetts | 25 | Worcester | 27 | 25027 | 248.7 | 7762 | 2001 | 9999 |  |  | N | Natural Gas |  |  |  | DLNB | SCR | [8 empty] | 0.012343 | 0.012343 | 0.012343 | 0.012343 | [11 empty] | Blackstone Power Generation LLC | 100 | Vistra Energy | 100
Odessa-Ector Power Plant | 55215_G_CTG1 | 55215 | G | CTG1 | 4149 | Combined Cycle |  | ERC_WEST | Texas | 48 | Ector | 135 | 48135 | 162 | 7207 | 2001 | 9999 |  |  | N | Natural Gas |  |  |  | DLNB | [9 empty] | 0.029035 | 0.029035 | 0.029035 | 0.029035 | [11 empty] | Odessa Ector Power Partners LP | 100 | Koch Industries Inc | 100
Odessa-Ector Power Plant | 55215_G_CTG2 | 55215 | G | CTG2 | 4150 | Combined Cycle |  | ERC_WEST | Texas | 48 | Ector | 135 | 48135 | 153.5 | 7207 | 2001 | 9999 |  |  | N | Natural Gas |  |  |  | DLNB | [9 empty] | 0.029035 | 0.029035 | 0.029035 | 0.029035 | [11 empty] | Odessa Ector Power Partners LP | 100 | Koch Industries Inc | 100
Odessa-Ector Power Plant | 55215_G_CTG3 | 55215 | G | CTG3 | 4151 | Combined Cycle |  | ERC_WEST | Texas | 48 | Ector | 135 | 48135 | 153.5 | 7207 | 2001 | 9999 |  |  | N | Natural Gas |  |  |  | DLNB | [9 empty] | 0.030328 | 0.030328 | 0.030328 | 0.030328 | [11 empty] | Odessa Ector Power Partners LP | 100 | Koch Industries Inc | 100
Odessa-Ector Power Plant | 55215_G_CTG4 | 55215 | G | CTG4 | 4152 | Combined Cycle |  | ERC_WEST | Texas | 48 | Ector | 135 | 48135 | 162 | 7207 | 2001 | 9999 |  |  | N | Natural Gas |  |  |  | DLNB | [9 empty] | 0.030328 | 0.030328 | 0.030328 | 0.030328 | [11 empty] | Odessa Ector Power Partners LP | 100 | Koch Industries Inc | 100
Odessa-Ector Power Plant | 55215_G_STG1 | 55215 | G | STG1 | 4149 | Combined Cycle |  | ERC_WEST | Texas | 48 | Ector | 135 | 48135 | 206 | 7207 | 2001 | 9999 |  |  | N | Natural Gas |  |  |  | DLNB | [9 empty] | 0.029035 | 0.029035 | 0.029035 | 0.029035 | [11 empty] | Odessa Ector Power Partners LP | 100 | Koch Industries Inc | 100
Odessa-Ector Power Plant | 55215_G_STG2 | 55215 | G | STG2 | 4151 | Combined Cycle |  | ERC_WEST | Texas | 48 | Ector | 135 | 48135 | 206 | 7207 | 2001 | 9999 |  |  | N | Natural Gas |  |  |  | DLNB | [9 empty] | 0.030328 | 0.030328 | 0.030328 | 0.030328 | [11 empty] | Odessa Ector Power Partners LP | 100 | Koch Industries Inc | 100
Morris Cogeneration LLC | 55216_G_STG1 | 55216 | G | STG1 | 89477 | Combined Cycle |  | PJM_COMD | Illinois | 17 | Grundy | 63 | 17063 | 62 | 7083 | 2000 | 2045 |  |  | Y | Natural Gas |  |  |  | LNB | [9 empty] | 0.048883 | 0.048883 | 0.048883 | 0.048883 | [11 empty] | Morris Cogeneration LLC | 100 | I Squared Capital | 100
Morris Cogeneration LLC | 55216_G_UNT1 | 55216 | G | UNT1 | 89477 | Combined Cycle |  | PJM_COMD | Illinois | 17 | Grundy | 63 | 17063 | 44 | 7083 | 1998 | 2045 |  |  | Y | Natural Gas |  |  |  | DLNB | [9 empty] | 0.048883 | 0.048883 | 0.048883 | 0.048883 | [11 empty] | Morris Cogeneration LLC | 100 | I Squared Capital | 100
Morris Cogeneration LLC | 55216_G_UNT2 | 55216 | G | UNT2 | 89478 | Combined Cycle |  | PJM_COMD | Illinois | 17 | Grundy | 63 | 17063 | 44 | 7083 | 1998 | 2045 |  |  | Y | Natural Gas |  |  |  | DLNB | [9 empty] | 0.048883 | 0.048883 | 0.048883 | 0.048883 | [11 empty] | Morris Cogeneration LLC | 100 | I Squared Capital | 100
Morris Cogeneration LLC | 55216_G_UNT3 | 55216 | G | UNT3 | 89479 | Combined Cycle |  | PJM_COMD | Illinois | 17 | Grundy | 63 | 17063 | 44 | 7083 | 1998 | 2045 |  |  | Y | Natural Gas |  |  |  | DLNB | [9 empty] | 0.048883 | 0.048883 | 0.048883 | 0.048883 | [11 empty] | Morris Cogeneration LLC | 100 | I Squared Capital | 100
Los Medanos Energy Center | 55217_G_CTG1 | 55217 | G | CTG1 | 4153 | Combined Cycle |  | WEC_CALN | California | 6 | Contra Costa | 13 | 06013 | 165 | 6677 | 2001 | 9999 |  |  | Y | Natural Gas |  |  |  |  | SCR | [8 empty] | 0.099485 | 0.0076372 | 0.099485 | 0.0076372 | [11 empty] | Los Medanos Energy Center LLC | 100 | Energy Capital Partners | 100
Los Medanos Energy Center | 55217_G_CTG2 | 55217 | G | CTG2 | 4154 | Combined Cycle |  | WEC_CALN | California | 6 | Contra Costa | 13 | 06013 | 165 | 6677 | 2001 | 9999 |  |  | Y | Natural Gas |  |  |  |  | SCR | [8 empty] | 0.099485 | 0.0076372 | 0.099485 | 0.0076372 | [11 empty] | Los Medanos Energy Center LLC | 100 | Energy Capital Partners | 100
Los Medanos Energy Center | 55217_G_STG3 | 55217 | G | STG3 | 4153 | Combined Cycle |  | WEC_CALN | California | 6 | Contra Costa | 13 | 06013 | 237 | 6677 | 2001 | 9999 |  |  | Y | Natural Gas |  |  |  | NH3 | SCR | [8 empty] | 0.099485 | 0.0076372 | 0.099485 | 0.0076372 | [11 empty] | Los Medanos Energy Center LLC | 100 | Energy Capital Partners | 100
Hinds Energy Facility | 55218_G_H01 | 55218 | G | H01 | 4155 | Combined Cycle |  | MIS_MS | Mississippi | 28 | Hinds | 49 | 28049 | 145.6 | 7143 | 2001 | 9999 |  |  | N | Natural Gas |  |  |  | DLNB | SCR | [8 empty] | 0.010677 | 0.010677 | 0.010677 | 0.010677 | [11 empty] | Entergy Mississippi LLC | 100 | Entergy Corp | 100
Hinds Energy Facility | 55218_G_H02 | 55218 | G | H02 | 4156 | Combined Cycle |  | MIS_MS | Mississippi | 28 | Hinds | 49 | 28049 | 145.6 | 7143 | 2001 | 9999 |  |  | N | Natural Gas |  |  |  | DLNB | SCR | [8 empty] | 0.010677 | 0.010677 | 0.010677 | 0.010677 | [11 empty] | Entergy Mississippi LLC | 100 | Entergy Corp | 100
Hinds Energy Facility | 55218_G_H03 | 55218 | G | H03 | 4155 | Combined Cycle |  | MIS_MS | Mississippi | 28 | Hinds | 49 | 28049 | 163.4 | 7143 | 2001 | 9999 |  |  | N | Natural Gas |  |  |  | DLNB | SCR | [8 empty] | 0.010677 | 0.010677 | 0.010677 | 0.010677 | [11 empty] | Entergy Mississippi LLC | 100 | Entergy Corp | 100
Hinds Energy Facility | 55218_G_H04BS | 55218 | G | H04BS |  | Combustion Turbine |  | MIS_MS | Mississippi | 28 | Hinds | 49 | 28049 | 36.4 | 10745 | 2019 | 9999 |  |  | N | Natural Gas | [13 empty] | 0.011 | 0.011 | 0.011 | 0.011 | [11 empty] | Entergy Mississippi LLC | 100 | Entergy Corp | 100
Attala | 55220_G_A01 | 55220 | G | A01 | 4165 | Combined Cycle |  | MIS_MS | Mississippi | 28 | Attala | 7 | 28007 | 145.8 | 7141 | 2001 | 9999 |  |  | N | Natural Gas |  |  |  | DLNB | SCR | [8 empty] | 0.011697 | 0.011697 | 0.011697 | 0.011697 | [11 empty] | Entergy Mississippi LLC | 100 | Entergy Corp | 100
Attala | 55220_G_A02 | 55220 | G | A02 | 4166 | Combined Cycle |  | MIS_MS | Mississippi | 28 | Attala | 7 | 28007 | 145.8 | 7141 | 2001 | 9999 |  |  | N | Natural Gas |  |  |  | DLNB | SCR | [8 empty] | 0.011697 | 0.011697 | 0.011697 | 0.011697 | [11 empty] | Entergy Mississippi LLC | 100 | Entergy Corp | 100
Attala | 55220_G_A03 | 55220 | G | A03 | 4165 | Combined Cycle |  | MIS_MS | Mississippi | 28 | Attala | 7 | 28007 | 163.6 | 7141 | 2001 | 9999 |  |  | N | Natural Gas |  |  |  | DLNB | SCR | [8 empty] | 0.011697 | 0.011697 | 0.011697 | 0.011697 | [11 empty] | Entergy Mississippi LLC | 100 | Entergy Corp | 100
Harry L. Oswald | 55221_G_G1 | 55221 | G | G1 | 4167 | Combined Cycle |  | MIS_AR | Arkansas | 5 | Pulaski | 119 | 05119 | 47 | 8508 | 2002 | 9999 |  |  | N | Natural Gas |  |  |  | STM | [9 empty] | 0.11459 | 0.11459 | 0.11459 | 0.11459 | [11 empty] | Wrightsville Power Facility LLC | 100 | Arkansas Electric Coop Corp | 100
Harry L. Oswald | 55221_G_G2 | 55221 | G | G2 | 4168 | Combined Cycle |  | MIS_AR | Arkansas | 5 | Pulaski | 119 | 05119 | 47 | 8508 | 2002 | 9999 |  |  | N | Natural Gas |  |  |  | STM | [9 empty] | 0.11459 | 0.11459 | 0.11459 | 0.11459 | [11 empty] | Wrightsville Power Facility LLC | 100 | Arkansas Electric Coop Corp | 100
Harry L. Oswald | 55221_G_G3 | 55221 | G | G3 | 4169 | Combined Cycle |  | MIS_AR | Arkansas | 5 | Pulaski | 119 | 05119 | 47 | 8508 | 2002 | 9999 |  |  | N | Natural Gas |  |  |  | STM | [9 empty] | 0.11967 | 0.11967 | 0.11967 | 0.11967 | [11 empty] | Wrightsville Power Facility LLC | 100 | Arkansas Electric Coop Corp | 100
Harry L. Oswald | 55221_G_G4 | 55221 | G | G4 | 4170 | Combined Cycle |  | MIS_AR | Arkansas | 5 | Pulaski | 119 | 05119 | 47 | 8508 | 2002 | 9999 |  |  | N | Natural Gas |  |  |  | STM | [9 empty] | 0.11967 | 0.11967 | 0.11967 | 0.11967 | [11 empty] | Wrightsville Power Facility LLC | 100 | Arkansas Electric Coop Corp | 100
Harry L. Oswald | 55221_G_G5 | 55221 | G | G5 | 4171 | Combined Cycle |  | MIS_AR | Arkansas | 5 | Pulaski | 119 | 05119 | 47 | 8508 | 2002 | 9999 |  |  | N | Natural Gas |  |  |  | STM | [9 empty] | 0.13436 | 0.13436 | 0.13436 | 0.13436 | [11 empty] | Wrightsville Power Facility LLC | 100 | Arkansas Electric Coop Corp | 100
Harry L. Oswald | 55221_G_G6 | 55221 | G | G6 | 4172 | Combined Cycle |  | MIS_AR | Arkansas | 5 | Pulaski | 119 | 05119 | 47 | 8508 | 2002 | 9999 |  |  | N | Natural Gas |  |  |  | STM | [9 empty] | 0.13436 | 0.13436 | 0.13436 | 0.13436 | [11 empty] | Wrightsville Power Facility LLC | 100 | Arkansas Electric Coop Corp | 100
Harry L. Oswald | 55221_G_G7 | 55221 | G | G7 | 4173 | Combined Cycle |  | MIS_AR | Arkansas | 5 | Pulaski | 119 | 05119 | 76 | 8508 | 2002 | 9999 |  |  | N | Natural Gas |  |  |  | DLNB | [9 empty] | 0.11459 | 0.11459 | 0.11459 | 0.11459 | [11 empty] | Wrightsville Power Facility LLC | 100 | Arkansas Electric Coop Corp | 100
Harry L. Oswald | 55221_G_G8 | 55221 | G | G8 | 4167 | Combined Cycle |  | MIS_AR | Arkansas | 5 | Pulaski | 119 | 05119 | 95 | 8508 | 2002 | 9999 |  |  | N | Natural Gas |  |  |  | AA | [9 empty] | 0.11967 | 0.11967 | 0.11967 | 0.11967 | [11 empty] | Wrightsville Power Facility LLC | 100 | Arkansas Electric Coop Corp | 100
Harry L. Oswald | 55221_G_G9 | 55221 | G | G9 | 4167 | Combined Cycle |  | MIS_AR | Arkansas | 5 | Pulaski | 119 | 05119 | 95 | 8508 | 2002 | 9999 |  |  | N | Natural Gas |  |  |  | AA | [9 empty] | 0.13436 | 0.13436 | 0.13436 | 0.13436 | [11 empty] | Wrightsville Power Facility LLC | 100 | Arkansas Electric Coop Corp | 100
Lincoln Generating Facility | 55222_G_CTG1 | 55222 | G | CTG1 | 4174 | Combustion Turbine |  | PJM_COMD | Illinois | 17 | Will | 197 | 17197 | 77.5 | 12857 | 2000 | 2045 |  |  | N | Natural Gas |  |  |  | DLNB | [8 empty] | 1 | 0.02501 | 0.02501 | 0.02501 | 0.02501 | [11 empty] | Lincoln Generating Facility LLC | 100 | ArcLight Capital Partners LLC | 100
Lincoln Generating Facility | 55222_G_CTG2 | 55222 | G | CTG2 | 4175 | Combustion Turbine |  | PJM_COMD | Illinois | 17 | Will | 197 | 17197 | 77.8 | 12857 | 2000 | 2045 |  |  | N | Natural Gas |  |  |  | DLNB | [8 empty] | 1 | 0.02737 | 0.02737 | 0.02737 | 0.02737 | [11 empty] | Lincoln Generating Facility LLC | 100 | ArcLight Capital Partners LLC | 100
Lincoln Generating Facility | 55222_G_CTG3 | 55222 | G | CTG3 | 4176 | Combustion Turbine |  | PJM_COMD | Illinois | 17 | Will | 197 | 17197 | 78 | 12857 | 2000 | 2045 |  |  | N | Natural Gas |  |  |  | DLNB | [8 empty] | 1 | 0.02454 | 0.02454 | 0.02454 | 0.02454 | [11 empty] | Lincoln Generating Facility LLC | 100 | ArcLight Capital Partners LLC | 100
Lincoln Generating Facility | 55222_G_CTG4 | 55222 | G | CTG4 | 4177 | Combustion Turbine |  | PJM_COMD | Illinois | 17 | Will | 197 | 17197 | 78 | 12857 | 2000 | 2045 |  |  | N | Natural Gas |  |  |  | DLNB | [8 empty] | 1 | 0.02338 | 0.02338 | 0.02338 | 0.02338 | [11 empty] | Lincoln Generating Facility LLC | 100 | ArcLight Capital Partners LLC | 100
Lincoln Generating Facility | 55222_G_CTG5 | 55222 | G | CTG5 | 4178 | Combustion Turbine |  | PJM_COMD | Illinois | 17 | Will | 197 | 17197 | 77.5 | 12857 | 2000 | 2045 |  |  | N | Natural Gas |  |  |  | DLNB | [8 empty] | 1 | 0.02384 | 0.02384 | 0.02384 | 0.02384 | [11 empty] | Lincoln Generating Facility LLC | 100 | ArcLight Capital Partners LLC | 100
Lincoln Generating Facility | 55222_G_CTG6 | 55222 | G | CTG6 | 4179 | Combustion Turbine |  | PJM_COMD | Illinois | 17 | Will | 197 | 17197 | 77.3 | 12857 | 2000 | 2045 |  |  | N | Natural Gas |  |  |  | DLNB | [8 empty] | 1 | 0.02052 | 0.02052 | 0.02052 | 0.02052 | [11 empty] | Lincoln Generating Facility LLC | 100 | ArcLight Capital Partners LLC | 100
Lincoln Generating Facility | 55222_G_CTG7 | 55222 | G | CTG7 | 4180 | Combustion Turbine |  | PJM_COMD | Illinois | 17 | Will | 197 | 17197 | 78.2 | 12857 | 2000 | 2045 |  |  | N | Natural Gas |  |  |  | DLNB | [8 empty] | 1 | 0.02318 | 0.02318 | 0.02318 | 0.02318 | [11 empty] | Lincoln Generating Facility LLC | 100 | ArcLight Capital Partners LLC | 100
Lincoln Generating Facility | 55222_G_CTG8 | 55222 | G | CTG8 | 4181 | Combustion Turbine |  | PJM_COMD | Illinois | 17 | Will | 197 | 17197 | 78.6 | 12857 | 2000 | 2045 |  |  | N | Natural Gas |  |  |  | DLNB | [8 empty] | 1 | 0.0247 | 0.0247 | 0.0247 | 0.0247 | [11 empty] | Lincoln Generating Facility LLC | 100 | ArcLight Capital Partners LLC | 100
Ennis Power Company LLC | 55223_G_GT1 | 55223 | G | GT1 | 4182 | Combined Cycle |  | ERC_REST | Texas | 48 | Ellis | 139 | 48139 | 245.1 | 7319 | 2002 | 9999 |  |  | N | Natural Gas |  |  |  |  | SCR | [8 empty] | 0.02814 | 0.02814 | 0.02814 | 0.02814 | [11 empty] | Ennis Tractebel Power Co LP | 100 | Vistra Energy | 100
Ennis Power Company LLC | 55223_G_ST1 | 55223 | G | ST1 | 4182 | Combined Cycle |  | ERC_REST | Texas | 48 | Ellis | 139 | 48139 | 114.4 | 7319 | 2002 | 9999 |  |  | N | Natural Gas |  |  |  |  | SCR | [8 empty] | 0.02814 | 0.02814 | 0.02814 | 0.02814 | [11 empty] | Ennis Tractebel Power Co LP | 100 | Vistra Energy | 100
Wheatland Generating Facility | 55224_G_CTG1 | 55224 | G | CTG1 | 4183 | Combustion Turbine |  | MIS_INKY | Indiana | 18 | Knox | 83 | 18083 | 111 | 13727 | 2000 | 9999 |  |  | N | Natural Gas |  |  |  | H2O | [8 empty] | 1.6 | 0.19191 | 0.19191 | 0.19191 | 0.19191 | [11 empty] | Duke Energy Indiana | 100 | Duke Energy Corp | 100
Wheatland Generating Facility | 55224_G_CTG2 | 55224 | G | CTG2 | 4184 | Combustion Turbine |  | MIS_INKY | Indiana | 18 | Knox | 83 | 18083 | 114 | 13721 | 2000 | 9999 |  |  | N | Natural Gas |  |  |  | H2O | [8 empty] | 1.6 | 0.15123 | 0.15123 | 0.15123 | 0.15123 | [11 empty] | Duke Energy Indiana | 100 | Duke Energy Corp | 100
Wheatland Generating Facility | 55224_G_CTG3 | 55224 | G | CTG3 | 4185 | Combustion Turbine |  | MIS_INKY | Indiana | 18 | Knox | 83 | 18083 | 114 | 13721 | 2000 | 9999 |  |  | N | Natural Gas |  |  |  | H2O | [8 empty] | 1.6 | 0.18192 | 0.18192 | 0.18192 | 0.18192 | [11 empty] | Duke Energy Indiana | 100 | Duke Energy Corp | 100
Wheatland Generating Facility | 55224_G_CTG4 | 55224 | G | CTG4 | 4186 | Combustion Turbine |  | MIS_INKY | Indiana | 18 | Knox | 83 | 18083 | 111 | 13727 | 2000 | 9999 |  |  | N | Natural Gas |  |  |  | H2O | [8 empty] | 1.6 | 0.13063 | 0.13063 | 0.13063 | 0.13063 | [11 empty] | Duke Energy Indiana | 100 | Duke Energy Corp | 100
Oneta Energy Center | 55225_G_CTG1 | 55225 | G | CTG1 | 4187 | Combined Cycle |  | SPP_WEST | Oklahoma | 40 | Wagoner | 145 | 40145 | 149.3 | 7287 | 2002 | 9999 |  |  | N | Natural Gas |  |  |  | DLNB | [9 empty] | 0.032676 | 0.032676 | 0.032676 | 0.032676 | [11 empty] | Oneta Power LLC | 100 | LS Power Group | 100
Oneta Energy Center | 55225_G_CTG2 | 55225 | G | CTG2 | 4188 | Combined Cycle |  | SPP_WEST | Oklahoma | 40 | Wagoner | 145 | 40145 | 149.3 | 7287 | 2002 | 9999 |  |  | N | Natural Gas |  |  |  | DLNB | [9 empty] | 0.032676 | 0.032676 | 0.032676 | 0.032676 | [11 empty] | Oneta Power LLC | 100 | LS Power Group | 100
Oneta Energy Center | 55225_G_CTG3 | 55225 | G | CTG3 | 4189 | Combined Cycle |  | SPP_WEST | Oklahoma | 40 | Wagoner | 145 | 40145 | 149.3 | 7287 | 2003 | 9999 |  |  | N | Natural Gas |  |  |  | DLNB | [9 empty] | 0.032669 | 0.032669 | 0.032669 | 0.032669 | [11 empty] | Oneta Power LLC | 100 | LS Power Group | 100
Oneta Energy Center | 55225_G_CTG4 | 55225 | G | CTG4 | 4190 | Combined Cycle |  | SPP_WEST | Oklahoma | 40 | Wagoner | 145 | 40145 | 149.3 | 7287 | 2003 | 9999 |  |  | N | Natural Gas |  |  |  | DLNB | [9 empty] | 0.032669 | 0.032669 | 0.032669 | 0.032669 | [11 empty] | Oneta Power LLC | 100 | LS Power Group | 100
Oneta Energy Center | 55225_G_STG1 | 55225 | G | STG1 | 4187 | Combined Cycle |  | SPP_WEST | Oklahoma | 40 | Wagoner | 145 | 40145 | 244.6 | 7287 | 2002 | 9999 |  |  | N | Natural Gas |  |  |  | LNB | [9 empty] | 0.032676 | 0.032676 | 0.032676 | 0.032676 | [11 empty] | Oneta Power LLC | 100 | LS Power Group | 100
Oneta Energy Center | 55225_G_STG2 | 55225 | G | STG2 | 4189 | Combined Cycle |  | SPP_WEST | Oklahoma | 40 | Wagoner | 145 | 40145 | 244.6 | 7287 | 2003 | 9999 |  |  | N | Natural Gas |  |  |  | LNB | [9 empty] | 0.032669 | 0.032669 | 0.032669 | 0.032669 | [11 empty] | Oneta Power LLC | 100 | LS Power Group | 100
Freestone Energy Center | 55226_G_GT1 | 55226 | G | GT1 | 4192 | Combined Cycle |  | ERC_REST | Texas | 48 | Freestone | 161 | 48161 | 153 | 7242 | 2002 | 9999 |  |  | N | Natural Gas |  |  |  | DLNB | [9 empty] | 0.03076 | 0.03076 | 0.03076 | 0.03076 | [11 empty] | Freestone Power Generation LP | 100 | Energy Capital Partners | 100
Freestone Energy Center | 55226_G_GT2 | 55226 | G | GT2 | 4193 | Combined Cycle |  | ERC_REST | Texas | 48 | Freestone | 161 | 48161 | 153 | 7242 | 2002 | 9999 |  |  | N | Natural Gas |  |  |  | DLNB | [9 empty] | 0.03076 | 0.03076 | 0.03076 | 0.03076 | [11 empty] | Freestone Power Generation LP | 100 | Energy Capital Partners | 100
Freestone Energy Center | 55226_G_GT3 | 55226 | G | GT3 | 4194 | Combined Cycle |  | ERC_REST | Texas | 48 | Freestone | 161 | 48161 | 149 | 7242 | 2002 | 9999 |  |  | N | Natural Gas |  |  |  | DLNB | [9 empty] | 0.031353 | 0.031353 | 0.031353 | 0.031353 | [11 empty] | Freestone Power Generation LP | 100 | Energy Capital Partners | 100
Freestone Energy Center | 55226_G_GT4 | 55226 | G | GT4 | 4195 | Combined Cycle |  | ERC_REST | Texas | 48 | Freestone | 161 | 48161 | 149 | 7242 | 2002 | 9999 |  |  | N | Natural Gas |  |  |  | DLNB | [9 empty] | 0.031353 | 0.031353 | 0.031353 | 0.031353 | [11 empty] | Freestone Power Generation LP | 100 | Energy Capital Partners | 100
Freestone Energy Center | 55226_G_ST3 | 55226 | G | ST3 | 4192 | Combined Cycle |  | ERC_REST | Texas | 48 | Freestone | 161 | 48161 | 177 | 7242 | 2002 | 9999 |  |  | N | Natural Gas |  |  |  | DLNB | [9 empty] | 0.03076 | 0.03076 | 0.03076 | 0.03076 | [11 empty] | Freestone Power Generation LP | 100 | Energy Capital Partners | 100
Freestone Energy Center | 55226_G_ST6 | 55226 | G | ST6 | 4194 | Combined Cycle |  | ERC_REST | Texas | 48 | Freestone | 161 | 48161 | 172 | 7242 | 2002 | 9999 |  |  | N | Natural Gas |  |  |  | DLNB | [9 empty] | 0.031353 | 0.031353 | 0.031353 | 0.031353 | [11 empty] | Freestone Power Generation LP | 100 | Energy Capital Partners | 100
Greenville Electric Generating Station | 55228_G_GT1 | 55228 | G | GT1 | 4212 | Combustion Turbine |  | PJM_West | Ohio | 39 | Darke | 37 | 39037 | 49 | 10745 | 2000 | 9999 |  |  | N | Natural Gas, Distillate Fuel Oil |  |  |  | H2O | [8 empty] | 0.5 | 0.11291 | 0.11291 | 0.11291 | 0.11291 | [11 empty] | Buckeye Power Inc | 100 | Buckeye Power Inc | 100
Greenville Electric Generating Station | 55228_G_GT2 | 55228 | G | GT2 | 4214 | Combustion Turbine |  | PJM_West | Ohio | 39 | Darke | 37 | 39037 | 49 | 10745 | 2000 | 9999 |  |  | N | Natural Gas, Distillate Fuel Oil |  |  |  | H2O | [8 empty] | 0.5 | 0.10577 | 0.10577 | 0.10577 | 0.10577 | [11 empty] | Buckeye Power Inc | 100 | Buckeye Power Inc | 100
Greenville Electric Generating Station | 55228_G_GT3 | 55228 | G | GT3 | 4216 | Combustion Turbine |  | PJM_West | Ohio | 39 | Darke | 37 | 39037 | 49 | 10745 | 2000 | 9999 |  |  | N | Natural Gas, Distillate Fuel Oil |  |  |  | H2O | [8 empty] | 0.5 | 0.09895 | 0.09895 | 0.09895 | 0.09895 | [11 empty] | Buckeye Power Inc | 100 | Buckeye Power Inc | 100
Greenville Electric Generating Station | 55228_G_GT4 | 55228 | G | GT4 | 4218 | Combustion Turbine |  | PJM_West | Ohio | 39 | Darke | 37 | 39037 | 49 | 10745 | 2000 | 9999 |  |  | N | Natural Gas, Distillate Fuel Oil |  |  |  | H2O | [8 empty] | 0.5 | 0.10607 | 0.10607 | 0.10607 | 0.10607 | [11 empty] | Buckeye Power Inc | 100 | Buckeye Power Inc | 100
Montpelier Electric Generating Station | 55229_G_GT1 | 55229 | G | GT1 | 4220 | Combustion Turbine |  | MIS_INKY | Indiana | 18 | Wells | 179 | 18179 | 59 | 11138 | 2001 | 9999 |  |  | N | Natural Gas |  |  |  | H2O | [8 empty] | 1.6 | 0.15639 | 0.15639 | 0.15639 | 0.15639 | [11 empty] | Montpelier Generating Station LLC | 100 | Rockland Capital | 100
Montpelier Electric Generating Station | 55229_G_GT2 | 55229 | G | GT2 | 4222 | Combustion Turbine |  | MIS_INKY | Indiana | 18 | Wells | 179 | 18179 | 59 | 11139 | 2001 | 9999 |  |  | N | Natural Gas |  |  |  | H2O | [8 empty] | 1.6 | 0.16437 | 0.16437 | 0.16437 | 0.16437 | [11 empty] | Montpelier Generating Station LLC | 100 | Rockland Capital | 100
Montpelier Electric Generating Station | 55229_G_GT3 | 55229 | G | GT3 | 4224 | Combustion Turbine |  | MIS_INKY | Indiana | 18 | Wells | 179 | 18179 | 59 | 11139 | 2001 | 9999 |  |  | N | Natural Gas |  |  |  | H2O | [8 empty] | 1.6 | 0.17423 | 0.17423 | 0.17423 | 0.17423 | [11 empty] | Montpelier Generating Station LLC | 100 | Rockland Capital | 100
Montpelier Electric Generating Station | 55229_G_GT4 | 55229 | G | GT4 | 4226 | Combustion Turbine |  | MIS_INKY | Indiana | 18 | Wells | 179 | 18179 | 59 | 11139 | 2001 | 9999 |  |  | N | Natural Gas |  |  |  | H2O | [8 empty] | 1.6 | 0.15311 | 0.15311 | 0.15311 | 0.15311 | [11 empty] | Montpelier Generating Station LLC | 100 | Rockland Capital | 100
Jack County | 55230_G_CT1 | 55230 | G | CT1 | 4236 | Combined Cycle |  | ERC_REST | Texas | 48 | Wise | 497 | 48497 | 165 | 7298 | 2006 | 9999 |  |  | N | Natural Gas |  |  |  | DLNB + NH3 | SCR | [8 empty] | 0.019256 | 0.019256 | 0.019256 | 0.019256 | [11 empty] | Brazos Electric Power Coop | 100 | Brazos Electric Power Coop | 100
Jack County | 55230_G_CT2 | 55230 | G | CT2 | 4237 | Combined Cycle |  | ERC_REST | Texas | 48 | Wise | 497 | 48497 | 165 | 7298 | 2006 | 9999 |  |  | N | Natural Gas |  |  |  | DLNB + NH3 | SCR | [8 empty] | 0.019256 | 0.019256 | 0.019256 | 0.019256 | [11 empty] | Brazos Electric Power Coop | 100 | Brazos Electric Power Coop | 100
Jack County | 55230_G_CT3 | 55230 | G | CT3 | 90582 | Combined Cycle |  | ERC_REST | Texas | 48 | Wise | 497 | 48497 | 165 | 7298 | 2011 | 9999 |  |  | N | Natural Gas |  |  |  | DLNB + NH3 | SCR | [8 empty] | 0.0086837 | 0.0086837 | 0.0086837 | 0.0086837 | [11 empty] | Brazos Electric Power Coop | 100 | Brazos Electric Power Coop | 100
Jack County | 55230_G_CT4 | 55230 | G | CT4 | 90583 | Combined Cycle |  | ERC_REST | Texas | 48 | Wise | 497 | 48497 | 165 | 7298 | 2011 | 9999 |  |  | N | Natural Gas |  |  |  | DLNB + NH3 | SCR | [8 empty] | 0.0086837 | 0.0086837 | 0.0086837 | 0.0086837 | [11 empty] | Brazos Electric Power Coop | 100 | Brazos Electric Power Coop | 100
Jack County | 55230_G_ST1 | 55230 | G | ST1 | 4236 | Combined Cycle |  | ERC_REST | Texas | 48 | Wise | 497 | 48497 | 290.5 | 7298 | 2006 | 9999 |  |  | N | Natural Gas |  |  |  | DLNB + NH3 | SCR | [8 empty] | 0.019256 | 0.019256 | 0.019256 | 0.019256 | [11 empty] | Brazos Electric Power Coop | 100 | Brazos Electric Power Coop | 100
Jack County | 55230_G_ST2 | 55230 | G | ST2 | 90582 | Combined Cycle |  | ERC_REST | Texas | 48 | Wise | 497 | 48497 | 290.5 | 7298 | 2011 | 9999 |  |  | N | Natural Gas |  |  |  | DLNB + NH3 | SCR | [8 empty] | 0.0086837 | 0.0086837 | 0.0086837 | 0.0086837 | [11 empty] | Brazos Electric Power Coop | 100 | Brazos Electric Power Coop | 100
Liberty Electric Power Plant | 55231_G_GTG1 | 55231 | G | GTG1 | 4238 | Combined Cycle |  | PJM_EMAC | Pennsylvania | 42 | Delaware | 45 | 42045 | 169.1 | 7241 | 2002 | 9999 |  |  | N | Natural Gas |  |  |  | DLNB | SCR | [8 empty] | 0.0109 | 0.0109 | 0.0109 | 0.0109 | [11 empty] | Liberty Electric Power LLC | 100 | Vistra Energy | 100
Liberty Electric Power Plant | 55231_G_GTG2 | 55231 | G | GTG2 | 4239 | Combined Cycle |  | PJM_EMAC | Pennsylvania | 42 | Delaware | 45 | 42045 | 169.1 | 7241 | 2002 | 9999 |  |  | N | Natural Gas |  |  |  | DLNB | SCR | [8 empty] | 0.0109 | 0.0109 | 0.0109 | 0.0109 | [11 empty] | Liberty Electric Power LLC | 100 | Vistra Energy | 100
Liberty Electric Power Plant | 55231_G_STG | 55231 | G | STG | 4238 | Combined Cycle |  | PJM_EMAC | Pennsylvania | 42 | Delaware | 45 | 42045 | 223.8 | 7241 | 2002 | 9999 |  |  | N | Natural Gas |  |  |  | LNB + NH3 | SCR | [8 empty] | 0.0109 | 0.0109 | 0.0109 | 0.0109 | [11 empty] | Liberty Electric Power LLC | 100 | Vistra Energy | 100
Marshall Energy Facility | 55232_G_CT1 | 55232 | G | CT1 | 4240 | Combustion Turbine |  | S_C_TVA | Kentucky | 21 | Marshall | 157 | 21157 | 72.7 | 11593 | 2002 | 9999 |  |  | N | Natural Gas, Distillate Fuel Oil |  |  |  | DLNB + H2O | [9 empty] | 0.03662 | 0.03662 | 0.03662 | 0.03662 | [11 empty] | Tennessee Valley Authority | 100 | Tennessee Valley Authority | 100
Marshall Energy Facility | 55232_G_CT2 | 55232 | G | CT2 | 4241 | Combustion Turbine |  | S_C_TVA | Kentucky | 21 | Marshall | 157 | 21157 | 72.7 | 11593 | 2002 | 9999 |  |  | N | Natural Gas, Distillate Fuel Oil |  |  |  | DLNB + H2O | [9 empty] | 0.04167 | 0.04167 | 0.04167 | 0.04167 | [11 empty] | Tennessee Valley Authority | 100 | Tennessee Valley Authority | 100
Marshall Energy Facility | 55232_G_CT3 | 55232 | G | CT3 | 4242 | Combustion Turbine |  | S_C_TVA | Kentucky | 21 | Marshall | 157 | 21157 | 72.7 | 11593 | 2002 | 9999 |  |  | N | Natural Gas, Distillate Fuel Oil |  |  |  | DLNB + H2O | [9 empty] | 0.02817 | 0.02817 | 0.02817 | 0.02817 | [11 empty] | Tennessee Valley Authority | 100 | Tennessee Valley Authority | 100
Marshall Energy Facility | 55232_G_CT4 | 55232 | G | CT4 | 4243 | Combustion Turbine |  | S_C_TVA | Kentucky | 21 | Marshall | 157 | 21157 | 72.7 | 24624 | 2002 | 9999 |  |  | N | Natural Gas, Distillate Fuel Oil |  |  |  | DLNB + H2O | [9 empty] | 0.03227 | 0.03227 | 0.03227 | 0.03227 | [11 empty] | Tennessee Valley Authority | 100 | Tennessee Valley Authority | 100
Marshall Energy Facility | 55232_G_CT5 | 55232 | G | CT5 | 4244 | Combustion Turbine |  | S_C_TVA | Kentucky | 21 | Marshall | 157 | 21157 | 72.7 | 24624 | 2002 | 9999 |  |  | N | Natural Gas, Distillate Fuel Oil |  |  |  | DLNB + H2O | [9 empty] | 0.0308 | 0.0308 | 0.0308 | 0.0308 | [11 empty] | Tennessee Valley Authority | 100 | Tennessee Valley Authority | 100
Marshall Energy Facility | 55232_G_CT6 | 55232 | G | CT6 | 4245 | Combustion Turbine |  | S_C_TVA | Kentucky | 21 | Marshall | 157 | 21157 | 72.7 | 24624 | 2002 | 9999 |  |  | N | Natural Gas, Distillate Fuel Oil |  |  |  | DLNB + H2O | [9 empty] | 0.02807 | 0.02807 | 0.02807 | 0.02807 | [11 empty] | Tennessee Valley Authority | 100 | Tennessee Valley Authority | 100
Marshall Energy Facility | 55232_G_CT7 | 55232 | G | CT7 | 4246 | Combustion Turbine |  | S_C_TVA | Kentucky | 21 | Marshall | 157 | 21157 | 72.7 | 24624 | 2002 | 9999 |  |  | N | Natural Gas, Distillate Fuel Oil |  |  |  | DLNB + H2O | [9 empty] | 0.03111 | 0.03111 | 0.03111 | 0.03111 | [11 empty] | Tennessee Valley Authority | 100 | Tennessee Valley Authority | 100
Marshall Energy Facility | 55232_G_CT8 | 55232 | G | CT8 | 4247 | Combustion Turbine |  | S_C_TVA | Kentucky | 21 | Marshall | 157 | 21157 | 72.7 | 24624 | 2002 | 9999 |  |  | N | Natural Gas, Distillate Fuel Oil |  |  |  | DLNB + H2O | [9 empty] | 0.03088 | 0.03088 | 0.03088 | 0.03088 | [11 empty] | Tennessee Valley Authority | 100 | Tennessee Valley Authority | 100
Handsome Lake Energy LLC | 55233_G_GT01 | 55233 | G | GT01 | 4248 | Combustion Turbine |  | PJM_PENE | Pennsylvania | 42 | Venango | 121 | 42121 | 53.5 | 11407 | 2001 | 9999 |  |  | N | Natural Gas |  |  |  | H2O | [8 empty] | 0.001 | 0.40842 | 0.40842 | 0.40842 | 0.40842 | [11 empty] | Handsome Lake Energy LLC | 100 | Exelon Corp | 100
Handsome Lake Energy LLC | 55233_G_GT02 | 55233 | G | GT02 | 4250 | Combustion Turbine |  | PJM_PENE | Pennsylvania | 42 | Venango | 121 | 42121 | 53.5 | 11407 | 2001 | 9999 |  |  | N | Natural Gas |  |  |  | H2O | [8 empty] | 0.001 | 0.55427 | 0.55427 | 0.55427 | 0.55427 | [11 empty] | Handsome Lake Energy LLC | 100 | Exelon Corp | 100
Handsome Lake Energy LLC | 55233_G_GT03 | 55233 | G | GT03 | 4252 | Combustion Turbine |  | PJM_PENE | Pennsylvania | 42 | Venango | 121 | 42121 | 53.5 | 11407 | 2001 | 9999 |  |  | N | Natural Gas |  |  |  | H2O | [8 empty] | 3.7 | 0.37001 | 0.37001 | 0.37001 | 0.37001 | [11 empty] | Handsome Lake Energy LLC | 100 | Exelon Corp | 100
Handsome Lake Energy LLC | 55233_G_GT04 | 55233 | G | GT04 | 4254 | Combustion Turbine |  | PJM_PENE | Pennsylvania | 42 | Venango | 121 | 42121 | 53.5 | 11407 | 2001 | 9999 |  |  | N | Natural Gas |  |  |  | H2O | [8 empty] | 3.7 | 0.37696 | 0.37696 | 0.37696 | 0.37696 | [11 empty] | Handsome Lake Energy LLC | 100 | Exelon Corp | 100
Handsome Lake Energy LLC | 55233_G_GT05 | 55233 | G | GT05 | 4256 | Combustion Turbine |  | PJM_PENE | Pennsylvania | 42 | Venango | 121 | 42121 | 53.5 | 11407 | 2001 | 9999 |  |  | N | Natural Gas |  |  |  | H2O | [8 empty] | 3.7 | 0.49338 | 0.49338 | 0.49338 | 0.49338 | [11 empty] | Handsome Lake Energy LLC | 100 | Exelon Corp | 100
Audrain Generating Station | 55234_G_GT1 | 55234 | G | GT1 | 4258 | Combustion Turbine |  | MIS_MO | Missouri | 29 | Audrain | 7 | 29007 | 75 | 11927 | 2001 | 9999 |  |  | N | Natural Gas |  |  |  | DLNB | [8 empty] | 0.001 | 0.02518 | 0.02518 | 0.02518 | 0.02518 | [11 empty] | Ameren Missouri | 100 | Ameren Corp | 100
Audrain Generating Station | 55234_G_GT2 | 55234 | G | GT2 | 4259 | Combustion Turbine |  | MIS_MO | Missouri | 29 | Audrain | 7 | 29007 | 75 | 11924 | 2001 | 9999 |  |  | N | Natural Gas |  |  |  | DLNB | [8 empty] | 0.001 | 0.0256 | 0.0256 | 0.0256 | 0.0256 | [11 empty] | Ameren Missouri | 100 | Ameren Corp | 100
Audrain Generating Station | 55234_G_GT3 | 55234 | G | GT3 | 4260 | Combustion Turbine |  | MIS_MO | Missouri | 29 | Audrain | 7 | 29007 | 75 | 11924 | 2001 | 9999 |  |  | N | Natural Gas |  |  |  | DLNB | [8 empty] | 0.001 | 0.02396 | 0.02396 | 0.02396 | 0.02396 | [11 empty] | Ameren Missouri | 100 | Ameren Corp | 100
Audrain Generating Station | 55234_G_GT4 | 55234 | G | GT4 | 4261 | Combustion Turbine |  | MIS_MO | Missouri | 29 | Audrain | 7 | 29007 | 75 | 11924 | 2001 | 9999 |  |  | N | Natural Gas |  |  |  | DLNB | [8 empty] | 0.001 | 0.0215 | 0.0215 | 0.0215 | 0.0215 | [11 empty] | Ameren Missouri | 100 | Ameren Corp | 100
Audrain Generating Station | 55234_G_GT5 | 55234 | G | GT5 | 4262 | Combustion Turbine |  | MIS_MO | Missouri | 29 | Audrain | 7 | 29007 | 75 | 11924 | 2001 | 9999 |  |  | N | Natural Gas |  |  |  | DLNB | [8 empty] | 0.001 | 0.0229 | 0.0229 | 0.0229 | 0.0229 | [11 empty] | Ameren Missouri | 100 | Ameren Corp | 100
Audrain Generating Station | 55234_G_GT6 | 55234 | G | GT6 | 4263 | Combustion Turbine |  | MIS_MO | Missouri | 29 | Audrain | 7 | 29007 | 75 | 11924 | 2001 | 9999 |  |  | N | Natural Gas |  |  |  | DLNB | [8 empty] | 0.001 | 0.02656 | 0.02656 | 0.02656 | 0.02656 | [11 empty] | Ameren Missouri | 100 | Ameren Corp | 100
Audrain Generating Station | 55234_G_GT7 | 55234 | G | GT7 | 4264 | Combustion Turbine |  | MIS_MO | Missouri | 29 | Audrain | 7 | 29007 | 75 | 11924 | 2001 | 9999 |  |  | N | Natural Gas |  |  |  | DLNB | [8 empty] | 0.001 | 0.02861 | 0.02861 | 0.02861 | 0.02861 | [11 empty] | Ameren Missouri | 100 | Ameren Corp | 100
Audrain Generating Station | 55234_G_GT8 | 55234 | G | GT8 | 4265 | Combustion Turbine |  | MIS_MO | Missouri | 29 | Audrain | 7 | 29007 | 75 | 11924 | 2001 | 9999 |  |  | N | Natural Gas |  |  |  | DLNB | [8 empty] | 0.001 | 0.02462 | 0.02462 | 0.02462 | 0.02462 | [11 empty] | Ameren Missouri | 100 | Ameren Corp | 100
Lee Energy Facility | 55236_G_CT1 | 55236 | G | CT1 | 4266 | Combustion Turbine |  | PJM_COMD | Illinois | 17 | Lee | 103 | 17103 | 84.9 | 12699 | 2001 | 2045 |  |  | N | Natural Gas |  |  |  | DLNB | [8 empty] | 1 | 0.03062 | 0.03062 | 0.03062 | 0.03062 | [11 empty] | Lee County Generating Station LLC | 100 | Rockland Capital | 100
Lee Energy Facility | 55236_G_CT2 | 55236 | G | CT2 | 4267 | Combustion Turbine |  | PJM_COMD | Illinois | 17 | Lee | 103 | 17103 | 84.9 | 12699 | 2001 | 2045 |  |  | N | Natural Gas |  |  |  | DLNB | [8 empty] | 1 | 0.03054 | 0.03054 | 0.03054 | 0.03054 | [11 empty] | Lee County Generating Station LLC | 100 | Rockland Capital | 100
Lee Energy Facility | 55236_G_CT3 | 55236 | G | CT3 | 4268 | Combustion Turbine |  | PJM_COMD | Illinois | 17 | Lee | 103 | 17103 | 84.9 | 12699 | 2001 | 2045 |  |  | N | Natural Gas |  |  |  | DLNB | [8 empty] | 1 | 0.03238 | 0.03238 | 0.03238 | 0.03238 | [11 empty] | Lee County Generating Station LLC | 100 | Rockland Capital | 100
Lee Energy Facility | 55236_G_CT4 | 55236 | G | CT4 | 4269 | Combustion Turbine |  | PJM_COMD | Illinois | 17 | Lee | 103 | 17103 | 84.1 | 12698 | 2001 | 2045 |  |  | N | Natural Gas |  |  |  | DLNB | [8 empty] | 1 | 0.03288 | 0.03288 | 0.03288 | 0.03288 | [11 empty] | Lee County Generating Station LLC | 100 | Rockland Capital | 100
Lee Energy Facility | 55236_G_CT5 | 55236 | G | CT5 | 4270 | Combustion Turbine |  | PJM_COMD | Illinois | 17 | Lee | 103 | 17103 | 85.1 | 12699 | 2001 | 2045 |  |  | N | Natural Gas |  |  |  | DLNB | [8 empty] | 1 | 0.02695 | 0.02695 | 0.02695 | 0.02695 | [11 empty] | Lee County Generating Station LLC | 100 | Rockland Capital | 100
Lee Energy Facility | 55236_G_CT6 | 55236 | G | CT6 | 4271 | Combustion Turbine |  | PJM_COMD | Illinois | 17 | Lee | 103 | 17103 | 85.1 | 12699 | 2001 | 2045 |  |  | N | Natural Gas |  |  |  | DLNB | [8 empty] | 1 | 0.02737 | 0.02737 | 0.02737 | 0.02737 | [11 empty] | Lee County Generating Station LLC | 100 | Rockland Capital | 100
Lee Energy Facility | 55236_G_CT7 | 55236 | G | CT7 | 4272 | Combustion Turbine |  | PJM_COMD | Illinois | 17 | Lee | 103 | 17103 | 83.9 | 12698 | 2001 | 2045 |  |  | N | Natural Gas |  |  |  | DLNB | [8 empty] | 1 | 0.0311 | 0.0311 | 0.0311 | 0.0311 | [11 empty] | Lee County Generating Station LLC | 100 | Rockland Capital | 100
Lee Energy Facility | 55236_G_CT8 | 55236 | G | CT8 | 4273 | Combustion Turbine |  | PJM_COMD | Illinois | 17 | Lee | 103 | 17103 | 83.9 | 12698 | 2001 | 2045 |  |  | N | Natural Gas |  |  |  | DLNB | [8 empty] | 1 | 0.02972 | 0.02972 | 0.02972 | 0.02972 | [11 empty] | Lee County Generating Station LLC | 100 | Rockland Capital | 100
Energy Shelby County | 55237_G_CTG1 | 55237 | G | CTG1 | 4274 | Combustion Turbine |  | MIS_IL | Illinois | 17 | Shelby | 173 | 17173 | 42 | 10745 | 2000 | 2045 |  |  | N | Natural Gas |  |  |  | H2O | [8 empty] | 0.001 | 0.08091 | 0.08091 | 0.08091 | 0.08091 | [11 empty] | Shelby County Energy Center LLC | 100 | Rockland Capital | 100
Energy Shelby County | 55237_G_CTG2 | 55237 | G | CTG2 | 4275 | Combustion Turbine |  | MIS_IL | Illinois | 17 | Shelby | 173 | 17173 | 42 | 10745 | 2000 | 2045 |  |  | N | Natural Gas |  |  |  | H2O | [8 empty] | 0.001 | 0.0839 | 0.0839 | 0.0839 | 0.0839 | [11 empty] | Shelby County Energy Center LLC | 100 | Rockland Capital | 100
Energy Shelby County | 55237_G_CTG3 | 55237 | G | CTG3 | 4276 | Combustion Turbine |  | MIS_IL | Illinois | 17 | Shelby | 173 | 17173 | 42 | 10745 | 2000 | 2045 |  |  | N | Natural Gas |  |  |  | H2O | [8 empty] | 0.001 | 0.08135 | 0.08135 | 0.08135 | 0.08135 | [11 empty] | Shelby County Energy Center LLC | 100 | Rockland Capital | 100
Energy Shelby County | 55237_G_CTG4 | 55237 | G | CTG4 | 4277 | Combustion Turbine |  | MIS_IL | Illinois | 17 | Shelby | 173 | 17173 | 42 | 10745 | 2000 | 2045 |  |  | N | Natural Gas |  |  |  | H2O | [8 empty] | 0.001 | 0.08245 | 0.08245 | 0.08245 | 0.08245 | [11 empty] | Shelby County Energy Center LLC | 100 | Rockland Capital | 100
Energy Shelby County | 55237_G_CTG5 | 55237 | G | CTG5 | 4278 | Combustion Turbine |  | MIS_IL | Illinois | 17 | Shelby | 173 | 17173 | 42 | 10745 | 2000 | 2045 |  |  | N | Natural Gas |  |  |  | H2O | [8 empty] | 0.001 | 0.08291 | 0.08291 | 0.08291 | 0.08291 | [11 empty] | Shelby County Energy Center LLC | 100 | Rockland Capital | 100
Energy Shelby County | 55237_G_CTG6 | 55237 | G | CTG6 | 4279 | Combustion Turbine |  | MIS_IL | Illinois | 17 | Shelby | 173 | 17173 | 42 | 10745 | 2000 | 2045 |  |  | N | Natural Gas |  |  |  | H2O | [8 empty] | 0.001 | 0.08437 | 0.08437 | 0.08437 | 0.08437 | [11 empty] | Shelby County Energy Center LLC | 100 | Rockland Capital | 100
Energy Shelby County | 55237_G_CTG7 | 55237 | G | CTG7 | 4280 | Combustion Turbine |  | MIS_IL | Illinois | 17 | Shelby | 173 | 17173 | 42 | 10745 | 2001 | 2045 |  |  | N | Natural Gas |  |  |  | H2O | [8 empty] | 0.001 | 0.08381 | 0.08381 | 0.08381 | 0.08381 | [11 empty] | Shelby County Energy Center LLC | 100 | Rockland Capital | 100
Energy Shelby County | 55237_G_CTG8 | 55237 | G | CTG8 | 4281 | Combustion Turbine |  | MIS_IL | Illinois | 17 | Shelby | 173 | 17173 | 42 | 10745 | 2001 | 2045 |  |  | N | Natural Gas |  |  |  | H2O | [8 empty] | 0.001 | 0.08459 | 0.08459 | 0.08459 | 0.08459 | [11 empty] | Shelby County Energy Center LLC | 100 | Rockland Capital | 100
NRG Rockford I | 55238_G_0001 | 55238 | G | 0001 | 4282 | Combustion Turbine |  | PJM_COMD | Illinois | 17 | Winnebago | 201 | 17201 | 151 | 10984 | 2000 | 2045 |  |  | N | Natural Gas |  |  |  | DLNB | [8 empty] | 0.001 | 0.05255 | 0.05255 | 0.05255 | 0.05255 | [11 empty] | Rockford Power LLC | 100 | LS Power Group | 100
NRG Rockford I | 55238_G_0002 | 55238 | G | 0002 | 4283 | Combustion Turbine |  | PJM_COMD | Illinois | 17 | Winnebago | 201 | 17201 | 149.1 | 10985 | 2000 | 2045 |  |  | N | Natural Gas |  |  |  | DLNB | [8 empty] | 0.001 | 0.04999 | 0.04999 | 0.04999 | 0.04999 | [11 empty] | Rockford Power LLC | 100 | LS Power Group | 100
Red Oak Power LLC | 55239_G_0001 | 55239 | G | 0001 | 8480 | Combined Cycle |  | PJM_EMAC | New Jersey | 34 | Middlesex | 23 | 34023 | 165.3 | 7203 | 2002 | 9999 |  |  | N | Natural Gas |  |  |  | DLNB + NH3 | SCR | [7 empty] | 0.004 | 0.010367 | 0.010367 | 0.010367 | 0.010367 | [11 empty] | Red Oak Power LLC | 100 | Carlyle Group (The) | 100
Red Oak Power LLC | 55239_G_0002 | 55239 | G | 0002 | 8482 | Combined Cycle |  | PJM_EMAC | New Jersey | 34 | Middlesex | 23 | 34023 | 165.3 | 7203 | 2002 | 9999 |  |  | N | Natural Gas |  |  |  | DLNB + NH3 | SCR | [7 empty] | 0.004 | 0.010367 | 0.010367 | 0.010367 | 0.010367 | [11 empty] | Red Oak Power LLC | 100 | Carlyle Group (The) | 100
Red Oak Power LLC | 55239_G_0003 | 55239 | G | 0003 | 8484 | Combined Cycle |  | PJM_EMAC | New Jersey | 34 | Middlesex | 23 | 34023 | 165.3 | 7203 | 2002 | 9999 |  |  | N | Natural Gas |  |  |  | DLNB + NH3 | SCR | [7 empty] | 0.004 | 0.010367 | 0.010367 | 0.010367 | 0.010367 | [11 empty] | Red Oak Power LLC | 100 | Carlyle Group (The) | 100
Red Oak Power LLC | 55239_G_0004 | 55239 | G | 0004 | 8480 | Combined Cycle |  | PJM_EMAC | New Jersey | 34 | Middlesex | 23 | 34023 | 270 | 7203 | 2002 | 9999 |  |  | N | Natural Gas |  |  |  | DLNB + NH3 | SCR | [7 empty] | 0.004 | 0.010367 | 0.010367 | 0.010367 | 0.010367 | [11 empty] | Red Oak Power LLC | 100 | Carlyle Group (The) | 100
Hog Bayou Energy Center | 55241_G_CT01 | 55241 | G | CT01 | 4286 | Combined Cycle |  | S_SOU | Alabama | 1 | Mobile | 97 | 01097 | 155 | 7511 | 2001 | 9999 |  |  | N | Natural Gas |  |  |  | DLNB + H2O | SCR | [8 empty] | 0.010247 | 0.010247 | 0.010247 | 0.010247 | [11 empty] | Mobile Energy LLC | 100 | arGO LP | 100
Hog Bayou Energy Center | 55241_G_ST01 | 55241 | G | ST01 | 4286 | Combined Cycle |  | S_SOU | Alabama | 1 | Mobile | 97 | 01097 | 75 | 7511 | 2001 | 9999 |  |  | N | Natural Gas |  |  |  | DLNB + H2O | SCR | [8 empty] | 0.010247 | 0.010247 | 0.010247 | 0.010247 | [11 empty] | Mobile Energy LLC | 100 | arGO LP | 100
Santa Rosa Energy Center | 55242_G_CT01 | 55242 | G | CT01 | 4287 | Combined Cycle |  | S_SOU | Florida | 12 | Santa Rosa | 113 | 12113 | 161.4 | 7686 | 2003 | 9999 |  |  | N | Natural Gas |  |  |  | DLNB | [9 empty] | 0.031238 | 0.031238 | 0.031238 | 0.031238 | [11 empty] | Santa Rosa Energy Center LLC | 100 | LS Power Group | 100
Santa Rosa Energy Center | 55242_G_ST01 | 55242 | G | ST01 | 4287 | Combined Cycle |  | S_SOU | Florida | 12 | Santa Rosa | 113 | 12113 | 74.5 | 7686 | 2003 | 9999 |  |  | N | Natural Gas |  |  |  | DLNB | [9 empty] | 0.031238 | 0.031238 | 0.031238 | 0.031238 | [11 empty] | Santa Rosa Energy Center LLC | 100 | LS Power Group | 100
Doyle Energy Facility | 55244_G_CTG1 | 55244 | G | CTG1 | 4308 | Combustion Turbine |  | S_SOU | Georgia | 13 | Walton | 297 | 13297 | 56 | 12425 | 2000 | 9999 |  |  | N | Natural Gas |  |  |  | DLNB | [8 empty] | 0.006 | 0.09802 | 0.09802 | 0.09802 | 0.09802 | [11 empty] | Doyle I LLC | 100 | Walton EMC (The) | 100
Doyle Energy Facility | 55244_G_CTG2 | 55244 | G | CTG2 | 4309 | Combustion Turbine |  | S_SOU | Georgia | 13 | Walton | 297 | 13297 | 56 | 12411 | 2000 | 9999 |  |  | N | Natural Gas |  |  |  | DLNB | [8 empty] | 0.006 | 0.10012 | 0.10012 | 0.10012 | 0.10012 | [11 empty] | Doyle I LLC | 100 | Walton EMC (The) | 100
Doyle Energy Facility | 55244_G_CTG3 | 55244 | G | CTG3 | 4310 | Combustion Turbine |  | S_SOU | Georgia | 13 | Walton | 297 | 13297 | 58 | 12406 | 2000 | 9999 |  |  | N | Natural Gas |  |  |  | DLNB | [8 empty] | 0.006 | 0.09785 | 0.09785 | 0.09785 | 0.09785 | [11 empty] | Doyle I LLC | 100 | Walton EMC (The) | 100
Doyle Energy Facility | 55244_G_CTG4 | 55244 | G | CTG4 | 4311 | Combustion Turbine |  | S_SOU | Georgia | 13 | Walton | 297 | 13297 | 75 | 12392 | 2000 | 9999 |  |  | N | Natural Gas |  |  |  | DLNB | [8 empty] | 0.006 | 0.02894 | 0.02894 | 0.02894 | 0.02894 | [11 empty] | Doyle I LLC | 100 | Walton EMC (The) | 100
Doyle Energy Facility | 55244_G_CTG5 | 55244 | G | CTG5 | 4312 | Combustion Turbine |  | S_SOU | Georgia | 13 | Walton | 297 | 13297 | 75 | 12393 | 2000 | 9999 |  |  | N | Natural Gas | [12 empty] | 0.006 | 0.02713 | 0.02713 | 0.02713 | 0.02713 | [11 empty] | Doyle I LLC | 100 | Walton EMC (The) | 100
Darby Power, LLC | 55247_G_GT1 | 55247 | G | GT1 | 4313 | Combustion Turbine |  | PJM_West | Ohio | 39 | Pickaway | 129 | 39129 | 72.5 | 16296 | 2001 | 9999 |  |  | N | Natural Gas, Distillate Fuel Oil |  |  |  | DLNB | [8 empty] | 0.5 | 0.11599 | 0.11599 | 0.11599 | 0.11599 | [11 empty] | Darby Power LLC | 100 | ArcLight Capital Partners LLC | 100
Darby Power, LLC | 55247_G_GT2 | 55247 | G | GT2 | 4314 | Combustion Turbine |  | PJM_West | Ohio | 39 | Pickaway | 129 | 39129 | 72.5 | 16297 | 2001 | 9999 |  |  | N | Natural Gas, Distillate Fuel Oil |  |  |  | DLNB | [8 empty] | 0.5 | 0.11511 | 0.11511 | 0.11511 | 0.11511 | [11 empty] | Darby Power LLC | 100 | ArcLight Capital Partners LLC | 100
Darby Power, LLC | 55247_G_GT3 | 55247 | G | GT3 | 4315 | Combustion Turbine |  | PJM_West | Ohio | 39 | Pickaway | 129 | 39129 | 72.5 | 16297 | 2001 | 9999 |  |  | N | Natural Gas, Distillate Fuel Oil |  |  |  | DLNB | [8 empty] | 0.5 | 0.10384 | 0.10384 | 0.10384 | 0.10384 | [11 empty] | Darby Power LLC | 100 | ArcLight Capital Partners LLC | 100
Darby Power, LLC | 55247_G_GT4 | 55247 | G | GT4 | 4316 | Combustion Turbine |  | PJM_West | Ohio | 39 | Pickaway | 129 | 39129 | 72.5 | 16297 | 2001 | 9999 |  |  | N | Natural Gas, Distillate Fuel Oil |  |  |  | DLNB | [8 empty] | 0.5 | 0.1095 | 0.1095 | 0.1095 | 0.1095 | [11 empty] | Darby Power LLC | 100 | ArcLight Capital Partners LLC | 100
Darby Power, LLC | 55247_G_GT5 | 55247 | G | GT5 | 4317 | Combustion Turbine |  | PJM_West | Ohio | 39 | Pickaway | 129 | 39129 | 72.5 | 16297 | 2002 | 9999 |  |  | N | Natural Gas, Distillate Fuel Oil |  |  |  | DLNB | [8 empty] | 0.5 | 0.11562 | 0.11562 | 0.11562 | 0.11562 | [11 empty] | Darby Power LLC | 100 | ArcLight Capital Partners LLC | 100
Darby Power, LLC | 55247_G_GT6 | 55247 | G | GT6 | 4318 | Combustion Turbine |  | PJM_West | Ohio | 39 | Pickaway | 129 | 39129 | 72.5 | 16297 | 2002 | 9999 |  |  | N | Natural Gas, Distillate Fuel Oil |  |  |  | DLNB | [8 empty] | 0.5 | 0.1224 | 0.1224 | 0.1224 | 0.1224 | [11 empty] | Darby Power LLC | 100 | ArcLight Capital Partners LLC | 100
Tait Electric Generating Station | 55248_G_GT4 | 55248 | G | GT4 | 4319 | Combustion Turbine |  | PJM_West | Ohio | 39 | Montgomery | 113 | 39113 | 85 | 12725 | 2002 | 9999 |  |  | N | Natural Gas |  |  |  | DLNB | [8 empty] | 0.5 | 0.06434 | 0.06434 | 0.06434 | 0.06434 | [11 empty] | Tait Electric Generating Station LLC | 100 | Rockland Capital | 100
Tait Electric Generating Station | 55248_G_GT5 | 55248 | G | GT5 | 4320 | Combustion Turbine |  | PJM_West | Ohio | 39 | Montgomery | 113 | 39113 | 85 | 12725 | 2002 | 9999 |  |  | N | Natural Gas |  |  |  | DLNB | [8 empty] | 0.5 | 0.07132 | 0.07132 | 0.07132 | 0.07132 | [11 empty] | Tait Electric Generating Station LLC | 100 | Rockland Capital | 100
Tait Electric Generating Station | 55248_G_GT6 | 55248 | G | GT6 | 4321 | Combustion Turbine |  | PJM_West | Ohio | 39 | Montgomery | 113 | 39113 | 85 | 12725 | 2002 | 9999 |  |  | N | Natural Gas |  |  |  | DLNB | [8 empty] | 0.5 | 0.07269 | 0.07269 | 0.07269 | 0.07269 | [11 empty] | Tait Electric Generating Station LLC | 100 | Rockland Capital | 100
Tait Electric Generating Station | 55248_G_GT7 | 55248 | G | GT7 | 4322 | Combustion Turbine |  | PJM_West | Ohio | 39 | Montgomery | 113 | 39113 | 85 | 12725 | 2002 | 9999 |  |  | N | Natural Gas |  |  |  | DLNB | [8 empty] | 0.5 | 0.07463 | 0.07463 | 0.07463 | 0.07463 | [11 empty] | Tait Electric Generating Station LLC | 100 | Rockland Capital | 100
University Park South | 55250_G_UPG1 | 55250 | G | UPG1 | 4323 | Combustion Turbine |  | PJM_COMD | Illinois | 17 | Will | 197 | 17197 | 50 | 11823 | 2001 | 2045 |  |  | N | Natural Gas |  |  |  | H2O | [8 empty] | 1 | 0.21419 | 0.21419 | 0.21419 | 0.21419 | [11 empty] | University Park Energy LLC | 100 | LS Power Group | 100
University Park South | 55250_G_UPG2 | 55250 | G | UPG2 | 4327 | Combustion Turbine |  | PJM_COMD | Illinois | 17 | Will | 197 | 17197 | 50 | 11824 | 2001 | 2045 |  |  | N | Natural Gas |  |  |  | H2O | [8 empty] | 1 | 0.17311 | 0.17311 | 0.17311 | 0.17311 | [11 empty] | University Park Energy LLC | 100 | LS Power Group | 100
University Park South | 55250_G_UPG3 | 55250 | G | UPG3 | 4328 | Combustion Turbine |  | PJM_COMD | Illinois | 17 | Will | 197 | 17197 | 50 | 11824 | 2001 | 2045 |  |  | N | Natural Gas |  |  |  | H2O | [8 empty] | 1 | 0.16981 | 0.16981 | 0.16981 | 0.16981 | [11 empty] | University Park Energy LLC | 100 | LS Power Group | 100
University Park South | 55250_G_UPG4 | 55250 | G | UPG4 | 4324 | Combustion Turbine |  | PJM_COMD | Illinois | 17 | Will | 197 | 17197 | 50 | 11824 | 2001 | 2045 |  |  | N | Natural Gas |  |  |  | H2O | [8 empty] | 1 | 0.16402 | 0.16402 | 0.16402 | 0.16402 | [11 empty] | University Park Energy LLC | 100 | LS Power Group | 100
University Park South | 55250_G_UPG5 | 55250 | G | UPG5 | 4325 | Combustion Turbine |  | PJM_COMD | Illinois | 17 | Will | 197 | 17197 | 50 | 11824 | 2001 | 2045 |  |  | N | Natural Gas |  |  |  | H2O | [8 empty] | 1 | 0.16578 | 0.16578 | 0.16578 | 0.16578 | [11 empty] | University Park Energy LLC | 100 | LS Power Group | 100
University Park South | 55250_G_UPG6 | 55250 | G | UPG6 | 4326 | Combustion Turbine |  | PJM_COMD | Illinois | 17 | Will | 197 | 17197 | 50 | 11824 | 2001 | 2045 |  |  | N | Natural Gas |  |  |  | H2O | [8 empty] | 1 | 0.21024 | 0.21024 | 0.21024 | 0.21024 | [11 empty] | University Park Energy LLC | 100 | LS Power Group | 100
Gleason Generating Facility | 55251_G_CTG1 | 55251 | G | CTG1 | 4335 | Combustion Turbine |  | S_C_TVA | Tennessee | 47 | Weakley | 183 | 47183 | 120 | 11154 | 2000 | 9999 |  |  | N | Natural Gas |  |  |  | DLNB | [8 empty] | 5 | 0.07617 | 0.07617 | 0.07617 | 0.07617 | [11 empty] | Tennessee Valley Authority | 100 | Tennessee Valley Authority | 100
Gleason Generating Facility | 55251_G_CTG2 | 55251 | G | CTG2 | 4336 | Combustion Turbine |  | S_C_TVA | Tennessee | 47 | Weakley | 183 | 47183 | 100 | 11154 | 2000 | 9999 |  |  | N | Natural Gas |  |  |  | DLNB | [8 empty] | 5 | 0.06817 | 0.06817 | 0.06817 | 0.06817 | [11 empty] | Tennessee Valley Authority | 100 | Tennessee Valley Authority | 100
Gleason Generating Facility | 55251_G_CTG3 | 55251 | G | CTG3 | 4337 | Combustion Turbine |  | S_C_TVA | Tennessee | 47 | Weakley | 183 | 47183 | 140 | 11154 | 2000 | 9999 |  |  | N | Natural Gas |  |  |  | DLNB | [8 empty] | 5 | 0.06936 | 0.06936 | 0.06936 | 0.06936 | [11 empty] | Tennessee Valley Authority | 100 | Tennessee Valley Authority | 100
Crete Energy Venture LLC | 55253_G_GT1 | 55253 | G | GT1 | 4339 | Combustion Turbine |  | PJM_COMD | Illinois | 17 | Will | 197 | 17197 | 75 | 13065 | 2002 | 2045 |  |  | N | Natural Gas |  |  |  | DLNB | [8 empty] | 1 | 0.02813 | 0.02813 | 0.02813 | 0.02813 | [11 empty] | Crete Energy Venture LLC | 100 | ArcLight Capital Partners LLC | 100
Crete Energy Venture LLC | 55253_G_GT2 | 55253 | G | GT2 | 4340 | Combustion Turbine |  | PJM_COMD | Illinois | 17 | Will | 197 | 17197 | 75 | 13065 | 2002 | 2045 |  |  | N | Natural Gas |  |  |  | DLNB | [8 empty] | 1 | 0.02534 | 0.02534 | 0.02534 | 0.02534 | [11 empty] | Crete Energy Venture LLC | 100 | ArcLight Capital Partners LLC | 100
Crete Energy Venture LLC | 55253_G_GT3 | 55253 | G | GT3 | 4341 | Combustion Turbine |  | PJM_COMD | Illinois | 17 | Will | 197 | 17197 | 75 | 13065 | 2002 | 2045 |  |  | N | Natural Gas |  |  |  | DLNB | [8 empty] | 1 | 0.02698 | 0.02698 | 0.02698 | 0.02698 | [11 empty] | Crete Energy Venture LLC | 100 | ArcLight Capital Partners LLC | 100
Crete Energy Venture LLC | 55253_G_GT4 | 55253 | G | GT4 | 4342 | Combustion Turbine |  | PJM_COMD | Illinois | 17 | Will | 197 | 17197 | 75 | 13065 | 2002 | 2045 |  |  | N | Natural Gas |  |  |  | DLNB | [8 empty] | 1 | 0.02594 | 0.02594 | 0.02594 | 0.02594 | [11 empty] | Crete Energy Venture LLC | 100 | ArcLight Capital Partners LLC | 100
Whiting Clean Energy | 55259_G_CT1 | 55259 | G | CT1 | 4357 | Combined Cycle |  | MIS_INKY | Indiana | 18 | Lake | 89 | 18089 | 150 | 7985 | 2002 | 9999 |  |  | Y | Natural Gas |  |  |  | DLNB | SCR | [8 empty] | 0.0081333 | 0.0081333 | 0.0081333 | 0.0081333 | [11 empty] | Whiting Clean Energy Inc | 100 | BP plc | 100
Whiting Clean Energy | 55259_G_CT2 | 55259 | G | CT2 | 4358 | Combined Cycle |  | MIS_INKY | Indiana | 18 | Lake | 89 | 18089 | 150 | 7985 | 2002 | 9999 |  |  | Y | Natural Gas |  |  |  | DLNB | SCR | [8 empty] | 0.0081333 | 0.0081333 | 0.0081333 | 0.0081333 | [11 empty] | Whiting Clean Energy Inc | 100 | BP plc | 100
Whiting Clean Energy | 55259_G_ST1 | 55259 | G | ST1 | 4357 | Combined Cycle |  | MIS_INKY | Indiana | 18 | Lake | 89 | 18089 | 213 | 7985 | 2002 | 9999 |  |  | Y | Natural Gas |  |  |  | NH3 | SCR | [8 empty] | 0.0081333 | 0.0081333 | 0.0081333 | 0.0081333 | [11 empty] | Whiting Clean Energy Inc | 100 | BP plc | 100
Bowling Green Generating Station | 55262_G_CT1 | 55262 | G | CT1 | 4361 | Combustion Turbine |  | PJM_ATSI | Ohio | 39 | Wood | 173 | 39173 | 26 | 15090 | 2000 | 9999 |  |  | N | Natural Gas |  |  |  |  | SCR | [7 empty] | 0.5 | 0.14994 | 0.14994 | 0.14994 | 0.14994 | [11 empty] | American Municipal Power Inc | 100 | American Municipal Power Inc | 100
Bowling Green Generating Station | 55262_G_CT2 | 55262 | G | CT2 | 4361 | Combustion Turbine |  | PJM_ATSI | Ohio | 39 | Wood | 173 | 39173 | 12 | 15088 | 2000 | 9999 |  |  | N | Natural Gas |  |  |  |  | SCR | [7 empty] | 0.5 | 0.14994 | 0.14994 | 0.14994 | 0.14994 | [11 empty] | American Municipal Power Inc | 100 | American Municipal Power Inc | 100
Galion Generating Station | 55263_G_CT1 | 55263 | G | CT1 | 4363 | Combustion Turbine |  | PJM_ATSI | Ohio | 39 | Crawford | 33 | 39033 | 26 | 15421 | 2000 | 9999 |  |  | N | Natural Gas |  |  |  |  | SCR | [7 empty] | 0.5 | 0.14988 | 0.14986 | 0.14988 | 0.14986 | [11 empty] | American Municipal Power Inc | 100 | American Municipal Power Inc | 100
Galion Generating Station | 55263_G_CT2 | 55263 | G | CT2 | 4363 | Combustion Turbine |  | PJM_ATSI | Ohio | 39 | Crawford | 33 | 39033 | 12 | 15420 | 2000 | 9999 |  |  | N | Natural Gas |  |  |  |  | SCR | [7 empty] | 0.5 | 0.14988 | 0.14988 | 0.14988 | 0.14988 | [11 empty] | American Municipal Power Inc | 100 | American Municipal Power Inc | 100
Napoleon Peaking Station | 55264_G_CT1 | 55264 | G | CT1 | 4365 | Combustion Turbine |  | PJM_ATSI | Ohio | 39 | Henry | 69 | 39069 | 26 | 16430 | 2000 | 9999 |  |  | N | Natural Gas |  |  |  |  | SCR | [7 empty] | 0.5 | 0.15014 | 0.1501 | 0.15014 | 0.1501 | [11 empty] | American Municipal Power Inc | 100 | American Municipal Power Inc | 100
Napoleon Peaking Station | 55264_G_CT2 | 55264 | G | CT2 | 4365 | Combustion Turbine |  | PJM_ATSI | Ohio | 39 | Henry | 69 | 39069 | 12 | 16431 | 2000 | 9999 |  |  | N | Natural Gas |  |  |  |  | SCR | [7 empty] | 0.5 | 0.15014 | 0.15014 | 0.15014 | 0.15014 | [11 empty] | American Municipal Power Inc | 100 | American Municipal Power Inc | 100
Lake Benton II | 55265_G_EXIS | 55265 | G | EXIS |  | Onshore Wind |  | MIS_MNWI | Minnesota | 27 | Pipestone | 117 | 27117 | 103.5 | 0 | 1999 | 9999 |  |  | N | Wind | [13 empty] | 0 | 0 | 0 | 0 | [11 empty] | Lake Benton Power Partners II LLC | 100 | Xcel Energy Inc | 100
Edward L. Addison Generating Plant | 55267_G_712 | 55267 | G | 712 | 4369 | Combustion Turbine |  | S_SOU | Georgia | 13 | Upson | 293 | 13293 | 148.5 | 11114 | 2000 | 9999 |  |  | N | Natural Gas, Distillate Fuel Oil |  |  |  | DLNB + H2O | [8 empty] | 0.052 | 0.04841 | 0.04841 | 0.04841 | 0.04841 | [11 empty] | West Georgia Power Co LLC | 100 | Southern Co | 100
Edward L. Addison Generating Plant | 55267_G_713 | 55267 | G | 713 | 4370 | Combustion Turbine |  | S_SOU | Georgia | 13 | Upson | 293 | 13293 | 149 | 11113 | 2000 | 9999 |  |  | N | Natural Gas, Distillate Fuel Oil |  |  |  | DLNB + H2O | [8 empty] | 0.052 | 0.03477 | 0.03477 | 0.03477 | 0.03477 | [11 empty] | West Georgia Power Co LLC | 100 | Southern Co | 100
Edward L. Addison Generating Plant | 55267_G_714 | 55267 | G | 714 | 4371 | Combustion Turbine |  | S_SOU | Georgia | 13 | Upson | 293 | 13293 | 148.5 | 11114 | 2000 | 9999 |  |  | N | Natural Gas, Distillate Fuel Oil |  |  |  | DLNB + H2O | [8 empty] | 0.052 | 0.04795 | 0.04795 | 0.04795 | 0.04795 | [11 empty] | West Georgia Power Co LLC | 100 | Southern Co | 100
Edward L. Addison Generating Plant | 55267_G_715 | 55267 | G | 715 | 4372 | Combustion Turbine |  | S_SOU | Georgia | 13 | Upson | 293 | 13293 | 145.7 | 11114 | 2000 | 9999 |  |  | N | Natural Gas, Distillate Fuel Oil |  |  |  | DLNB + H2O | [8 empty] | 0.052 | 0.03343 | 0.03343 | 0.03343 | 0.03343 | [11 empty] | West Georgia Power Co LLC | 100 | Southern Co | 100
TVA Southaven Combined Cycle | 55269_G_CTG1 | 55269 | G | CTG1 | 4373 | Combined Cycle |  | S_C_TVA | Mississippi | 28 | Desoto | 33 | 28033 | 157 | 7234 | 2003 | 9999 |  |  | N | Natural Gas |  |  |  | DLNB | SCR | [8 empty] | 0.011698 | 0.011698 | 0.011698 | 0.011698 | [11 empty] | Tennessee Valley Authority | 100 | Tennessee Valley Authority | 100
TVA Southaven Combined Cycle | 55269_G_CTG2 | 55269 | G | CTG2 | 4374 | Combined Cycle |  | S_C_TVA | Mississippi | 28 | Desoto | 33 | 28033 | 157 | 7234 | 2003 | 9999 |  |  | N | Natural Gas |  |  |  | DLNB | SCR | [8 empty] | 0.01132 | 0.01132 | 0.01132 | 0.01132 | [11 empty] | Tennessee Valley Authority | 100 | Tennessee Valley Authority | 100
TVA Southaven Combined Cycle | 55269_G_CTG3 | 55269 | G | CTG3 | 4375 | Combined Cycle |  | S_C_TVA | Mississippi | 28 | Desoto | 33 | 28033 | 157 | 7234 | 2003 | 9999 |  |  | N | Natural Gas |  |  |  | DLNB | SCR | [8 empty] | 0.012316 | 0.012316 | 0.012316 | 0.012316 | [11 empty] | Tennessee Valley Authority | 100 | Tennessee Valley Authority | 100
TVA Southaven Combined Cycle | 55269_G_STG1 | 55269 | G | STG1 | 4373 | Combined Cycle |  | S_C_TVA | Mississippi | 28 | Desoto | 33 | 28033 | 103 | 7234 | 2003 | 9999 |  |  | N | Natural Gas |  |  |  | LNB | SCR | [8 empty] | 0.011698 | 0.011698 | 0.011698 | 0.011698 | [11 empty] | Tennessee Valley Authority | 100 | Tennessee Valley Authority | 100
TVA Southaven Combined Cycle | 55269_G_STG2 | 55269 | G | STG2 | 4374 | Combined Cycle |  | S_C_TVA | Mississippi | 28 | Desoto | 33 | 28033 | 103 | 7234 | 2003 | 9999 |  |  | N | Natural Gas |  |  |  | DLNB | SCR | [8 empty] | 0.01132 | 0.01132 | 0.01132 | 0.01132 | [11 empty] | Tennessee Valley Authority | 100 | Tennessee Valley Authority | 100
TVA Southaven Combined Cycle | 55269_G_STG3 | 55269 | G | STG3 | 4375 | Combined Cycle |  | S_C_TVA | Mississippi | 28 | Desoto | 33 | 28033 | 103 | 7234 | 2003 | 9999 |  |  | N | Natural Gas |  |  |  | DLNB | SCR | [8 empty] | 0.012316 | 0.012316 | 0.012316 | 0.012316 | [11 empty] | Tennessee Valley Authority | 100 | Tennessee Valley Authority | 100
Jackson Generating Station | 55270_G_7EA | 55270 | G | 7EA | 4376 | Combined Cycle |  | MIS_LMI | Michigan | 26 | Jackson | 75 | 26075 | 73.2 | 8213 | 2002 | 9999 |  |  | N | Natural Gas |  |  |  | DLNB | [9 empty] | 0.055855 | 0.055855 | 0.055855 | 0.055855 | [11 empty] | Consumers Energy Co | 100 | CMS Energy Corp | 100
Jackson Generating Station | 55270_G_LM1 | 55270 | G | LM1 | 4377 | Combined Cycle |  | MIS_LMI | Michigan | 26 | Jackson | 75 | 26075 | 46.7 | 8213 | 2002 | 9999 |  |  | N | Natural Gas |  |  |  | STM | [9 empty] | 0.078417 | 0.078417 | 0.078417 | 0.078417 | [11 empty] | Consumers Energy Co | 100 | CMS Energy Corp | 100
Jackson Generating Station | 55270_G_LM2 | 55270 | G | LM2 | 4378 | Combined Cycle |  | MIS_LMI | Michigan | 26 | Jackson | 75 | 26075 | 45.4 | 8213 | 2002 | 9999 |  |  | N | Natural Gas |  |  |  | STM | [9 empty] | 0.078417 | 0.078417 | 0.078417 | 0.078417 | [11 empty] | Consumers Energy Co | 100 | CMS Energy Corp | 100
Jackson Generating Station | 55270_G_LM3 | 55270 | G | LM3 | 4379 | Combined Cycle |  | MIS_LMI | Michigan | 26 | Jackson | 75 | 26075 | 44.7 | 8213 | 2002 | 9999 |  |  | N | Natural Gas |  |  |  | STM | [9 empty] | 0.078417 | 0.078417 | 0.078417 | 0.078417 | [11 empty] | Consumers Energy Co | 100 | CMS Energy Corp | 100
Jackson Generating Station | 55270_G_LM4 | 55270 | G | LM4 | 4380 | Combined Cycle |  | MIS_LMI | Michigan | 26 | Jackson | 75 | 26075 | 44.8 | 8213 | 2002 | 9999 |  |  | N | Natural Gas |  |  |  | STM | [9 empty] | 0.078417 | 0.078417 | 0.078417 | 0.078417 | [11 empty] | Consumers Energy Co | 100 | CMS Energy Corp | 100
Jackson Generating Station | 55270_G_LM5 | 55270 | G | LM5 | 4381 | Combined Cycle |  | MIS_LMI | Michigan | 26 | Jackson | 75 | 26075 | 43.3 | 8213 | 2002 | 9999 |  |  | N | Natural Gas |  |  |  | STM | [9 empty] | 0.055855 | 0.055855 | 0.055855 | 0.055855 | [11 empty] | Consumers Energy Co | 100 | CMS Energy Corp | 100
Jackson Generating Station | 55270_G_LM6 | 55270 | G | LM6 | 4382 | Combined Cycle |  | MIS_LMI | Michigan | 26 | Jackson | 75 | 26075 | 45 | 8213 | 2002 | 9999 |  |  | N | Natural Gas |  |  |  | STM | [9 empty] | 0.055855 | 0.055855 | 0.055855 | 0.055855 | [11 empty] | Consumers Energy Co | 100 | CMS Energy Corp | 100
Jackson Generating Station | 55270_G_ST1 | 55270 | G | ST1 | 4376 | Combined Cycle |  | MIS_LMI | Michigan | 26 | Jackson | 75 | 26075 | 101.6 | 8213 | 2002 | 9999 |  |  | N | Natural Gas |  |  |  | STM | [9 empty] | 0.078417 | 0.078417 | 0.078417 | 0.078417 | [11 empty] | Consumers Energy Co | 100 | CMS Energy Corp | 100
Jackson Generating Station | 55270_G_ST2 | 55270 | G | ST2 | 4380 | Combined Cycle |  | MIS_LMI | Michigan | 26 | Jackson | 75 | 26075 | 98.3 | 8213 | 2002 | 9999 |  |  | N | Natural Gas |  |  |  | STM | [9 empty] | 0.055855 | 0.055855 | 0.055855 | 0.055855 | [11 empty] | Consumers Energy Co | 100 | CMS Energy Corp | 100
Tenaska Lindsay Hill Generating Station | 55271_G_GTG1 | 55271 | G | GTG1 | 4383 | Combined Cycle |  | S_SOU | Alabama | 1 | Autauga | 1 | 01001 | 152 | 7325 | 2002 | 9999 |  |  | N | Natural Gas, Distillate Fuel Oil |  |  |  | DLNB + H2O | SCR | [8 empty] | 0.0079135 | 0.0079135 | 0.0079135 | 0.0079135 | [11 empty] | Tenaska Alabama Partners LP | 100 | Tenaska Inc | 100
Tenaska Lindsay Hill Generating Station | 55271_G_GTG2 | 55271 | G | GTG2 | 4384 | Combined Cycle |  | S_SOU | Alabama | 1 | Autauga | 1 | 01001 | 152 | 7325 | 2002 | 9999 |  |  | N | Natural Gas, Distillate Fuel Oil |  |  |  | DLNB + H2O | SCR | [8 empty] | 0.0079135 | 0.0079135 | 0.0079135 | 0.0079135 | [11 empty] | Tenaska Alabama Partners LP | 100 | Tenaska Inc | 100
Tenaska Lindsay Hill Generating Station | 55271_G_GTG3 | 55271 | G | GTG3 | 4385 | Combined Cycle |  | S_SOU | Alabama | 1 | Autauga | 1 | 01001 | 152 | 7325 | 2002 | 9999 |  |  | N | Natural Gas, Distillate Fuel Oil |  |  |  | DLNB + H2O | SCR | [8 empty] | 0.0079135 | 0.0079135 | 0.0079135 | 0.0079135 | [11 empty] | Tenaska Alabama Partners LP | 100 | Tenaska Inc | 100
Tenaska Lindsay Hill Generating Station | 55271_G_STG1 | 55271 | G | STG1 | 4383 | Combined Cycle |  | S_SOU | Alabama | 1 | Autauga | 1 | 01001 | 392 | 7325 | 2002 | 9999 |  |  | N | Natural Gas, Distillate Fuel Oil |  |  |  | DLNB + H2O | SCR | [8 empty] | 0.0079135 | 0.0079135 | 0.0079135 | 0.0079135 | [11 empty] | Tenaska Alabama Partners LP | 100 | Tenaska Inc | 100
Ceredo Generating Station | 55276_G_01 | 55276 | G | 01 | 4397 | Combustion Turbine |  | PJM_West | West Virginia | 54 | Wayne | 99 | 54099 | 75 | 12011 | 2001 | 9999 |  |  | N | Natural Gas |  |  |  | CM | [8 empty] | 2.7 | 0.03149 | 0.03149 | 0.03149 | 0.03149 | [11 empty] | Appalachian Power Co | 100 | American Electric Power Co Inc | 100
Ceredo Generating Station | 55276_G_02 | 55276 | G | 02 | 4398 | Combustion Turbine |  | PJM_West | West Virginia | 54 | Wayne | 99 | 54099 | 75 | 12011 | 2001 | 9999 |  |  | N | Natural Gas |  |  |  | CM | [8 empty] | 2.7 | 0.03139 | 0.03139 | 0.03139 | 0.03139 | [11 empty] | Appalachian Power Co | 100 | American Electric Power Co Inc | 100
Ceredo Generating Station | 55276_G_03 | 55276 | G | 03 | 4399 | Combustion Turbine |  | PJM_West | West Virginia | 54 | Wayne | 99 | 54099 | 75 | 12011 | 2001 | 9999 |  |  | N | Natural Gas |  |  |  | CM | [8 empty] | 2.7 | 0.03262 | 0.03262 | 0.03262 | 0.03262 | [11 empty] | Appalachian Power Co | 100 | American Electric Power Co Inc | 100
Ceredo Generating Station | 55276_G_04 | 55276 | G | 04 | 4400 | Combustion Turbine |  | PJM_West | West Virginia | 54 | Wayne | 99 | 54099 | 75 | 12011 | 2001 | 9999 |  |  | N | Natural Gas |  |  |  | CM | [8 empty] | 2.7 | 0.03335 | 0.03335 | 0.03335 | 0.03335 | [11 empty] | Appalachian Power Co | 100 | American Electric Power Co Inc | 100
Ceredo Generating Station | 55276_G_05 | 55276 | G | 05 | 4401 | Combustion Turbine |  | PJM_West | West Virginia | 54 | Wayne | 99 | 54099 | 75 | 12011 | 2001 | 9999 |  |  | N | Natural Gas |  |  |  | CM | [8 empty] | 2.7 | 0.03195 | 0.03195 | 0.03195 | 0.03195 | [11 empty] | Appalachian Power Co | 100 | American Electric Power Co Inc | 100
Ceredo Generating Station | 55276_G_06 | 55276 | G | 06 | 4402 | Combustion Turbine |  | PJM_West | West Virginia | 54 | Wayne | 99 | 54099 | 75 | 12011 | 2001 | 9999 |  |  | N | Natural Gas |  |  |  | CM | [8 empty] | 2.7 | 0.03175 | 0.03175 | 0.03175 | 0.03175 | [11 empty] | Appalachian Power Co | 100 | American Electric Power Co Inc | 100
Beaver Creek Gas Plant | 55278_G_1 | 55278 | G | 1 |  | Combustion Turbine |  | WECC_WY | Wyoming | 56 | Fremont | 13 | 56013 | 1.8 | 8700 | 1983 | 9999 |  |  | Y | Natural Gas | [13 empty] | 0.47388 | 0.47388 | 0.47388 | 0.47388 | [11 empty] | Devon Energy Corp | 100 | Devon Energy Corp | 100
Beaver Creek Gas Plant | 55278_G_2 | 55278 | G | 2 |  | Combustion Turbine |  | WECC_WY | Wyoming | 56 | Fremont | 13 | 56013 | 1.8 | 8700 | 1992 | 9999 |  |  | Y | Natural Gas | [13 empty] | 0.23894 | 0.23894 | 0.23894 | 0.23894 | [11 empty] | Devon Energy Corp | 100 | Devon Energy Corp | 100
Beaver Creek Gas Plant | 55278_G_STG-1 | 55278 | G | STG-1 |  | Non-Fossil Waste |  | WECC_WY | Wyoming | 56 | Fremont | 13 | 56013 | 0.9 | 11084 | 2018 | 9999 |  |  | N | Non-Fossil Waste | [13 empty] | 0 | 0 | 0 | 0 | [11 empty] | Devon Energy Corp | 100 | Devon Energy Corp | 100
Aurora | 55279_G_CTG1 | 55279 | G | CTG1 | 4407 | Combustion Turbine |  | PJM_COMD | Illinois | 17 | DuPage | 43 | 17043 | 168.2 | 10796 | 2002 | 2045 |  |  | N | Natural Gas |  |  |  | DLNB | [8 empty] | 0.001 | 0.04324 | 0.04324 | 0.04324 | 0.04324 | [11 empty] | Aurora Generation LLC | 100 | LS Power Group | 100
Aurora | 55279_G_CTG10 | 55279 | G | CTG10 | 4408 | Combustion Turbine |  | PJM_COMD | Illinois | 17 | DuPage | 43 | 17043 | 49 | 10766 | 2001 | 2045 |  |  | N | Natural Gas |  |  |  | H2O | [9 empty] | 0.08261 | 0.08261 | 0.08261 | 0.08261 | [11 empty] | Aurora Generation LLC | 100 | LS Power Group | 100
Aurora | 55279_G_CTG2 | 55279 | G | CTG2 | 4409 | Combustion Turbine |  | PJM_COMD | Illinois | 17 | DuPage | 43 | 17043 | 166 | 10796 | 2001 | 2045 |  |  | N | Natural Gas |  |  |  | DLNB | [8 empty] | 0.001 | 0.03783 | 0.03783 | 0.03783 | 0.03783 | [11 empty] | Aurora Generation LLC | 100 | LS Power Group | 100
Aurora | 55279_G_CTG3 | 55279 | G | CTG3 | 4410 | Combustion Turbine |  | PJM_COMD | Illinois | 17 | DuPage | 43 | 17043 | 163.9 | 10798 | 2001 | 2045 |  |  | N | Natural Gas |  |  |  | DLNB | [8 empty] | 0.001 | 0.03913 | 0.03913 | 0.03913 | 0.03913 | [11 empty] | Aurora Generation LLC | 100 | LS Power Group | 100
Aurora | 55279_G_CTG4 | 55279 | G | CTG4 | 4411 | Combustion Turbine |  | PJM_COMD | Illinois | 17 | DuPage | 43 | 17043 | 163.9 | 10798 | 2001 | 2045 |  |  | N | Natural Gas |  |  |  | DLNB | [8 empty] | 0.001 | 0.03485 | 0.03485 | 0.03485 | 0.03485 | [11 empty] | Aurora Generation LLC | 100 | LS Power Group | 100
Aurora | 55279_G_CTG5 | 55279 | G | CTG5 | 4412 | Combustion Turbine |  | PJM_COMD | Illinois | 17 | DuPage | 43 | 17043 | 49 | 10801 | 2001 | 2045 |  |  | N | Natural Gas |  |  |  | H2O | [8 empty] | 0.001 | 0.09094 | 0.09094 | 0.09094 | 0.09094 | [11 empty] | Aurora Generation LLC | 100 | LS Power Group | 100
Aurora | 55279_G_CTG6 | 55279 | G | CTG6 | 4413 | Combustion Turbine |  | PJM_COMD | Illinois | 17 | DuPage | 43 | 17043 | 49 | 10797 | 2001 | 2045 |  |  | N | Natural Gas |  |  |  | H2O | [8 empty] | 0.001 | 0.09015 | 0.09015 | 0.09015 | 0.09015 | [11 empty] | Aurora Generation LLC | 100 | LS Power Group | 100
Aurora | 55279_G_CTG7 | 55279 | G | CTG7 | 4414 | Combustion Turbine |  | PJM_COMD | Illinois | 17 | DuPage | 43 | 17043 | 49 | 10799 | 2001 | 2045 |  |  | N | Natural Gas |  |  |  | H2O | [8 empty] | 0.001 | 0.08891 | 0.08891 | 0.08891 | 0.08891 | [11 empty] | Aurora Generation LLC | 100 | LS Power Group | 100
Aurora | 55279_G_CTG8 | 55279 | G | CTG8 | 4415 | Combustion Turbine |  | PJM_COMD | Illinois | 17 | DuPage | 43 | 17043 | 49 | 10801 | 2001 | 2045 |  |  | N | Natural Gas |  |  |  | H2O | [8 empty] | 0.001 | 0.09172 | 0.09172 | 0.09172 | 0.09172 | [11 empty] | Aurora Generation LLC | 100 | LS Power Group | 100
Aurora | 55279_G_CTG9 | 55279 | G | CTG9 | 4416 | Combustion Turbine |  | PJM_COMD | Illinois | 17 | DuPage | 43 | 17043 | 49 | 10763 | 2001 | 2045 |  |  | N | Natural Gas |  |  |  | H2O | [8 empty] | 0.001 | 0.08577 | 0.08577 | 0.08577 | 0.08577 | [11 empty] | Aurora Generation LLC | 100 | LS Power Group | 100
Southeast Chicago Energy Project | 55281_G_GT05 | 55281 | G | GT05 | 8494 | Combustion Turbine |  | PJM_COMD | Illinois | 17 | Cook | 31 | 17031 | 37 | 12452 | 2002 | 2045 |  |  | N | Natural Gas |  |  |  | DLNB | [8 empty] | 1 | 0.14116 | 0.14116 | 0.14116 | 0.14116 | [11 empty] | Southeast Chicago Energy Project LLC | 100 | Exelon Corp | 100
Southeast Chicago Energy Project | 55281_G_GT06 | 55281 | G | GT06 | 8496 | Combustion Turbine |  | PJM_COMD | Illinois | 17 | Cook | 31 | 17031 | 37 | 12454 | 2002 | 2045 |  |  | N | Natural Gas |  |  |  | DLNB | [8 empty] | 1 | 0.17043 | 0.17043 | 0.17043 | 0.17043 | [11 empty] | Southeast Chicago Energy Project LLC | 100 | Exelon Corp | 100
Southeast Chicago Energy Project | 55281_G_GT07 | 55281 | G | GT07 | 8498 | Combustion Turbine |  | PJM_COMD | Illinois | 17 | Cook | 31 | 17031 | 37 | 12454 | 2002 | 2045 |  |  | N | Natural Gas |  |  |  | DLNB | [8 empty] | 1 | 0.13912 | 0.13912 | 0.13912 | 0.13912 | [11 empty] | Southeast Chicago Energy Project LLC | 100 | Exelon Corp | 100
Southeast Chicago Energy Project | 55281_G_GT08 | 55281 | G | GT08 | 8500 | Combustion Turbine |  | PJM_COMD | Illinois | 17 | Cook | 31 | 17031 | 37 | 12454 | 2002 | 2045 |  |  | N | Natural Gas |  |  |  | DLNB | [8 empty] | 1 | 0.15506 | 0.15506 | 0.15506 | 0.15506 | [11 empty] | Southeast Chicago Energy Project LLC | 100 | Exelon Corp | 100
Southeast Chicago Energy Project | 55281_G_GT09 | 55281 | G | GT09 | 8502 | Combustion Turbine |  | PJM_COMD | Illinois | 17 | Cook | 31 | 17031 | 37 | 12454 | 2002 | 2045 |  |  | N | Natural Gas |  |  |  | DLNB | [8 empty] | 1 | 0.14257 | 0.14257 | 0.14257 | 0.14257 | [11 empty] | Southeast Chicago Energy Project LLC | 100 | Exelon Corp | 100
Southeast Chicago Energy Project | 55281_G_GT10 | 55281 | G | GT10 | 8488 | Combustion Turbine |  | PJM_COMD | Illinois | 17 | Cook | 31 | 17031 | 37 | 12454 | 2002 | 2045 |  |  | N | Natural Gas |  |  |  | DLNB | [8 empty] | 1 | 0.14511 | 0.14511 | 0.14511 | 0.14511 | [11 empty] | Southeast Chicago Energy Project LLC | 100 | Exelon Corp | 100
Southeast Chicago Energy Project | 55281_G_GT11 | 55281 | G | GT11 | 8490 | Combustion Turbine |  | PJM_COMD | Illinois | 17 | Cook | 31 | 17031 | 37 | 12454 | 2002 | 2045 |  |  | N | Natural Gas |  |  |  | DLNB | [8 empty] | 1 | 0.15025 | 0.15025 | 0.15025 | 0.15025 | [11 empty] | Southeast Chicago Energy Project LLC | 100 | Exelon Corp | 100
Southeast Chicago Energy Project | 55281_G_GT12 | 55281 | G | GT12 | 8492 | Combustion Turbine |  | PJM_COMD | Illinois | 17 | Cook | 31 | 17031 | 37 | 12454 | 2002 | 2045 |  |  | N | Natural Gas |  |  |  | DLNB | [8 empty] | 1 | 0.14543 | 0.14543 | 0.14543 | 0.14543 | [11 empty] | Southeast Chicago Energy Project LLC | 100 | Exelon Corp | 100
Arlington Valley Energy Facility | 55282_G_CTG1 | 55282 | G | CTG1 | 4420 | Combined Cycle |  | WECC_AZ | Arizona | 4 | Maricopa | 13 | 04013 | 162 | 7393 | 2002 | 9999 |  |  | N | Natural Gas |  |  |  | DLNB | SCR | [8 empty] | 0.0076034 | 0.0076034 | 0.0076034 | 0.0076034 | [11 empty] | Arlington Valley LLC | 100 | AltaGas Ltd | 100
Arlington Valley Energy Facility | 55282_G_CTG2 | 55282 | G | CTG2 | 4421 | Combined Cycle |  | WECC_AZ | Arizona | 4 | Maricopa | 13 | 04013 | 163 | 7393 | 2002 | 9999 |  |  | N | Natural Gas |  |  |  | DLNB | SCR | [8 empty] | 0.0076034 | 0.0076034 | 0.0076034 | 0.0076034 | [11 empty] | Arlington Valley LLC | 100 | AltaGas Ltd | 100
Arlington Valley Energy Facility | 55282_G_STG1 | 55282 | G | STG1 | 4420 | Combined Cycle |  | WECC_AZ | Arizona | 4 | Maricopa | 13 | 04013 | 255 | 7393 | 2002 | 9999 |  |  | N | Natural Gas |  |  |  | DLNB | SCR | [8 empty] | 0.0076034 | 0.0076034 | 0.0076034 | 0.0076034 | [11 empty] | Arlington Valley LLC | 100 | AltaGas Ltd | 100
Front Range Power Plant | 55283_G_1 | 55283 | G | 1 | 4422 | Combined Cycle |  | WECC_CO | Colorado | 8 | El Paso | 41 | 08041 | 135 | 7573 | 2003 | 9999 |  |  | N | Natural Gas |  |  |  | DLNB | [9 empty] | 0.034151 | 0.034151 | 0.034151 | 0.034151 | [11 empty] | Front Range Power Co LLC | 100 | Colorado Springs Utilities | 100
Front Range Power Plant | 55283_G_2 | 55283 | G | 2 | 4423 | Combined Cycle |  | WECC_CO | Colorado | 8 | El Paso | 41 | 08041 | 135 | 7573 | 2003 | 9999 |  |  | N | Natural Gas |  |  |  | DLNB | [9 empty] | 0.034151 | 0.034151 | 0.034151 | 0.034151 | [11 empty] | Front Range Power Co LLC | 100 | Colorado Springs Utilities | 100
Front Range Power Plant | 55283_G_3 | 55283 | G | 3 | 4422 | Combined Cycle |  | WECC_CO | Colorado | 8 | El Paso | 41 | 08041 | 190 | 7573 | 2003 | 9999 |  |  | N | Natural Gas |  |  |  | LNB | [9 empty] | 0.034151 | 0.034151 | 0.034151 | 0.034151 | [11 empty] | Front Range Power Co LLC | 100 | Colorado Springs Utilities | 100
Big Sandy Peaker Plant | 55284_G_BSG1 | 55284 | G | BSG1 | 4424 | Combustion Turbine |  | PJM_West | West Virginia | 54 | Wayne | 99 | 54099 | 50 | 11141 | 2001 | 9999 |  |  | N | Natural Gas |  |  |  | H2O | [8 empty] | 2.7 | 0.21821 | 0.21821 | 0.21821 | 0.21821 | [11 empty] | Big Sandy Peaker Plant LLC | 100 | Middle River Power II LLC | 100
Big Sandy Peaker Plant | 55284_G_BSG2 | 55284 | G | BSG2 | 4425 | Combustion Turbine |  | PJM_West | West Virginia | 54 | Wayne | 99 | 54099 | 50 | 11141 | 2001 | 9999 |  |  | N | Natural Gas |  |  |  | H2O | [8 empty] | 2.7 | 0.19436 | 0.19436 | 0.19436 | 0.19436 | [11 empty] | Big Sandy Peaker Plant LLC | 100 | Middle River Power II LLC | 100
Big Sandy Peaker Plant | 55284_G_BSG3 | 55284 | G | BSG3 | 4426 | Combustion Turbine |  | PJM_West | West Virginia | 54 | Wayne | 99 | 54099 | 50 | 11141 | 2001 | 9999 |  |  | N | Natural Gas |  |  |  | H2O | [8 empty] | 2.7 | 0.20598 | 0.20598 | 0.20598 | 0.20598 | [11 empty] | Big Sandy Peaker Plant LLC | 100 | Middle River Power II LLC | 100
Big Sandy Peaker Plant | 55284_G_BSG4 | 55284 | G | BSG4 | 4427 | Combustion Turbine |  | PJM_West | West Virginia | 54 | Wayne | 99 | 54099 | 50 | 11141 | 2001 | 9999 |  |  | N | Natural Gas |  |  |  | H2O | [8 empty] | 2.7 | 0.18171 | 0.18171 | 0.18171 | 0.18171 | [11 empty] | Big Sandy Peaker Plant LLC | 100 | Middle River Power II LLC | 100
Big Sandy Peaker Plant | 55284_G_BSG5 | 55284 | G | BSG5 | 4428 | Combustion Turbine |  | PJM_West | West Virginia | 54 | Wayne | 99 | 54099 | 50 | 11141 | 2001 | 9999 |  |  | N | Natural Gas |  |  |  | H2O | [8 empty] | 2.7 | 0.18822 | 0.18822 | 0.18822 | 0.18822 | [11 empty] | Big Sandy Peaker Plant LLC | 100 | Middle River Power II LLC | 100
Big Sandy Peaker Plant | 55284_G_BSG6 | 55284 | G | BSG6 | 4429 | Combustion Turbine |  | PJM_West | West Virginia | 54 | Wayne | 99 | 54099 | 50 | 11141 | 2001 | 9999 |  |  | N | Natural Gas |  |  |  | H2O | [8 empty] | 2.7 | 0.18481 | 0.18481 | 0.18481 | 0.18481 | [11 empty] | Big Sandy Peaker Plant LLC | 100 | Middle River Power II LLC | 100
Wolf Hills Energy | 55285_G_WHG1 | 55285 | G | WHG1 | 4436 | Combustion Turbine |  | PJM_West | Virginia | 51 | Washington | 191 | 51191 | 50 | 11120 | 2001 | 9999 |  |  | N | Natural Gas |  |  |  | H2O | [8 empty] | 2.64 | 0.23 | 0.23 | 0.23 | 0.23 | [11 empty] | Wolf Hills Energy LLC (Middle River) | 100 | Middle River Power II LLC | 100
Wolf Hills Energy | 55285_G_WHG2 | 55285 | G | WHG2 | 4437 | Combustion Turbine |  | PJM_West | Virginia | 51 | Washington | 191 | 51191 | 50 | 11120 | 2001 | 9999 |  |  | N | Natural Gas |  |  |  | H2O | [8 empty] | 2.64 | 0.22846 | 0.22846 | 0.22846 | 0.22846 | [11 empty] | Wolf Hills Energy LLC (Middle River) | 100 | Middle River Power II LLC | 100
Wolf Hills Energy | 55285_G_WHG3 | 55285 | G | WHG3 | 4438 | Combustion Turbine |  | PJM_West | Virginia | 51 | Washington | 191 | 51191 | 50 | 11120 | 2001 | 9999 |  |  | N | Natural Gas |  |  |  | H2O | [8 empty] | 2.64 | 0.23405 | 0.23405 | 0.23405 | 0.23405 | [11 empty] | Wolf Hills Energy LLC (Middle River) | 100 | Middle River Power II LLC | 100
Wolf Hills Energy | 55285_G_WHG4 | 55285 | G | WHG4 | 4439 | Combustion Turbine |  | PJM_West | Virginia | 51 | Washington | 191 | 51191 | 50 | 11120 | 2001 | 9999 |  |  | N | Natural Gas |  |  |  | H2O | [8 empty] | 2.64 | 0.24124 | 0.24124 | 0.24124 | 0.24124 | [11 empty] | Wolf Hills Energy LLC (Middle River) | 100 | Middle River Power II LLC | 100
Wolf Hills Energy | 55285_G_WHG5 | 55285 | G | WHG5 | 4440 | Combustion Turbine |  | PJM_West | Virginia | 51 | Washington | 191 | 51191 | 50 | 11120 | 2001 | 9999 |  |  | N | Natural Gas |  |  |  | H2O | [8 empty] | 2.64 | 0.24057 | 0.24057 | 0.24057 | 0.24057 | [11 empty] | Wolf Hills Energy LLC (Middle River) | 100 | Middle River Power II LLC | 100
Oleander Power Project LP | 55286_G_OG1 | 55286 | G | OG1 | 4446 | Combustion Turbine |  | FRCC | Florida | 12 | Brevard | 9 | 12009 | 155 | 10954 | 2002 | 9999 |  |  | N | Natural Gas, Distillate Fuel Oil |  |  |  | DLNB + H2O | [8 empty] | 0.001 | 0.03014 | 0.03014 | 0.03014 | 0.03014 | [11 empty] | Oleander Power Project LP | 100 | NextEra Energy Inc | 100
Oleander Power Project LP | 55286_G_OG2 | 55286 | G | OG2 | 4447 | Combustion Turbine |  | FRCC | Florida | 12 | Brevard | 9 | 12009 | 155 | 10958 | 2002 | 9999 |  |  | N | Natural Gas, Distillate Fuel Oil |  |  |  | DLNB + H2O | [8 empty] | 0.001 | 0.03615 | 0.03615 | 0.03615 | 0.03615 | [11 empty] | Oleander Power Project LP | 100 | NextEra Energy Inc | 100
Oleander Power Project LP | 55286_G_OG3 | 55286 | G | OG3 | 4448 | Combustion Turbine |  | FRCC | Florida | 12 | Brevard | 9 | 12009 | 155 | 10958 | 2002 | 9999 |  |  | N | Natural Gas, Distillate Fuel Oil |  |  |  | DLNB + H2O | [8 empty] | 0.001 | 0.03542 | 0.03542 | 0.03542 | 0.03542 | [11 empty] | Oleander Power Project LP | 100 | NextEra Energy Inc | 100
Oleander Power Project LP | 55286_G_OG4 | 55286 | G | OG4 | 4449 | Combustion Turbine |  | FRCC | Florida | 12 | Brevard | 9 | 12009 | 156 | 10958 | 2002 | 9999 |  |  | N | Natural Gas, Distillate Fuel Oil |  |  |  | DLNB + H2O | [8 empty] | 0.001 | 0.03527 | 0.03527 | 0.03527 | 0.03527 | [11 empty] | Oleander Power Project LP | 100 | NextEra Energy Inc | 100
Oleander Power Project LP | 55286_G_OG5 | 55286 | G | OG5 | 4450 | Combustion Turbine |  | FRCC | Florida | 12 | Brevard | 9 | 12009 | 157 | 10957 | 2007 | 9999 |  |  | N | Natural Gas, Distillate Fuel Oil |  |  |  | DLNB + H2O | [8 empty] | 0.001 | 0.03403 | 0.03403 | 0.03403 | 0.03403 | [11 empty] | Oleander Power Project LP | 100 | NextEra Energy Inc | 100
Storm Lake II | 55287_G_EXIS | 55287 | G | EXIS |  | Onshore Wind |  | MIS_IA | Iowa | 19 | Buena Vista | 21 | 19021 | 76.5 | 0 | 1999 | 9999 |  |  | N | Wind | [13 empty] | 0 | 0 | 0 | 0 | [11 empty] | Storm Lake Power Partners II LLC | 100 | ALLETE Inc | 100
Medway Hydro | 55288_G_MW01 | 55288 | G | MW01 |  | Hydro |  | NENG_ME | Maine | 23 | Penobscot | 19 | 23019 | 0.7 | 0 | 1923 | 9999 |  |  | N | Hydro | [13 empty] | 0 | 0 | 0 | 0 | [11 empty] | Black Bear Hydro Partners LLC | 100 | Brookfield Asset Management Inc | 100
Medway Hydro | 55288_G_MW02 | 55288 | G | MW02 |  | Hydro |  | NENG_ME | Maine | 23 | Penobscot | 19 | 23019 | 0.7 | 0 | 1923 | 9999 |  |  | N | Hydro | [13 empty] | 0 | 0 | 0 | 0 | [11 empty] | Black Bear Hydro Partners LLC | 100 | Brookfield Asset Management Inc | 100
Medway Hydro | 55288_G_MW03 | 55288 | G | MW03 |  | Hydro |  | NENG_ME | Maine | 23 | Penobscot | 19 | 23019 | 0.7 | 0 | 1923 | 9999 |  |  | N | Hydro | [13 empty] | 0 | 0 | 0 | 0 | [11 empty] | Black Bear Hydro Partners LLC | 100 | Brookfield Asset Management Inc | 100
Medway Hydro | 55288_G_MW04 | 55288 | G | MW04 |  | Hydro |  | NENG_ME | Maine | 23 | Penobscot | 19 | 23019 | 0.9 | 0 | 1925 | 9999 |  |  | N | Hydro | [13 empty] | 0 | 0 | 0 | 0 | [11 empty] | Black Bear Hydro Partners LLC | 100 | Brookfield Asset Management Inc | 100
Medway Hydro | 55288_G_MW05 | 55288 | G | MW05 |  | Hydro |  | NENG_ME | Maine | 23 | Penobscot | 19 | 23019 | 0.9 | 0 | 1925 | 9999 |  |  | N | Hydro | [13 empty] | 0 | 0 | 0 | 0 | [11 empty] | Black Bear Hydro Partners LLC | 100 | Brookfield Asset Management Inc | 100
Decatur Energy Center | 55292_G_CTG1 | 55292 | G | CTG1 | 4459 | Combined Cycle |  | S_C_TVA | Alabama | 1 | Morgan | 103 | 01103 | 155 | 7886 | 2002 | 9999 |  |  | N | Natural Gas |  |  |  | DLNB | SCR | [8 empty] | 0.0097419 | 0.0097419 | 0.0097419 | 0.0097419 | [11 empty] | Decatur Energy Center LLC | 100 | Capital Power Corp | 100
Decatur Energy Center | 55292_G_CTG2 | 55292 | G | CTG2 | 4460 | Combined Cycle |  | S_C_TVA | Alabama | 1 | Morgan | 103 | 01103 | 155 | 7886 | 2002 | 9999 |  |  | N | Natural Gas |  |  |  | DLNB | SCR | [8 empty] | 0.0097419 | 0.0097419 | 0.0097419 | 0.0097419 | [11 empty] | Decatur Energy Center LLC | 100 | Capital Power Corp | 100
Decatur Energy Center | 55292_G_CTG3 | 55292 | G | CTG3 | 4461 | Combined Cycle |  | S_C_TVA | Alabama | 1 | Morgan | 103 | 01103 | 155 | 7886 | 2003 | 9999 |  |  | N | Natural Gas |  |  |  | DLNB | SCR | [8 empty] | 0.0097419 | 0.0097419 | 0.0097419 | 0.0097419 | [11 empty] | Decatur Energy Center LLC | 100 | Capital Power Corp | 100
Decatur Energy Center | 55292_G_STG1 | 55292 | G | STG1 | 4459 | Combined Cycle |  | S_C_TVA | Alabama | 1 | Morgan | 103 | 01103 | 260 | 7886 | 2002 | 9999 |  |  | N | Natural Gas |  |  |  | NH3 | SCR | [8 empty] | 0.0097419 | 0.0097419 | 0.0097419 | 0.0097419 | [11 empty] | Decatur Energy Center LLC | 100 | Capital Power Corp | 100
Morgan Energy Center | 55293_G_CTG1 | 55293 | G | CTG1 | 4462 | Combined Cycle |  | S_C_TVA | Alabama | 1 | Morgan | 103 | 01103 | 161 | 7062 | 2004 | 9999 |  |  | Y | Natural Gas |  |  |  | DLNB | SCR | [8 empty] | 0.0079759 | 0.0079759 | 0.0079759 | 0.0079759 | [11 empty] | Morgan Energy Center LLC | 100 | Energy Capital Partners | 100
Morgan Energy Center | 55293_G_CTG2 | 55293 | G | CTG2 | 4463 | Combined Cycle |  | S_C_TVA | Alabama | 1 | Morgan | 103 | 01103 | 161 | 7062 | 2003 | 9999 |  |  | Y | Natural Gas |  |  |  | DLNB | SCR | [8 empty] | 0.0079759 | 0.0079759 | 0.0079759 | 0.0079759 | [11 empty] | Morgan Energy Center LLC | 100 | Energy Capital Partners | 100
Morgan Energy Center | 55293_G_CTG3 | 55293 | G | CTG3 | 4464 | Combined Cycle |  | S_C_TVA | Alabama | 1 | Morgan | 103 | 01103 | 161 | 7062 | 2003 | 9999 |  |  | Y | Natural Gas |  |  |  | DLNB | SCR | [8 empty] | 0.0079759 | 0.0079759 | 0.0079759 | 0.0079759 | [11 empty] | Morgan Energy Center LLC | 100 | Energy Capital Partners | 100
Morgan Energy Center | 55293_G_STG1 | 55293 | G | STG1 | 4462 | Combined Cycle |  | S_C_TVA | Alabama | 1 | Morgan | 103 | 01103 | 266 | 7062 | 2003 | 9999 |  |  | Y | Natural Gas |  |  |  | DLNB | SCR | [8 empty] | 0.0079759 | 0.0079759 | 0.0079759 | 0.0079759 | [11 empty] | Morgan Energy Center LLC | 100 | Energy Capital Partners | 100
Westbrook Energy Center Power Plant | 55294_G_GTG1 | 55294 | G | GTG1 | 4465 | Combined Cycle |  | NENG_ME | Maine | 23 | Cumberland | 5 | 23005 | 174.8 | 7183 | 2001 | 9999 |  |  | N | Natural Gas |  |  |  |  | SCR | [8 empty] | 0.019359 | 0.019359 | 0.019359 | 0.019359 | [11 empty] | Westbrook Energy Center LLC | 100 | Energy Capital Partners | 100
Westbrook Energy Center Power Plant | 55294_G_GTG2 | 55294 | G | GTG2 | 4466 | Combined Cycle |  | NENG_ME | Maine | 23 | Cumberland | 5 | 23005 | 173.9 | 7183 | 2001 | 9999 |  |  | N | Natural Gas |  |  |  |  | SCR | [8 empty] | 0.019359 | 0.019359 | 0.019359 | 0.019359 | [11 empty] | Westbrook Energy Center LLC | 100 | Energy Capital Partners | 100
Westbrook Energy Center Power Plant | 55294_G_STG3 | 55294 | G | STG3 | 4465 | Combined Cycle |  | NENG_ME | Maine | 23 | Cumberland | 5 | 23005 | 191.6 | 7183 | 2001 | 9999 |  |  | N | Natural Gas |  |  |  |  | SCR | [8 empty] | 0.019359 | 0.019359 | 0.019359 | 0.019359 | [11 empty] | Westbrook Energy Center LLC | 100 | Energy Capital Partners | 100
Blythe Energy Inc | 55295_G_CT1 | 55295 | G | CT1 | 4467 | Combined Cycle |  | WECC_SCE | California | 6 | Riverside | 65 | 06065 | 156.5 | 7354 | 2003 | 9999 |  |  | N | Natural Gas |  |  |  |  | SCR | [8 empty] | 0.0082394 | 0.0082394 | 0.0082394 | 0.0082394 | [11 empty] | Blythe Energy Inc | 100 | AltaGas Ltd | 100
Blythe Energy Inc | 55295_G_CT2 | 55295 | G | CT2 | 4468 | Combined Cycle |  | WECC_SCE | California | 6 | Riverside | 65 | 06065 | 156.5 | 7354 | 2003 | 9999 |  |  | N | Natural Gas |  |  |  |  | SCR | [8 empty] | 0.0082394 | 0.0082394 | 0.0082394 | 0.0082394 | [11 empty] | Blythe Energy Inc | 100 | AltaGas Ltd | 100
Blythe Energy Inc | 55295_G_ST1 | 55295 | G | ST1 | 4467 | Combined Cycle |  | WECC_SCE | California | 6 | Riverside | 65 | 06065 | 201 | 7354 | 2003 | 9999 |  |  | N | Natural Gas |  |  |  |  | SCR | [8 empty] | 0.0082394 | 0.0082394 | 0.0082394 | 0.0082394 | [11 empty] | Blythe Energy Inc | 100 | AltaGas Ltd | 100
Calumet Energy Team LLC | 55296_G_CT11 | 55296 | G | CT11 | 4469 | Combustion Turbine |  | PJM_COMD | Illinois | 17 | Cook | 31 | 17031 | 157.2 | 10745 | 2002 | 2045 |  |  | N | Natural Gas |  |  |  | DLNB | [8 empty] | 1 | 0.09406 | 0.09406 | 0.09406 | 0.09406 | [11 empty] | J Calumet Energy Team LLC | 100 | Vistra Energy | 100
Calumet Energy Team LLC | 55296_G_CT12 | 55296 | G | CT12 | 4470 | Combustion Turbine |  | PJM_COMD | Illinois | 17 | Cook | 31 | 17031 | 162.5 | 10745 | 2002 | 2045 |  |  | N | Natural Gas |  |  |  | DLNB | [8 empty] | 1 | 0.08097 | 0.08097 | 0.08097 | 0.08097 | [11 empty] | J Calumet Energy Team LLC | 100 | Vistra Energy | 100
New Covert Generating Facility | 55297_G_1 | 55297 | G | 1 | 4471 | Combined Cycle |  | MIS_LMI | Michigan | 26 | Van Buren | 159 | 26159 | 220.5 | 7131 | 2004 | 9999 |  |  | N | Natural Gas |  |  |  | DLNB | SCR | [8 empty] | 0.0075951 | 0.0075951 | 0.0075951 | 0.0075951 | [11 empty] | New Covert Generating Co LLC | 100 | ArcLight Capital Partners LLC | 100
New Covert Generating Facility | 55297_G_1A | 55297 | G | 1A | 4471 | Combined Cycle |  | MIS_LMI | Michigan | 26 | Van Buren | 159 | 26159 | 134 | 7131 | 2004 | 9999 |  |  | N | Natural Gas |  |  |  | LNB | SCR | [8 empty] | 0.0075951 | 0.0075951 | 0.0075951 | 0.0075951 | [11 empty] | New Covert Generating Co LLC | 100 | ArcLight Capital Partners LLC | 100
New Covert Generating Facility | 55297_G_2 | 55297 | G | 2 | 4472 | Combined Cycle |  | MIS_LMI | Michigan | 26 | Van Buren | 159 | 26159 | 218.2 | 7131 | 2004 | 9999 |  |  | N | Natural Gas |  |  |  | DLNB | SCR | [8 empty] | 0.0073027 | 0.0073027 | 0.0073027 | 0.0073027 | [11 empty] | New Covert Generating Co LLC | 100 | ArcLight Capital Partners LLC | 100
New Covert Generating Facility | 55297_G_2A | 55297 | G | 2A | 4472 | Combined Cycle |  | MIS_LMI | Michigan | 26 | Van Buren | 159 | 26159 | 134 | 7131 | 2004 | 9999 |  |  | N | Natural Gas |  |  |  | LNB | SCR | [8 empty] | 0.0073027 | 0.0073027 | 0.0073027 | 0.0073027 | [11 empty] | New Covert Generating Co LLC | 100 | ArcLight Capital Partners LLC | 100
New Covert Generating Facility | 55297_G_3 | 55297 | G | 3 | 4473 | Combined Cycle |  | MIS_LMI | Michigan | 26 | Van Buren | 159 | 26159 | 214.8 | 7131 | 2004 | 9999 |  |  | N | Natural Gas |  |  |  | DLNB | SCR | [8 empty] | 0.0081725 | 0.0081725 | 0.0081725 | 0.0081725 | [11 empty] | New Covert Generating Co LLC | 100 | ArcLight Capital Partners LLC | 100
New Covert Generating Facility | 55297_G_3A | 55297 | G | 3A | 4473 | Combined Cycle |  | MIS_LMI | Michigan | 26 | Van Buren | 159 | 26159 | 134 | 7131 | 2004 | 9999 |  |  | N | Natural Gas |  |  |  | LNB | SCR | [8 empty] | 0.0081725 | 0.0081725 | 0.0081725 | 0.0081725 | [11 empty] | New Covert Generating Co LLC | 100 | ArcLight Capital Partners LLC | 100
Fairless Energy Center | 55298_G_CT1A | 55298 | G | CT1A | 4475 | Combined Cycle |  | PJM_EMAC | Pennsylvania | 42 | Bucks | 17 | 42017 | 183 | 7184 | 2004 | 9999 |  |  | N | Natural Gas |  |  |  | DLNB | SCR | [8 empty] | 0.0067752 | 0.0067752 | 0.0067752 | 0.0067752 | [11 empty] | Fairless Energy LLC | 100 | Starwood Capital Group Global LLC | 100
Fairless Energy Center | 55298_G_CT1B | 55298 | G | CT1B | 4476 | Combined Cycle |  | PJM_EMAC | Pennsylvania | 42 | Bucks | 17 | 42017 | 191 | 7184 | 2004 | 9999 |  |  | N | Natural Gas |  |  |  | DLNB | SCR | [8 empty] | 0.0067752 | 0.0067752 | 0.0067752 | 0.0067752 | [11 empty] | Fairless Energy LLC | 100 | Starwood Capital Group Global LLC | 100
Fairless Energy Center | 55298_G_CT2A | 55298 | G | CT2A | 88254 | Combined Cycle |  | PJM_EMAC | Pennsylvania | 42 | Bucks | 17 | 42017 | 198 | 7184 | 2004 | 9999 |  |  | N | Natural Gas |  |  |  | DLNB | SCR | [8 empty] | 0.0072691 | 0.0072691 | 0.0072691 | 0.0072691 | [11 empty] | Fairless Energy LLC | 100 | Starwood Capital Group Global LLC | 100
Fairless Energy Center | 55298_G_CT2B | 55298 | G | CT2B | 88255 | Combined Cycle |  | PJM_EMAC | Pennsylvania | 42 | Bucks | 17 | 42017 | 198 | 7184 | 2004 | 9999 |  |  | N | Natural Gas |  |  |  | DLNB | SCR | [8 empty] | 0.0072691 | 0.0072691 | 0.0072691 | 0.0072691 | [11 empty] | Fairless Energy LLC | 100 | Starwood Capital Group Global LLC | 100
Fairless Energy Center | 55298_G_ST1 | 55298 | G | ST1 | 4475 | Combined Cycle |  | PJM_EMAC | Pennsylvania | 42 | Bucks | 17 | 42017 | 258 | 7184 | 2004 | 9999 |  |  | N | Natural Gas |  |  |  | LNB | SCR | [8 empty] | 0.0067752 | 0.0067752 | 0.0067752 | 0.0067752 | [11 empty] | Fairless Energy LLC | 100 | Starwood Capital Group Global LLC | 100
Fairless Energy Center | 55298_G_ST2 | 55298 | G | ST2 | 88254 | Combined Cycle |  | PJM_EMAC | Pennsylvania | 42 | Bucks | 17 | 42017 | 258 | 7184 | 2004 | 9999 |  |  | N | Natural Gas |  |  |  | LNB | SCR | [8 empty] | 0.0072691 | 0.0072691 | 0.0072691 | 0.0072691 | [11 empty] | Fairless Energy LLC | 100 | Starwood Capital Group Global LLC | 100
Channel Energy Center LLC | 55299_G_CTG1 | 55299 | G | CTG1 | 4477 | Combined Cycle |  | ERC_REST | Texas | 48 | Harris | 201 | 48201 | 185 | 5500 | 2001 | 9999 |  |  | Y | Natural Gas |  |  |  |  | SCR | [8 empty] | 0.0096651 | 0.0096651 | 0.0096651 | 0.0096651 | [11 empty] | Channel Energy Center | 100 | Energy Capital Partners | 100
Channel Energy Center LLC | 55299_G_CTG2 | 55299 | G | CTG2 | 4478 | Combined Cycle |  | ERC_REST | Texas | 48 | Harris | 201 | 48201 | 185 | 5500 | 2002 | 9999 |  |  | Y | Natural Gas |  |  |  |  | SCR | [8 empty] | 0.0096651 | 0.0096651 | 0.0096651 | 0.0096651 | [11 empty] | Channel Energy Center | 100 | Energy Capital Partners | 100
Channel Energy Center LLC | 55299_G_CTG3 | 55299 | G | CTG3 | 4479 | Combined Cycle |  | ERC_REST | Texas | 48 | Harris | 201 | 48201 | 183 | 5500 | 2014 | 9999 |  |  | Y | Natural Gas |  |  |  |  | SCR | [8 empty] | 0.0096651 | 0.0096651 | 0.0096651 | 0.0096651 | [11 empty] | Channel Energy Center | 100 | Energy Capital Partners | 100
Channel Energy Center LLC | 55299_G_ST-1 | 55299 | G | ST-1 | 4477 | Combined Cycle |  | ERC_REST | Texas | 48 | Harris | 201 | 48201 | 215 | 5500 | 2002 | 9999 |  |  | Y | Natural Gas |  |  |  | NH3 | SCR | [8 empty] | 0.0096651 | 0.0096651 | 0.0096651 | 0.0096651 | [11 empty] | Channel Energy Center | 100 | Energy Capital Partners | 100
Stevenson | 553_G_1 | 553 | G | 1 |  | Hydro |  | NENG_CT | Connecticut | 9 | Fairfield | 1 | 09001 | 7.1 | 0 | 1919 | 9999 |  |  | N | Hydro | [13 empty] | 0 | 0 | 0 | 0 | [11 empty] | FirstLight CT Housatonic LLC | 100 | Public Sector Pension Investment Board | 100
Stevenson | 553_G_2 | 553 | G | 2 |  | Hydro |  | NENG_CT | Connecticut | 9 | Fairfield | 1 | 09001 | 7.1 | 0 | 1919 | 9999 |  |  | N | Hydro | [13 empty] | 0 | 0 | 0 | 0 | [11 empty] | FirstLight CT Housatonic LLC | 100 | Public Sector Pension Investment Board | 100
Stevenson | 553_G_3 | 553 | G | 3 |  | Hydro |  | NENG_CT | Connecticut | 9 | Fairfield | 1 | 09001 | 7.1 | 0 | 1919 | 9999 |  |  | N | Hydro | [13 empty] | 0 | 0 | 0 | 0 | [11 empty] | FirstLight CT Housatonic LLC | 100 | Public Sector Pension Investment Board | 100
Stevenson | 553_G_4 | 553 | G | 4 |  | Hydro |  | NENG_CT | Connecticut | 9 | Fairfield | 1 | 09001 | 7.6 | 0 | 1936 | 9999 |  |  | N | Hydro | [13 empty] | 0 | 0 | 0 | 0 | [11 empty] | FirstLight CT Housatonic LLC | 100 | Public Sector Pension Investment Board | 100
Baconton Power Plant | 55304_G_CT1 | 55304 | G | CT1 | 4484 | Combustion Turbine |  | S_SOU | Georgia | 13 | Mitchell | 205 | 13205 | 49 | 10745 | 2000 | 9999 |  |  | N | Natural Gas, Distillate Fuel Oil |  |  |  | H2O | [8 empty] | 0.515 | 0.09878 | 0.09878 | 0.09878 | 0.09878 | [11 empty] | Baconton Power LLC | 100 | Royal Dutch Shell plc | 100
Baconton Power Plant | 55304_G_CT4 | 55304 | G | CT4 | 4485 | Combustion Turbine |  | S_SOU | Georgia | 13 | Mitchell | 205 | 13205 | 49 | 10745 | 2000 | 9999 |  |  | N | Natural Gas, Distillate Fuel Oil |  |  |  | H2O | [8 empty] | 0.515 | 0.09582 | 0.09582 | 0.09582 | 0.09582 | [11 empty] | Baconton Power LLC | 100 | Royal Dutch Shell plc | 100
Baconton Power Plant | 55304_G_CT5 | 55304 | G | CT5 | 4486 | Combustion Turbine |  | S_SOU | Georgia | 13 | Mitchell | 205 | 13205 | 49 | 10745 | 2000 | 9999 |  |  | N | Natural Gas, Distillate Fuel Oil |  |  |  | H2O | [8 empty] | 0.515 | 0.10205 | 0.10205 | 0.10205 | 0.10205 | [11 empty] | Baconton Power LLC | 100 | Royal Dutch Shell plc | 100
Baconton Power Plant | 55304_G_CT6 | 55304 | G | CT6 | 4487 | Combustion Turbine |  | S_SOU | Georgia | 13 | Mitchell | 205 | 13205 | 49 | 10745 | 2000 | 9999 |  |  | N | Natural Gas, Distillate Fuel Oil |  |  |  | H2O | [8 empty] | 0.515 | 0.09797 | 0.09797 | 0.09797 | 0.09797 | [11 empty] | Baconton Power LLC | 100 | Royal Dutch Shell plc | 100
Gila River Power Block 4 | 55306_G_CTG7 | 55306 | G | CTG7 | 8520 | Combined Cycle |  | WECC_AZ | Arizona | 4 | Maricopa | 13 | 04013 | 146 | 7534 | 2003 | 9999 |  |  | N | Natural Gas |  |  |  | DLNB | SCR | [8 empty] | 0.011868 | 0.011868 | 0.011868 | 0.011868 | [11 empty] | Gila River Energy Supply LLC | 100 | Entegra Power Group LLC | 100
Gila River Power Block 4 | 55306_G_CTG8 | 55306 | G | CTG8 | 8522 | Combined Cycle |  | WECC_AZ | Arizona | 4 | Maricopa | 13 | 04013 | 146 | 7534 | 2003 | 9999 |  |  | N | Natural Gas |  |  |  | DLNB | SCR | [8 empty] | 0.011868 | 0.011868 | 0.011868 | 0.011868 | [11 empty] | Gila River Energy Supply LLC | 100 | Entegra Power Group LLC | 100
Gila River Power Block 4 | 55306_G_ST12 | 55306 | G | ST12 | 8520 | Combined Cycle |  | WECC_AZ | Arizona | 4 | Maricopa | 13 | 04013 | 223 | 7534 | 2003 | 9999 |  |  | N | Natural Gas |  |  |  | LNB | SCR | [8 empty] | 0.011868 | 0.011868 | 0.011868 | 0.011868 | [11 empty] | Gila River Energy Supply LLC | 100 | Entegra Power Group LLC | 100
Calvert City | 55308_G_GEN1 | 55308 | G | GEN1 | 88083 | Combustion Turbine |  | S_C_TVA | Kentucky | 21 | Marshall | 157 | 21157 | 23 | 8700 | 2000 | 9999 |  |  | Y | Natural Gas | [12 empty] | 4 | 0.07824 | 0.07824 | 0.07824 | 0.07824 | [11 empty] | DTE Calvert City LLC | 100 | DTE Energy Co | 100
Air Products Port Arthur | 55309_G_GEN 5 | 55309 | G | GEN 5 |  | Combustion Turbine |  | MIS_WOTA | Texas | 48 | Jefferson | 245 | 48245 | 32.8 | 8700 | 2012 | 9999 |  |  | Y | Natural Gas |  |  |  |  | SCR | [8 empty] | 0.00523 | 0.00523 | 0.00523 | 0.00523 | [11 empty] | Air Products & Chemicals Inc | 100 | Air Products & Chemicals Inc | 100
Air Products Port Arthur | 55309_G_GEN1 | 55309 | G | GEN1 |  | Combustion Turbine |  | MIS_WOTA | Texas | 48 | Jefferson | 245 | 48245 | 33.2 | 8700 | 2000 | 9999 |  |  | Y | Natural Gas | [12 empty] | 1.09 | 0.0047 | 0.0047 | 0.0047 | 0.0047 | [11 empty] | Air Products & Chemicals Inc | 100 | Air Products & Chemicals Inc | 100
Air Products Port Arthur | 55309_G_GEN4 | 55309 | G | GEN4 |  | Combustion Turbine |  | MIS_WOTA | Texas | 48 | Jefferson | 245 | 48245 | 72.4 | 8700 | 2006 | 9999 |  |  | Y | Natural Gas |  |  |  |  | SCR | [8 empty] | 0.01916 | 0.01916 | 0.01916 | 0.01916 | [11 empty] | Air Products & Chemicals Inc | 100 | Air Products & Chemicals Inc | 100
Ingleside Cogeneration | 55313_G_CTG1 | 55313 | G | CTG1 |  | Combined Cycle |  | ERC_REST | Texas | 48 | San Patricio | 409 | 48409 | 155 | 5500 | 1999 | 9999 |  |  | Y | Natural Gas | [13 empty] | 0.02355 | 0.02355 | 0.02355 | 0.02355 | [11 empty] | Ingleside Cogeneration LP | 98 | ConocoPhillips | 98
Ingleside Cogeneration | 55313_G_CTG2 | 55313 | G | CTG2 |  | Combined Cycle |  | ERC_REST | Texas | 48 | San Patricio | 409 | 48409 | 155 | 5500 | 1999 | 9999 |  |  | Y | Natural Gas | [13 empty] | 0.02355 | 0.02355 | 0.02355 | 0.02355 | [11 empty] | Ingleside Cogeneration LP | 98 | ConocoPhillips | 98
Ingleside Cogeneration | 55313_G_STG | 55313 | G | STG |  | Fossil Waste |  | ERC_REST | Texas | 48 | San Patricio | 409 | 48409 | 150 | 5022 | 1999 | 9999 |  |  | Y | Fossil Waste | [13 empty] | 0.05352 | 0.05352 | 0.05352 | 0.05352 | [11 empty] | Ingleside Cogeneration LP | 98 | ConocoPhillips | 98
Fore River Generating Station | 55317_G_GT11 | 55317 | G | GT11 | 4488 | Combined Cycle |  | NENGREST | Massachusetts | 25 | Norfolk | 21 | 25021 | 228.8 | 7470 | 2003 | 9999 |  |  | N | Natural Gas, Distillate Fuel Oil |  |  |  | DLNB + H2O | SCR | [8 empty] | 0.0065281 | 0.0065281 | 0.0065281 | 0.0065281 | [11 empty] | Calpine Corp | 100 | Energy Capital Partners | 100
Fore River Generating Station | 55317_G_GT12 | 55317 | G | GT12 | 4489 | Combined Cycle |  | NENGREST | Massachusetts | 25 | Norfolk | 21 | 25021 | 228.1 | 7470 | 2003 | 9999 |  |  | N | Natural Gas, Distillate Fuel Oil |  |  |  | DLNB + H2O | SCR | [8 empty] | 0.0065281 | 0.0065281 | 0.0065281 | 0.0065281 | [11 empty] | Calpine Corp | 100 | Energy Capital Partners | 100
Fore River Generating Station | 55317_G_ST15 | 55317 | G | ST15 | 4488 | Combined Cycle |  | NENGREST | Massachusetts | 25 | Norfolk | 21 | 25021 | 269.1 | 7470 | 2003 | 9999 |  |  | N | Natural Gas, Distillate Fuel Oil |  |  |  | LNB | SCR | [8 empty] | 0.0065281 | 0.0065281 | 0.0065281 | 0.0065281 | [11 empty] | Calpine Corp | 100 | Energy Capital Partners | 100
Wise County Power LLC | 55320_G_GT1 | 55320 | G | GT1 | 8524 | Combined Cycle |  | ERC_REST | Texas | 48 | Wise | 497 | 48497 | 225 | 7281 | 2004 | 9999 |  |  | N | Natural Gas |  |  |  | DLNB | SCR | [8 empty] | 0.019442 | 0.019442 | 0.019442 | 0.019442 | [11 empty] | Wise County Power Co LP | 100 | ENGIE SA | 100
Wise County Power LLC | 55320_G_GT2 | 55320 | G | GT2 | 8526 | Combined Cycle |  | ERC_REST | Texas | 48 | Wise | 497 | 48497 | 225 | 7281 | 2004 | 9999 |  |  | N | Natural Gas |  |  |  | DLNB | SCR | [8 empty] | 0.019442 | 0.019442 | 0.019442 | 0.019442 | [11 empty] | Wise County Power Co LP | 100 | ENGIE SA | 100
Wise County Power LLC | 55320_G_ST1 | 55320 | G | ST1 | 8524 | Combined Cycle |  | ERC_REST | Texas | 48 | Wise | 497 | 48497 | 230 | 7281 | 2004 | 9999 |  |  | N | Natural Gas |  |  |  | LNB + NH3 | SCR | [8 empty] | 0.019442 | 0.019442 | 0.019442 | 0.019442 | [11 empty] | Wise County Power Co LP | 100 | ENGIE SA | 100
Chuck Lenzie Generating Station | 55322_G_CTG1 | 55322 | G | CTG1 | 9006 | Combined Cycle |  | WECC_SNV | Nevada | 32 | Clark | 3 | 32003 | 165 | 7244 | 2006 | 9999 |  |  | N | Natural Gas |  |  |  | DLNB | SCR | [8 empty] | 0.010179 | 0.010179 | 0.010179 | 0.010179 | [11 empty] | Nevada Power Co | 100 | Berkshire Hathaway Inc | 100
Chuck Lenzie Generating Station | 55322_G_CTG2 | 55322 | G | CTG2 | 9007 | Combined Cycle |  | WECC_SNV | Nevada | 32 | Clark | 3 | 32003 | 165 | 7244 | 2006 | 9999 |  |  | N | Natural Gas |  |  |  | DLNB | SCR | [8 empty] | 0.010179 | 0.010179 | 0.010179 | 0.010179 | [11 empty] | Nevada Power Co | 100 | Berkshire Hathaway Inc | 100
Chuck Lenzie Generating Station | 55322_G_CTG3 | 55322 | G | CTG3 | 9008 | Combined Cycle |  | WECC_SNV | Nevada | 32 | Clark | 3 | 32003 | 165 | 7244 | 2006 | 9999 |  |  | N | Natural Gas |  |  |  | DLNB | SCR | [8 empty] | 0.010218 | 0.010218 | 0.010218 | 0.010218 | [11 empty] | Nevada Power Co | 100 | Berkshire Hathaway Inc | 100
Chuck Lenzie Generating Station | 55322_G_CTG4 | 55322 | G | CTG4 | 9009 | Combined Cycle |  | WECC_SNV | Nevada | 32 | Clark | 3 | 32003 | 165 | 7244 | 2006 | 9999 |  |  | N | Natural Gas |  |  |  | DLNB | SCR | [8 empty] | 0.010218 | 0.010218 | 0.010218 | 0.010218 | [11 empty] | Nevada Power Co | 100 | Berkshire Hathaway Inc | 100
Chuck Lenzie Generating Station | 55322_G_ST1 | 55322 | G | ST1 | 9006 | Combined Cycle |  | WECC_SNV | Nevada | 32 | Clark | 3 | 32003 | 255 | 7244 | 2006 | 9999 |  |  | N | Natural Gas |  |  |  | DLNB | SCR | [8 empty] | 0.010179 | 0.010179 | 0.010179 | 0.010179 | [11 empty] | Nevada Power Co | 100 | Berkshire Hathaway Inc | 100
Chuck Lenzie Generating Station | 55322_G_ST2 | 55322 | G | ST2 | 9008 | Combined Cycle |  | WECC_SNV | Nevada | 32 | Clark | 3 | 32003 | 255 | 7244 | 2006 | 9999 |  |  | N | Natural Gas |  |  |  | DLNB | SCR | [8 empty] | 0.010218 | 0.010218 | 0.010218 | 0.010218 | [11 empty] | Nevada Power Co | 100 | Berkshire Hathaway Inc | 100
Baytown Energy Center | 55327_G_CTG1 | 55327 | G | CTG1 | 4097 | Combined Cycle |  | ERC_REST | Texas | 48 | Chambers | 71 | 48071 | 165 | 6658 | 2002 | 9999 |  |  | Y | Natural Gas |  |  |  |  | SCR | [8 empty] | 0.01004 | 0.01004 | 0.01004 | 0.01004 | [11 empty] | Calpine Central LP | 100 | Energy Capital Partners | 100
Baytown Energy Center | 55327_G_CTG2 | 55327 | G | CTG2 | 4098 | Combined Cycle |  | ERC_REST | Texas | 48 | Chambers | 71 | 48071 | 165 | 6658 | 2002 | 9999 |  |  | Y | Natural Gas |  |  |  |  | SCR | [8 empty] | 0.01004 | 0.01004 | 0.01004 | 0.01004 | [11 empty] | Calpine Central LP | 100 | Energy Capital Partners | 100
Baytown Energy Center | 55327_G_CTG3 | 55327 | G | CTG3 | 4099 | Combined Cycle |  | ERC_REST | Texas | 48 | Chambers | 71 | 48071 | 165 | 6658 | 2002 | 9999 |  |  | Y | Natural Gas |  |  |  |  | SCR | [8 empty] | 0.01004 | 0.01004 | 0.01004 | 0.01004 | [11 empty] | Calpine Central LP | 100 | Energy Capital Partners | 100
Baytown Energy Center | 55327_G_STG1 | 55327 | G | STG1 | 4097 | Combined Cycle |  | ERC_REST | Texas | 48 | Chambers | 71 | 48071 | 275 | 6658 | 2002 | 9999 |  |  | Y | Natural Gas |  |  |  |  | SCR | [8 empty] | 0.01004 | 0.01004 | 0.01004 | 0.01004 | [11 empty] | Calpine Central LP | 100 | Energy Capital Partners | 100
Hermiston Power Partnership | 55328_G_CTG1 | 55328 | G | CTG1 | 4493 | Combined Cycle |  | WECC_PNW | Oregon | 41 | Umatilla | 59 | 41059 | 184 | 7165 | 2002 | 9999 |  |  | N | Natural Gas |  |  |  | DLNB | SCR | [8 empty] | 0.015261 | 0.015261 | 0.015261 | 0.015261 | [11 empty] | Hermiston Power Partnership | 100 | Energy Capital Partners | 100
Hermiston Power Partnership | 55328_G_CTG2 | 55328 | G | CTG2 | 4494 | Combined Cycle |  | WECC_PNW | Oregon | 41 | Umatilla | 59 | 41059 | 184 | 7165 | 2002 | 9999 |  |  | N | Natural Gas |  |  |  | DLNB | SCR | [8 empty] | 0.015261 | 0.015261 | 0.015261 | 0.015261 | [11 empty] | Hermiston Power Partnership | 100 | Energy Capital Partners | 100
Hermiston Power Partnership | 55328_G_STG1 | 55328 | G | STG1 | 4493 | Combined Cycle |  | WECC_PNW | Oregon | 41 | Umatilla | 59 | 41059 | 247 | 7165 | 2002 | 9999 |  |  | N | Natural Gas |  |  |  | LNB | SCR | [8 empty] | 0.015261 | 0.015261 | 0.015261 | 0.015261 | [11 empty] | Hermiston Power Partnership | 100 | Energy Capital Partners | 100
Washington County Power LLC | 55332_G_1 | 55332 | G | 1 | 4503 | Combustion Turbine |  | S_SOU | Georgia | 13 | Washington | 303 | 13303 | 151 | 10745 | 2003 | 9999 |  |  | N | Natural Gas |  |  |  | DLNB | [8 empty] | 0.33 | 0.03397 | 0.03397 | 0.03397 | 0.03397 | [11 empty] | Washington County Power LLC | 100 | Carlyle Group (The) | 100
Washington County Power LLC | 55332_G_2 | 55332 | G | 2 | 4504 | Combustion Turbine |  | S_SOU | Georgia | 13 | Washington | 303 | 13303 | 157.9 | 10745 | 2003 | 9999 |  |  | N | Natural Gas |  |  |  | DLNB | [8 empty] | 0.33 | 0.04458 | 0.04458 | 0.04458 | 0.04458 | [11 empty] | Washington County Power LLC | 100 | Carlyle Group (The) | 100
Washington County Power LLC | 55332_G_3 | 55332 | G | 3 | 4505 | Combustion Turbine |  | S_SOU | Georgia | 13 | Washington | 303 | 13303 | 150 | 10745 | 2003 | 9999 |  |  | N | Natural Gas |  |  |  | DLNB | [8 empty] | 0.33 | 0.04214 | 0.04214 | 0.04214 | 0.04214 | [11 empty] | Washington County Power LLC | 100 | Carlyle Group (The) | 100
Washington County Power LLC | 55332_G_4 | 55332 | G | 4 | 4506 | Combustion Turbine |  | S_SOU | Georgia | 13 | Washington | 303 | 13303 | 156.6 | 10745 | 2003 | 9999 |  |  | N | Natural Gas |  |  |  | DLNB | [8 empty] | 0.33 | 0.02651 | 0.02651 | 0.02651 | 0.02651 | [11 empty] | Washington County Power LLC | 100 | Carlyle Group (The) | 100
Delta Energy Center | 55333_G_CTG1 | 55333 | G | CTG1 | 3739 | Combined Cycle |  | WEC_CALN | California | 6 | Contra Costa | 13 | 06013 | 176 | 7482 | 2002 | 9999 |  |  | N | Natural Gas |  |  |  | NH3 | SCR | [8 empty] | 0.0086053 | 0.0086053 | 0.0086053 | 0.0086053 | [11 empty] | Delta Energy Center LLC | 100 | Energy Capital Partners | 100
Delta Energy Center | 55333_G_CTG2 | 55333 | G | CTG2 | 3740 | Combined Cycle |  | WEC_CALN | California | 6 | Contra Costa | 13 | 06013 | 165 | 7482 | 2002 | 9999 |  |  | N | Natural Gas |  |  |  | NH3 | SCR | [8 empty] | 0.0086053 | 0.0086053 | 0.0086053 | 0.0086053 | [11 empty] | Delta Energy Center LLC | 100 | Energy Capital Partners | 100
Delta Energy Center | 55333_G_CTG3 | 55333 | G | CTG3 | 3741 | Combined Cycle |  | WEC_CALN | California | 6 | Contra Costa | 13 | 06013 | 165 | 7482 | 2002 | 9999 |  |  | N | Natural Gas |  |  |  | NH3 | SCR | [8 empty] | 0.0086053 | 0.0086053 | 0.0086053 | 0.0086053 | [11 empty] | Delta Energy Center LLC | 100 | Energy Capital Partners | 100
Delta Energy Center | 55333_G_STG1 | 55333 | G | STG1 | 3739 | Combined Cycle |  | WEC_CALN | California | 6 | Contra Costa | 13 | 06013 | 263.1 | 7482 | 2002 | 9999 |  |  | N | Natural Gas |  |  |  | LNB + NH3 | SCR | [8 empty] | 0.0086053 | 0.0086053 | 0.0086053 | 0.0086053 | [11 empty] | Delta Energy Center LLC | 100 | Energy Capital Partners | 100
Holland Energy Facility | 55334_G_CTG1 | 55334 | G | CTG1 | 4508 | Combined Cycle |  | MIS_IL | Illinois | 17 | Shelby | 173 | 17173 | 151.7 | 7684 | 2002 | 2045 |  |  | N | Natural Gas |  |  |  | DLNB | SCR | [7 empty] | 0.001 | 0.014859 | 0.014859 | 0.014859 | 0.014859 | [11 empty] | Holland Energy LLC (HERE Coop) | 100 | Hoosier Energy Rural Electric Coop Inc | 100
Holland Energy Facility | 55334_G_CTG2 | 55334 | G | CTG2 | 4509 | Combined Cycle |  | MIS_IL | Illinois | 17 | Shelby | 173 | 17173 | 146.2 | 7684 | 2002 | 2045 |  |  | N | Natural Gas |  |  |  | DLNB | SCR | [7 empty] | 0.001 | 0.014859 | 0.014859 | 0.014859 | 0.014859 | [11 empty] | Holland Energy LLC (HERE Coop) | 100 | Hoosier Energy Rural Electric Coop Inc | 100
Holland Energy Facility | 55334_G_STG1 | 55334 | G | STG1 | 4508 | Combined Cycle |  | MIS_IL | Illinois | 17 | Shelby | 173 | 17173 | 326.4 | 7684 | 2002 | 2045 |  |  | N | Natural Gas |  |  |  | LNB + NH3 | SCR | [8 empty] | 0.014859 | 0.014859 | 0.014859 | 0.014859 | [11 empty] | Holland Energy LLC (HERE Coop) | 100 | Hoosier Energy Rural Electric Coop Inc | 100
Ironwood LLC | 55337_G_CT1 | 55337 | G | CT1 | 88084 | Combined Cycle |  | PJM_WMAC | Pennsylvania | 42 | Lebanon | 75 | 42075 | 238.7 | 7260 | 2001 | 9999 |  |  | N | Natural Gas |  |  |  | DLNB + NH3 | [9 empty] | 0.013435 | 0.013435 | 0.013435 | 0.013435 | [11 empty] | Helix Ironwood LLC | 100 | LS Power Group | 100
Ironwood LLC | 55337_G_CT2 | 55337 | G | CT2 | 88085 | Combined Cycle |  | PJM_WMAC | Pennsylvania | 42 | Lebanon | 75 | 42075 | 241.7 | 7260 | 2001 | 9999 |  |  | N | Natural Gas |  |  |  | DLNB + NH3 | [9 empty] | 0.013435 | 0.013435 | 0.013435 | 0.013435 | [11 empty] | Helix Ironwood LLC | 100 | LS Power Group | 100
Ironwood LLC | 55337_G_ST4 | 55337 | G | ST4 | 88084 | Combined Cycle |  | PJM_WMAC | Pennsylvania | 42 | Lebanon | 75 | 42075 | 219.7 | 7260 | 2001 | 9999 |  |  | N | Natural Gas |  |  |  | DLNB + NH3 | [9 empty] | 0.013435 | 0.013435 | 0.013435 | 0.013435 | [11 empty] | Helix Ironwood LLC | 100 | LS Power Group | 100
Dell Power Station | 55340_G_CTG1 | 55340 | G | CTG1 | 4517 | Combined Cycle |  | S_D_AECI | Arkansas | 5 | Mississippi | 93 | 05093 | 147 | 7567 | 2007 | 9999 |  |  | N | Natural Gas, Distillate Fuel Oil |  |  |  | DLNB | SCR | [8 empty] | 0.0072927 | 0.0072927 | 0.0072927 | 0.0072927 | [11 empty] | Associated Electric Coop Inc | 100 | Associated Electric Coop Inc | 100
Dell Power Station | 55340_G_CTG2 | 55340 | G | CTG2 | 4518 | Combined Cycle |  | S_D_AECI | Arkansas | 5 | Mississippi | 93 | 05093 | 148 | 7567 | 2007 | 9999 |  |  | N | Natural Gas, Distillate Fuel Oil |  |  |  | DLNB | SCR | [8 empty] | 0.0072927 | 0.0072927 | 0.0072927 | 0.0072927 | [11 empty] | Associated Electric Coop Inc | 100 | Associated Electric Coop Inc | 100
Dell Power Station | 55340_G_STG | 55340 | G | STG | 4517 | Combined Cycle |  | S_D_AECI | Arkansas | 5 | Mississippi | 93 | 05093 | 151 | 7567 | 2007 | 9999 |  |  | N | Natural Gas, Distillate Fuel Oil |  |  |  | LNB | SCR | [8 empty] | 0.0072927 | 0.0072927 | 0.0072927 | 0.0072927 | [11 empty] | Associated Electric Coop Inc | 100 | Associated Electric Coop Inc | 100
Woodstock Windfarm | 55342_G_WIND | 55342 | G | WIND |  | Onshore Wind |  | MIS_MNWI | Minnesota | 27 | Pipestone | 117 | 27117 | 10.2 | 0 | 1999 | 9999 |  |  | N | Wind | [13 empty] | 0 | 0 | 0 | 0 | [11 empty] | Woodstock Hills LLC | 100 | Juhl Wind Inc | 100
Luna Energy Facility | 55343_G_CTG1 | 55343 | G | CTG1 | 4521 | Combined Cycle |  | WECC_NM | New Mexico | 35 | Luna | 29 | 35029 | 150.5 | 7809 | 2006 | 9999 |  |  | N | Natural Gas |  |  |  | DLNB | SCR | [7 empty] | 0.001 | 0.01085 | 0.01085 | 0.01085 | 0.01085 | [11 empty] | Public Service Co of New Mexico | 33.34 | PNM Resources Inc | 33.34
Luna Energy Facility | 55343_G_CTG2 | 55343 | G | CTG2 | 4522 | Combined Cycle |  | WECC_NM | New Mexico | 35 | Luna | 29 | 35029 | 150.5 | 7809 | 2006 | 9999 |  |  | N | Natural Gas |  |  |  | DLNB | SCR | [7 empty] | 0.001 | 0.01085 | 0.01085 | 0.01085 | 0.01085 | [11 empty] | Public Service Co of New Mexico | 33.34 | PNM Resources Inc | 33.34
Luna Energy Facility | 55343_G_STG1 | 55343 | G | STG1 | 4521 | Combined Cycle |  | WECC_NM | New Mexico | 35 | Luna | 29 | 35029 | 258 | 7809 | 2006 | 9999 |  |  | N | Natural Gas |  |  |  | NH3 | SCR | [7 empty] | 0.001 | 0.01085 | 0.01085 | 0.01085 | 0.01085 | [11 empty] | Public Service Co of New Mexico | 33.34 | PNM Resources Inc | 33.34
Otay Mesa Generating Project | 55345_G_1-01 | 55345 | G | 1-01 | 4523 | Combined Cycle |  | WEC_SDGE | California | 6 | San Diego | 73 | 06073 | 152.8 | 7217 | 2009 | 9999 |  |  | N | Natural Gas |  |  |  | DLNB | SCR | [8 empty] | 0.0068084 | 0.0068084 | 0.0068084 | 0.0068084 | [11 empty] | Otay Mesa Generating Co LLC | 100 | Energy Capital Partners | 100
Otay Mesa Generating Project | 55345_G_1-02 | 55345 | G | 1-02 | 4524 | Combined Cycle |  | WEC_SDGE | California | 6 | San Diego | 73 | 06073 | 152.8 | 7217 | 2009 | 9999 |  |  | N | Natural Gas |  |  |  | DLNB | SCR | [8 empty] | 0.0068084 | 0.0068084 | 0.0068084 | 0.0068084 | [11 empty] | Otay Mesa Generating Co LLC | 100 | Energy Capital Partners | 100
Otay Mesa Generating Project | 55345_G_1-03 | 55345 | G | 1-03 | 4523 | Combined Cycle |  | WEC_SDGE | California | 6 | San Diego | 73 | 06073 | 265.4 | 7217 | 2009 | 9999 |  |  | N | Natural Gas |  |  |  | NH3 | SCR | [8 empty] | 0.0068084 | 0.0068084 | 0.0068084 | 0.0068084 | [11 empty] | Otay Mesa Generating Co LLC | 100 | Energy Capital Partners | 100
Armstrong | 55347_G_1 | 55347 | G | 1 | 4531 | Combustion Turbine |  | PJM_AP | Pennsylvania | 42 | Armstrong | 5 | 42005 | 168.4 | 10745 | 2002 | 9999 |  |  | N | Natural Gas, Distillate Fuel Oil |  |  |  | DLNB + H2O | [8 empty] | 3.7 | 0.03071 | 0.03071 | 0.03071 | 0.03071 | [11 empty] | Armstrong Power LLC | 100 | LS Power Group | 100
Armstrong | 55347_G_2 | 55347 | G | 2 | 4532 | Combustion Turbine |  | PJM_AP | Pennsylvania | 42 | Armstrong | 5 | 42005 | 163.6 | 10745 | 2002 | 9999 |  |  | N | Natural Gas, Distillate Fuel Oil |  |  |  | DLNB + H2O | [8 empty] | 3.7 | 0.03029 | 0.03029 | 0.03029 | 0.03029 | [11 empty] | Armstrong Power LLC | 100 | LS Power Group | 100
Armstrong | 55347_G_3 | 55347 | G | 3 | 4533 | Combustion Turbine |  | PJM_AP | Pennsylvania | 42 | Armstrong | 5 | 42005 | 169 | 10745 | 2002 | 9999 |  |  | N | Natural Gas, Distillate Fuel Oil |  |  |  | DLNB + H2O | [8 empty] | 3.7 | 0.03156 | 0.03156 | 0.03156 | 0.03156 | [11 empty] | Armstrong Power LLC | 100 | LS Power Group | 100
Armstrong | 55347_G_4 | 55347 | G | 4 | 4534 | Combustion Turbine |  | PJM_AP | Pennsylvania | 42 | Armstrong | 5 | 42005 | 169.7 | 10745 | 2002 | 9999 |  |  | N | Natural Gas, Distillate Fuel Oil |  |  |  | DLNB + H2O | [8 empty] | 3.7 | 0.03288 | 0.03288 | 0.03288 | 0.03288 | [11 empty] | Armstrong Power LLC | 100 | LS Power Group | 100
Troy Energy LLC | 55348_G_1 | 55348 | G | 1 | 4535 | Combustion Turbine |  | PJM_ATSI | Ohio | 39 | Wood | 173 | 39173 | 178.5 | 10745 | 2002 | 9999 |  |  | N | Natural Gas, Distillate Fuel Oil |  |  |  | DLNB + H2O | [8 empty] | 0.5 | 0.03434 | 0.03434 | 0.03434 | 0.03434 | [11 empty] | Troy Energy LLC | 100 | LS Power Group | 100
Troy Energy LLC | 55348_G_2 | 55348 | G | 2 | 4536 | Combustion Turbine |  | PJM_ATSI | Ohio | 39 | Wood | 173 | 39173 | 173.1 | 10745 | 2002 | 9999 |  |  | N | Natural Gas, Distillate Fuel Oil |  |  |  | DLNB + H2O | [8 empty] | 0.5 | 0.03678 | 0.03678 | 0.03678 | 0.03678 | [11 empty] | Troy Energy LLC | 100 | LS Power Group | 100
Troy Energy LLC | 55348_G_3 | 55348 | G | 3 | 4537 | Combustion Turbine |  | PJM_ATSI | Ohio | 39 | Wood | 173 | 39173 | 173.4 | 10745 | 2002 | 9999 |  |  | N | Natural Gas, Distillate Fuel Oil |  |  |  | DLNB + H2O | [8 empty] | 0.5 | 0.03767 | 0.03767 | 0.03767 | 0.03767 | [11 empty] | Troy Energy LLC | 100 | LS Power Group | 100
Troy Energy LLC | 55348_G_4 | 55348 | G | 4 | 4538 | Combustion Turbine |  | PJM_ATSI | Ohio | 39 | Wood | 173 | 39173 | 176.1 | 10745 | 2002 | 9999 |  |  | N | Natural Gas, Distillate Fuel Oil |  |  |  | DLNB + H2O | [8 empty] | 0.5 | 0.03558 | 0.03558 | 0.03558 | 0.03558 | [11 empty] | Troy Energy LLC | 100 | LS Power Group | 100
Pleasants Energy LLC | 55349_G_1 | 55349 | G | 1 | 4539 | Combustion Turbine |  | PJM_AP | West Virginia | 54 | Pleasants | 73 | 54073 | 171.7 | 10745 | 2002 | 9999 |  |  | N | Natural Gas, Distillate Fuel Oil |  |  |  | DLNB + H2O | [8 empty] | 2.7 | 0.03115 | 0.03115 | 0.03115 | 0.03115 | [11 empty] | Pleasants Energy LLC | 100 | Vistra Energy | 100
Pleasants Energy LLC | 55349_G_2 | 55349 | G | 2 | 4540 | Combustion Turbine |  | PJM_AP | West Virginia | 54 | Pleasants | 73 | 54073 | 171.7 | 10745 | 2002 | 9999 |  |  | N | Natural Gas, Distillate Fuel Oil |  |  |  | DLNB + H2O | [8 empty] | 2.7 | 0.03193 | 0.03193 | 0.03193 | 0.03193 | [11 empty] | Pleasants Energy LLC | 100 | Vistra Energy | 100
Dresden Energy Facility | 55350_G_1 | 55350 | G | 1 | 8528 | Combined Cycle |  | PJM_West | Ohio | 39 | Muskingum | 119 | 39119 | 158.3 | 7050 | 2012 | 9999 |  |  | N | Natural Gas |  |  |  | LNB | SCR | [8 empty] | 0.010995 | 0.010995 | 0.010995 | 0.010995 | [11 empty] | Appalachian Power Co | 100 | American Electric Power Co Inc | 100
Dresden Energy Facility | 55350_G_2 | 55350 | G | 2 | 8528 | Combined Cycle |  | PJM_West | Ohio | 39 | Muskingum | 119 | 39119 | 158.3 | 7050 | 2012 | 9999 |  |  | N | Natural Gas |  |  |  | LNB | SCR | [8 empty] | 0.010995 | 0.010995 | 0.010995 | 0.010995 | [11 empty] | Appalachian Power Co | 100 | American Electric Power Co Inc | 100
Dresden Energy Facility | 55350_G_3 | 55350 | G | 3 | 8528 | Combined Cycle |  | PJM_West | Ohio | 39 | Muskingum | 119 | 39119 | 223.4 | 7050 | 2012 | 9999 |  |  | N | Natural Gas |  |  |  | LNB | SCR | [8 empty] | 0.010995 | 0.010995 | 0.010995 | 0.010995 | [11 empty] | Appalachian Power Co | 100 | American Electric Power Co Inc | 100
Lakota Ridge LLC | 55353_G_NMO1 | 55353 | G | NMO1 |  | Onshore Wind |  | MIS_MNWI | Minnesota | 27 | Lincoln | 81 | 27081 | 11.2 | 0 | 1999 | 9999 |  |  | N | Wind | [13 empty] | 0 | 0 | 0 | 0 | [11 empty] | Lakota Ridge LLC | 100 | CRT Wind LLC | 100
Shaokatan Hills LLC | 55354_G_6150 | 55354 | G | 6150 |  | Onshore Wind |  | MIS_MNWI | Minnesota | 27 | Lincoln | 81 | 27081 | 11.8 | 0 | 1999 | 9999 |  |  | N | Wind | [13 empty] | 0 | 0 | 0 | 0 | [11 empty] | Shaokatan Hills LLC | 100 | CRT Wind LLC | 100
Jack Fusco Energy Center | 55357_G_CTG1 | 55357 | G | CTG1 | 4543 | Combined Cycle |  | ERC_REST | Texas | 48 | Fort Bend | 157 | 48157 | 166 | 7443 | 2003 | 9999 |  |  | N | Natural Gas |  |  |  | DLNB | SCR | [8 empty] | 0.013463 | 0.013463 | 0.013463 | 0.013463 | [11 empty] | Brazos Valley Energy | 100 | Energy Capital Partners | 100
Jack Fusco Energy Center | 55357_G_CTG2 | 55357 | G | CTG2 | 4544 | Combined Cycle |  | ERC_REST | Texas | 48 | Fort Bend | 157 | 48157 | 166 | 7443 | 2003 | 9999 |  |  | N | Natural Gas |  |  |  | DLNB | SCR | [8 empty] | 0.013463 | 0.013463 | 0.013463 | 0.013463 | [11 empty] | Brazos Valley Energy | 100 | Energy Capital Partners | 100
Jack Fusco Energy Center | 55357_G_STG1 | 55357 | G | STG1 | 4543 | Combined Cycle |  | ERC_REST | Texas | 48 | Fort Bend | 157 | 48157 | 193 | 7443 | 2003 | 9999 | Cell | wet | N | Natural Gas |  |  |  | DLNB | SCR | [8 empty] | 0.013463 | 0.013463 | 0.013463 | 0.013463 | [11 empty] | Brazos Valley Energy | 100 | Energy Capital Partners | 100
Cottonwood Energy Project | 55358_G_CT1 | 55358 | G | CT1 | 4545 | Combined Cycle |  | MIS_WOTA | Texas | 48 | Newton | 351 | 48351 | 163.7 | 7336 | 2003 | 9999 |  |  | N | Natural Gas |  |  |  | DLNB | SCR | [8 empty] | 0.010607 | 0.010607 | 0.010607 | 0.010607 | [11 empty] | Cottonwood Energy Co LP | 100 | Cleco Corp | 100
Cottonwood Energy Project | 55358_G_CT2 | 55358 | G | CT2 | 4546 | Combined Cycle |  | MIS_WOTA | Texas | 48 | Newton | 351 | 48351 | 163.7 | 7336 | 2003 | 9999 |  |  | N | Natural Gas |  |  |  | DLNB | SCR | [8 empty] | 0.010496 | 0.010496 | 0.010496 | 0.010496 | [11 empty] | Cottonwood Energy Co LP | 100 | Cleco Corp | 100
Cottonwood Energy Project | 55358_G_CT3 | 55358 | G | CT3 | 4547 | Combined Cycle |  | MIS_WOTA | Texas | 48 | Newton | 351 | 48351 | 163.7 | 7336 | 2003 | 9999 |  |  | N | Natural Gas |  |  |  | DLNB | SCR | [8 empty] | 0.011222 | 0.011222 | 0.011222 | 0.011222 | [11 empty] | Cottonwood Energy Co LP | 100 | Cleco Corp | 100
Cottonwood Energy Project | 55358_G_CT4 | 55358 | G | CT4 | 4548 | Combined Cycle |  | MIS_WOTA | Texas | 48 | Newton | 351 | 48351 | 163.7 | 7336 | 2003 | 9999 |  |  | N | Natural Gas |  |  |  | DLNB | SCR | [8 empty] | 0.011252 | 0.011252 | 0.011252 | 0.011252 | [11 empty] | Cottonwood Energy Co LP | 100 | Cleco Corp | 100
Cottonwood Energy Project | 55358_G_ST1 | 55358 | G | ST1 | 4545 | Combined Cycle |  | MIS_WOTA | Texas | 48 | Newton | 351 | 48351 | 131.3 | 7336 | 2003 | 9999 |  |  | N | Natural Gas |  |  |  | LNB | SCR | [8 empty] | 0.010607 | 0.010607 | 0.010607 | 0.010607 | [11 empty] | Cottonwood Energy Co LP | 100 | Cleco Corp | 100
Cottonwood Energy Project | 55358_G_ST2 | 55358 | G | ST2 | 4546 | Combined Cycle |  | MIS_WOTA | Texas | 48 | Newton | 351 | 48351 | 131.3 | 7336 | 2003 | 9999 |  |  | N | Natural Gas |  |  |  | DLNB | SCR | [8 empty] | 0.010496 | 0.010496 | 0.010496 | 0.010496 | [11 empty] | Cottonwood Energy Co LP | 100 | Cleco Corp | 100
Cottonwood Energy Project | 55358_G_ST3 | 55358 | G | ST3 | 4547 | Combined Cycle |  | MIS_WOTA | Texas | 48 | Newton | 351 | 48351 | 131.3 | 7336 | 2003 | 9999 |  |  | N | Natural Gas |  |  |  | DLNB | SCR | [8 empty] | 0.011222 | 0.011222 | 0.011222 | 0.011222 | [11 empty] | Cottonwood Energy Co LP | 100 | Cleco Corp | 100
Cottonwood Energy Project | 55358_G_ST4 | 55358 | G | ST4 | 4548 | Combined Cycle |  | MIS_WOTA | Texas | 48 | Newton | 351 | 48351 | 131.3 | 7336 | 2003 | 9999 |  |  | N | Natural Gas |  |  |  | DLNB | SCR | [8 empty] | 0.011252 | 0.011252 | 0.011252 | 0.011252 | [11 empty] | Cottonwood Energy Co LP | 100 | Cleco Corp | 100
Sugar Creek Power | 55364_G_CT01 | 55364 | G | CT01 | 4555 | Combined Cycle |  | MIS_INKY | Indiana | 18 | Vigo | 167 | 18167 | 164.4 | 7050 | 2002 | 9999 |  |  | N | Natural Gas |  |  |  | DLNB | SCR | [8 empty] | 0.0087988 | 0.0087988 | 0.0087988 | 0.0087988 | [11 empty] | Northern Indiana Public Service Co LLC | 100 | NiSource Inc | 100
Sugar Creek Power | 55364_G_CT02 | 55364 | G | CT02 | 4556 | Combined Cycle |  | MIS_INKY | Indiana | 18 | Vigo | 167 | 18167 | 166.6 | 7050 | 2002 | 9999 |  |  | N | Natural Gas |  |  |  | DLNB | SCR | [8 empty] | 0.0087988 | 0.0087988 | 0.0087988 | 0.0087988 | [11 empty] | Northern Indiana Public Service Co LLC | 100 | NiSource Inc | 100
Sugar Creek Power | 55364_G_ST1 | 55364 | G | ST1 | 4555 | Combined Cycle |  | MIS_INKY | Indiana | 18 | Vigo | 167 | 18167 | 218 | 7050 | 2003 | 9999 |  |  | N | Natural Gas |  |  |  | NH3 | SCR | [8 empty] | 0.0087988 | 0.0087988 | 0.0087988 | 0.0087988 | [11 empty] | Northern Indiana Public Service Co LLC | 100 | NiSource Inc | 100
Exelon LaPorte Generating Station | 55365_G_GT1 | 55365 | G | GT1 | 4559 | Combustion Turbine |  | ERC_REST | Texas | 48 | Harris | 201 | 48201 | 38 | 12926 | 2001 | 9999 |  |  | N | Natural Gas |  |  |  | DLNB | [8 empty] | 3 | 0.1744 | 0.1744 | 0.1744 | 0.1744 | [11 empty] | Exelon Generating Co LLC Extexlaporte | 100 | TexGen Power LLC | 100
Exelon LaPorte Generating Station | 55365_G_GT2 | 55365 | G | GT2 | 4560 | Combustion Turbine |  | ERC_REST | Texas | 48 | Harris | 201 | 48201 | 38 | 12927 | 2001 | 9999 |  |  | N | Natural Gas |  |  |  | DLNB | [8 empty] | 3 | 0.16361 | 0.16361 | 0.16361 | 0.16361 | [11 empty] | Exelon Generating Co LLC Extexlaporte | 100 | TexGen Power LLC | 100
Exelon LaPorte Generating Station | 55365_G_GT3 | 55365 | G | GT3 | 4561 | Combustion Turbine |  | ERC_REST | Texas | 48 | Harris | 201 | 48201 | 38 | 12927 | 2001 | 9999 |  |  | N | Natural Gas |  |  |  | DLNB | [8 empty] | 3 | 0.18165 | 0.18165 | 0.18165 | 0.18165 | [11 empty] | Exelon Generating Co LLC Extexlaporte | 100 | TexGen Power LLC | 100
Exelon LaPorte Generating Station | 55365_G_GT4 | 55365 | G | GT4 | 4562 | Combustion Turbine |  | ERC_REST | Texas | 48 | Harris | 201 | 48201 | 38 | 12927 | 2001 | 9999 |  |  | N | Natural Gas |  |  |  | DLNB | [8 empty] | 3 | 0.17718 | 0.17718 | 0.17718 | 0.17718 | [11 empty] | Exelon Generating Co LLC Extexlaporte | 100 | TexGen Power LLC | 100
Wethersfield Wind Farm | 55368_G_V47 | 55368 | G | V47 |  | Onshore Wind |  | NY_Z_C&E | New York | 36 | Wyoming | 121 | 36121 | 6.6 | 0 | 2000 | 9999 |  |  | N | Wind | [13 empty] | 0 | 0 | 0 | 0 | [11 empty] | Western New York Wind Corp | 100 | Enel SpA | 100
Green Mountain Storage, LLC | 55370_G_BGM | 55370 | G | BGM |  | Energy Storage |  | PJM_PENE | Pennsylvania | 42 | Somerset | 111 | 42111 | 10.4 | 0 | 2016 | 9999 |  |  | N | Energy Storage | [13 empty] | 0 | 0 | 0 | 0 | [11 empty] | Green Mountain Storage LLC | 100 | NextEra Energy Inc | 100
Harquahala Generating Project | 55372_G_CTG1 | 55372 | G | CTG1 | 8536 | Combined Cycle |  | WECC_AZ | Arizona | 4 | Maricopa | 13 | 04013 | 239.9 | 7090 | 2004 | 9999 |  |  | N | Natural Gas |  |  |  | DLNB | SCR | [8 empty] | 0.036073 | 0.036073 | 0.036073 | 0.036073 | [11 empty] | New Harquahala Generating Co LLC | 100 | Beal Bank USA | 100
Harquahala Generating Project | 55372_G_CTG2 | 55372 | G | CTG2 | 8538 | Combined Cycle |  | WECC_AZ | Arizona | 4 | Maricopa | 13 | 04013 | 226.6 | 7090 | 2004 | 9999 |  |  | N | Natural Gas |  |  |  | DLNB | SCR | [8 empty] | 0.17166 | 0.039375 | 0.17166 | 0.039375 | [11 empty] | New Harquahala Generating Co LLC | 100 | Beal Bank USA | 100
Harquahala Generating Project | 55372_G_CTG3 | 55372 | G | CTG3 | 8540 | Combined Cycle |  | WECC_AZ | Arizona | 4 | Maricopa | 13 | 04013 | 226.2 | 7090 | 2004 | 9999 |  |  | N | Natural Gas |  |  |  | DLNB | SCR | [8 empty] | 0.14762 | 0.084275 | 0.14762 | 0.084275 | [11 empty] | New Harquahala Generating Co LLC | 100 | Beal Bank USA | 100
Harquahala Generating Project | 55372_G_STG1 | 55372 | G | STG1 | 8536 | Combined Cycle |  | WECC_AZ | Arizona | 4 | Maricopa | 13 | 04013 | 119.8 | 7090 | 2004 | 9999 |  |  | N | Natural Gas |  |  |  | DLNB | SCR | [8 empty] | 0.036073 | 0.036073 | 0.036073 | 0.036073 | [11 empty] | New Harquahala Generating Co LLC | 100 | Beal Bank USA | 100
Harquahala Generating Project | 55372_G_STG2 | 55372 | G | STG2 | 8538 | Combined Cycle |  | WECC_AZ | Arizona | 4 | Maricopa | 13 | 04013 | 114.9 | 7090 | 2004 | 9999 |  |  | N | Natural Gas |  |  |  | DLNB | SCR | [8 empty] | 0.17166 | 0.039375 | 0.17166 | 0.039375 | [11 empty] | New Harquahala Generating Co LLC | 100 | Beal Bank USA | 100
Harquahala Generating Project | 55372_G_STG3 | 55372 | G | STG3 | 8540 | Combined Cycle |  | WECC_AZ | Arizona | 4 | Maricopa | 13 | 04013 | 115.5 | 7090 | 2004 | 9999 |  |  | N | Natural Gas |  |  |  | DLNB | SCR | [8 empty] | 0.14762 | 0.084275 | 0.14762 | 0.084275 | [11 empty] | New Harquahala Generating Co LLC | 100 | Beal Bank USA | 100
Astoria Energy | 55375_G_CT1 | 55375 | G | CT1 | 4581 | Combined Cycle |  | NY_Z_J | New York | 36 | Queens | 81 | 36081 | 156 | 7307 | 2006 | 9999 |  |  | N | Natural Gas, Distillate Fuel Oil |  |  |  | DLNB + H2O | SCR | [8 empty] | 0.0061213 | 0.0061213 | 0.0061213 | 0.0061213 | [11 empty] | Astoria Energy LLC | 100 | Mitsui & Co Ltd | 100
Astoria Energy | 55375_G_CT2 | 55375 | G | CT2 | 4582 | Combined Cycle |  | NY_Z_J | New York | 36 | Queens | 81 | 36081 | 156 | 7307 | 2006 | 9999 |  |  | N | Natural Gas, Distillate Fuel Oil |  |  |  | DLNB + H2O | SCR | [8 empty] | 0.0061213 | 0.0061213 | 0.0061213 | 0.0061213 | [11 empty] | Astoria Energy II LLC | 100 | Harbert Management Corp | 100
Astoria Energy | 55375_G_ST1 | 55375 | G | ST1 | 4581 | Combined Cycle |  | NY_Z_J | New York | 36 | Queens | 81 | 36081 | 228 | 7307 | 2006 | 9999 |  |  | N | Natural Gas, Distillate Fuel Oil |  |  |  | DLNB + H2O | SCR | [8 empty] | 0.0061213 | 0.0061213 | 0.0061213 | 0.0061213 | [11 empty] | Astoria Energy LLC | 50 | Mitsui & Co Ltd | 50
Gans | 55377_G_UNT8 | 55377 | G | UNT8 | 4585 | Combustion Turbine |  | PJM_AP | Pennsylvania | 42 | FAYETTE | 51 | 42051 | 44 | 10745 | 2000 | 9999 |  |  | N | Natural Gas |  |  |  | H2O | [8 empty] | 0.006 | 0.07698 | 0.07698 | 0.07698 | 0.07698 | [11 empty] | Gans Energy LLC | 100 | LS Power Group | 100
Gans | 55377_G_UNT9 | 55377 | G | UNT9 | 4586 | Combustion Turbine |  | PJM_AP | Pennsylvania | 42 | FAYETTE | 51 | 42051 | 44 | 10745 | 2000 | 9999 |  |  | N | Natural Gas |  |  |  | H2O | [8 empty] | 0.006 | 0.06844 | 0.06844 | 0.06844 | 0.06844 | [11 empty] | Gans Energy LLC | 100 | LS Power Group | 100
Union Power Station | 55380_G_CTG1 | 55380 | G | CTG1 | 4590 | Combined Cycle |  | MIS_AR | Arkansas | 5 | Union | 139 | 05139 | 147.1 | 7359 | 2003 | 9999 |  |  | N | Natural Gas |  |  |  | DLNB | SCR | [8 empty] | 0.011931 | 0.011931 | 0.011931 | 0.011931 | [11 empty] | Entergy Arkansas LLC | 100 | Entergy Corp | 100
Union Power Station | 55380_G_CTG2 | 55380 | G | CTG2 | 4592 | Combined Cycle |  | MIS_AR | Arkansas | 5 | Union | 139 | 05139 | 147.1 | 7359 | 2003 | 9999 |  |  | N | Natural Gas |  |  |  | DLNB | SCR | [8 empty] | 0.011931 | 0.011931 | 0.011931 | 0.011931 | [11 empty] | Entergy Arkansas LLC | 100 | Entergy Corp | 100
Union Power Station | 55380_G_CTG3 | 55380 | G | CTG3 | 4593 | Combined Cycle |  | MIS_AR | Arkansas | 5 | Union | 139 | 05139 | 144.5 | 7359 | 2003 | 9999 |  |  | N | Natural Gas |  |  |  | DLNB | SCR | [8 empty] | 0.012463 | 0.012463 | 0.012463 | 0.012463 | [11 empty] | Entergy New Orleans Inc | 100 | Entergy Corp | 100
Union Power Station | 55380_G_CTG4 | 55380 | G | CTG4 | 4594 | Combined Cycle |  | MIS_AR | Arkansas | 5 | Union | 139 | 05139 | 144.5 | 7359 | 2003 | 9999 |  |  | N | Natural Gas |  |  |  | DLNB | SCR | [8 empty] | 0.012463 | 0.012463 | 0.012463 | 0.012463 | [11 empty] | Entergy New Orleans Inc | 100 | Entergy Corp | 100
Union Power Station | 55380_G_CTG5 | 55380 | G | CTG5 | 4595 | Combined Cycle |  | MIS_AR | Arkansas | 5 | Union | 139 | 05139 | 145.7 | 7359 | 2003 | 9999 |  |  | N | Natural Gas |  |  |  | DLNB | SCR | [8 empty] | 0.01244 | 0.01244 | 0.01244 | 0.01244 | [11 empty] | Entergy Louisiana LLC | 100 | Entergy Corp | 100
Union Power Station | 55380_G_CTG6 | 55380 | G | CTG6 | 4596 | Combined Cycle |  | MIS_AR | Arkansas | 5 | Union | 139 | 05139 | 145.7 | 7359 | 2003 | 9999 |  |  | N | Natural Gas |  |  |  | DLNB | SCR | [8 empty] | 0.01244 | 0.01244 | 0.01244 | 0.01244 | [11 empty] | Entergy Louisiana LLC | 100 | Entergy Corp | 100
Union Power Station | 55380_G_CTG7 | 55380 | G | CTG7 | 4597 | Combined Cycle |  | MIS_AR | Arkansas | 5 | Union | 139 | 05139 | 145.1 | 7359 | 2003 | 9999 |  |  | N | Natural Gas |  |  |  | DLNB | SCR | [8 empty] | 0.012077 | 0.012077 | 0.012077 | 0.012077 | [11 empty] | Entergy Louisiana LLC | 100 | Entergy Corp | 100
Union Power Station | 55380_G_CTG8 | 55380 | G | CTG8 | 4598 | Combined Cycle |  | MIS_AR | Arkansas | 5 | Union | 139 | 05139 | 145.1 | 7359 | 2003 | 9999 |  |  | N | Natural Gas |  |  |  | DLNB | SCR | [8 empty] | 0.012077 | 0.012077 | 0.012077 | 0.012077 | [11 empty] | Entergy Louisiana LLC | 100 | Entergy Corp | 100
Union Power Station | 55380_G_STG1 | 55380 | G | STG1 | 4590 | Combined Cycle |  | MIS_AR | Arkansas | 5 | Union | 139 | 05139 | 213.1 | 7359 | 2003 | 9999 |  |  | N | Natural Gas |  |  |  | DLNB | SCR | [8 empty] | 0.011931 | 0.011931 | 0.011931 | 0.011931 | [11 empty] | Entergy Arkansas LLC | 100 | Entergy Corp | 100
Union Power Station | 55380_G_STG2 | 55380 | G | STG2 | 4593 | Combined Cycle |  | MIS_AR | Arkansas | 5 | Union | 139 | 05139 | 209.4 | 7359 | 2003 | 9999 |  |  | N | Natural Gas |  |  |  | DLNB | SCR | [8 empty] | 0.012463 | 0.012463 | 0.012463 | 0.012463 | [11 empty] | Entergy New Orleans Inc | 100 | Entergy Corp | 100
Union Power Station | 55380_G_STG3 | 55380 | G | STG3 | 4595 | Combined Cycle |  | MIS_AR | Arkansas | 5 | Union | 139 | 05139 | 211.1 | 7359 | 2003 | 9999 |  |  | N | Natural Gas |  |  |  | DLNB | SCR | [8 empty] | 0.01244 | 0.01244 | 0.01244 | 0.01244 | [11 empty] | Entergy Louisiana LLC | 100 | Entergy Corp | 100
Union Power Station | 55380_G_STG4 | 55380 | G | STG4 | 4597 | Combined Cycle |  | MIS_AR | Arkansas | 5 | Union | 139 | 05139 | 210.3 | 7359 | 2003 | 9999 |  |  | N | Natural Gas |  |  |  | DLNB | SCR | [8 empty] | 0.012077 | 0.012077 | 0.012077 | 0.012077 | [11 empty] | Entergy Louisiana LLC | 100 | Entergy Corp | 100
Commonwealth Chesapeake | 55381_G_UNT1 | 55381 | G | UNT1 | 4600 | Combustion Turbine |  | PJM_EMAC | Virginia | 51 | Accomack | 1 | 51001 | 46.3 | 10745 | 2000 | 9999 |  |  | N | Distillate Fuel Oil |  |  |  | H2O | [8 empty] | 0.8 | 0.11951 | 0.11951 | 0.11951 | 0.11951 | [11 empty] | Commonwealth Chesapeake Co LLC | 100 | ITOCHU Corp | 100
Commonwealth Chesapeake | 55381_G_UNT2 | 55381 | G | UNT2 | 4601 | Combustion Turbine |  | PJM_EMAC | Virginia | 51 | Accomack | 1 | 51001 | 46.8 | 10745 | 2000 | 9999 |  |  | N | Distillate Fuel Oil |  |  |  | H2O | [8 empty] | 0.8 | 0.1135 | 0.1135 | 0.1135 | 0.1135 | [11 empty] | Commonwealth Chesapeake Co LLC | 100 | ITOCHU Corp | 100
Commonwealth Chesapeake | 55381_G_UNT3 | 55381 | G | UNT3 | 4602 | Combustion Turbine |  | PJM_EMAC | Virginia | 51 | Accomack | 1 | 51001 | 46 | 10745 | 2000 | 9999 |  |  | N | Distillate Fuel Oil |  |  |  | H2O | [8 empty] | 0.8 | 0.11808 | 0.11808 | 0.11808 | 0.11808 | [11 empty] | Commonwealth Chesapeake Co LLC | 100 | ITOCHU Corp | 100
Commonwealth Chesapeake | 55381_G_UNT4 | 55381 | G | UNT4 | 4603 | Combustion Turbine |  | PJM_EMAC | Virginia | 51 | Accomack | 1 | 51001 | 44.6 | 10745 | 2001 | 9999 |  |  | N | Distillate Fuel Oil |  |  |  | H2O | [8 empty] | 0.8 | 0.11685 | 0.11685 | 0.11685 | 0.11685 | [11 empty] | Commonwealth Chesapeake Co LLC | 100 | ITOCHU Corp | 100
Commonwealth Chesapeake | 55381_G_UNT5 | 55381 | G | UNT5 | 4604 | Combustion Turbine |  | PJM_EMAC | Virginia | 51 | Accomack | 1 | 51001 | 46.1 | 10745 | 2001 | 9999 |  |  | N | Distillate Fuel Oil |  |  |  | H2O | [8 empty] | 0.8 | 0.09946 | 0.09946 | 0.09946 | 0.09946 | [11 empty] | Commonwealth Chesapeake Co LLC | 100 | ITOCHU Corp | 100
Commonwealth Chesapeake | 55381_G_UNT6 | 55381 | G | UNT6 | 4605 | Combustion Turbine |  | PJM_EMAC | Virginia | 51 | Accomack | 1 | 51001 | 45 | 10745 | 2001 | 9999 |  |  | N | Distillate Fuel Oil |  |  |  | H2O | [8 empty] | 0.8 | 0.11195 | 0.11195 | 0.11195 | 0.11195 | [11 empty] | Commonwealth Chesapeake Co LLC | 100 | ITOCHU Corp | 100
Commonwealth Chesapeake | 55381_G_UNT7 | 55381 | G | UNT7 | 4606 | Combustion Turbine |  | PJM_EMAC | Virginia | 51 | Accomack | 1 | 51001 | 45.7 | 10745 | 2001 | 9999 |  |  | N | Distillate Fuel Oil |  |  |  | H2O | [8 empty] | 0.8 | 0.10378 | 0.10378 | 0.10378 | 0.10378 | [11 empty] | Commonwealth Chesapeake Co LLC | 100 | ITOCHU Corp | 100
Thomas A Smith Energy Facility | 55382_G_1GT1 | 55382 | G | 1GT1 | 4607 | Combined Cycle |  | S_SOU | Georgia | 13 | Murray | 213 | 13213 | 210 | 7403 | 2002 | 9999 |  |  | N | Natural Gas |  |  |  | DLNB | SCR | [8 empty] | 0.0087948 | 0.0087948 | 0.0087948 | 0.0087948 | [11 empty] | Oglethorpe Power Corp | 100 | Oglethorpe Power Corp | 100
Thomas A Smith Energy Facility | 55382_G_1GT2 | 55382 | G | 1GT2 | 4608 | Combined Cycle |  | S_SOU | Georgia | 13 | Murray | 213 | 13213 | 210 | 7403 | 2002 | 9999 |  |  | N | Natural Gas |  |  |  | DLNB | SCR | [8 empty] | 0.0087948 | 0.0087948 | 0.0087948 | 0.0087948 | [11 empty] | Oglethorpe Power Corp | 100 | Oglethorpe Power Corp | 100
Thomas A Smith Energy Facility | 55382_G_1STG | 55382 | G | 1STG | 4607 | Combined Cycle |  | S_SOU | Georgia | 13 | Murray | 213 | 13213 | 210 | 7403 | 2002 | 9999 |  |  | N | Natural Gas |  |  |  | DLNB | SCR | [8 empty] | 0.0087948 | 0.0087948 | 0.0087948 | 0.0087948 | [11 empty] | Oglethorpe Power Corp | 100 | Oglethorpe Power Corp | 100
Thomas A Smith Energy Facility | 55382_G_2GT1 | 55382 | G | 2GT1 | 4609 | Combined Cycle |  | S_SOU | Georgia | 13 | Murray | 213 | 13213 | 210 | 7403 | 2002 | 9999 |  |  | N | Natural Gas |  |  |  | DLNB | SCR | [8 empty] | 0.0081055 | 0.0081055 | 0.0081055 | 0.0081055 | [11 empty] | Oglethorpe Power Corp | 100 | Oglethorpe Power Corp | 100
Thomas A Smith Energy Facility | 55382_G_2GT2 | 55382 | G | 2GT2 | 4610 | Combined Cycle |  | S_SOU | Georgia | 13 | Murray | 213 | 13213 | 210 | 7403 | 2002 | 9999 |  |  | N | Natural Gas |  |  |  | DLNB | SCR | [8 empty] | 0.0081055 | 0.0081055 | 0.0081055 | 0.0081055 | [11 empty] | Oglethorpe Power Corp | 100 | Oglethorpe Power Corp | 100
Thomas A Smith Energy Facility | 55382_G_2STG | 55382 | G | 2STG | 4609 | Combined Cycle |  | S_SOU | Georgia | 13 | Murray | 213 | 13213 | 210 | 7403 | 2002 | 9999 |  |  | N | Natural Gas |  |  |  | DLNB | SCR | [8 empty] | 0.0081055 | 0.0081055 | 0.0081055 | 0.0081055 | [11 empty] | Oglethorpe Power Corp | 100 | Oglethorpe Power Corp | 100
Columbia Energy Center (SC) | 55386_G_CT1 | 55386 | G | CT1 | 4636 | Combined Cycle |  | S_VACA | South Carolina | 45 | Calhoun | 17 | 45017 | 151.5 | 5757 | 2004 | 9999 |  |  | Y | Natural Gas, Distillate Fuel Oil |  |  |  | DLNB + H2O | SCR | [8 empty] | 0.01959 | 0.01959 | 0.01959 | 0.01959 | [11 empty] | Columbia Energy LLC | 100 | LS Power Group | 100
Columbia Energy Center (SC) | 55386_G_CT2 | 55386 | G | CT2 | 4637 | Combined Cycle |  | S_VACA | South Carolina | 45 | Calhoun | 17 | 45017 | 151.5 | 5757 | 2004 | 9999 |  |  | Y | Natural Gas, Distillate Fuel Oil |  |  |  | DLNB + H2O | SCR | [8 empty] | 0.01959 | 0.01959 | 0.01959 | 0.01959 | [11 empty] | Columbia Energy LLC | 100 | LS Power Group | 100
Columbia Energy Center (SC) | 55386_G_ST1 | 55386 | G | ST1 | 4636 | Combined Cycle |  | S_VACA | South Carolina | 45 | Calhoun | 17 | 45017 | 240 | 5757 | 2004 | 9999 |  |  | Y | Natural Gas, Distillate Fuel Oil |  |  |  | LNB + NH3 | SCR | [8 empty] | 0.01959 | 0.01959 | 0.01959 | 0.01959 | [11 empty] | Columbia Energy LLC | 100 | LS Power Group | 100
RockGen Energy Center | 55391_G_01 | 55391 | G | 01 | 4652 | Combustion Turbine |  | MIS_WUMS | Wisconsin | 55 | Dane | 25 | 55025 | 163 | 11096 | 2001 | 9999 |  |  | N | Natural Gas, Distillate Fuel Oil |  |  |  | DLNB + H2O | [9 empty] | 0.04378 | 0.04378 | 0.04378 | 0.04378 | [11 empty] | Rockgen Energy LLC | 100 | Starwood Capital Group Global LLC | 100
RockGen Energy Center | 55391_G_02 | 55391 | G | 02 | 4653 | Combustion Turbine |  | MIS_WUMS | Wisconsin | 55 | Dane | 25 | 55025 | 163 | 11096 | 2001 | 9999 |  |  | N | Natural Gas, Distillate Fuel Oil |  |  |  | DLNB + H2O | [9 empty] | 0.03665 | 0.03665 | 0.03665 | 0.03665 | [11 empty] | Rockgen Energy LLC | 100 | Starwood Capital Group Global LLC | 100
RockGen Energy Center | 55391_G_03 | 55391 | G | 03 | 4654 | Combustion Turbine |  | MIS_WUMS | Wisconsin | 55 | Dane | 25 | 55025 | 163 | 11096 | 2001 | 9999 |  |  | N | Natural Gas, Distillate Fuel Oil |  |  |  | DLNB + H2O | [9 empty] | 0.03698 | 0.03698 | 0.03698 | 0.03698 | [11 empty] | Rockgen Energy LLC | 100 | Starwood Capital Group Global LLC | 100
Zion Energy Center | 55392_G_CTG1 | 55392 | G | CTG1 | 4660 | Combustion Turbine |  | PJM_COMD | Illinois | 17 | Lake | 97 | 17097 | 152 | 11286 | 2002 | 2045 |  |  | N | Natural Gas, Distillate Fuel Oil |  |  |  | DLNB + H2O | [8 empty] | 1 | 0.03365 | 0.03365 | 0.03365 | 0.03365 | [11 empty] | Calpine Corp | 100 | Energy Capital Partners | 100
Zion Energy Center | 55392_G_CTG2 | 55392 | G | CTG2 | 4661 | Combustion Turbine |  | PJM_COMD | Illinois | 17 | Lake | 97 | 17097 | 152 | 11286 | 2002 | 2045 |  |  | N | Natural Gas, Distillate Fuel Oil |  |  |  | DLNB + H2O | [8 empty] | 1 | 0.03262 | 0.03262 | 0.03262 | 0.03262 | [11 empty] | Calpine Corp | 100 | Energy Capital Partners | 100
Zion Energy Center | 55392_G_CTG3 | 55392 | G | CTG3 | 4662 | Combustion Turbine |  | PJM_COMD | Illinois | 17 | Lake | 97 | 17097 | 152 | 11286 | 2003 | 2045 |  |  | N | Natural Gas, Distillate Fuel Oil |  |  |  | DLNB + H2O | [8 empty] | 1 | 0.03521 | 0.03521 | 0.03521 | 0.03521 | [11 empty] | Calpine Corp | 100 | Energy Capital Partners | 100
Metcalf Energy Center | 55393_G_CTG1 | 55393 | G | CTG1 | 4665 | Combined Cycle |  | WEC_CALN | California | 6 | Santa Clara | 85 | 06085 | 172 | 7518 | 2005 | 9999 |  |  | N | Natural Gas |  |  |  | DLNB | SCR | [8 empty] | 0.0073461 | 0.0073461 | 0.0073461 | 0.0073461 | [11 empty] | Metcalf Energy Center LLC | 100 | Energy Capital Partners | 100
Metcalf Energy Center | 55393_G_CTG2 | 55393 | G | CTG2 | 4666 | Combined Cycle |  | WEC_CALN | California | 6 | Santa Clara | 85 | 06085 | 172 | 7518 | 2005 | 9999 |  |  | N | Natural Gas |  |  |  | DLNB | SCR | [8 empty] | 0.0073461 | 0.0073461 | 0.0073461 | 0.0073461 | [11 empty] | Metcalf Energy Center LLC | 100 | Energy Capital Partners | 100
Metcalf Energy Center | 55393_G_STG1 | 55393 | G | STG1 | 4665 | Combined Cycle |  | WEC_CALN | California | 6 | Santa Clara | 85 | 06085 | 202.1 | 7518 | 2005 | 9999 |  |  | N | Natural Gas |  |  |  | DLNB | SCR | [8 empty] | 0.0073461 | 0.0073461 | 0.0073461 | 0.0073461 | [11 empty] | Metcalf Energy Center LLC | 100 | Energy Capital Partners | 100
Crossroads Energy Center | 55395_G_CT01 | 55395 | G | CT01 | 9056 | Combustion Turbine |  | MIS_MS | Mississippi | 28 | Coahoma | 27 | 28027 | 77 | 12888 | 2002 | 9999 |  |  | N | Natural Gas |  |  |  | DLNB | [8 empty] | 4.8 | 0.03017 | 0.03017 | 0.03017 | 0.03017 | [11 empty] | Clarksdale Water & Light Dept | 100 | Clarksdale Water & Light Dept | 100
Crossroads Energy Center | 55395_G_CT02 | 55395 | G | CT02 | 9057 | Combustion Turbine |  | MIS_MS | Mississippi | 28 | Coahoma | 27 | 28027 | 77 | 12889 | 2002 | 9999 |  |  | N | Natural Gas |  |  |  | DLNB | [8 empty] | 4.8 | 0.02864 | 0.02864 | 0.02864 | 0.02864 | [11 empty] | Clarksdale Water & Light Dept | 100 | Clarksdale Water & Light Dept | 100
Crossroads Energy Center | 55395_G_CT03 | 55395 | G | CT03 | 9058 | Combustion Turbine |  | MIS_MS | Mississippi | 28 | Coahoma | 27 | 28027 | 77 | 12889 | 2002 | 9999 |  |  | N | Natural Gas |  |  |  | DLNB | [8 empty] | 4.8 | 0.02893 | 0.02893 | 0.02893 | 0.02893 | [11 empty] | Clarksdale Water & Light Dept | 100 | Clarksdale Water & Light Dept | 100
Crossroads Energy Center | 55395_G_CT04 | 55395 | G | CT04 | 9059 | Combustion Turbine |  | MIS_MS | Mississippi | 28 | Coahoma | 27 | 28027 | 77 | 12889 | 2002 | 9999 |  |  | N | Natural Gas |  |  |  | DLNB | [8 empty] | 4.8 | 0.02929 | 0.02929 | 0.02929 | 0.02929 | [11 empty] | Clarksdale Water & Light Dept | 100 | Clarksdale Water & Light Dept | 100
Green Power I | 55396_G_WGNS | 55396 | G | WGNS |  | Onshore Wind |  | WECC_SCE | California | 6 | Riverside | 65 | 06065 | 16.5 | 0 | 1975 | 9999 |  |  | N | Wind | [13 empty] | 0 | 0 | 0 | 0 | [11 empty] | FPL Energy Green Power Wind LLC | 100 | NextEra Energy Inc | 100
Washington Energy Facility | 55397_G_CT1 | 55397 | G | CT1 | 9212 | Combined Cycle |  | PJM_West | Ohio | 39 | Washington | 167 | 39167 | 179 | 7257 | 2002 | 9999 |  |  | N | Natural Gas |  |  |  | DLNB | SCR | [8 empty] | 0.010032 | 0.010032 | 0.010032 | 0.010032 | [11 empty] | Washington Power Generation LLC | 100 | Vistra Energy | 100
Washington Energy Facility | 55397_G_CT2 | 55397 | G | CT2 | 9213 | Combined Cycle |  | PJM_West | Ohio | 39 | Washington | 167 | 39167 | 179 | 7257 | 2002 | 9999 |  |  | N | Natural Gas |  |  |  | DLNB | SCR | [8 empty] | 0.010032 | 0.010032 | 0.010032 | 0.010032 | [11 empty] | Washington Power Generation LLC | 100 | Vistra Energy | 100
Washington Energy Facility | 55397_G_ST1 | 55397 | G | ST1 | 9212 | Combined Cycle |  | PJM_West | Ohio | 39 | Washington | 167 | 39167 | 303 | 7257 | 2002 | 9999 |  |  | N | Natural Gas |  |  |  | NH3 | SCR | [8 empty] | 0.010032 | 0.010032 | 0.010032 | 0.010032 | [11 empty] | Washington Power Generation LLC | 100 | Vistra Energy | 100
Taftville | 554_G_1 | 554 | G | 1 |  | Hydro |  | NENG_CT | Connecticut | 9 | New London | 11 | 09011 | 0.4 | 0 | 1926 | 9999 |  |  | N | Hydro | [13 empty] | 0 | 0 | 0 | 0 | [11 empty] | FirstLight CT Hydro LLC | 100 | Public Sector Pension Investment Board | 100
Taftville | 554_G_2 | 554 | G | 2 |  | Hydro |  | NENG_CT | Connecticut | 9 | New London | 11 | 09011 | 0.4 | 0 | 1906 | 9999 |  |  | N | Hydro | [13 empty] | 0 | 0 | 0 | 0 | [11 empty] | FirstLight CT Hydro LLC | 100 | Public Sector Pension Investment Board | 100
Taftville | 554_G_3 | 554 | G | 3 |  | Hydro |  | NENG_CT | Connecticut | 9 | New London | 11 | 09011 | 0.4 | 0 | 1906 | 9999 |  |  | N | Hydro | [13 empty] | 0 | 0 | 0 | 0 | [11 empty] | FirstLight CT Hydro LLC | 100 | Public Sector Pension Investment Board | 100
Taftville | 554_G_4 | 554 | G | 4 |  | Hydro |  | NENG_CT | Connecticut | 9 | New London | 11 | 09011 | 0.4 | 0 | 1949 | 9999 |  |  | N | Hydro | [13 empty] | 0 | 0 | 0 | 0 | [11 empty] | FirstLight CT Hydro LLC | 100 | Public Sector Pension Investment Board | 100
Taftville | 554_G_5 | 554 | G | 5 |  | Hydro |  | NENG_CT | Connecticut | 9 | New London | 11 | 09011 | 0.4 | 0 | 1949 | 9999 |  |  | N | Hydro | [13 empty] | 0 | 0 | 0 | 0 | [11 empty] | FirstLight CT Hydro LLC | 100 | Public Sector Pension Investment Board | 100
Elk Hills Power LLC | 55400_G_CTG1 | 55400 | G | CTG1 | 88308 | Combined Cycle |  | WEC_CALN | California | 6 | Kern | 29 | 06029 | 156 | 6524 | 2003 | 9999 |  |  | Y | Natural Gas |  |  |  |  | SCR | [8 empty] | 0.0052277 | 0.0052277 | 0.0052277 | 0.0052277 | [11 empty] | Elk Hills Power LLC | 100 | Occidental Petroleum Corp | 100
Elk Hills Power LLC | 55400_G_CTG2 | 55400 | G | CTG2 | 88309 | Combined Cycle |  | WEC_CALN | California | 6 | Kern | 29 | 06029 | 156 | 6524 | 2003 | 9999 |  |  | Y | Natural Gas |  |  |  |  | SCR | [8 empty] | 0.0052277 | 0.0052277 | 0.0052277 | 0.0052277 | [11 empty] | Elk Hills Power LLC | 100 | Occidental Petroleum Corp | 100
Elk Hills Power LLC | 55400_G_STG | 55400 | G | STG | 88308 | Combined Cycle |  | WEC_CALN | California | 6 | Kern | 29 | 06029 | 213 | 6524 | 2003 | 9999 |  |  | Y | Natural Gas |  |  |  | LNB + NH3 | SCR | [8 empty] | 0.0052277 | 0.0052277 | 0.0052277 | 0.0052277 | [11 empty] | Elk Hills Power LLC | 100 | Occidental Petroleum Corp | 100
Rolling Hills Generating | 55401_G_CT1 | 55401 | G | CT1 | 4669 | Combustion Turbine |  | PJM_West | Ohio | 39 | Vinton | 163 | 39163 | 166.5 | 11014 | 2003 | 9999 |  |  | N | Natural Gas |  |  |  | DLNB + H2O | SCR | [7 empty] | 0.5 | 0.04642 | 0.04356 | 0.04642 | 0.04356 | [11 empty] | Rolling Hills Generating LLC | 100 | ArcLight Capital Partners LLC | 100
Rolling Hills Generating | 55401_G_CT2 | 55401 | G | CT2 | 4670 | Combustion Turbine |  | PJM_West | Ohio | 39 | Vinton | 163 | 39163 | 165.6 | 11014 | 2003 | 9999 |  |  | N | Natural Gas |  |  |  | DLNB + H2O | SCR | [7 empty] | 0.5 | 0.04507 | 0.04292 | 0.04507 | 0.04292 | [11 empty] | Rolling Hills Generating LLC | 100 | ArcLight Capital Partners LLC | 100
Rolling Hills Generating | 55401_G_CT3 | 55401 | G | CT3 | 4671 | Combustion Turbine |  | PJM_West | Ohio | 39 | Vinton | 163 | 39163 | 169.6 | 11013 | 2003 | 9999 |  |  | N | Natural Gas |  |  |  | DLNB + H2O | [8 empty] | 0.5 | 0.0476 | 0.0476 | 0.0476 | 0.0476 | [11 empty] | Rolling Hills Generating LLC | 100 | ArcLight Capital Partners LLC | 100
Rolling Hills Generating | 55401_G_CT4 | 55401 | G | CT4 | 4672 | Combustion Turbine |  | PJM_West | Ohio | 39 | Vinton | 163 | 39163 | 165.5 | 11014 | 2003 | 9999 |  |  | N | Natural Gas |  |  |  | DLNB + H2O | [8 empty] | 0.5 | 0.04548 | 0.04548 | 0.04548 | 0.04548 | [11 empty] | Rolling Hills Generating LLC | 100 | ArcLight Capital Partners LLC | 100
Rolling Hills Generating | 55401_G_CT5 | 55401 | G | CT5 | 4673 | Combustion Turbine |  | PJM_West | Ohio | 39 | Vinton | 163 | 39163 | 168.2 | 11013 | 2003 | 9999 |  |  | N | Natural Gas |  |  |  | DLNB + H2O | [8 empty] | 0.5 | 0.04509 | 0.04509 | 0.04509 | 0.04509 | [11 empty] | Rolling Hills Generating LLC | 100 | ArcLight Capital Partners LLC | 100
Renaissance Power Plant | 55402_G_CT1 | 55402 | G | CT1 | 4674 | Combustion Turbine |  | MIS_LMI | Michigan | 26 | Montcalm | 117 | 26117 | 163 | 11042 | 2002 | 9999 |  |  | N | Natural Gas |  |  |  | DLNB | [8 empty] | 1.67 | 0.04957 | 0.04957 | 0.04957 | 0.04957 | [11 empty] | Renaissance Power LLC | 100 | DTE Energy Co | 100
Renaissance Power Plant | 55402_G_CT2 | 55402 | G | CT2 | 4675 | Combustion Turbine |  | MIS_LMI | Michigan | 26 | Montcalm | 117 | 26117 | 163 | 11042 | 2002 | 9999 |  |  | N | Natural Gas |  |  |  | DLNB | [8 empty] | 1.67 | 0.04965 | 0.04965 | 0.04965 | 0.04965 | [11 empty] | Renaissance Power LLC | 100 | DTE Energy Co | 100
Renaissance Power Plant | 55402_G_CT3 | 55402 | G | CT3 | 4676 | Combustion Turbine |  | MIS_LMI | Michigan | 26 | Montcalm | 117 | 26117 | 163 | 11042 | 2002 | 9999 |  |  | N | Natural Gas |  |  |  | DLNB | [8 empty] | 1.67 | 0.04867 | 0.04867 | 0.04867 | 0.04867 | [11 empty] | Renaissance Power LLC | 100 | DTE Energy Co | 100
Renaissance Power Plant | 55402_G_CT4 | 55402 | G | CT4 | 4677 | Combustion Turbine |  | MIS_LMI | Michigan | 26 | Montcalm | 117 | 26117 | 163 | 11042 | 2002 | 9999 |  |  | N | Natural Gas |  |  |  | DLNB | [8 empty] | 1.67 | 0.04979 | 0.04979 | 0.04979 | 0.04979 | [11 empty] | Renaissance Power LLC | 100 | DTE Energy Co | 100
Carville Energy LLC | 55404_G_CTG1 | 55404 | G | CTG1 | 4678 | Combined Cycle |  | MIS_LA | Louisiana | 22 | Iberville | 47 | 22047 | 170 | 6553 | 2003 | 9999 |  |  | Y | Natural Gas |  |  |  | DLNB | [9 empty] | 0.032062 | 0.032062 | 0.032062 | 0.032062 | [11 empty] | Carville Energy LLC | 100 | LS Power Group | 100
Carville Energy LLC | 55404_G_CTG2 | 55404 | G | CTG2 | 4679 | Combined Cycle |  | MIS_LA | Louisiana | 22 | Iberville | 47 | 22047 | 170 | 6553 | 2003 | 9999 |  |  | Y | Natural Gas |  |  |  | DLNB | [9 empty] | 0.032062 | 0.032062 | 0.032062 | 0.032062 | [11 empty] | Carville Energy LLC | 100 | LS Power Group | 100
Carville Energy LLC | 55404_G_STG | 55404 | G | STG | 4678 | Combined Cycle |  | MIS_LA | Louisiana | 22 | Iberville | 47 | 22047 | 181 | 6553 | 2003 | 9999 |  |  | Y | Natural Gas |  |  |  | LNB | [9 empty] | 0.032062 | 0.032062 | 0.032062 | 0.032062 | [11 empty] | Carville Energy LLC | 100 | LS Power Group | 100
Athens Generating Plant | 55405_G_CT1 | 55405 | G | CT1 | 8542 | Combined Cycle |  | NY_Z_F | New York | 36 | Greene | 39 | 36039 | 224.1 | 7281 | 2004 | 9999 |  |  | N | Natural Gas |  |  |  | DLNB + H2O | SCR | [8 empty] | 0.0075752 | 0.0075752 | 0.0075752 | 0.0075752 | [11 empty] | New Athens Generating Co LLC | 100 | Riverstone Holdings LLC | 100
Athens Generating Plant | 55405_G_CT2 | 55405 | G | CT2 | 8544 | Combined Cycle |  | NY_Z_F | New York | 36 | Greene | 39 | 36039 | 222.6 | 7281 | 2004 | 9999 |  |  | N | Natural Gas |  |  |  | DLNB + H2O | SCR | [8 empty] | 0.0095934 | 0.0095934 | 0.0095934 | 0.0095934 | [11 empty] | New Athens Generating Co LLC | 100 | Riverstone Holdings LLC | 100
Athens Generating Plant | 55405_G_CT3 | 55405 | G | CT3 | 8546 | Combined Cycle |  | NY_Z_F | New York | 36 | Greene | 39 | 36039 | 222.7 | 7281 | 2003 | 9999 |  |  | N | Natural Gas |  |  |  | DLNB + H2O | SCR | [8 empty] | 0.0085767 | 0.0085767 | 0.0085767 | 0.0085767 | [11 empty] | New Athens Generating Co LLC | 100 | Riverstone Holdings LLC | 100
Athens Generating Plant | 55405_G_ST1 | 55405 | G | ST1 | 8542 | Combined Cycle |  | NY_Z_F | New York | 36 | Greene | 39 | 36039 | 106.9 | 7281 | 2004 | 9999 |  |  | N | Natural Gas |  |  |  | DLNB + H2O | SCR | [8 empty] | 0.0075752 | 0.0075752 | 0.0075752 | 0.0075752 | [11 empty] | New Athens Generating Co LLC | 100 | Riverstone Holdings LLC | 100
Athens Generating Plant | 55405_G_ST2 | 55405 | G | ST2 | 8544 | Combined Cycle |  | NY_Z_F | New York | 36 | Greene | 39 | 36039 | 106.2 | 7281 | 2004 | 9999 |  |  | N | Natural Gas |  |  |  | DLNB + H2O | SCR | [8 empty] | 0.0095934 | 0.0095934 | 0.0095934 | 0.0095934 | [11 empty] | New Athens Generating Co LLC | 100 | Riverstone Holdings LLC | 100
Athens Generating Plant | 55405_G_ST3 | 55405 | G | ST3 | 8546 | Combined Cycle |  | NY_Z_F | New York | 36 | Greene | 39 | 36039 | 106.3 | 7281 | 2004 | 9999 |  |  | N | Natural Gas |  |  |  | DLNB + H2O | SCR | [8 empty] | 0.0085767 | 0.0085767 | 0.0085767 | 0.0085767 | [11 empty] | New Athens Generating Co LLC | 100 | Riverstone Holdings LLC | 100
Effingham County Power Project | 55406_G_STG | 55406 | G | STG | 4680 | Combined Cycle |  | S_SOU | Georgia | 13 | Effingham | 103 | 13103 | 176 | 7197 | 2003 | 9999 |  |  | N | Natural Gas |  |  |  | DLNB | SCR | [8 empty] | 0.0091414 | 0.0091414 | 0.0091414 | 0.0091414 | [11 empty] | Effingham County Power LLC | 100 | Oglethorpe Power Corp | 100
Effingham County Power Project | 55406_G_UNT1 | 55406 | G | UNT1 | 4680 | Combined Cycle |  | S_SOU | Georgia | 13 | Effingham | 103 | 13103 | 169 | 7197 | 2003 | 9999 |  |  | N | Natural Gas |  |  |  | DLNB | SCR | [8 empty] | 0.0091414 | 0.0091414 | 0.0091414 | 0.0091414 | [11 empty] | Effingham County Power LLC | 100 | Oglethorpe Power Corp | 100
Effingham County Power Project | 55406_G_UNT2 | 55406 | G | UNT2 | 4681 | Combined Cycle |  | S_SOU | Georgia | 13 | Effingham | 103 | 13103 | 164 | 7197 | 2003 | 9999 |  |  | N | Natural Gas |  |  |  | DLNB | SCR | [8 empty] | 0.0091414 | 0.0091414 | 0.0091414 | 0.0091414 | [11 empty] | Effingham County Power LLC | 100 | Oglethorpe Power Corp | 100
Calhoun Energy Center | 55409_G_CAL1 | 55409 | G | CAL1 | 4688 | Combustion Turbine |  | S_SOU | Alabama | 1 | Calhoun | 15 | 01015 | 158 | 10808 | 2003 | 9999 |  |  | N | Natural Gas, Distillate Fuel Oil |  |  |  | DLNB + H2O | [8 empty] | 4 | 0.03698 | 0.03698 | 0.03698 | 0.03698 | [11 empty] | Calhoun Power Co LLC | 100 | Harbert Management Corp | 100
Calhoun Energy Center | 55409_G_CAL2 | 55409 | G | CAL2 | 4689 | Combustion Turbine |  | S_SOU | Alabama | 1 | Calhoun | 15 | 01015 | 158 | 10808 | 2003 | 9999 |  |  | N | Natural Gas, Distillate Fuel Oil |  |  |  | DLNB + H2O | [8 empty] | 4 | 0.03322 | 0.03322 | 0.03322 | 0.03322 | [11 empty] | Calhoun Power Co LLC | 100 | Harbert Management Corp | 100
Calhoun Energy Center | 55409_G_CAL3 | 55409 | G | CAL3 | 4690 | Combustion Turbine |  | S_SOU | Alabama | 1 | Calhoun | 15 | 01015 | 158 | 10808 | 2003 | 9999 |  |  | N | Natural Gas, Distillate Fuel Oil |  |  |  | DLNB + H2O | [8 empty] | 4 | 0.03307 | 0.03307 | 0.03307 | 0.03307 | [11 empty] | Calhoun Power Co LLC | 100 | Harbert Management Corp | 100
Calhoun Energy Center | 55409_G_CAL4 | 55409 | G | CAL4 | 4691 | Combustion Turbine |  | S_SOU | Alabama | 1 | Calhoun | 15 | 01015 | 158 | 10808 | 2003 | 9999 |  |  | N | Natural Gas, Distillate Fuel Oil |  |  |  | DLNB + H2O | [8 empty] | 4 | 0.03302 | 0.03302 | 0.03302 | 0.03302 | [11 empty] | Calhoun Power Co LLC | 100 | Harbert Management Corp | 100
Hillabee Energy Center | 55411_G_HEC1 | 55411 | G | HEC1 | 4695 | Combined Cycle |  | S_SOU | Alabama | 1 | Tallapoosa | 123 | 01123 | 234.4 | 7050 | 2010 | 9999 |  |  | N | Natural Gas |  |  |  | DLNB | SCR | [8 empty] | 0.0076945 | 0.0076945 | 0.0076945 | 0.0076945 | [11 empty] | CER Generation LLC | 100 | Exelon Corp | 100
Hillabee Energy Center | 55411_G_HEC2 | 55411 | G | HEC2 | 4696 | Combined Cycle |  | S_SOU | Alabama | 1 | Tallapoosa | 123 | 01123 | 234.4 | 7050 | 2010 | 9999 |  |  | N | Natural Gas |  |  |  | DLNB | SCR | [8 empty] | 0.0076945 | 0.0076945 | 0.0076945 | 0.0076945 | [11 empty] | CER Generation LLC | 100 | Exelon Corp | 100
Hillabee Energy Center | 55411_G_HECS | 55411 | G | HECS | 4695 | Combined Cycle |  | S_SOU | Alabama | 1 | Tallapoosa | 123 | 01123 | 283.9 | 7050 | 2010 | 9999 |  |  | N | Natural Gas |  |  |  | DLNB | SCR | [8 empty] | 0.0076945 | 0.0076945 | 0.0076945 | 0.0076945 | [11 empty] | CER Generation LLC | 100 | Exelon Corp | 100
Osprey Energy Center Power Plant | 55412_G_OEC1 | 55412 | G | OEC1 | 8548 | Combined Cycle |  | FRCC | Florida | 12 | Polk | 105 | 12105 | 171 | 7384 | 2004 | 9999 |  |  | N | Natural Gas |  |  |  | DLNB | SCR | [8 empty] | 0.011317 | 0.011317 | 0.011317 | 0.011317 | [11 empty] | Osprey Energy Center LLC | 100 | Duke Energy Corp | 100
Osprey Energy Center Power Plant | 55412_G_OEC2 | 55412 | G | OEC2 | 8550 | Combined Cycle |  | FRCC | Florida | 12 | Polk | 105 | 12105 | 180 | 7384 | 2004 | 9999 |  |  | N | Natural Gas |  |  |  | DLNB | SCR | [8 empty] | 0.011317 | 0.011317 | 0.011317 | 0.011317 | [11 empty] | Osprey Energy Center LLC | 100 | Duke Energy Corp | 100
Osprey Energy Center Power Plant | 55412_G_OECS | 55412 | G | OECS | 8548 | Combined Cycle |  | FRCC | Florida | 12 | Polk | 105 | 12105 | 231 | 7384 | 2004 | 9999 |  |  | N | Natural Gas |  |  |  | LNB | SCR | [8 empty] | 0.011317 | 0.011317 | 0.011317 | 0.011317 | [11 empty] | Osprey Energy Center LLC | 100 | Duke Energy Corp | 100
Shady Hills Generating Station | 55414_G_G101 | 55414 | G | G101 | 4697 | Combustion Turbine |  | FRCC | Florida | 12 | Pasco | 101 | 12101 | 154.4 | 10882 | 2002 | 9999 |  |  | N | Natural Gas, Distillate Fuel Oil |  |  |  | DLNB + H2O | [8 empty] | 0.8 | 0.03273 | 0.03273 | 0.03273 | 0.03273 | [11 empty] | Shady Hills Power Co LLC | 100 | General Electric Co | 100
Shady Hills Generating Station | 55414_G_G201 | 55414 | G | G201 | 4698 | Combustion Turbine |  | FRCC | Florida | 12 | Pasco | 101 | 12101 | 154.4 | 10882 | 2002 | 9999 |  |  | N | Natural Gas, Distillate Fuel Oil |  |  |  | DLNB + H2O | [8 empty] | 0.8 | 0.03386 | 0.03386 | 0.03386 | 0.03386 | [11 empty] | Shady Hills Power Co LLC | 100 | General Electric Co | 100
Shady Hills Generating Station | 55414_G_G301 | 55414 | G | G301 | 4699 | Combustion Turbine |  | FRCC | Florida | 12 | Pasco | 101 | 12101 | 154.4 | 10882 | 2002 | 9999 |  |  | N | Natural Gas, Distillate Fuel Oil |  |  |  | DLNB + H2O | [8 empty] | 0.8 | 0.03335 | 0.03335 | 0.03335 | 0.03335 | [11 empty] | Shady Hills Power Co LLC | 100 | General Electric Co | 100
Vandolah Power Station | 55415_G_G101 | 55415 | G | G101 | 4700 | Combustion Turbine |  | FRCC | Florida | 12 | Hardee | 49 | 12049 | 165.5 | 10745 | 2002 | 9999 |  |  | N | Natural Gas, Distillate Fuel Oil |  |  |  | DLNB + H2O | [8 empty] | 0.8 | 0.03246 | 0.03246 | 0.03246 | 0.03246 | [11 empty] | Vandolah Power Co LLC | 100 | UBS AG | 100
Vandolah Power Station | 55415_G_G201 | 55415 | G | G201 | 4701 | Combustion Turbine |  | FRCC | Florida | 12 | Hardee | 49 | 12049 | 165.5 | 10745 | 2002 | 9999 |  |  | N | Natural Gas, Distillate Fuel Oil |  |  |  | DLNB + H2O | [8 empty] | 0.8 | 0.03299 | 0.03299 | 0.03299 | 0.03299 | [11 empty] | Vandolah Power Co LLC | 100 | UBS AG | 100
Vandolah Power Station | 55415_G_G301 | 55415 | G | G301 | 4702 | Combustion Turbine |  | FRCC | Florida | 12 | Hardee | 49 | 12049 | 165.5 | 10745 | 2002 | 9999 |  |  | N | Natural Gas, Distillate Fuel Oil |  |  |  | DLNB + H2O | [8 empty] | 0.8 | 0.06059 | 0.06059 | 0.06059 | 0.06059 | [11 empty] | Vandolah Power Co LLC | 100 | UBS AG | 100
Vandolah Power Station | 55415_G_G401 | 55415 | G | G401 | 4703 | Combustion Turbine |  | FRCC | Florida | 12 | Hardee | 49 | 12049 | 165.5 | 10745 | 2002 | 9999 |  |  | N | Natural Gas, Distillate Fuel Oil |  |  |  | DLNB + H2O | [8 empty] | 0.8 | 0.03448 | 0.03448 | 0.03448 | 0.03448 | [11 empty] | Vandolah Power Co LLC | 100 | UBS AG | 100
Raccoon Creek Energy Center | 55417_G_CT01 | 55417 | G | CT01 | 9216 | Combustion Turbine |  | MIS_IL | Illinois | 17 | Clay | 25 | 17025 | 75 | 13551 | 2002 | 2045 |  |  | N | Natural Gas |  |  |  | DLNB | [8 empty] | 0.001 | 0.0241 | 0.0241 | 0.0241 | 0.0241 | [11 empty] | MEP Flora Power LLC | 100 | Ameren Corp | 100
Raccoon Creek Energy Center | 55417_G_CT02 | 55417 | G | CT02 | 9217 | Combustion Turbine |  | MIS_IL | Illinois | 17 | Clay | 25 | 17025 | 75 | 13554 | 2002 | 2045 |  |  | N | Natural Gas |  |  |  | DLNB | [8 empty] | 0.001 | 0.0235 | 0.0235 | 0.0235 | 0.0235 | [11 empty] | MEP Flora Power LLC | 100 | Ameren Corp | 100
Raccoon Creek Energy Center | 55417_G_CT03 | 55417 | G | CT03 | 9218 | Combustion Turbine |  | MIS_IL | Illinois | 17 | Clay | 25 | 17025 | 75 | 13554 | 2002 | 2045 |  |  | N | Natural Gas |  |  |  | DLNB | [8 empty] | 0.001 | 0.02171 | 0.02171 | 0.02171 | 0.02171 | [11 empty] | MEP Flora Power LLC | 100 | Ameren Corp | 100
Raccoon Creek Energy Center | 55417_G_CT04 | 55417 | G | CT04 | 9219 | Combustion Turbine |  | MIS_IL | Illinois | 17 | Clay | 25 | 17025 | 75 | 13554 | 2002 | 2045 |  |  | N | Natural Gas |  |  |  | DLNB | [8 empty] | 0.001 | 0.02243 | 0.02243 | 0.02243 | 0.02243 | [11 empty] | MEP Flora Power LLC | 100 | Ameren Corp | 100
Hot Spring Generating Facility | 55418_G_CT1 | 55418 | G | CT1 | 4705 | Combined Cycle |  | MIS_AR | Arkansas | 5 | Hot Spring | 59 | 05059 | 168.4 | 7370 | 2002 | 9999 |  |  | N | Natural Gas |  |  |  | DLNB | SCR | [8 empty] | 0.01098 | 0.01098 | 0.01098 | 0.01098 | [11 empty] | Entergy Arkansas LLC | 100 | Entergy Corp | 100
Hot Spring Generating Facility | 55418_G_CT2 | 55418 | G | CT2 | 4706 | Combined Cycle |  | MIS_AR | Arkansas | 5 | Hot Spring | 59 | 05059 | 168.4 | 7370 | 2002 | 9999 |  |  | N | Natural Gas |  |  |  | DLNB | SCR | [8 empty] | 0.01098 | 0.01098 | 0.01098 | 0.01098 | [11 empty] | Entergy Arkansas LLC | 100 | Entergy Corp | 100
Hot Spring Generating Facility | 55418_G_ST1 | 55418 | G | ST1 | 4706 | Combined Cycle |  | MIS_AR | Arkansas | 5 | Hot Spring | 59 | 05059 | 268.4 | 7370 | 2002 | 9999 |  |  | N | Natural Gas |  |  |  | DLNB | SCR | [8 empty] | 0.01098 | 0.01098 | 0.01098 | 0.01098 | [11 empty] | Entergy Arkansas LLC | 100 | Entergy Corp | 100
Plaquemine Cogeneration Plant | 55419_G_G500 | 55419 | G | G500 | 4709 | Combined Cycle |  | MIS_AMSO | Louisiana | 22 | Iberville | 47 | 22047 | 151 | 7791 | 2004 | 9999 |  |  | Y | Natural Gas |  |  |  | DLNB | SCR | [8 empty] | 0.016235 | 0.016235 | 0.016235 | 0.016235 | [11 empty] | Dow Chemical Co | 100 | DowDuPont Inc | 100
Plaquemine Cogeneration Plant | 55419_G_G600 | 55419 | G | G600 | 4710 | Combined Cycle |  | MIS_AMSO | Louisiana | 22 | Iberville | 47 | 22047 | 151 | 7791 | 2004 | 9999 |  |  | Y | Natural Gas |  |  |  | DLNB | SCR | [8 empty] | 0.016235 | 0.016235 | 0.016235 | 0.016235 | [11 empty] | Dow Chemical Co | 100 | DowDuPont Inc | 100
Plaquemine Cogeneration Plant | 55419_G_G700 | 55419 | G | G700 | 4711 | Combined Cycle |  | MIS_AMSO | Louisiana | 22 | Iberville | 47 | 22047 | 151 | 7791 | 2004 | 9999 |  |  | Y | Natural Gas |  |  |  | DLNB | SCR | [8 empty] | 0.016235 | 0.016235 | 0.016235 | 0.016235 | [11 empty] | Dow Chemical Co | 100 | DowDuPont Inc | 100
Plaquemine Cogeneration Plant | 55419_G_G800 | 55419 | G | G800 | 4712 | Combined Cycle |  | MIS_AMSO | Louisiana | 22 | Iberville | 47 | 22047 | 151 | 7791 | 2004 | 9999 |  |  | Y | Natural Gas |  |  |  | DLNB | SCR | [8 empty] | 0.016235 | 0.016235 | 0.016235 | 0.016235 | [11 empty] | Dow Chemical Co | 100 | DowDuPont Inc | 100
Plaquemine Cogeneration Plant | 55419_G_ST5 | 55419 | G | ST5 | 4709 | Combined Cycle |  | MIS_AMSO | Louisiana | 22 | Iberville | 47 | 22047 | 189 | 7791 | 2004 | 9999 |  |  | Y | Natural Gas |  |  |  | DLNB | SCR | [8 empty] | 0.016235 | 0.016235 | 0.016235 | 0.016235 | [11 empty] | Dow Chemical Co | 100 | DowDuPont Inc | 100
Bayou Cove Peaking Power | 55433_G_0001 | 55433 | G | 0001 | 8562 | Combustion Turbine |  | MIS_WOTA | Louisiana | 22 | Acadia | 1 | 22001 | 72 | 12970 | 2002 | 9999 |  |  | N | Natural Gas |  |  |  | DLNB | [8 empty] | 0.01 | 0.03027 | 0.03027 | 0.03027 | 0.03027 | [11 empty] | Bayou Cove Peaking Power LLC | 100 | Cleco Corp | 100
Bayou Cove Peaking Power | 55433_G_0002 | 55433 | G | 0002 | 8564 | Combustion Turbine |  | MIS_WOTA | Louisiana | 22 | Acadia | 1 | 22001 | 72 | 12971 | 2002 | 9999 |  |  | N | Natural Gas |  |  |  | DLNB | [8 empty] | 0.01 | 0.03691 | 0.03691 | 0.03691 | 0.03691 | [11 empty] | Bayou Cove Peaking Power LLC | 100 | Cleco Corp | 100
Bayou Cove Peaking Power | 55433_G_0003 | 55433 | G | 0003 | 8566 | Combustion Turbine |  | MIS_WOTA | Louisiana | 22 | Acadia | 1 | 22001 | 72 | 12971 | 2002 | 9999 |  |  | N | Natural Gas |  |  |  | DLNB | [8 empty] | 0.01 | 0.03538 | 0.03538 | 0.03538 | 0.03538 | [11 empty] | Bayou Cove Peaking Power LLC | 100 | Cleco Corp | 100
Bayou Cove Peaking Power | 55433_G_0004 | 55433 | G | 0004 | 8568 | Combustion Turbine |  | MIS_WOTA | Louisiana | 22 | Acadia | 1 | 22001 | 72 | 12971 | 2002 | 9999 |  |  | N | Natural Gas |  |  |  | DLNB | [8 empty] | 0.01 | 0.03326 | 0.03326 | 0.03326 | 0.03326 | [11 empty] | Bayou Cove Peaking Power LLC | 100 | Cleco Corp | 100
Elgin Energy Center LLC | 55438_G_CT01 | 55438 | G | CT01 | 4751 | Combustion Turbine |  | PJM_COMD | Illinois | 17 | Kane | 89 | 17089 | 124.8 | 11979 | 2002 | 2045 |  |  | N | Natural Gas |  |  |  | DLNB | [8 empty] | 0.001 | 0.05703 | 0.05703 | 0.05703 | 0.05703 | [11 empty] | Elgin Energy Center LLC | 100 | Carlyle Group (The) | 100
Elgin Energy Center LLC | 55438_G_CT02 | 55438 | G | CT02 | 4752 | Combustion Turbine |  | PJM_COMD | Illinois | 17 | Kane | 89 | 17089 | 122.9 | 11980 | 2002 | 2045 |  |  | N | Natural Gas |  |  |  | DLNB | [8 empty] | 0.001 | 0.05647 | 0.05647 | 0.05647 | 0.05647 | [11 empty] | Elgin Energy Center LLC | 100 | Carlyle Group (The) | 100
Elgin Energy Center LLC | 55438_G_CT03 | 55438 | G | CT03 | 4753 | Combustion Turbine |  | PJM_COMD | Illinois | 17 | Kane | 89 | 17089 | 123.5 | 11980 | 2002 | 2045 |  |  | N | Natural Gas |  |  |  | DLNB | [8 empty] | 0.001 | 0.05816 | 0.05816 | 0.05816 | 0.05816 | [11 empty] | Elgin Energy Center LLC | 100 | Carlyle Group (The) | 100
Elgin Energy Center LLC | 55438_G_CT04 | 55438 | G | CT04 | 4754 | Combustion Turbine |  | PJM_COMD | Illinois | 17 | Kane | 89 | 17089 | 123.8 | 11979 | 2002 | 2045 |  |  | N | Natural Gas |  |  |  | DLNB | [8 empty] | 0.001 | 0.05894 | 0.05894 | 0.05894 | 0.05894 | [11 empty] | Elgin Energy Center LLC | 100 | Carlyle Group (The) | 100
Tenaska Virginia Generating Station | 55439_G_CTG1 | 55439 | G | CTG1 | 4755 | Combined Cycle |  | PJM_Dom | Virginia | 51 | Fluvanna | 65 | 51065 | 171.9 | 7230 | 2004 | 9999 |  |  | N | Natural Gas, Distillate Fuel Oil |  |  |  | DLNB + H2O | SCR | [8 empty] | 0.0070137 | 0.0070137 | 0.0070137 | 0.0070137 | [11 empty] | Tenaska Virginia Partners LP | 99 | Tenaska Inc | 99.9
Tenaska Virginia Generating Station | 55439_G_CTG2 | 55439 | G | CTG2 | 4756 | Combined Cycle |  | PJM_Dom | Virginia | 51 | Fluvanna | 65 | 51065 | 177.8 | 7230 | 2004 | 9999 |  |  | N | Natural Gas, Distillate Fuel Oil |  |  |  | DLNB + H2O | SCR | [8 empty] | 0.0070137 | 0.0070137 | 0.0070137 | 0.0070137 | [11 empty] | Tenaska Virginia Partners LP | 99 | Tenaska Inc | 99.9
Tenaska Virginia Generating Station | 55439_G_CTG3 | 55439 | G | CTG3 | 4757 | Combined Cycle |  | PJM_Dom | Virginia | 51 | Fluvanna | 65 | 51065 | 181.2 | 7230 | 2004 | 9999 |  |  | N | Natural Gas, Distillate Fuel Oil |  |  |  | DLNB + H2O | SCR | [8 empty] | 0.0070137 | 0.0070137 | 0.0070137 | 0.0070137 | [11 empty] | Tenaska Virginia Partners LP | 99 | Tenaska Inc | 99.9
Tenaska Virginia Generating Station | 55439_G_STG1 | 55439 | G | STG1 | 4755 | Combined Cycle |  | PJM_Dom | Virginia | 51 | Fluvanna | 65 | 51065 | 402.1 | 7230 | 2004 | 9999 |  |  | N | Natural Gas, Distillate Fuel Oil |  |  |  | DLNB + H2O + NH3 | SCR | [8 empty] | 0.0070137 | 0.0070137 | 0.0070137 | 0.0070137 | [11 empty] | Tenaska Virginia Partners LP | 99 | Tenaska Inc | 99.9
Tenaska Central Alabama Generating Stn | 55440_G_CTG1 | 55440 | G | CTG1 | 4758 | Combined Cycle |  | S_SOU | Alabama | 1 | Autauga | 1 | 01001 | 170.4 | 7396 | 2003 | 9999 |  |  | N | Natural Gas, Distillate Fuel Oil |  |  |  | DLNB + H2O | SCR | [8 empty] | 0.0094832 | 0.0094832 | 0.0094832 | 0.0094832 | [11 empty] | Alabama Power Co | 100 | Southern Co | 100
Tenaska Central Alabama Generating Stn | 55440_G_CTG2 | 55440 | G | CTG2 | 4759 | Combined Cycle |  | S_SOU | Alabama | 1 | Autauga | 1 | 01001 | 175.8 | 7396 | 2003 | 9999 |  |  | N | Natural Gas, Distillate Fuel Oil |  |  |  | DLNB + H2O | SCR | [8 empty] | 0.0094832 | 0.0094832 | 0.0094832 | 0.0094832 | [11 empty] | Alabama Power Co | 100 | Southern Co | 100
Tenaska Central Alabama Generating Stn | 55440_G_CTG3 | 55440 | G | CTG3 | 4760 | Combined Cycle |  | S_SOU | Alabama | 1 | Autauga | 1 | 01001 | 171.4 | 7396 | 2003 | 9999 |  |  | N | Natural Gas, Distillate Fuel Oil |  |  |  | DLNB + H2O | SCR | [8 empty] | 0.0094832 | 0.0094832 | 0.0094832 | 0.0094832 | [11 empty] | Alabama Power Co | 100 | Southern Co | 100
Tenaska Central Alabama Generating Stn | 55440_G_ST1 | 55440 | G | ST1 | 4758 | Combined Cycle |  | S_SOU | Alabama | 1 | Autauga | 1 | 01001 | 399.4 | 7396 | 2003 | 9999 |  |  | N | Natural Gas, Distillate Fuel Oil |  |  |  | DLNB + H2O | SCR | [8 empty] | 0.0094832 | 0.0094832 | 0.0094832 | 0.0094832 | [11 empty] | Alabama Power Co | 100 | Southern Co | 100
Columbia Energy Center | 55447_G_CT01 | 55447 | G | CT01 | 4780 | Combustion Turbine |  | MIS_MO | Missouri | 29 | Boone | 19 | 29019 | 35 | 13303 | 2001 | 9999 |  |  | N | Natural Gas |  |  |  | DLNB | [8 empty] | 2.3 | 0.08343 | 0.08343 | 0.08343 | 0.08343 | [11 empty] | Columbia Water & Light | 100 | Columbia Water & Light | 100
Columbia Energy Center | 55447_G_CT02 | 55447 | G | CT02 | 4781 | Combustion Turbine |  | MIS_MO | Missouri | 29 | Boone | 19 | 29019 | 35 | 13304 | 2001 | 9999 |  |  | N | Natural Gas |  |  |  | DLNB | [8 empty] | 2.3 | 0.09403 | 0.09403 | 0.09403 | 0.09403 | [11 empty] | Columbia Water & Light | 100 | Columbia Water & Light | 100
Columbia Energy Center | 55447_G_CT03 | 55447 | G | CT03 | 4782 | Combustion Turbine |  | MIS_MO | Missouri | 29 | Boone | 19 | 29019 | 35 | 13304 | 2001 | 9999 |  |  | N | Natural Gas |  |  |  | DLNB | [8 empty] | 2.3 | 0.08097 | 0.08097 | 0.08097 | 0.08097 | [11 empty] | Columbia Water & Light | 100 | Columbia Water & Light | 100
Columbia Energy Center | 55447_G_CT04 | 55447 | G | CT04 | 4783 | Combustion Turbine |  | MIS_MO | Missouri | 29 | Boone | 19 | 29019 | 35 | 13304 | 2001 | 9999 |  |  | N | Natural Gas |  |  |  | DLNB | [8 empty] | 2.3 | 0.05913 | 0.05913 | 0.05913 | 0.05913 | [11 empty] | Columbia Water & Light | 100 | Columbia Water & Light | 100
Magnolia Power Plant | 55451_G_CTG1 | 55451 | G | CTG1 | 4784 | Combined Cycle |  | S_C_TVA | Mississippi | 28 | Benton | 9 | 28009 | 156 | 7205 | 2003 | 9999 |  |  | N | Natural Gas |  |  |  | DLNB | SCR | [8 empty] | 0.011934 | 0.011934 | 0.011934 | 0.011934 | [11 empty] | Magnolia Energy LP | 100 | Tennessee Valley Authority | 100
Magnolia Power Plant | 55451_G_CTG2 | 55451 | G | CTG2 | 4785 | Combined Cycle |  | S_C_TVA | Mississippi | 28 | Benton | 9 | 28009 | 156 | 7205 | 2003 | 9999 |  |  | N | Natural Gas |  |  |  | DLNB | SCR | [8 empty] | 0.012354 | 0.012354 | 0.012354 | 0.012354 | [11 empty] | Magnolia Energy LP | 100 | Tennessee Valley Authority | 100
Magnolia Power Plant | 55451_G_CTG3 | 55451 | G | CTG3 | 4786 | Combined Cycle |  | S_C_TVA | Mississippi | 28 | Benton | 9 | 28009 | 156 | 7205 | 2003 | 9999 |  |  | N | Natural Gas |  |  |  | DLNB | SCR | [8 empty] | 0.012238 | 0.012238 | 0.012238 | 0.012238 | [11 empty] | Magnolia Energy LP | 100 | Tennessee Valley Authority | 100
Magnolia Power Plant | 55451_G_STG1 | 55451 | G | STG1 | 4784 | Combined Cycle |  | S_C_TVA | Mississippi | 28 | Benton | 9 | 28009 | 150 | 7205 | 2003 | 9999 |  |  | N | Natural Gas |  |  |  | DLNB | SCR | [8 empty] | 0.011934 | 0.011934 | 0.011934 | 0.011934 | [11 empty] | Magnolia Energy LP | 100 | Tennessee Valley Authority | 100
Magnolia Power Plant | 55451_G_STG2 | 55451 | G | STG2 | 4785 | Combined Cycle |  | S_C_TVA | Mississippi | 28 | Benton | 9 | 28009 | 150 | 7205 | 2003 | 9999 |  |  | N | Natural Gas |  |  |  | DLNB | SCR | [8 empty] | 0.012354 | 0.012354 | 0.012354 | 0.012354 | [11 empty] | Magnolia Energy LP | 100 | Tennessee Valley Authority | 100
Magnolia Power Plant | 55451_G_STG3 | 55451 | G | STG3 | 4786 | Combined Cycle |  | S_C_TVA | Mississippi | 28 | Benton | 9 | 28009 | 150 | 7205 | 2003 | 9999 |  |  | N | Natural Gas |  |  |  | DLNB | SCR | [8 empty] | 0.012238 | 0.012238 | 0.012238 | 0.012238 | [11 empty] | Magnolia Energy LP | 100 | Tennessee Valley Authority | 100
Fountain Valley Power Facility | 55453_G_S1 | 55453 | G | S1 | 4790 | Combustion Turbine |  | WECC_CO | Colorado | 8 | El Paso | 41 | 08041 | 39 | 11034 | 2001 | 9999 |  |  | N | Natural Gas |  |  |  | H2O | [8 empty] | 1.2 | 0.13395 | 0.13395 | 0.13395 | 0.13395 | [11 empty] | Southwest Generation Operating Co LLC | 100 | JPMorgan Chase & Co | 100
Fountain Valley Power Facility | 55453_G_S2 | 55453 | G | S2 | 4791 | Combustion Turbine |  | WECC_CO | Colorado | 8 | El Paso | 41 | 08041 | 39 | 11034 | 2001 | 9999 |  |  | N | Natural Gas |  |  |  | H2O | [8 empty] | 1.2 | 0.1189 | 0.1189 | 0.1189 | 0.1189 | [11 empty] | Southwest Generation Operating Co LLC | 100 | JPMorgan Chase & Co | 100
Fountain Valley Power Facility | 55453_G_S3 | 55453 | G | S3 | 4792 | Combustion Turbine |  | WECC_CO | Colorado | 8 | El Paso | 41 | 08041 | 39 | 11034 | 2001 | 9999 |  |  | N | Natural Gas |  |  |  | H2O | [8 empty] | 1.2 | 0.13227 | 0.13227 | 0.13227 | 0.13227 | [11 empty] | Southwest Generation Operating Co LLC | 100 | JPMorgan Chase & Co | 100
Fountain Valley Power Facility | 55453_G_S4 | 55453 | G | S4 | 4793 | Combustion Turbine |  | WECC_CO | Colorado | 8 | El Paso | 41 | 08041 | 39 | 11034 | 2001 | 9999 |  |  | N | Natural Gas |  |  |  | H2O | [8 empty] | 1.2 | 0.11483 | 0.11483 | 0.11483 | 0.11483 | [11 empty] | Southwest Generation Operating Co LLC | 100 | JPMorgan Chase & Co | 100
Fountain Valley Power Facility | 55453_G_S5 | 55453 | G | S5 | 4794 | Combustion Turbine |  | WECC_CO | Colorado | 8 | El Paso | 41 | 08041 | 39 | 11034 | 2001 | 9999 |  |  | N | Natural Gas |  |  |  | H2O | [8 empty] | 1.2 | 0.11617 | 0.11617 | 0.11617 | 0.11617 | [11 empty] | Southwest Generation Operating Co LLC | 100 | JPMorgan Chase & Co | 100
Fountain Valley Power Facility | 55453_G_S6 | 55453 | G | S6 | 4795 | Combustion Turbine |  | WECC_CO | Colorado | 8 | El Paso | 41 | 08041 | 39 | 11034 | 2001 | 9999 |  |  | N | Natural Gas |  |  |  | H2O | [8 empty] | 1.2 | 0.12388 | 0.12388 | 0.12388 | 0.12388 | [11 empty] | Southwest Generation Operating Co LLC | 100 | JPMorgan Chase & Co | 100
Red Hawk | 55455_G_CT1A | 55455 | G | CT1A | 4796 | Combined Cycle |  | WECC_AZ | Arizona | 4 | Maricopa | 13 | 04013 | 148 | 7533 | 2002 | 9999 |  |  | N | Natural Gas |  |  |  | DLNB | SCR | [8 empty] | 0.0092136 | 0.0092136 | 0.0092136 | 0.0092136 | [11 empty] | Arizona Public Service Co | 100 | Pinnacle West Capital Corp | 100
Red Hawk | 55455_G_CT1B | 55455 | G | CT1B | 4797 | Combined Cycle |  | WECC_AZ | Arizona | 4 | Maricopa | 13 | 04013 | 148 | 7533 | 2002 | 9999 |  |  | N | Natural Gas |  |  |  | DLNB | SCR | [8 empty] | 0.0092136 | 0.0092136 | 0.0092136 | 0.0092136 | [11 empty] | Arizona Public Service Co | 100 | Pinnacle West Capital Corp | 100
Red Hawk | 55455_G_CT2A | 55455 | G | CT2A | 4799 | Combined Cycle |  | WECC_AZ | Arizona | 4 | Maricopa | 13 | 04013 | 148 | 7533 | 2002 | 9999 |  |  | N | Natural Gas |  |  |  | DLNB | SCR | [8 empty] | 0.0092731 | 0.0092731 | 0.0092731 | 0.0092731 | [11 empty] | Arizona Public Service Co | 100 | Pinnacle West Capital Corp | 100
Red Hawk | 55455_G_CT2B | 55455 | G | CT2B | 4800 | Combined Cycle |  | WECC_AZ | Arizona | 4 | Maricopa | 13 | 04013 | 148 | 7533 | 2002 | 9999 |  |  | N | Natural Gas |  |  |  | DLNB | SCR | [8 empty] | 0.0092731 | 0.0092731 | 0.0092731 | 0.0092731 | [11 empty] | Arizona Public Service Co | 100 | Pinnacle West Capital Corp | 100
Red Hawk | 55455_G_ST1 | 55455 | G | ST1 | 4796 | Combined Cycle |  | WECC_AZ | Arizona | 4 | Maricopa | 13 | 04013 | 171 | 7533 | 2002 | 9999 |  |  | N | Natural Gas |  |  |  | DLNB | SCR | [8 empty] | 0.0092136 | 0.0092136 | 0.0092136 | 0.0092136 | [11 empty] | Arizona Public Service Co | 100 | Pinnacle West Capital Corp | 100
Red Hawk | 55455_G_ST2 | 55455 | G | ST2 | 4799 | Combined Cycle |  | WECC_AZ | Arizona | 4 | Maricopa | 13 | 04013 | 171 | 7533 | 2002 | 9999 |  |  | N | Natural Gas |  |  |  | DLNB | SCR | [8 empty] | 0.0092731 | 0.0092731 | 0.0092731 | 0.0092731 | [11 empty] | Arizona Public Service Co | 100 | Pinnacle West Capital Corp | 100
McClain Energy Facility | 55457_G_CT1 | 55457 | G | CT1 | 4808 | Combined Cycle |  | SPP_WEST | Oklahoma | 40 | McClain | 87 | 40087 | 157.8 | 7050 | 2001 | 9999 |  |  | N | Natural Gas |  |  |  | DLNB | [9 empty] | 0.029198 | 0.029198 | 0.029198 | 0.029198 | [11 empty] | Oklahoma Gas & Electric Co | 77 | OGE Energy Corp | 77
McClain Energy Facility | 55457_G_CT2 | 55457 | G | CT2 | 4809 | Combined Cycle |  | SPP_WEST | Oklahoma | 40 | McClain | 87 | 40087 | 157.7 | 7050 | 2001 | 9999 |  |  | N | Natural Gas |  |  |  | DLNB | [9 empty] | 0.029198 | 0.029198 | 0.029198 | 0.029198 | [11 empty] | Oklahoma Gas & Electric Co | 77 | OGE Energy Corp | 77
McClain Energy Facility | 55457_G_ST1 | 55457 | G | ST1 | 4808 | Combined Cycle |  | SPP_WEST | Oklahoma | 40 | McClain | 87 | 40087 | 171.5 | 7050 | 2001 | 9999 |  |  | N | Natural Gas |  |  |  | DLNB | [9 empty] | 0.029198 | 0.029198 | 0.029198 | 0.029198 | [11 empty] | Oklahoma Gas & Electric Co | 77 | OGE Energy Corp | 77
Redbud Power Plant | 55463_G_CT01 | 55463 | G | CT01 | 4817 | Combined Cycle |  | SPP_WEST | Oklahoma | 40 | Oklahoma | 109 | 40109 | 167.6 | 7158 | 2004 | 9999 |  |  | N | Natural Gas |  |  |  | DLNB | SCR | [8 empty] | 0.011272 | 0.011272 | 0.011272 | 0.011272 | [11 empty] | Oklahoma Gas & Electric Co | 51 | OGE Energy Corp | 51
Redbud Power Plant | 55463_G_CT02 | 55463 | G | CT02 | 4818 | Combined Cycle |  | SPP_WEST | Oklahoma | 40 | Oklahoma | 109 | 40109 | 167.6 | 7158 | 2004 | 9999 |  |  | N | Natural Gas |  |  |  | DLNB | SCR | [8 empty] | 0.011195 | 0.011195 | 0.011195 | 0.011195 | [11 empty] | Oklahoma Gas & Electric Co | 51 | OGE Energy Corp | 51
Redbud Power Plant | 55463_G_CT03 | 55463 | G | CT03 | 4819 | Combined Cycle |  | SPP_WEST | Oklahoma | 40 | Oklahoma | 109 | 40109 | 166.5 | 7158 | 2004 | 9999 |  |  | N | Natural Gas |  |  |  | DLNB | SCR | [8 empty] | 0.011476 | 0.011476 | 0.011476 | 0.011476 | [11 empty] | Oklahoma Gas & Electric Co | 51 | OGE Energy Corp | 51
Redbud Power Plant | 55463_G_CT04 | 55463 | G | CT04 | 4820 | Combined Cycle |  | SPP_WEST | Oklahoma | 40 | Oklahoma | 109 | 40109 | 167 | 7158 | 2004 | 9999 |  |  | N | Natural Gas |  |  |  | DLNB | SCR | [8 empty] | 0.011427 | 0.011427 | 0.011427 | 0.011427 | [11 empty] | Oklahoma Gas & Electric Co | 51 | OGE Energy Corp | 51
Redbud Power Plant | 55463_G_ST01 | 55463 | G | ST01 | 4817 | Combined Cycle |  | SPP_WEST | Oklahoma | 40 | Oklahoma | 109 | 40109 | 134.4 | 7158 | 2004 | 9999 |  |  | N | Natural Gas |  |  |  | DLNB | SCR | [8 empty] | 0.011272 | 0.011272 | 0.011272 | 0.011272 | [11 empty] | Oklahoma Gas & Electric Co | 51 | OGE Energy Corp | 51
Redbud Power Plant | 55463_G_ST02 | 55463 | G | ST02 | 4818 | Combined Cycle |  | SPP_WEST | Oklahoma | 40 | Oklahoma | 109 | 40109 | 134.4 | 7158 | 2004 | 9999 |  |  | N | Natural Gas |  |  |  | DLNB | SCR | [8 empty] | 0.011195 | 0.011195 | 0.011195 | 0.011195 | [11 empty] | Oklahoma Gas & Electric Co | 51 | OGE Energy Corp | 51
Redbud Power Plant | 55463_G_ST03 | 55463 | G | ST03 | 4819 | Combined Cycle |  | SPP_WEST | Oklahoma | 40 | Oklahoma | 109 | 40109 | 133.5 | 7158 | 2004 | 9999 |  |  | N | Natural Gas |  |  |  | DLNB | SCR | [8 empty] | 0.011476 | 0.011476 | 0.011476 | 0.011476 | [11 empty] | Oklahoma Gas & Electric Co | 51 | OGE Energy Corp | 51
Redbud Power Plant | 55463_G_ST04 | 55463 | G | ST04 | 4820 | Combined Cycle |  | SPP_WEST | Oklahoma | 40 | Oklahoma | 109 | 40109 | 134 | 7158 | 2004 | 9999 |  |  | N | Natural Gas |  |  |  | DLNB | SCR | [8 empty] | 0.011427 | 0.011427 | 0.011427 | 0.011427 | [11 empty] | Oklahoma Gas & Electric Co | 51 | OGE Energy Corp | 51
Deer Park Energy Center | 55464_G_CTG1 | 55464 | G | CTG1 | 4821 | Combined Cycle |  | ERC_REST | Texas | 48 | Harris | 201 | 48201 | 169.8 | 6521 | 2003 | 9999 |  |  | Y | Natural Gas |  |  |  | DLNB | SCR | [8 empty] | 0.0080164 | 0.0080164 | 0.0080164 | 0.0080164 | [11 empty] | Calpine Corp | 100 | Energy Capital Partners | 100
Deer Park Energy Center | 55464_G_CTG2 | 55464 | G | CTG2 | 4822 | Combined Cycle |  | ERC_REST | Texas | 48 | Harris | 201 | 48201 | 169.8 | 6521 | 2003 | 9999 |  |  | Y | Natural Gas |  |  |  | DLNB | SCR | [8 empty] | 0.0080164 | 0.0080164 | 0.0080164 | 0.0080164 | [11 empty] | Calpine Corp | 100 | Energy Capital Partners | 100
Deer Park Energy Center | 55464_G_CTG3 | 55464 | G | CTG3 | 4823 | Combined Cycle |  | ERC_REST | Texas | 48 | Harris | 201 | 48201 | 169.8 | 6521 | 2004 | 9999 |  |  | Y | Natural Gas |  |  |  | DLNB | SCR | [8 empty] | 0.0080164 | 0.0080164 | 0.0080164 | 0.0080164 | [11 empty] | Calpine Corp | 100 | Energy Capital Partners | 100
Deer Park Energy Center | 55464_G_CTG4 | 55464 | G | CTG4 | 4824 | Combined Cycle |  | ERC_REST | Texas | 48 | Harris | 201 | 48201 | 169.8 | 6521 | 2004 | 9999 |  |  | Y | Natural Gas |  |  |  | DLNB | SCR | [8 empty] | 0.0080164 | 0.0080164 | 0.0080164 | 0.0080164 | [11 empty] | Calpine Corp | 100 | Energy Capital Partners | 100
Deer Park Energy Center | 55464_G_CTG6 | 55464 | G | CTG6 | 90258 | Combined Cycle |  | ERC_REST | Texas | 48 | Harris | 201 | 48201 | 154.8 | 6521 | 2014 | 9999 |  |  | Y | Natural Gas |  |  |  | DLNB | SCR | [8 empty] | 0.0080164 | 0.0080164 | 0.0080164 | 0.0080164 | [11 empty] | Calpine Corp | 100 | Energy Capital Partners | 100
Deer Park Energy Center | 55464_G_STG1 | 55464 | G | STG1 | 4821 | Combined Cycle |  | ERC_REST | Texas | 48 | Harris | 201 | 48201 | 282 | 6521 | 2004 | 9999 |  |  | Y | Natural Gas |  |  |  | DLNB | SCR | [8 empty] | 0.0080164 | 0.0080164 | 0.0080164 | 0.0080164 | [11 empty] | Calpine Corp | 100 | Energy Capital Partners | 100
Ouachita | 55467_G_CTG1 | 55467 | G | CTG1 | 4829 | Combined Cycle |  | MIS_LA | Louisiana | 22 | Ouachita | 73 | 22073 | 144.7 | 7296 | 2002 | 9999 |  |  | N | Natural Gas |  |  |  | DLNB | SCR | [8 empty] | 0.014708 | 0.014708 | 0.014708 | 0.014708 | [11 empty] | Entergy Arkansas LLC | 100 | Entergy Corp | 100
Ouachita | 55467_G_CTG2 | 55467 | G | CTG2 | 4830 | Combined Cycle |  | MIS_LA | Louisiana | 22 | Ouachita | 73 | 22073 | 147.9 | 7296 | 2002 | 9999 |  |  | N | Natural Gas |  |  |  | DLNB | SCR | [8 empty] | 0.015299 | 0.015299 | 0.015299 | 0.015299 | [11 empty] | Entergy Arkansas LLC | 100 | Entergy Corp | 100
Ouachita | 55467_G_CTG3 | 55467 | G | CTG3 | 4831 | Combined Cycle |  | MIS_LA | Louisiana | 22 | Ouachita | 73 | 22073 | 145.6 | 7296 | 2002 | 9999 |  |  | N | Natural Gas |  |  |  | DLNB | SCR | [8 empty] | 0.013366 | 0.013366 | 0.013366 | 0.013366 | [11 empty] | Entergy Louisiana LLC | 100 | Entergy Corp | 100
Ouachita | 55467_G_STG1 | 55467 | G | STG1 | 4829 | Combined Cycle |  | MIS_LA | Louisiana | 22 | Ouachita | 73 | 22073 | 98.5 | 7296 | 2002 | 9999 |  |  | N | Natural Gas |  |  |  | NH3 | SCR | [8 empty] | 0.014708 | 0.014708 | 0.014708 | 0.014708 | [11 empty] | Entergy Arkansas LLC | 100 | Entergy Corp | 100
Ouachita | 55467_G_STG2 | 55467 | G | STG2 | 4830 | Combined Cycle |  | MIS_LA | Louisiana | 22 | Ouachita | 73 | 22073 | 100.7 | 7296 | 2002 | 9999 |  |  | N | Natural Gas |  |  |  | NH3 | SCR | [8 empty] | 0.015299 | 0.015299 | 0.015299 | 0.015299 | [11 empty] | Entergy Arkansas LLC | 100 | Entergy Corp | 100
Ouachita | 55467_G_STG3 | 55467 | G | STG3 | 4831 | Combined Cycle |  | MIS_LA | Louisiana | 22 | Ouachita | 73 | 22073 | 99 | 7296 | 2002 | 9999 |  |  | N | Natural Gas |  |  |  | NH3 | SCR | [8 empty] | 0.013366 | 0.013366 | 0.013366 | 0.013366 | [11 empty] | Entergy Louisiana LLC | 100 | Entergy Corp | 100
Green Power 2 | 55470_G_ST1 | 55470 | G | ST1 | 4843 | Combined Cycle |  | ERC_REST | Texas | 48 | Galveston | 167 | 48167 | 75 | 5500 | 2003 | 9999 |  |  | Y | Natural Gas |  |  |  | DLNB | SCR | [8 empty] | 0.010121 | 0.010121 | 0.010121 | 0.010121 | [11 empty] | South Houston Green Power LLC | 100 | Marathon Oil Corp | 100
Green Power 2 | 55470_G_ST805 | 55470 | G | ST805 | 4843 | Combined Cycle |  | ERC_REST | Texas | 48 | Galveston | 167 | 48167 | 75 | 5500 | 2009 | 9999 |  |  | Y | Natural Gas |  |  |  | DLNB | SCR | [8 empty] | 0.010121 | 0.010121 | 0.010121 | 0.010121 | [11 empty] | South Houston Green Power LLC | 100 | Marathon Oil Corp | 100
Green Power 2 | 55470_G_TR1 | 55470 | G | TR1 | 4843 | Combined Cycle |  | ERC_REST | Texas | 48 | Galveston | 167 | 48167 | 158 | 5500 | 2003 | 9999 |  |  | Y | Natural Gas |  |  |  | DLNB | SCR | [8 empty] | 0.010121 | 0.010121 | 0.010121 | 0.010121 | [11 empty] | South Houston Green Power LLC | 100 | Marathon Oil Corp | 100
Green Power 2 | 55470_G_TR2 | 55470 | G | TR2 | 4844 | Combined Cycle |  | ERC_REST | Texas | 48 | Galveston | 167 | 48167 | 158 | 5500 | 2003 | 9999 |  |  | Y | Natural Gas |  |  |  | DLNB | SCR | [8 empty] | 0.010121 | 0.010121 | 0.010121 | 0.010121 | [11 empty] | South Houston Green Power LLC | 100 | Marathon Oil Corp | 100
Green Power 2 | 55470_G_TR3 | 55470 | G | TR3 | 4845 | Combined Cycle |  | ERC_REST | Texas | 48 | Galveston | 167 | 48167 | 158 | 5500 | 2003 | 9999 |  |  | Y | Natural Gas |  |  |  | DLNB | SCR | [8 empty] | 0.010121 | 0.010121 | 0.010121 | 0.010121 | [11 empty] | South Houston Green Power LLC | 100 | Marathon Oil Corp | 100
Neil Simpson Gas Turbine #2 | 55477_G_GT2 | 55477 | G | GT2 | 4849 | Combustion Turbine |  | WECC_WY | Wyoming | 56 | Campbell | 5 | 56005 | 34 | 12169 | 2001 | 9999 |  |  | N | Natural Gas |  |  |  | DLNB | [8 empty] | 0.8 | 0.04467 | 0.04467 | 0.04467 | 0.04467 | [11 empty] | Black Hills Energy Capital Inc | 100 | Black Hills Corp | 100
Lange Gas Turbines | 55478_G_0001 | 55478 | G | 0001 | 4850 | Combustion Turbine |  | WECC_WY | South Dakota | 46 | Pennington | 103 | 46103 | 34 | 12340 | 2002 | 9999 |  |  | N | Natural Gas |  |  |  | DLNB | [8 empty] | 3 | 0.06836 | 0.06836 | 0.06836 | 0.06836 | [11 empty] | Black Hills Power Inc | 100 | Black Hills Corp | 100
Forney Energy Center | 55480_G_ST1 | 55480 | G | ST1 | 4853 | Combined Cycle |  | ERC_REST | Texas | 48 | Kaufman | 257 | 48257 | 408 | 7376 | 2003 | 9999 |  |  | N | Natural Gas |  |  |  | LNB | [9 empty] | 0.032368 | 0.032368 | 0.032368 | 0.032368 | [11 empty] | La Frontera Holdings LLC | 100 | Vistra Energy | 100
Forney Energy Center | 55480_G_ST2 | 55480 | G | ST2 | 4856 | Combined Cycle |  | ERC_REST | Texas | 48 | Kaufman | 257 | 48257 | 408 | 7376 | 2003 | 9999 |  |  | N | Natural Gas |  |  |  | LNB | [9 empty] | 0.033792 | 0.033792 | 0.033792 | 0.033792 | [11 empty] | La Frontera Holdings LLC | 100 | Vistra Energy | 100
Forney Energy Center | 55480_G_U1 | 55480 | G | U1 | 4853 | Combined Cycle |  | ERC_REST | Texas | 48 | Kaufman | 257 | 48257 | 167 | 7376 | 2003 | 9999 |  |  | N | Natural Gas |  |  |  | DLNB | [9 empty] | 0.032368 | 0.032368 | 0.032368 | 0.032368 | [11 empty] | La Frontera Holdings LLC | 100 | Vistra Energy | 100
Forney Energy Center | 55480_G_U2 | 55480 | G | U2 | 4854 | Combined Cycle |  | ERC_REST | Texas | 48 | Kaufman | 257 | 48257 | 159 | 7376 | 2003 | 9999 |  |  | N | Natural Gas |  |  |  | DLNB | [9 empty] | 0.032368 | 0.032368 | 0.032368 | 0.032368 | [11 empty] | La Frontera Holdings LLC | 100 | Vistra Energy | 100
Forney Energy Center | 55480_G_U3 | 55480 | G | U3 | 4855 | Combined Cycle |  | ERC_REST | Texas | 48 | Kaufman | 257 | 48257 | 159 | 7376 | 2003 | 9999 |  |  | N | Natural Gas |  |  |  | DLNB | [9 empty] | 0.032368 | 0.032368 | 0.032368 | 0.032368 | [11 empty] | La Frontera Holdings LLC | 100 | Vistra Energy | 100
Forney Energy Center | 55480_G_U4 | 55480 | G | U4 | 4856 | Combined Cycle |  | ERC_REST | Texas | 48 | Kaufman | 257 | 48257 | 167 | 7376 | 2003 | 9999 |  |  | N | Natural Gas |  |  |  | DLNB | [9 empty] | 0.033792 | 0.033792 | 0.033792 | 0.033792 | [11 empty] | La Frontera Holdings LLC | 100 | Vistra Energy | 100
Forney Energy Center | 55480_G_U5 | 55480 | G | U5 | 4857 | Combined Cycle |  | ERC_REST | Texas | 48 | Kaufman | 257 | 48257 | 159 | 7376 | 2003 | 9999 |  |  | N | Natural Gas |  |  |  | DLNB | [9 empty] | 0.033792 | 0.033792 | 0.033792 | 0.033792 | [11 empty] | La Frontera Holdings LLC | 100 | Vistra Energy | 100
Forney Energy Center | 55480_G_U6 | 55480 | G | U6 | 4858 | Combined Cycle |  | ERC_REST | Texas | 48 | Kaufman | 257 | 48257 | 159 | 7376 | 2003 | 9999 |  |  | N | Natural Gas |  |  |  | DLNB | [9 empty] | 0.033792 | 0.033792 | 0.033792 | 0.033792 | [11 empty] | La Frontera Holdings LLC | 100 | Vistra Energy | 100
Mesquite Generating Station Block 2 | 55481_G_GT3 | 55481 | G | GT3 | 4861 | Combined Cycle |  | WECC_AZ | Arizona | 4 | Maricopa | 13 | 04013 | 153 | 7330 | 2003 | 9999 |  |  | N | Natural Gas |  |  |  | DLNB | SCR | [8 empty] | 0.0083561 | 0.0083561 | 0.0083561 | 0.0083561 | [11 empty] | Mesquite Power LLC | 100 | ArcLight Capital Partners LLC | 100
Mesquite Generating Station Block 2 | 55481_G_GT4 | 55481 | G | GT4 | 4862 | Combined Cycle |  | WECC_AZ | Arizona | 4 | Maricopa | 13 | 04013 | 153 | 7330 | 2003 | 9999 |  |  | N | Natural Gas |  |  |  | DLNB | SCR | [8 empty] | 0.0083561 | 0.0083561 | 0.0083561 | 0.0083561 | [11 empty] | Mesquite Power LLC | 100 | ArcLight Capital Partners LLC | 100
Mesquite Generating Station Block 2 | 55481_G_ST2 | 55481 | G | ST2 | 4861 | Combined Cycle |  | WECC_AZ | Arizona | 4 | Maricopa | 13 | 04013 | 289 | 7330 | 2003 | 9999 |  |  | N | Natural Gas |  |  |  | DLNB + LNB + NH3 | SCR | [8 empty] | 0.0083561 | 0.0083561 | 0.0083561 | 0.0083561 | [11 empty] | Mesquite Power LLC | 100 | ArcLight Capital Partners LLC | 100
Goldendale Generating Station | 55482_G_G1 | 55482 | G | G1 | 4863 | Combined Cycle |  | WECC_PNW | Washington | 53 | Klickitat | 39 | 53039 | 153.1 | 7081 | 2004 | 9999 |  |  | N | Natural Gas |  |  |  | DLNB | SCR | [8 empty] | 0.0075449 | 0.0075449 | 0.0075449 | 0.0075449 | [11 empty] | Puget Sound Energy Inc | 100 | Puget Energy Inc | 100
Goldendale Generating Station | 55482_G_G2 | 55482 | G | G2 | 4863 | Combined Cycle |  | WECC_PNW | Washington | 53 | Klickitat | 39 | 53039 | 110.6 | 7081 | 2004 | 9999 |  |  | N | Natural Gas |  |  |  | LNB + NH3 | SCR | [8 empty] | 0.0075449 | 0.0075449 | 0.0075449 | 0.0075449 | [11 empty] | Puget Sound Energy Inc | 100 | Puget Energy Inc | 100
Blackburn Landfill Co-Generation | 55488_G_BB1 | 55488 | G | BB1 |  | Landfill Gas |  | S_VACA | North Carolina | 37 | Catawba | 35 | 37035 | 1 | 4988 | 1999 | 9999 |  |  | Y | Landfill Gas | [13 empty] | 0.22117 | 0.22117 | 0.22117 | 0.22117 | [11 empty] | Catawba County | 100 | Catawba County | 100
Blackburn Landfill Co-Generation | 55488_G_BB2 | 55488 | G | BB2 |  | Landfill Gas |  | S_VACA | North Carolina | 37 | Catawba | 35 | 37035 | 1 | 4988 | 1999 | 9999 |  |  | Y | Landfill Gas | [13 empty] | 0.22117 | 0.22117 | 0.22117 | 0.22117 | [11 empty] | Catawba County | 100 | Catawba County | 100
Blackburn Landfill Co-Generation | 55488_G_BB3 | 55488 | G | BB3 |  | Landfill Gas |  | S_VACA | North Carolina | 37 | Catawba | 35 | 37035 | 0.9 | 4988 | 2002 | 9999 |  |  | Y | Landfill Gas | [13 empty] | 0.22117 | 0.22117 | 0.22117 | 0.22117 | [11 empty] | Catawba County | 100 | Catawba County | 100
Goose Creek Energy Center | 55496_G_CT01 | 55496 | G | CT01 | 10123 | Combustion Turbine |  | MIS_IL | Illinois | 17 | Piatt | 147 | 17147 | 72 | 13483 | 2003 | 2045 |  |  | N | Natural Gas |  |  |  | DLNB | [8 empty] | 0.001 | 0.02338 | 0.02338 | 0.02338 | 0.02338 | [11 empty] | Ameren Missouri | 100 | Ameren Corp | 100
Goose Creek Energy Center | 55496_G_CT02 | 55496 | G | CT02 | 10124 | Combustion Turbine |  | MIS_IL | Illinois | 17 | Piatt | 147 | 17147 | 72 | 13485 | 2003 | 2045 |  |  | N | Natural Gas |  |  |  | DLNB | [8 empty] | 0.001 | 0.01787 | 0.01787 | 0.01787 | 0.01787 | [11 empty] | Ameren Missouri | 100 | Ameren Corp | 100
Goose Creek Energy Center | 55496_G_CT03 | 55496 | G | CT03 | 10125 | Combustion Turbine |  | MIS_IL | Illinois | 17 | Piatt | 147 | 17147 | 72 | 13485 | 2003 | 2045 |  |  | N | Natural Gas |  |  |  | DLNB | [8 empty] | 0.001 | 0.01833 | 0.01833 | 0.01833 | 0.01833 | [11 empty] | Ameren Missouri | 100 | Ameren Corp | 100
Goose Creek Energy Center | 55496_G_CT04 | 55496 | G | CT04 | 10126 | Combustion Turbine |  | MIS_IL | Illinois | 17 | Piatt | 147 | 17147 | 72 | 13485 | 2003 | 2045 |  |  | N | Natural Gas |  |  |  | DLNB | [8 empty] | 0.001 | 0.02315 | 0.02315 | 0.02315 | 0.02315 | [11 empty] | Ameren Missouri | 100 | Ameren Corp | 100
Goose Creek Energy Center | 55496_G_CT05 | 55496 | G | CT05 | 10127 | Combustion Turbine |  | MIS_IL | Illinois | 17 | Piatt | 147 | 17147 | 72 | 13485 | 2003 | 2045 |  |  | N | Natural Gas |  |  |  | DLNB | [8 empty] | 0.001 | 0.02204 | 0.02204 | 0.02204 | 0.02204 | [11 empty] | Ameren Missouri | 100 | Ameren Corp | 100
Goose Creek Energy Center | 55496_G_CT06 | 55496 | G | CT06 | 10128 | Combustion Turbine |  | MIS_IL | Illinois | 17 | Piatt | 147 | 17147 | 72 | 13485 | 2003 | 2045 |  |  | N | Natural Gas |  |  |  | DLNB | [8 empty] | 0.001 | 0.02243 | 0.02243 | 0.02243 | 0.02243 | [11 empty] | Ameren Missouri | 100 | Ameren Corp | 100
CalPeak Power Vaca Dixon Peaker Plant | 55499_G_CPP1 | 55499 | G | CPP1 | 4893 | Combustion Turbine |  | WEC_CALN | California | 6 | Solano | 95 | 06095 | 48 | 10926 | 2002 | 9999 |  |  | N | Natural Gas |  |  |  | DLNB + NH3 | SCR | [7 empty] | 0.74 | 0.01427 | 0.01427 | 0.01427 | 0.01427 | [11 empty] | Calpeak Power Vaca Dixon LLC | 100 | Carlyle Group (The) | 100
Kiamichi Energy Facility | 55501_G_CTG1 | 55501 | G | CTG1 | 4899 | Combined Cycle |  | SPP_KIAM | Oklahoma | 40 | Pittsburg | 121 | 40121 | 142.2 | 7608 | 2003 | 9999 |  |  | N | Natural Gas |  |  |  | DLNB | [9 empty] | 0.029906 | 0.029906 | 0.029906 | 0.029906 | [11 empty] | Kiowa Power Partners LLC | 100 | Tenaska Inc | 100
Kiamichi Energy Facility | 55501_G_CTG2 | 55501 | G | CTG2 | 4900 | Combined Cycle |  | SPP_KIAM | Oklahoma | 40 | Pittsburg | 121 | 40121 | 144.9 | 7608 | 2003 | 9999 |  |  | N | Natural Gas |  |  |  | DLNB | [9 empty] | 0.030673 | 0.030673 | 0.030673 | 0.030673 | [11 empty] | Kiowa Power Partners LLC | 100 | Tenaska Inc | 100
Kiamichi Energy Facility | 55501_G_CTG3 | 55501 | G | CTG3 | 4901 | Combined Cycle |  | SPP_KIAM | Oklahoma | 40 | Pittsburg | 121 | 40121 | 142.9 | 7608 | 2003 | 9999 |  |  | N | Natural Gas |  |  |  | DLNB | [9 empty] | 0.030673 | 0.030673 | 0.030673 | 0.030673 | [11 empty] | Kiowa Power Partners LLC | 100 | Tenaska Inc | 100
Kiamichi Energy Facility | 55501_G_CTG4 | 55501 | G | CTG4 | 4902 | Combined Cycle |  | SPP_KIAM | Oklahoma | 40 | Pittsburg | 121 | 40121 | 141.4 | 7608 | 2003 | 9999 |  |  | N | Natural Gas |  |  |  | DLNB | [9 empty] | 0.029906 | 0.029906 | 0.029906 | 0.029906 | [11 empty] | Kiowa Power Partners LLC | 100 | Tenaska Inc | 100
Kiamichi Energy Facility | 55501_G_STG1 | 55501 | G | STG1 | 4899 | Combined Cycle |  | SPP_KIAM | Oklahoma | 40 | Pittsburg | 121 | 40121 | 302.4 | 7608 | 2003 | 9999 |  |  | N | Natural Gas |  |  |  | DLNB | [9 empty] | 0.029906 | 0.029906 | 0.029906 | 0.029906 | [11 empty] | Kiowa Power Partners LLC | 100 | Tenaska Inc | 100
Kiamichi Energy Facility | 55501_G_STG2 | 55501 | G | STG2 | 4901 | Combined Cycle |  | SPP_KIAM | Oklahoma | 40 | Pittsburg | 121 | 40121 | 304.6 | 7608 | 2003 | 9999 |  |  | N | Natural Gas |  |  |  | DLNB | [9 empty] | 0.030673 | 0.030673 | 0.030673 | 0.030673 | [11 empty] | Kiowa Power Partners LLC | 100 | Tenaska Inc | 100
Lawrenceburg Power, LLC | 55502_G_0100 | 55502 | G | 0100 | 8612 | Combined Cycle |  | PJM_West | Indiana | 18 | Dearborn | 29 | 18029 | 258 | 7098 | 2004 | 9999 |  |  | N | Natural Gas |  |  |  | DLNB | SCR | [8 empty] | 0.0097709 | 0.0097709 | 0.0097709 | 0.0097709 | [11 empty] | Lawrenceburg Power LLC | 100 | ArcLight Capital Partners LLC | 100
Lawrenceburg Power, LLC | 55502_G_0200 | 55502 | G | 0200 | 8616 | Combined Cycle |  | PJM_West | Indiana | 18 | Dearborn | 29 | 18029 | 246 | 7098 | 2004 | 9999 |  |  | N | Natural Gas |  |  |  | DLNB | SCR | [8 empty] | 0.0097666 | 0.0097666 | 0.0097666 | 0.0097666 | [11 empty] | Lawrenceburg Power LLC | 100 | ArcLight Capital Partners LLC | 100
Lawrenceburg Power, LLC | 55502_G_1100 | 55502 | G | 1100 | 8612 | Combined Cycle |  | PJM_West | Indiana | 18 | Dearborn | 29 | 18029 | 166 | 7098 | 2004 | 9999 |  |  | N | Natural Gas |  |  |  | DLNB | SCR | [8 empty] | 0.0097709 | 0.0097709 | 0.0097709 | 0.0097709 | [11 empty] | Lawrenceburg Power LLC | 100 | ArcLight Capital Partners LLC | 100
Lawrenceburg Power, LLC | 55502_G_1200 | 55502 | G | 1200 | 8614 | Combined Cycle |  | PJM_West | Indiana | 18 | Dearborn | 29 | 18029 | 171 | 7098 | 2004 | 9999 |  |  | N | Natural Gas |  |  |  | DLNB | SCR | [8 empty] | 0.0097709 | 0.0097709 | 0.0097709 | 0.0097709 | [11 empty] | Lawrenceburg Power LLC | 100 | ArcLight Capital Partners LLC | 100
Lawrenceburg Power, LLC | 55502_G_2100 | 55502 | G | 2100 | 8616 | Combined Cycle |  | PJM_West | Indiana | 18 | Dearborn | 29 | 18029 | 166 | 7098 | 2004 | 9999 |  |  | N | Natural Gas |  |  |  | DLNB | SCR | [8 empty] | 0.0097666 | 0.0097666 | 0.0097666 | 0.0097666 | [11 empty] | Lawrenceburg Power LLC | 100 | ArcLight Capital Partners LLC | 100
Lawrenceburg Power, LLC | 55502_G_2200 | 55502 | G | 2200 | 8618 | Combined Cycle |  | PJM_West | Indiana | 18 | Dearborn | 29 | 18029 | 166 | 7098 | 2004 | 9999 |  |  | N | Natural Gas |  |  |  | DLNB | SCR | [8 empty] | 0.0097666 | 0.0097666 | 0.0097666 | 0.0097666 | [11 empty] | Lawrenceburg Power LLC | 100 | ArcLight Capital Partners LLC | 100
Waterford Power, LLC | 55503_G_CTG1 | 55503 | G | CTG1 | 8620 | Combined Cycle |  | PJM_West | Ohio | 39 | Washington | 167 | 39167 | 168 | 7050 | 2003 | 9999 |  |  | N | Natural Gas |  |  |  | DLNB | SCR | [8 empty] | 0.0092821 | 0.0092821 | 0.0092821 | 0.0092821 | [11 empty] | Waterford Power LLC | 100 | ArcLight Capital Partners LLC | 100
Waterford Power, LLC | 55503_G_CTG2 | 55503 | G | CTG2 | 8622 | Combined Cycle |  | PJM_West | Ohio | 39 | Washington | 167 | 39167 | 168 | 7050 | 2003 | 9999 |  |  | N | Natural Gas |  |  |  | DLNB | SCR | [8 empty] | 0.0092821 | 0.0092821 | 0.0092821 | 0.0092821 | [11 empty] | Waterford Power LLC | 100 | ArcLight Capital Partners LLC | 100
Waterford Power, LLC | 55503_G_CTG3 | 55503 | G | CTG3 | 8624 | Combined Cycle |  | PJM_West | Ohio | 39 | Washington | 167 | 39167 | 168 | 7050 | 2003 | 9999 |  |  | N | Natural Gas |  |  |  | DLNB | SCR | [8 empty] | 0.0092821 | 0.0092821 | 0.0092821 | 0.0092821 | [11 empty] | Waterford Power LLC | 100 | ArcLight Capital Partners LLC | 100
Waterford Power, LLC | 55503_G_ST1 | 55503 | G | ST1 | 8620 | Combined Cycle |  | PJM_West | Ohio | 39 | Washington | 167 | 39167 | 362 | 7050 | 2003 | 9999 |  |  | N | Natural Gas |  |  |  | DLNB | SCR | [8 empty] | 0.0092821 | 0.0092821 | 0.0092821 | 0.0092821 | [11 empty] | Waterford Power LLC | 100 | ArcLight Capital Partners LLC | 100
Limon Generating Station | 55504_G_L1 | 55504 | G | L1 | 4903 | Combustion Turbine |  | WECC_CO | Colorado | 8 | Lincoln | 73 | 08073 | 67 | 12529 | 2002 | 9999 |  |  | N | Natural Gas, Distillate Fuel Oil |  |  |  | DLNB + H2O | [8 empty] | 1.2 | 0.03035 | 0.03035 | 0.03035 | 0.03035 | [11 empty] | Tri State Generation & Transmission Association Inc | 100 | Tri State Generation & Transmission Association Inc | 100
Limon Generating Station | 55504_G_L2 | 55504 | G | L2 | 4904 | Combustion Turbine |  | WECC_CO | Colorado | 8 | Lincoln | 73 | 08073 | 67 | 12529 | 2002 | 9999 |  |  | N | Natural Gas, Distillate Fuel Oil |  |  |  | DLNB + H2O | [8 empty] | 1.2 | 0.03085 | 0.03085 | 0.03085 | 0.03085 | [11 empty] | Tri State Generation & Transmission Association Inc | 100 | Tri State Generation & Transmission Association Inc | 100
Frank Knutson | 55505_G_BR1 | 55505 | G | BR1 | 4905 | Combustion Turbine |  | WECC_CO | Colorado | 8 | Adams | 1 | 08001 | 67 | 12671 | 2002 | 9999 |  |  | N | Natural Gas, Distillate Fuel Oil |  |  |  | DLNB + H2O | [8 empty] | 1.2 | 0.02735 | 0.02735 | 0.02735 | 0.02735 | [11 empty] | Tri State Generation & Transmission Association Inc | 100 | Tri State Generation & Transmission Association Inc | 100
Frank Knutson | 55505_G_BR2 | 55505 | G | BR2 | 4906 | Combustion Turbine |  | WECC_CO | Colorado | 8 | Adams | 1 | 08001 | 67 | 12672 | 2002 | 9999 |  |  | N | Natural Gas, Distillate Fuel Oil |  |  |  | DLNB + H2O | [8 empty] | 1.2 | 0.02808 | 0.02808 | 0.02808 | 0.02808 | [11 empty] | Tri State Generation & Transmission Association Inc | 100 | Tri State Generation & Transmission Association Inc | 100
CalPeak Power Panoche Peaker Plant | 55508_G_CPP2 | 55508 | G | CPP2 | 4913 | Combustion Turbine |  | WEC_CALN | California | 6 | Fresno | 19 | 06019 | 48 | 10847 | 2001 | 9999 |  |  | N | Natural Gas |  |  |  | DLNB + NH3 | SCR | [7 empty] | 0.74 | 0.01124 | 0.01124 | 0.01124 | 0.01124 | [11 empty] | Calpeak Power Panoche LLC | 100 | Carlyle Group (The) | 100
CalPeak Power Border Peaker Plant | 55510_G_CPP4 | 55510 | G | CPP4 | 4917 | Combustion Turbine |  | WEC_SDGE | California | 6 | San Diego | 73 | 06073 | 48 | 11072 | 2001 | 9999 |  |  | N | Natural Gas |  |  |  | DLNB + NH3 | SCR | [7 empty] | 0.74 | 0.01771 | 0.01771 | 0.01771 | 0.01771 | [11 empty] | Calpeak Power Border LLC | 100 | Carlyle Group (The) | 100
Cuyamaca Peak Energy Plant | 55512_G_CPP6 | 55512 | G | CPP6 | 4921 | Combustion Turbine |  | WEC_SDGE | California | 6 | San Diego | 73 | 06073 | 48.7 | 11401 | 2002 | 9999 |  |  | N | Natural Gas |  |  |  | DLNB + NH3 | SCR | [7 empty] | 0.74 | 0.01298 | 0.01298 | 0.01298 | 0.01298 | [11 empty] | San Diego Gas & Electric Co | 100 | Sempra Energy | 100
CalPeak Power Enterprise Peaker Plant | 55513_G_CPP7 | 55513 | G | CPP7 | 4923 | Combustion Turbine |  | WEC_SDGE | California | 6 | San Diego | 73 | 06073 | 48 | 10986 | 2001 | 9999 |  |  | N | Natural Gas |  |  |  | DLNB + NH3 | SCR | [7 empty] | 0.74 | 0.01642 | 0.01642 | 0.01642 | 0.01642 | [11 empty] | Calpeak Power Enterprise LLC | 100 | Carlyle Group (The) | 100
Apex Generating Station | 55514_G_CTG1 | 55514 | G | CTG1 | 4925 | Combined Cycle |  | WECC_SNV | Nevada | 32 | Clark | 3 | 32003 | 164.6 | 7099 | 2003 | 9999 |  |  | N | Natural Gas |  |  |  | DLNB | SCR | [8 empty] | 0.014644 | 0.014644 | 0.014644 | 0.014644 | [11 empty] | Southern California Public Power Authority | 100 | Southern California Public Power Authority | 100
Apex Generating Station | 55514_G_CTG2 | 55514 | G | CTG2 | 4926 | Combined Cycle |  | WECC_SNV | Nevada | 32 | Clark | 3 | 32003 | 164.6 | 7099 | 2003 | 9999 |  |  | N | Natural Gas |  |  |  | DLNB | SCR | [8 empty] | 0.014644 | 0.014644 | 0.014644 | 0.014644 | [11 empty] | Southern California Public Power Authority | 100 | Southern California Public Power Authority | 100
Apex Generating Station | 55514_G_STG1 | 55514 | G | STG1 | 4925 | Combined Cycle |  | WECC_SNV | Nevada | 32 | Clark | 3 | 32003 | 195.2 | 7099 | 2003 | 9999 |  |  | N | Natural Gas |  |  |  | DLNB | SCR | [8 empty] | 0.014644 | 0.014644 | 0.014644 | 0.014644 | [11 empty] | Southern California Public Power Authority | 100 | Southern California Public Power Authority | 100
Fayette Energy Facility | 55516_G_CTG1 | 55516 | G | CTG1 | 10129 | Combined Cycle |  | PJM_AP | Pennsylvania | 42 | Fayette | 51 | 42051 | 174 | 7222 | 2003 | 9999 |  |  | N | Natural Gas |  |  |  | DLNB | SCR | [8 empty] | 0.0070555 | 0.0070555 | 0.0070555 | 0.0070555 | [11 empty] | Fayette Power Co LLC | 100 | Vistra Energy | 100
Fayette Energy Facility | 55516_G_CTG2 | 55516 | G | CTG2 | 10130 | Combined Cycle |  | PJM_AP | Pennsylvania | 42 | Fayette | 51 | 42051 | 174 | 7222 | 2003 | 9999 |  |  | N | Natural Gas |  |  |  | DLNB | SCR | [8 empty] | 0.0070555 | 0.0070555 | 0.0070555 | 0.0070555 | [11 empty] | Fayette Power Co LLC | 100 | Vistra Energy | 100
Fayette Energy Facility | 55516_G_STG1 | 55516 | G | STG1 | 10129 | Combined Cycle |  | PJM_AP | Pennsylvania | 42 | Fayette | 51 | 42051 | 314 | 7222 | 2003 | 9999 |  |  | N | Natural Gas |  |  |  | NH3 | SCR | [8 empty] | 0.0070555 | 0.0070555 | 0.0070555 | 0.0070555 | [11 empty] | Fayette Power Co LLC | 100 | Vistra Energy | 100
Wallingford Energy | 55517_G_CTG1 | 55517 | G | CTG1 | 4927 | Combustion Turbine |  | NENG_CT | Connecticut | 9 | New Haven | 9 | 09009 | 42.3 | 10824 | 2001 | 9999 |  |  | N | Natural Gas |  |  |  | LNB | SCR | [7 empty] | 0.003 | 0.01105 | 0.01105 | 0.01105 | 0.01105 | [11 empty] | Wallingford Energy LLC | 100 | LS Power Group | 100
Wallingford Energy | 55517_G_CTG2 | 55517 | G | CTG2 | 4928 | Combustion Turbine |  | NENG_CT | Connecticut | 9 | New Haven | 9 | 09009 | 42.3 | 10824 | 2001 | 9999 |  |  | N | Natural Gas |  |  |  | LNB | SCR | [7 empty] | 0.003 | 0.01104 | 0.01104 | 0.01104 | 0.01104 | [11 empty] | Wallingford Energy LLC | 100 | LS Power Group | 100
Wallingford Energy | 55517_G_CTG3 | 55517 | G | CTG3 | 4929 | Combustion Turbine |  | NENG_CT | Connecticut | 9 | New Haven | 9 | 09009 | 42.3 | 10824 | 2001 | 9999 |  |  | N | Natural Gas |  |  |  | LNB | SCR | [7 empty] | 0.003 | 0.01109 | 0.01109 | 0.01109 | 0.01109 | [11 empty] | Wallingford Energy LLC | 100 | LS Power Group | 100
Wallingford Energy | 55517_G_CTG4 | 55517 | G | CTG4 | 4930 | Combustion Turbine |  | NENG_CT | Connecticut | 9 | New Haven | 9 | 09009 | 42.3 | 10824 | 2001 | 9999 |  |  | N | Natural Gas |  |  |  | LNB | SCR | [7 empty] | 0.003 | 0.01075 | 0.01075 | 0.01075 | 0.01075 | [11 empty] | Wallingford Energy LLC | 100 | LS Power Group | 100
Wallingford Energy | 55517_G_CTG5 | 55517 | G | CTG5 | 4931 | Combustion Turbine |  | NENG_CT | Connecticut | 9 | New Haven | 9 | 09009 | 42.3 | 10824 | 2001 | 9999 |  |  | N | Natural Gas |  |  |  | LNB | SCR | [7 empty] | 0.003 | 0.01173 | 0.01173 | 0.01173 | 0.01173 | [11 empty] | Wallingford Energy LLC | 100 | LS Power Group | 100
Wallingford Energy | 55517_G_CTG6 | 55517 | G | CTG6 | 91275 | Combustion Turbine |  | NENG_CT | Connecticut | 9 | New Haven | 9 | 09009 | 45 | 10745 | 2018 | 9999 |  |  | N | Natural Gas | [13 empty] | 0.01149 | 0.01149 | 0.01149 | 0.01149 | [11 empty] | Wallingford Energy II LLC | 100 | LS Power Group | 100
Wallingford Energy | 55517_G_CTG7 | 55517 | G | CTG7 | 91276 | Combustion Turbine |  | NENG_CT | Connecticut | 9 | New Haven | 9 | 09009 | 45 | 10745 | 2018 | 9999 |  |  | N | Natural Gas | [13 empty] | 0.01161 | 0.01161 | 0.01161 | 0.01161 | [11 empty] | Wallingford Energy II LLC | 100 | LS Power Group | 100
High Desert Power Plant | 55518_G_CTG1 | 55518 | G | CTG1 | 4932 | Combined Cycle |  | WECC_SCE | California | 6 | San Bernardino | 71 | 06071 | 157.6 | 7461 | 2003 | 9999 |  |  | N | Natural Gas |  |  |  |  | SCR | [8 empty] | 0.0084529 | 0.0084529 | 0.0084529 | 0.0084529 | [11 empty] | High Desert Power Project LLC | 100 | Middle River Power II LLC | 100
High Desert Power Plant | 55518_G_CTG2 | 55518 | G | CTG2 | 4933 | Combined Cycle |  | WECC_SCE | California | 6 | San Bernardino | 71 | 06071 | 157.6 | 7461 | 2003 | 9999 |  |  | N | Natural Gas |  |  |  |  | SCR | [8 empty] | 0.0084529 | 0.0084529 | 0.0084529 | 0.0084529 | [11 empty] | High Desert Power Project LLC | 100 | Middle River Power II LLC | 100
High Desert Power Plant | 55518_G_CTG3 | 55518 | G | CTG3 | 4934 | Combined Cycle |  | WECC_SCE | California | 6 | San Bernardino | 71 | 06071 | 156.5 | 7461 | 2003 | 9999 |  |  | N | Natural Gas |  |  |  |  | SCR | [8 empty] | 0.0084529 | 0.0084529 | 0.0084529 | 0.0084529 | [11 empty] | High Desert Power Project LLC | 100 | Middle River Power II LLC | 100
High Desert Power Plant | 55518_G_STG1 | 55518 | G | STG1 | 4932 | Combined Cycle |  | WECC_SCE | California | 6 | San Bernardino | 71 | 06071 | 304.8 | 7461 | 2003 | 9999 |  |  | N | Natural Gas |  |  |  | LNB + NH3 | SCR | [8 empty] | 0.0084529 | 0.0084529 | 0.0084529 | 0.0084529 | [11 empty] | High Desert Power Project LLC | 100 | Middle River Power II LLC | 100
Sundance | 55522_G_CT1 | 55522 | G | CT1 | 9951 | Combustion Turbine |  | WECC_AZ | Arizona | 4 | Pinal | 21 | 04021 | 41 | 10929 | 2002 | 9999 |  |  | N | Natural Gas |  |  |  | H2O | SCR | [7 empty] | 0.8 | 0.01479 | 0.01479 | 0.01479 | 0.01479 | [11 empty] | Arizona Public Service Co | 100 | Pinnacle West Capital Corp | 100
Sundance | 55522_G_CT10 | 55522 | G | CT10 | 9960 | Combustion Turbine |  | WECC_AZ | Arizona | 4 | Pinal | 21 | 04021 | 41 | 10930 | 2002 | 9999 |  |  | N | Natural Gas |  |  |  | H2O | SCR | [7 empty] | 0.8 | 0.01553 | 0.01553 | 0.01553 | 0.01553 | [11 empty] | Arizona Public Service Co | 100 | Pinnacle West Capital Corp | 100
Sundance | 55522_G_CT2 | 55522 | G | CT2 | 9952 | Combustion Turbine |  | WECC_AZ | Arizona | 4 | Pinal | 21 | 04021 | 41 | 10930 | 2002 | 9999 |  |  | N | Natural Gas |  |  |  | H2O | SCR | [7 empty] | 0.8 | 0.01565 | 0.01565 | 0.01565 | 0.01565 | [11 empty] | Arizona Public Service Co | 100 | Pinnacle West Capital Corp | 100
Sundance | 55522_G_CT3 | 55522 | G | CT3 | 9953 | Combustion Turbine |  | WECC_AZ | Arizona | 4 | Pinal | 21 | 04021 | 41 | 10930 | 2002 | 9999 |  |  | N | Natural Gas |  |  |  | H2O | SCR | [7 empty] | 0.8 | 0.01578 | 0.01578 | 0.01578 | 0.01578 | [11 empty] | Arizona Public Service Co | 100 | Pinnacle West Capital Corp | 100
Sundance | 55522_G_CT4 | 55522 | G | CT4 | 9954 | Combustion Turbine |  | WECC_AZ | Arizona | 4 | Pinal | 21 | 04021 | 41 | 10930 | 2002 | 9999 |  |  | N | Natural Gas |  |  |  | H2O | SCR | [7 empty] | 0.8 | 0.01678 | 0.01678 | 0.01678 | 0.01678 | [11 empty] | Arizona Public Service Co | 100 | Pinnacle West Capital Corp | 100
Sundance | 55522_G_CT5 | 55522 | G | CT5 | 9955 | Combustion Turbine |  | WECC_AZ | Arizona | 4 | Pinal | 21 | 04021 | 41 | 10930 | 2002 | 9999 |  |  | N | Natural Gas |  |  |  | H2O | SCR | [7 empty] | 0.8 | 0.0159 | 0.0159 | 0.0159 | 0.0159 | [11 empty] | Arizona Public Service Co | 100 | Pinnacle West Capital Corp | 100
Sundance | 55522_G_CT6 | 55522 | G | CT6 | 9956 | Combustion Turbine |  | WECC_AZ | Arizona | 4 | Pinal | 21 | 04021 | 41 | 10930 | 2002 | 9999 |  |  | N | Natural Gas |  |  |  | H2O | SCR | [7 empty] | 0.8 | 0.01612 | 0.01612 | 0.01612 | 0.01612 | [11 empty] | Arizona Public Service Co | 100 | Pinnacle West Capital Corp | 100
Sundance | 55522_G_CT7 | 55522 | G | CT7 | 9957 | Combustion Turbine |  | WECC_AZ | Arizona | 4 | Pinal | 21 | 04021 | 41 | 10930 | 2002 | 9999 |  |  | N | Natural Gas |  |  |  | H2O | SCR | [7 empty] | 0.8 | 0.01789 | 0.01789 | 0.01789 | 0.01789 | [11 empty] | Arizona Public Service Co | 100 | Pinnacle West Capital Corp | 100
Sundance | 55522_G_CT8 | 55522 | G | CT8 | 9958 | Combustion Turbine |  | WECC_AZ | Arizona | 4 | Pinal | 21 | 04021 | 41 | 10930 | 2002 | 9999 |  |  | N | Natural Gas |  |  |  | H2O | SCR | [7 empty] | 0.8 | 0.01775 | 0.01775 | 0.01775 | 0.01775 | [11 empty] | Arizona Public Service Co | 100 | Pinnacle West Capital Corp | 100
Sundance | 55522_G_CT9 | 55522 | G | CT9 | 9959 | Combustion Turbine |  | WECC_AZ | Arizona | 4 | Pinal | 21 | 04021 | 41 | 10930 | 2002 | 9999 |  |  | N | Natural Gas |  |  |  | H2O | SCR | [7 empty] | 0.8 | 0.01663 | 0.01663 | 0.01663 | 0.01663 | [11 empty] | Arizona Public Service Co | 100 | Pinnacle West Capital Corp | 100
York Energy Center | 55524_G_CTG1 | 55524 | G | CTG1 | 4937 | Combined Cycle |  | PJM_EMAC | Pennsylvania | 42 | York | 133 | 42133 | 113 | 7956 | 2011 | 9999 |  |  | N | Natural Gas, Distillate Fuel Oil |  |  |  |  | SCR | [8 empty] | 0.0076162 | 0.0076162 | 0.0076162 | 0.0076162 | [11 empty] | Calpine Mid Merit LLC | 100 | Energy Capital Partners | 100
York Energy Center | 55524_G_CTG2 | 55524 | G | CTG2 | 4938 | Combined Cycle |  | PJM_EMAC | Pennsylvania | 42 | York | 133 | 42133 | 122 | 7956 | 2011 | 9999 |  |  | N | Natural Gas, Distillate Fuel Oil |  |  |  |  | SCR | [8 empty] | 0.0076162 | 0.0076162 | 0.0076162 | 0.0076162 | [11 empty] | Calpine Mid Merit LLC | 100 | Energy Capital Partners | 100
York Energy Center | 55524_G_CTG3 | 55524 | G | CTG3 | 4939 | Combined Cycle |  | PJM_EMAC | Pennsylvania | 42 | York | 133 | 42133 | 122 | 7956 | 2011 | 9999 |  |  | N | Natural Gas, Distillate Fuel Oil |  |  |  |  | SCR | [8 empty] | 0.0076162 | 0.0076162 | 0.0076162 | 0.0076162 | [11 empty] | Calpine Mid Merit LLC | 100 | Energy Capital Partners | 100
York Energy Center | 55524_G_CTG5 | 55524 | G | CTG5 | 4940 | Combined Cycle |  | PJM_EMAC | Pennsylvania | 42 | York | 133 | 42133 | 216.3 | 7050 | 2019 | 9999 |  |  | N | Natural Gas, Distillate Fuel Oil |  |  |  | DLNB + H2O | SCR | [8 empty] | 0.0051682 | 0.0051682 | 0.0051682 | 0.0051682 | [11 empty] | Calpine Mid Merit II LLC | 100 | Energy Capital Partners | 100
York Energy Center | 55524_G_CTG6 | 55524 | G | CTG6 | 4941 | Combined Cycle |  | PJM_EMAC | Pennsylvania | 42 | York | 133 | 42133 | 216.3 | 7050 | 2019 | 9999 |  |  | N | Natural Gas, Distillate Fuel Oil |  |  |  | DLNB + H2O | SCR | [8 empty] | 0.0051682 | 0.0051682 | 0.0051682 | 0.0051682 | [11 empty] | Calpine Mid Merit II LLC | 100 | Energy Capital Partners | 100
York Energy Center | 55524_G_STG1 | 55524 | G | STG1 | 4937 | Combined Cycle |  | PJM_EMAC | Pennsylvania | 42 | York | 133 | 42133 | 188 | 7956 | 2011 | 9999 | other |  | N | Natural Gas, Distillate Fuel Oil |  |  |  |  | SCR | [8 empty] | 0.0076162 | 0.0076162 | 0.0076162 | 0.0076162 | [11 empty] | Calpine Mid Merit LLC | 100 | Energy Capital Partners | 100
York Energy Center | 55524_G_STG2 | 55524 | G | STG2 | 4940 | Combined Cycle |  | PJM_EMAC | Pennsylvania | 42 | York | 133 | 42133 | 395.1 | 7050 | 2019 | 9999 |  |  | N | Natural Gas, Distillate Fuel Oil |  |  |  |  | SCR | [8 empty] | 0.0051682 | 0.0051682 | 0.0051682 | 0.0051682 | [11 empty] | Calpine Mid Merit II LLC | 100 | Energy Capital Partners | 100
Water Filter Plant #2 | 55534_G_1299 | 55534 | G | 1299 |  | Combustion Turbine | IC Engine | S_VACA | North Carolina | 37 | Burke | 23 | 37023 | 1.7 | 21948 | 2013 | 9999 |  |  | N | Distillate Fuel Oil | [13 empty] | 1.6498 | 1.6498 | 1.6498 | 1.6498 | [11 empty] | Morganton NC (City of) | 100 | Morganton NC (City of) | 100
Escondido Energy Center | 55538_G_CTG1 | 55538 | G | CTG1 | 90893 | Combustion Turbine |  | WEC_SDGE | California | 6 | San Diego | 73 | 06073 | 45 | 10745 | 2014 | 9999 |  |  | N | Natural Gas |  |  |  | H2O | [9 empty] | 0.01351 | 0.01351 | 0.01351 | 0.01351 | [11 empty] | Escondido Energy Center LLC | 100 | Fresno Power Investors LP | 100
Chula Vista Energy Center | 55540_G_GEN1 | 55540 | G | GEN1 | 4973 | Combustion Turbine |  | WEC_SDGE | California | 6 | San Diego | 73 | 06073 | 33.6 | 12369 | 2001 | 9999 |  |  | N | Natural Gas |  |  |  | DLNB | SCR | [8 empty] | 0.37793 | 0.01426 | 0.37793 | 0.01426 | [11 empty] | Chula Vista Energy Center LLC | 100 | Fresno Power Investors LP | 100
Indigo Energy Facility | 55541_G_CTG1 | 55541 | G | CTG1 | 8640 | Combustion Turbine |  | WECC_SCE | California | 6 | Riverside | 65 | 06065 | 46.7 | 10745 | 2001 | 9999 |  |  | N | Natural Gas |  |  |  | H2O | SCR | [7 empty] | 0.74 | 0.02128 | 0.02128 | 0.02128 | 0.02128 | [11 empty] | Indigo Generation LLC | 100 | Mitsubishi Corp | 100
Indigo Energy Facility | 55541_G_CTG2 | 55541 | G | CTG2 | 8642 | Combustion Turbine |  | WECC_SCE | California | 6 | Riverside | 65 | 06065 | 47.6 | 10745 | 2001 | 9999 |  |  | N | Natural Gas |  |  |  |  | SCR | [7 empty] | 0.74 | 0.02293 | 0.02293 | 0.02293 | 0.02293 | [11 empty] | Indigo Generation LLC | 100 | Mitsubishi Corp | 100
Indigo Energy Facility | 55541_G_CTG3 | 55541 | G | CTG3 | 8644 | Combustion Turbine |  | WECC_SCE | California | 6 | Riverside | 65 | 06065 | 48.2 | 10745 | 2001 | 9999 |  |  | N | Natural Gas |  |  |  |  | SCR | [7 empty] | 0.74 | 0.02247 | 0.02247 | 0.02247 | 0.02247 | [11 empty] | Indigo Generation LLC | 100 | Mitsubishi Corp | 100
Larkspur Energy Facility | 55542_G_CTG1 | 55542 | G | CTG1 | 8646 | Combustion Turbine |  | WEC_SDGE | California | 6 | San Diego | 73 | 06073 | 45.6 | 10745 | 2001 | 9999 |  |  | N | Natural Gas, Distillate Fuel Oil |  |  |  |  | SCR | [7 empty] | 0.74 | 0.01881 | 0.01881 | 0.01881 | 0.01881 | [11 empty] | Larkspur Energy LLC | 100 | Mitsubishi Corp | 100
Larkspur Energy Facility | 55542_G_CTG2 | 55542 | G | CTG2 | 8648 | Combustion Turbine |  | WEC_SDGE | California | 6 | San Diego | 73 | 06073 | 46 | 10745 | 2001 | 9999 |  |  | N | Natural Gas, Distillate Fuel Oil |  |  |  |  | SCR | [7 empty] | 0.74 | 0.02006 | 0.02006 | 0.02006 | 0.02006 | [11 empty] | Larkspur Energy LLC | 100 | Mitsubishi Corp | 100
Klamath Expansion Project | 55544_G_GT1 | 55544 | G | GT1 | 4975 | Combustion Turbine |  | WECC_PNW | Oregon | 41 | Klamath | 35 | 41035 | 25 | 11364 | 2002 | 9999 |  |  | N | Natural Gas |  |  |  | H2O | [8 empty] | 1.4 | 0.02003 | 0.02003 | 0.02003 | 0.02003 | [11 empty] | Avangrid Renewables LLC | 100 | Iberdrola SA | 100
Klamath Expansion Project | 55544_G_GT2 | 55544 | G | GT2 | 4976 | Combustion Turbine |  | WECC_PNW | Oregon | 41 | Klamath | 35 | 41035 | 25 | 11365 | 2002 | 9999 |  |  | N | Natural Gas |  |  |  | H2O | [8 empty] | 1.4 | 0.01925 | 0.01925 | 0.01925 | 0.01925 | [11 empty] | Avangrid Renewables LLC | 100 | Iberdrola SA | 100
Klamath Expansion Project | 55544_G_GT3 | 55544 | G | GT3 | 4977 | Combustion Turbine |  | WECC_PNW | Oregon | 41 | Klamath | 35 | 41035 | 25 | 11365 | 2002 | 9999 |  |  | N | Natural Gas |  |  |  | H2O | [8 empty] | 1.4 | 0.01936 | 0.01936 | 0.01936 | 0.01936 | [11 empty] | Avangrid Renewables LLC | 100 | Iberdrola SA | 100
Klamath Expansion Project | 55544_G_GT4 | 55544 | G | GT4 | 4978 | Combustion Turbine |  | WECC_PNW | Oregon | 41 | Klamath | 35 | 41035 | 25 | 11365 | 2002 | 9999 |  |  | N | Natural Gas |  |  |  | H2O | [8 empty] | 1.4 | 0.0187 | 0.0187 | 0.0187 | 0.0187 | [11 empty] | Avangrid Renewables LLC | 100 | Iberdrola SA | 100
Hidalgo Energy Center | 55545_G_CTG1 | 55545 | G | CTG1 | 3171 | Combined Cycle |  | ERC_REST | Texas | 48 | Hidalgo | 215 | 48215 | 149 | 7376 | 2000 | 9999 |  |  | N | Natural Gas |  |  |  | DLNB | [9 empty] | 0.036517 | 0.036517 | 0.036517 | 0.036517 | [11 empty] | Hidalgo Energy Center LP | 100 | Energy Capital Partners | 100
Hidalgo Energy Center | 55545_G_CTG2 | 55545 | G | CTG2 | 3172 | Combined Cycle |  | ERC_REST | Texas | 48 | Hidalgo | 215 | 48215 | 149 | 7376 | 2000 | 9999 |  |  | N | Natural Gas |  |  |  | DLNB | [9 empty] | 0.036517 | 0.036517 | 0.036517 | 0.036517 | [11 empty] | Hidalgo Energy Center LP | 100 | Energy Capital Partners | 100
Hidalgo Energy Center | 55545_G_STG1 | 55545 | G | STG1 | 3171 | Combined Cycle |  | ERC_REST | Texas | 48 | Hidalgo | 215 | 48215 | 172 | 7376 | 2000 | 9999 | other |  | N | Natural Gas |  |  |  | DLNB | [9 empty] | 0.036517 | 0.036517 | 0.036517 | 0.036517 | [11 empty] | Hidalgo Energy Center LP | 100 | Energy Capital Partners | 100
Security | 55556_G_UNT2 | 55556 | G | UNT2 |  | Landfill Gas |  | MIS_WOTA | Texas | 48 | Montgomery | 339 | 48339 | 1.7 | 13500 | 2003 | 9999 |  |  | N | Landfill Gas | [13 empty] | 0.12019 | 0.12019 | 0.12019 | 0.12019 | [11 empty] | TX LFG Energy LP | 100 | Montauk Energy Holdings LLC | 100
Wilmington Hydrogen Plant | 55557_G_T101 | 55557 | G | T101 |  | Non-Fossil Waste |  | WEC_LADW | California | 6 | Los Angeles | 37 | 06037 | 28.1 | 9194 | 1996 | 9999 |  |  | Y | Non-Fossil Waste | [12 empty] | 0.74 | 0 | 0 | 0 | 0 | [11 empty] | Air Products & Chemicals Inc | 100 | Air Products & Chemicals Inc | 100
Combined Locks Energy Center | 55558_G_GEN1 | 55558 | G | GEN1 | 4988 | Combined Cycle |  | MIS_WUMS | Wisconsin | 55 | Outagamie | 87 | 55087 | 45.9 | 8375 | 2002 | 9999 |  |  | Y | Natural Gas |  |  |  | H2O | SCR | [8 empty] | 0.01019 | 0.01019 | 0.01019 | 0.01019 | [11 empty] | Combined Locks Energy Center LLC | 100 | Virtus Holdings LLC | 100
Combined Locks Energy Center | 55558_G_GEN2 | 55558 | G | GEN2 | 4988 | Combined Cycle |  | MIS_WUMS | Wisconsin | 55 | Outagamie | 87 | 55087 | 6 | 8375 | 2002 | 9999 |  |  | Y | Natural Gas |  |  |  | H2O | SCR | [8 empty] | 0.01019 | 0.01019 | 0.01019 | 0.01019 | [11 empty] | Combined Locks Energy Center LLC | 100 | Virtus Holdings LLC | 100
FPL Energy Vansycle LLC (WA) | 55560_G_V-47 | 55560 | G | V-47 |  | Onshore Wind |  | WECC_PNW | Washington | 53 | Walla Walla | 71 | 53071 | 176.9 | 0 | 2001 | 9999 |  |  | N | Wind | [13 empty] | 0 | 0 | 0 | 0 | [11 empty] | FPL Energy Vansycle LLC | 100 | NextEra Energy Inc | 100
Tsar Nicholas LLC | 55561_G_TN30 | 55561 | G | TN30 |  | Onshore Wind |  | MIS_MNWI | Minnesota | 27 | Lincoln | 81 | 27081 | 1.9 | 0 | 2001 | 9999 |  |  | N | Wind | [13 empty] | 0 | 0 | 0 | 0 | [11 empty] | Northern Alternative Energy | 51 | Northern Alternative Energy | 51
Sun River LLC | 55562_G_SU30 | 55562 | G | SU30 |  | Onshore Wind |  | MIS_MNWI | Minnesota | 27 | Lincoln | 81 | 27081 | 1.9 | 0 | 2001 | 9999 |  |  | N | Wind | [13 empty] | 0 | 0 | 0 | 0 | [11 empty] | Northern Alternative Energy | 51 | Northern Alternative Energy | 51
Julia Hills LLC | 55563_G_JH30 | 55563 | G | JH30 |  | Onshore Wind |  | MIS_MNWI | Minnesota | 27 | Lincoln | 81 | 27081 | 1.9 | 0 | 2001 | 9999 |  |  | N | Wind | [13 empty] | 0 | 0 | 0 | 0 | [11 empty] | Northern Alternative Energy | 51 | Northern Alternative Energy | 51
Jessica Mills LLC | 55564_G_JM30 | 55564 | G | JM30 |  | Onshore Wind |  | MIS_MNWI | Minnesota | 27 | Lincoln | 81 | 27081 | 1.9 | 0 | 2001 | 9999 |  |  | N | Wind | [13 empty] | 0 | 0 | 0 | 0 | [11 empty] | Northern Alternative Energy | 51 | Northern Alternative Energy | 51
Jack River LLC | 55565_G_JR30 | 55565 | G | JR30 |  | Onshore Wind |  | MIS_MNWI | Minnesota | 27 | Lincoln | 81 | 27081 | 1.9 | 0 | 2001 | 9999 |  |  | N | Wind | [13 empty] | 0 | 0 | 0 | 0 | [11 empty] | Northern Alternative Energy | 51 | Northern Alternative Energy | 51
Autumn Hills LLC | 55566_G_AH30 | 55566 | G | AH30 |  | Onshore Wind |  | MIS_MNWI | Minnesota | 27 | Lincoln | 81 | 27081 | 1.9 | 0 | 2001 | 9999 |  |  | N | Wind | [13 empty] | 0 | 0 | 0 | 0 | [11 empty] | Northern Alternative Energy | 51 | Northern Alternative Energy | 51
Winters Spawn LLC | 55567_G_WS30 | 55567 | G | WS30 |  | Onshore Wind |  | MIS_MNWI | Minnesota | 27 | Lincoln | 81 | 27081 | 1.9 | 0 | 2001 | 9999 |  |  | N | Wind | [13 empty] | 0 | 0 | 0 | 0 | [11 empty] | Northern Alternative Energy | 51 | Northern Alternative Energy | 51
Twin Lake Hills LLC | 55568_G_TL30 | 55568 | G | TL30 |  | Onshore Wind |  | MIS_MNWI | Minnesota | 27 | Lincoln | 81 | 27081 | 1.9 | 0 | 2000 | 9999 |  |  | N | Wind | [13 empty] | 0 | 0 | 0 | 0 | [11 empty] | Northern Alternative Energy | 51 | Northern Alternative Energy | 51
Spartan Hills LLC | 55569_G_SH30 | 55569 | G | SH30 |  | Onshore Wind |  | MIS_MNWI | Minnesota | 27 | Lincoln | 81 | 27081 | 1.9 | 0 | 2001 | 9999 |  |  | N | Wind | [13 empty] | 0 | 0 | 0 | 0 | [11 empty] | Northern Alternative Energy | 51 | Northern Alternative Energy | 51
Soliloquoy Ridge LLC | 55570_G_SR30 | 55570 | G | SR30 |  | Onshore Wind |  | MIS_MNWI | Minnesota | 27 | Lincoln | 81 | 27081 | 1.9 | 0 | 2001 | 9999 |  |  | N | Wind | [13 empty] | 0 | 0 | 0 | 0 | [11 empty] | Northern Alternative Energy | 51 | Northern Alternative Energy | 51
Ruthton Ridge LLC | 55571_G_RR30 | 55571 | G | RR30 |  | Onshore Wind |  | MIS_MNWI | Minnesota | 27 | Lincoln | 81 | 27081 | 1.9 | 0 | 2001 | 9999 |  |  | N | Wind | [13 empty] | 0 | 0 | 0 | 0 | [11 empty] | Northern Alternative Energy | 51 | Northern Alternative Energy | 51
Hope Creek LLC | 55572_G_HC30 | 55572 | G | HC30 |  | Onshore Wind |  | MIS_MNWI | Minnesota | 27 | Lincoln | 81 | 27081 | 1.9 | 0 | 2001 | 9999 |  |  | N | Wind | [13 empty] | 0 | 0 | 0 | 0 | [11 empty] | Northern Alternative Energy | 51 | Northern Alternative Energy | 51
Hadley Ridge LLC | 55573_G_HR30 | 55573 | G | HR30 |  | Onshore Wind |  | MIS_MNWI | Minnesota | 27 | Lincoln | 81 | 27081 | 1.9 | 0 | 2000 | 9999 |  |  | N | Wind | [13 empty] | 0 | 0 | 0 | 0 | [11 empty] | Hadley Ridge LLC | 51 | Northern Alternative Energy | 51
Florence Hills LLC | 55574_G_FH30 | 55574 | G | FH30 |  | Onshore Wind |  | MIS_MNWI | Minnesota | 27 | Lincoln | 81 | 27081 | 1.9 | 0 | 2001 | 9999 |  |  | N | Wind | [13 empty] | 0 | 0 | 0 | 0 | [11 empty] | Florence Hills LLC | 51 | Northern Alternative Energy | 51
Agassiz Beach LLC | 55576_G_AB30 | 55576 | G | AB30 |  | Onshore Wind |  | MIS_MNWI | Minnesota | 27 | Clay | 27 | 27027 | 1.9 | 0 | 2001 | 9999 |  |  | N | Wind | [13 empty] | 0 | 0 | 0 | 0 | [11 empty] | Agassiz Beach LLC | 51 | Northern Alternative Energy | 51
Llano Estacado Wind Ranch | 55579_G_EXIS | 55579 | G | EXIS |  | Onshore Wind |  | SPP_SPS | Texas | 48 | Carson | 65 | 48065 | 80 | 0 | 2001 | 9999 |  |  | N | Wind | [13 empty] | 0 | 0 | 0 | 0 | [11 empty] | Llano Estacado Wind LLC | 100 | Mitsubishi Corp | 100
King Mountain Wind Ranch 1 | 55581_G_EXIS | 55581 | G | EXIS |  | Onshore Wind |  | ERC_WEST | Texas | 48 | Upton | 461 | 48461 | 278 | 0 | 2001 | 9999 |  |  | N | Wind | [13 empty] | 0 | 0 | 0 | 0 | [11 empty] | FPL Energy Upton Wind I LLC | 100 | NextEra Energy Inc | 100
GRS Fall River | 55589_G_3 | 55589 | G | 3 |  | Landfill Gas |  | NENGREST | Massachusetts | 25 | Bristol | 5 | 25005 | 4.4 | 19488 | 2000 | 9999 |  |  | N | Landfill Gas | [13 empty] | 0.13495 | 0.13495 | 0.13495 | 0.13495 | [11 empty] | Gas Recovery Systems Inc | 100 | FORTISTAR | 100
GRS Arbor Hills | 55596_G_0001 | 55596 | G | 0001 |  | Landfill Gas |  | MIS_LMI | Michigan | 26 | Washtenaw | 161 | 26161 | 3.8 | 15057 | 1996 | 9999 |  |  | N | Landfill Gas | [13 empty] | 0.08745 | 0.08745 | 0.08745 | 0.08745 | [11 empty] | Arbor Hills Energy LLC | 100 | FORTISTAR | 100
GRS Arbor Hills | 55596_G_0002 | 55596 | G | 0002 |  | Landfill Gas |  | MIS_LMI | Michigan | 26 | Washtenaw | 161 | 26161 | 3.8 | 15057 | 1996 | 9999 |  |  | N | Landfill Gas | [13 empty] | 0.10737 | 0.10737 | 0.10737 | 0.10737 | [11 empty] | Arbor Hills Energy LLC | 100 | FORTISTAR | 100
GRS Arbor Hills | 55596_G_0003 | 55596 | G | 0003 |  | Landfill Gas |  | MIS_LMI | Michigan | 26 | Washtenaw | 161 | 26161 | 3.8 | 15057 | 1996 | 9999 |  |  | N | Landfill Gas | [13 empty] | 0.12786 | 0.12786 | 0.12786 | 0.12786 | [11 empty] | Arbor Hills Energy LLC | 100 | FORTISTAR | 100
GRS Arbor Hills | 55596_G_0004 | 55596 | G | 0004 |  | Landfill Gas |  | MIS_LMI | Michigan | 26 | Washtenaw | 161 | 26161 | 7.6 | 15057 | 1996 | 9999 |  |  | N | Landfill Gas |  |  |  | STM | [9 empty] | 0.22117 | 0.22117 | 0.22117 | 0.22117 | [11 empty] | Arbor Hills Energy LLC | 100 | FORTISTAR | 100
GRS Arbor Hills | 55596_G_0005 | 55596 | G | 0005 |  | Landfill Gas |  | MIS_LMI | Michigan | 26 | Washtenaw | 161 | 26161 | 4.8 | 15057 | 2005 | 9999 |  |  | N | Landfill Gas | [12 empty] | 1.67 | 0.22117 | 0.22117 | 0.22117 | 0.22117 | [11 empty] | Arbor Hills Energy LLC | 100 | FORTISTAR | 100
GRS C&C | 55597_G_1 | 55597 | G | 1 |  | Landfill Gas |  | MIS_LMI | Michigan | 26 | Calhoun | 25 | 26025 | 0.9 | 13555 | 1995 | 9999 |  |  | N | Landfill Gas | [13 empty] | 0.22117 | 0.22117 | 0.22117 | 0.22117 | [11 empty] | C&C Energy LLC | 100 | FORTISTAR | 100
GRS C&C | 55597_G_3 | 55597 | G | 3 |  | Landfill Gas |  | MIS_LMI | Michigan | 26 | Calhoun | 25 | 26025 | 0.9 | 13555 | 1995 | 9999 |  |  | N | Landfill Gas | [13 empty] | 0.22117 | 0.22117 | 0.22117 | 0.22117 | [11 empty] | C&C Energy LLC | 100 | FORTISTAR | 100
GRS C&C | 55597_G_4 | 55597 | G | 4 |  | Landfill Gas |  | MIS_LMI | Michigan | 26 | Calhoun | 25 | 26025 | 2.3 | 18642 | 2007 | 9999 |  |  | N | Landfill Gas | [13 empty] | 0.22117 | 0.22117 | 0.22117 | 0.22117 | [11 empty] | C&C Energy LLC | 100 | FORTISTAR | 100
GRS CMS | 55599_G_1 | 55599 | G | 1 |  | Landfill Gas |  | S_VACA | North Carolina | 37 | Cabarrus | 25 | 37025 | 4.3 | 15696 | 1999 | 9999 |  |  | N | Landfill Gas | [13 empty] | 0.22117 | 0.22117 | 0.22117 | 0.22117 | [11 empty] | CMS Charlotte Energy LLC | 100 | FORTISTAR | 100
Binghamton Cogen | 55600_G_1 | 55600 | G | 1 | 10131 | Combustion Turbine |  | NY_Z_C&E | New York | 36 | Broome | 7 | 36007 | 42 | 9572 | 1992 | 9999 |  |  | Y | Natural Gas |  |  |  | STM | [8 empty] | 1.053 | 0.08773 | 0.08773 | 0.08773 | 0.08773 | [11 empty] | Binghamton BOP LLC | 100 | Fresno Power Investors LP | 100
Prima Plant | 55601_G_UNT1 | 55601 | G | UNT1 |  | Landfill Gas |  | WEC_SDGE | California | 6 | Orange | 59 | 06059 | 2.7 | 13500 | 1999 | 9999 |  |  | N | Landfill Gas | [13 empty] | 0.0875 | 0.0875 | 0.0875 | 0.0875 | [11 empty] | MM Prima Deshecha Energy LLC | 100 | FORTISTAR | 100
Prima Plant | 55601_G_UNT2 | 55601 | G | UNT2 |  | Landfill Gas |  | WEC_SDGE | California | 6 | Orange | 59 | 06059 | 2.7 | 13500 | 1999 | 9999 |  |  | N | Landfill Gas | [13 empty] | 0.0875 | 0.0875 | 0.0875 | 0.0875 | [11 empty] | MM Prima Deshecha Energy LLC | 100 | FORTISTAR | 100
MM San Diego-North City | 55602_G_UNT1 | 55602 | G | UNT1 |  | Landfill Gas |  | WEC_SDGE | California | 6 | San Diego | 73 | 06073 | 0.9 | 13500 | 1999 | 9999 |  |  | N | Landfill Gas | [13 empty] | 0.18093 | 0.18093 | 0.18093 | 0.18093 | [11 empty] | MM San Diego LLC | 100 | FORTISTAR | 100
MM San Diego-North City | 55602_G_UNT2 | 55602 | G | UNT2 |  | Landfill Gas |  | WEC_SDGE | California | 6 | San Diego | 73 | 06073 | 0.9 | 13500 | 1999 | 9999 |  |  | N | Landfill Gas | [13 empty] | 0.18093 | 0.18093 | 0.18093 | 0.18093 | [11 empty] | MM San Diego LLC | 100 | FORTISTAR | 100
MM San Diego-North City | 55602_G_UNT3 | 55602 | G | UNT3 |  | Landfill Gas |  | WEC_SDGE | California | 6 | San Diego | 73 | 06073 | 0.9 | 13500 | 1999 | 9999 |  |  | N | Landfill Gas | [13 empty] | 0.18093 | 0.18093 | 0.18093 | 0.18093 | [11 empty] | MM San Diego LLC | 100 | FORTISTAR | 100
MM San Diego-North City | 55602_G_UNT4 | 55602 | G | UNT4 |  | Landfill Gas |  | WEC_SDGE | California | 6 | San Diego | 73 | 06073 | 0.9 | 13500 | 1999 | 9999 |  |  | N | Landfill Gas | [13 empty] | 0.18093 | 0.18093 | 0.18093 | 0.18093 | [11 empty] | MM San Diego LLC | 100 | FORTISTAR | 100
Foote Creek I | 55607_G_GEN1 | 55607 | G | GEN1 |  | Onshore Wind |  | WECC_WY | Wyoming | 56 | Carbon | 7 | 56007 | 41.4 | 0 | 1999 | 9999 |  |  | N | Wind | [13 empty] | 0 | 0 | 0 | 0 | [11 empty] | PacifiCorp | 100 | Berkshire Hathaway Inc | 100
Watchtower Educational Center | 55619_G_GEN1 | 55619 | G | GEN1 |  | Combustion Turbine | IC Engine | NY_Z_G-I | New York | 36 | Putnam | 79 | 36079 | 0.7 | 11686 | 1996 | 9999 |  |  | N | Natural Gas | [13 empty] | 0.34851 | 0.34851 | 0.34851 | 0.34851 | [11 empty] | Watchtower Bible & Tract Society of New York | 100 | Watchtower Bible & Tract Society of New York | 100
Watchtower Educational Center | 55619_G_GEN2 | 55619 | G | GEN2 |  | Combustion Turbine | IC Engine | NY_Z_G-I | New York | 36 | Putnam | 79 | 36079 | 0.7 | 13469 | 1993 | 9999 |  |  | N | Distillate Fuel Oil | [13 empty] | 0.51323 | 0.51323 | 0.51323 | 0.51323 | [11 empty] | Watchtower Bible & Tract Society of New York | 100 | Watchtower Bible & Tract Society of New York | 100
Watchtower Educational Center | 55619_G_GEN3 | 55619 | G | GEN3 |  | Combustion Turbine | IC Engine | NY_Z_G-I | New York | 36 | Putnam | 79 | 36079 | 0.7 | 11686 | 2000 | 9999 |  |  | N | Natural Gas | [13 empty] | 0.34851 | 0.34851 | 0.34851 | 0.34851 | [11 empty] | Watchtower Bible & Tract Society of New York | 100 | Watchtower Bible & Tract Society of New York | 100
Perryville Power Station | 55620_G_2-CT | 55620 | G | 2-CT | 3331 | Combustion Turbine |  | MIS_LA | Louisiana | 22 | Ouachita | 73 | 22073 | 151.5 | 18700 | 2001 | 9999 |  |  | N | Natural Gas |  |  |  | DLNB | [8 empty] | 5.261 | 0.02814 | 0.02814 | 0.02814 | 0.02814 | [11 empty] | Entergy Louisiana LLC | 100 | Entergy Corp | 100
Perryville Power Station | 55620_G_CT-1 | 55620 | G | CT-1 | 3329 | Combined Cycle |  | MIS_LA | Louisiana | 22 | Ouachita | 73 | 22073 | 164.7 | 7123 | 2002 | 9999 |  |  | N | Natural Gas |  |  |  | DLNB | SCR | [8 empty] | 0.013657 | 0.013657 | 0.013657 | 0.013657 | [11 empty] | Entergy Louisiana LLC | 100 | Entergy Corp | 100
Perryville Power Station | 55620_G_CT-2 | 55620 | G | CT-2 | 3330 | Combined Cycle |  | MIS_LA | Louisiana | 22 | Ouachita | 73 | 22073 | 164.7 | 7123 | 2002 | 9999 |  |  | N | Natural Gas |  |  |  | DLNB | SCR | [8 empty] | 0.013657 | 0.013657 | 0.013657 | 0.013657 | [11 empty] | Entergy Louisiana LLC | 100 | Entergy Corp | 100
Perryville Power Station | 55620_G_ST-1 | 55620 | G | ST-1 | 3329 | Combined Cycle |  | MIS_LA | Louisiana | 22 | Ouachita | 73 | 22073 | 198.8 | 7123 | 2002 | 9999 |  |  | N | Natural Gas |  |  |  | NH3 | SCR | [8 empty] | 0.013657 | 0.013657 | 0.013657 | 0.013657 | [11 empty] | Entergy Louisiana LLC | 100 | Entergy Corp | 100
West Valley Generation Project | 55622_G_U1 | 55622 | G | U1 | 8650 | Combustion Turbine |  | WECC_UT | Utah | 49 | Salt Lake | 35 | 49035 | 37 | 10928 | 2002 | 9999 |  |  | N | Natural Gas |  |  |  | H2O | SCR | [7 empty] | 0.85 | 0.02892 | 0.02892 | 0.02892 | 0.02892 | [11 empty] | West Valley Power LLC | 100 | Wayzata Investments Partners | 100
West Valley Generation Project | 55622_G_U2 | 55622 | G | U2 | 8652 | Combustion Turbine |  | WECC_UT | Utah | 49 | Salt Lake | 35 | 49035 | 37 | 10928 | 2002 | 9999 |  |  | N | Natural Gas |  |  |  | H2O | SCR | [7 empty] | 0.85 | 0.01887 | 0.01887 | 0.01887 | 0.01887 | [11 empty] | West Valley Power LLC | 100 | Wayzata Investments Partners | 100
West Valley Generation Project | 55622_G_U3 | 55622 | G | U3 | 8654 | Combustion Turbine |  | WECC_UT | Utah | 49 | Salt Lake | 35 | 49035 | 37 | 10928 | 2001 | 9999 |  |  | N | Natural Gas |  |  |  | H2O | SCR | [7 empty] | 0.85 | 0.02055 | 0.02055 | 0.02055 | 0.02055 | [11 empty] | West Valley Power LLC | 100 | Wayzata Investments Partners | 100
West Valley Generation Project | 55622_G_U4 | 55622 | G | U4 | 8656 | Combustion Turbine |  | WECC_UT | Utah | 49 | Salt Lake | 35 | 49035 | 37 | 10928 | 2001 | 9999 |  |  | N | Natural Gas |  |  |  | H2O | SCR | [7 empty] | 0.85 | 0.01821 | 0.01821 | 0.01821 | 0.01821 | [11 empty] | West Valley Power LLC | 100 | Wayzata Investments Partners | 100
West Valley Generation Project | 55622_G_U5 | 55622 | G | U5 | 10041 | Combustion Turbine |  | WECC_UT | Utah | 49 | Salt Lake | 35 | 49035 | 37 | 10928 | 2002 | 9999 |  |  | N | Natural Gas |  |  |  | H2O | SCR | [7 empty] | 0.85 | 0.01941 | 0.01941 | 0.01941 | 0.01941 | [11 empty] | West Valley Power LLC | 100 | Wayzata Investments Partners | 100
Creed Energy Center | 55625_G_CT1 | 55625 | G | CT1 | 5005 | Combustion Turbine |  | WEC_CALN | California | 6 | Solano | 95 | 06095 | 45 | 11578 | 2003 | 9999 |  |  | N | Natural Gas |  |  |  | NH3 | SCR | [7 empty] | 0.74 | 0.01815 | 0.01815 | 0.01815 | 0.01815 | [11 empty] | Calpine Corp Yuba City | 100 | Energy Capital Partners | 100
Lambie Energy Center | 55626_G_CT1 | 55626 | G | CT1 | 5006 | Combustion Turbine |  | WEC_CALN | California | 6 | Solano | 95 | 06095 | 45 | 11657 | 2003 | 9999 |  |  | N | Natural Gas |  |  |  | NH3 | SCR | [7 empty] | 0.74 | 0.02178 | 0.02178 | 0.02178 | 0.02178 | [11 empty] | Calpine Corp Yuba City | 100 | Energy Capital Partners | 100
Goose Haven Energy Center | 55627_G_CT1 | 55627 | G | CT1 | 5007 | Combustion Turbine |  | WEC_CALN | California | 6 | Solano | 95 | 06095 | 45 | 11627 | 2003 | 9999 |  |  | N | Natural Gas |  |  |  | H2O + NH3 | SCR | [7 empty] | 0.74 | 0.02096 | 0.02096 | 0.02096 | 0.02096 | [11 empty] | Goose Haven Energy Center LLC | 100 | Energy Capital Partners | 100
University Park North | 55640_G_1 | 55640 | G | 1 | 8660 | Combustion Turbine |  | PJM_COMD | Illinois | 17 | Will | 197 | 17197 | 45 | 10745 | 2002 | 2045 |  |  | N | Natural Gas |  |  |  | H2O | SCR | [7 empty] | 1 | 0.01693 | 0.01693 | 0.01693 | 0.01693 | [11 empty] | LSP University Park LLC | 100 | LS Power Group | 100
University Park North | 55640_G_10 | 55640 | G | 10 | 8662 | Combustion Turbine |  | PJM_COMD | Illinois | 17 | Will | 197 | 17197 | 45 | 10745 | 2002 | 2045 |  |  | N | Natural Gas |  |  |  | H2O | SCR | [7 empty] | 1 | 0.01855 | 0.01614 | 0.01855 | 0.01614 | [11 empty] | LSP University Park LLC | 100 | LS Power Group | 100
University Park North | 55640_G_11 | 55640 | G | 11 | 8664 | Combustion Turbine |  | PJM_COMD | Illinois | 17 | Will | 197 | 17197 | 45 | 10745 | 2002 | 2045 |  |  | N | Natural Gas |  |  |  | H2O | SCR | [7 empty] | 1 | 0.01546 | 0.01496 | 0.01546 | 0.01496 | [11 empty] | LSP University Park LLC | 100 | LS Power Group | 100
University Park North | 55640_G_12 | 55640 | G | 12 | 8666 | Combustion Turbine |  | PJM_COMD | Illinois | 17 | Will | 197 | 17197 | 45 | 10745 | 2002 | 2045 |  |  | N | Natural Gas |  |  |  | H2O | SCR | [7 empty] | 1 | 0.01518 | 0.01406 | 0.01518 | 0.01406 | [11 empty] | LSP University Park LLC | 100 | LS Power Group | 100
University Park North | 55640_G_2 | 55640 | G | 2 | 8668 | Combustion Turbine |  | PJM_COMD | Illinois | 17 | Will | 197 | 17197 | 45 | 10745 | 2002 | 2045 |  |  | N | Natural Gas |  |  |  | H2O | SCR | [7 empty] | 1 | 0.01945 | 0.01802 | 0.01945 | 0.01802 | [11 empty] | LSP University Park LLC | 100 | LS Power Group | 100
University Park North | 55640_G_3 | 55640 | G | 3 | 8670 | Combustion Turbine |  | PJM_COMD | Illinois | 17 | Will | 197 | 17197 | 45 | 10745 | 2002 | 2045 |  |  | N | Natural Gas |  |  |  | H2O | SCR | [7 empty] | 1 | 0.01846 | 0.01767 | 0.01846 | 0.01767 | [11 empty] | LSP University Park LLC | 100 | LS Power Group | 100
University Park North | 55640_G_4 | 55640 | G | 4 | 8672 | Combustion Turbine |  | PJM_COMD | Illinois | 17 | Will | 197 | 17197 | 45 | 10745 | 2002 | 2045 |  |  | N | Natural Gas |  |  |  | H2O | SCR | [7 empty] | 1 | 0.01622 | 0.01476 | 0.01622 | 0.01476 | [11 empty] | LSP University Park LLC | 100 | LS Power Group | 100
University Park North | 55640_G_5 | 55640 | G | 5 | 8674 | Combustion Turbine |  | PJM_COMD | Illinois | 17 | Will | 197 | 17197 | 45 | 10745 | 2002 | 2045 |  |  | N | Natural Gas |  |  |  | H2O | SCR | [7 empty] | 1 | 0.01492 | 0.01392 | 0.01492 | 0.01392 | [11 empty] | LSP University Park LLC | 100 | LS Power Group | 100
University Park North | 55640_G_6 | 55640 | G | 6 | 8676 | Combustion Turbine |  | PJM_COMD | Illinois | 17 | Will | 197 | 17197 | 45 | 10745 | 2002 | 2045 |  |  | N | Natural Gas |  |  |  | H2O | SCR | [7 empty] | 1 | 0.01822 | 0.01743 | 0.01822 | 0.01743 | [11 empty] | LSP University Park LLC | 100 | LS Power Group | 100
University Park North | 55640_G_7 | 55640 | G | 7 | 8678 | Combustion Turbine |  | PJM_COMD | Illinois | 17 | Will | 197 | 17197 | 45 | 10745 | 2002 | 2045 |  |  | N | Natural Gas |  |  |  | H2O | SCR | [7 empty] | 1 | 0.02244 | 0.02183 | 0.02244 | 0.02183 | [11 empty] | LSP University Park LLC | 100 | LS Power Group | 100
University Park North | 55640_G_8 | 55640 | G | 8 | 8680 | Combustion Turbine |  | PJM_COMD | Illinois | 17 | Will | 197 | 17197 | 45 | 10745 | 2002 | 2045 |  |  | N | Natural Gas |  |  |  | H2O | SCR | [7 empty] | 1 | 0.02211 | 0.02112 | 0.02211 | 0.02112 | [11 empty] | LSP University Park LLC | 100 | LS Power Group | 100
University Park North | 55640_G_9 | 55640 | G | 9 | 8682 | Combustion Turbine |  | PJM_COMD | Illinois | 17 | Will | 197 | 17197 | 45 | 10745 | 2002 | 2045 |  |  | N | Natural Gas |  |  |  | H2O | SCR | [7 empty] | 1 | 0.01864 | 0.01723 | 0.01864 | 0.01723 | [11 empty] | LSP University Park LLC | 100 | LS Power Group | 100
Riverside Energy Center | 55641_G_CTG1 | 55641 | G | CTG1 | 8684 | Combined Cycle |  | MIS_WUMS | Wisconsin | 55 | Rock | 105 | 55105 | 157.5 | 7231 | 2004 | 9999 |  |  | N | Natural Gas |  |  |  | DLNB | SCR | [8 empty] | 0.0052599 | 0.0052599 | 0.0052599 | 0.0052599 | [11 empty] | Riverside Energy Center LLC | 100 | Alliant Energy Corp | 100
Riverside Energy Center | 55641_G_CTG2 | 55641 | G | CTG2 | 8686 | Combined Cycle |  | MIS_WUMS | Wisconsin | 55 | Rock | 105 | 55105 | 153.4 | 7231 | 2004 | 9999 |  |  | N | Natural Gas |  |  |  | DLNB | SCR | [8 empty] | 0.0052599 | 0.0052599 | 0.0052599 | 0.0052599 | [11 empty] | Riverside Energy Center LLC | 100 | Alliant Energy Corp | 100
West Riverside Energy Center | 64020_G_CTG3 | 64020 | G | CTG3 |  | Combined Cycle |  | MIS_WUMS | Wisconsin | 55 | Rock | 105 | 55105 | 225 | 7050 | 2019 | 9999 |  |  | N | Natural Gas |  |  |  | DLNB | SCR | [8 empty] | 0.011 | 0.011 | 0.011 | 0.011 | [11 empty] | Hanwha Q Cells USA Corp | 100 | Hanwha Group | 100
West Riverside Energy Center | 64020_G_CTG4 | 64020 | G | CTG4 |  | Combined Cycle |  | MIS_WUMS | Wisconsin | 55 | Rock | 105 | 55105 | 225 | 7050 | 2019 | 9999 |  |  | N | Natural Gas |  |  |  | DLNB | SCR | [8 empty] | 0.011 | 0.011 | 0.011 | 0.011 | [11 empty] | Hanwha Q Cells USA Corp | 100 | Hanwha Group | 100
Riverside Energy Center | 55641_G_STG1 | 55641 | G | STG1 | 8684 | Combined Cycle |  | MIS_WUMS | Wisconsin | 55 | Rock | 105 | 55105 | 261.8 | 7231 | 2004 | 9999 |  |  | N | Natural Gas |  |  |  | LNB | SCR | [8 empty] | 0.0052599 | 0.0052599 | 0.0052599 | 0.0052599 | [11 empty] | Riverside Energy Center LLC | 100 | Alliant Energy Corp | 100
West Riverside Energy Center | 64020_G_STG2 | 64020 | G | STG2 |  | Combined Cycle |  | MIS_WUMS | Wisconsin | 55 | Rock | 105 | 55105 | 250 | 7050 | 2019 | 9999 | other |  | N | Natural Gas |  |  |  | LNB | SCR | [8 empty] | 0.011 | 0.011 | 0.011 | 0.011 | [11 empty] | Hanwha Q Cells USA Corp | 100 | Hanwha Group | 100
Blue Spruce Energy Center | 55645_G_CT01 | 55645 | G | CT01 | 8706 | Combustion Turbine |  | WECC_CO | Colorado | 8 | Adams | 1 | 08001 | 130 | 11686 | 2003 | 9999 |  |  | N | Natural Gas, Distillate Fuel Oil |  |  |  | DLNB + H2O | [8 empty] | 0.06 | 0.03062 | 0.03062 | 0.03062 | 0.03062 | [11 empty] | Public Service Co of Colorado | 100 | Xcel Energy Inc | 100
Blue Spruce Energy Center | 55645_G_CT02 | 55645 | G | CT02 | 8708 | Combustion Turbine |  | WECC_CO | Colorado | 8 | Adams | 1 | 08001 | 134 | 11686 | 2003 | 9999 |  |  | N | Natural Gas, Distillate Fuel Oil |  |  |  | DLNB + H2O | [8 empty] | 0.06 | 0.03491 | 0.03491 | 0.03491 | 0.03491 | [11 empty] | Public Service Co of Colorado | 100 | Xcel Energy Inc | 100
Plains End | 55650_G_GE10 | 55650 | G | GE10 |  | Combustion Turbine | IC Engine | WECC_CO | Colorado | 8 | Jefferson | 59 | 08059 | 5.7 | 10745 | 2002 | 9999 |  |  | N | Natural Gas | [12 empty] | 1.2 | 0.009 | 0.009 | 0.009 | 0.009 | [11 empty] | Plains End LLC | 100 | Ares Management LP | 100
Plains End | 55650_G_GE11 | 55650 | G | GE11 |  | Combustion Turbine | IC Engine | WECC_CO | Colorado | 8 | Jefferson | 59 | 08059 | 5.7 | 10745 | 2002 | 9999 |  |  | N | Natural Gas | [12 empty] | 1.2 | 0.009 | 0.009 | 0.009 | 0.009 | [11 empty] | Plains End LLC | 100 | Ares Management LP | 100
Plains End | 55650_G_GE12 | 55650 | G | GE12 |  | Combustion Turbine | IC Engine | WECC_CO | Colorado | 8 | Jefferson | 59 | 08059 | 5.7 | 10745 | 2002 | 9999 |  |  | N | Natural Gas | [12 empty] | 1.2 | 0.009 | 0.009 | 0.009 | 0.009 | [11 empty] | Plains End LLC | 100 | Ares Management LP | 100
Plains End | 55650_G_GE13 | 55650 | G | GE13 |  | Combustion Turbine | IC Engine | WECC_CO | Colorado | 8 | Jefferson | 59 | 08059 | 5.7 | 10745 | 2002 | 9999 |  |  | N | Natural Gas | [12 empty] | 1.2 | 0.009 | 0.009 | 0.009 | 0.009 | [11 empty] | Plains End LLC | 100 | Ares Management LP | 100
Plains End | 55650_G_GE14 | 55650 | G | GE14 |  | Combustion Turbine | IC Engine | WECC_CO | Colorado | 8 | Jefferson | 59 | 08059 | 5.7 | 10745 | 2002 | 9999 |  |  | N | Natural Gas | [12 empty] | 1.2 | 0.009 | 0.009 | 0.009 | 0.009 | [11 empty] | Plains End LLC | 100 | Ares Management LP | 100
Plains End | 55650_G_GE15 | 55650 | G | GE15 |  | Combustion Turbine | IC Engine | WECC_CO | Colorado | 8 | Jefferson | 59 | 08059 | 5.7 | 10745 | 2002 | 9999 |  |  | N | Natural Gas | [12 empty] | 1.2 | 0.009 | 0.009 | 0.009 | 0.009 | [11 empty] | Plains End LLC | 100 | Ares Management LP | 100
Plains End | 55650_G_GE16 | 55650 | G | GE16 |  | Combustion Turbine | IC Engine | WECC_CO | Colorado | 8 | Jefferson | 59 | 08059 | 5.7 | 10745 | 2002 | 9999 |  |  | N | Natural Gas | [12 empty] | 1.2 | 0.009 | 0.009 | 0.009 | 0.009 | [11 empty] | Plains End LLC | 100 | Ares Management LP | 100
Plains End | 55650_G_GE17 | 55650 | G | GE17 |  | Combustion Turbine | IC Engine | WECC_CO | Colorado | 8 | Jefferson | 59 | 08059 | 5.7 | 10745 | 2002 | 9999 |  |  | N | Natural Gas | [12 empty] | 1.2 | 0.009 | 0.009 | 0.009 | 0.009 | [11 empty] | Plains End LLC | 100 | Ares Management LP | 100
Plains End | 55650_G_GE18 | 55650 | G | GE18 |  | Combustion Turbine | IC Engine | WECC_CO | Colorado | 8 | Jefferson | 59 | 08059 | 5.7 | 10745 | 2002 | 9999 |  |  | N | Natural Gas | [12 empty] | 1.2 | 0.009 | 0.009 | 0.009 | 0.009 | [11 empty] | Plains End LLC | 100 | Ares Management LP | 100
Plains End | 55650_G_GE19 | 55650 | G | GE19 |  | Combustion Turbine | IC Engine | WECC_CO | Colorado | 8 | Jefferson | 59 | 08059 | 5.7 | 10745 | 2002 | 9999 |  |  | N | Natural Gas | [12 empty] | 1.2 | 0.009 | 0.009 | 0.009 | 0.009 | [11 empty] | Plains End LLC | 100 | Ares Management LP | 100
Plains End | 55650_G_GE20 | 55650 | G | GE20 |  | Combustion Turbine | IC Engine | WECC_CO | Colorado | 8 | Jefferson | 59 | 08059 | 5.7 | 10745 | 2002 | 9999 |  |  | N | Natural Gas | [12 empty] | 1.2 | 0.009 | 0.009 | 0.009 | 0.009 | [11 empty] | Plains End LLC | 100 | Ares Management LP | 100
Plains End | 55650_G_GEN1 | 55650 | G | GEN1 |  | Combustion Turbine | IC Engine | WECC_CO | Colorado | 8 | Jefferson | 59 | 08059 | 5.7 | 10745 | 2002 | 9999 |  |  | N | Natural Gas | [12 empty] | 1.2 | 0.009 | 0.009 | 0.009 | 0.009 | [11 empty] | Plains End LLC | 100 | Ares Management LP | 100
Plains End | 55650_G_GEN2 | 55650 | G | GEN2 |  | Combustion Turbine | IC Engine | WECC_CO | Colorado | 8 | Jefferson | 59 | 08059 | 5.7 | 10745 | 2002 | 9999 |  |  | N | Natural Gas | [12 empty] | 1.2 | 0.009 | 0.009 | 0.009 | 0.009 | [11 empty] | Plains End LLC | 100 | Ares Management LP | 100
Plains End | 55650_G_GEN3 | 55650 | G | GEN3 |  | Combustion Turbine | IC Engine | WECC_CO | Colorado | 8 | Jefferson | 59 | 08059 | 5.7 | 10745 | 2002 | 9999 |  |  | N | Natural Gas | [12 empty] | 1.2 | 0.009 | 0.009 | 0.009 | 0.009 | [11 empty] | Plains End LLC | 100 | Ares Management LP | 100
Plains End | 55650_G_GEN4 | 55650 | G | GEN4 |  | Combustion Turbine | IC Engine | WECC_CO | Colorado | 8 | Jefferson | 59 | 08059 | 5.7 | 10745 | 2002 | 9999 |  |  | N | Natural Gas | [12 empty] | 1.2 | 0.009 | 0.009 | 0.009 | 0.009 | [11 empty] | Plains End LLC | 100 | Ares Management LP | 100
Plains End | 55650_G_GEN5 | 55650 | G | GEN5 |  | Combustion Turbine | IC Engine | WECC_CO | Colorado | 8 | Jefferson | 59 | 08059 | 5.7 | 10745 | 2002 | 9999 |  |  | N | Natural Gas | [12 empty] | 1.2 | 0.009 | 0.009 | 0.009 | 0.009 | [11 empty] | Plains End LLC | 100 | Ares Management LP | 100
Plains End | 55650_G_GEN6 | 55650 | G | GEN6 |  | Combustion Turbine | IC Engine | WECC_CO | Colorado | 8 | Jefferson | 59 | 08059 | 5.7 | 10745 | 2002 | 9999 |  |  | N | Natural Gas | [12 empty] | 1.2 | 0.009 | 0.009 | 0.009 | 0.009 | [11 empty] | Plains End LLC | 100 | Ares Management LP | 100
Plains End | 55650_G_GEN7 | 55650 | G | GEN7 |  | Combustion Turbine | IC Engine | WECC_CO | Colorado | 8 | Jefferson | 59 | 08059 | 5.7 | 10745 | 2002 | 9999 |  |  | N | Natural Gas | [12 empty] | 1.2 | 0.009 | 0.009 | 0.009 | 0.009 | [11 empty] | Plains End LLC | 100 | Ares Management LP | 100
Plains End | 55650_G_GEN8 | 55650 | G | GEN8 |  | Combustion Turbine | IC Engine | WECC_CO | Colorado | 8 | Jefferson | 59 | 08059 | 5.7 | 10745 | 2002 | 9999 |  |  | N | Natural Gas | [12 empty] | 1.2 | 0.009 | 0.009 | 0.009 | 0.009 | [11 empty] | Plains End LLC | 100 | Ares Management LP | 100
Plains End | 55650_G_GEN9 | 55650 | G | GEN9 |  | Combustion Turbine | IC Engine | WECC_CO | Colorado | 8 | Jefferson | 59 | 08059 | 5.7 | 10745 | 2002 | 9999 |  |  | N | Natural Gas | [12 empty] | 1.2 | 0.009 | 0.009 | 0.009 | 0.009 | [11 empty] | Plains End LLC | 100 | Ares Management LP | 100
Spring Creek Energy Center | 55651_G_CT01 | 55651 | G | CT01 | 5035 | Combustion Turbine |  | SPP_N | Oklahoma | 40 | Logan | 83 | 40083 | 69 | 12596 | 2001 | 9999 |  |  | N | Natural Gas |  |  |  | DLNB | [8 empty] | 0.8 | 0.023 | 0.023 | 0.023 | 0.023 | [11 empty] | Evergy Kansas Central Inc | 100 | Evergy Inc | 100
Spring Creek Energy Center | 55651_G_CT02 | 55651 | G | CT02 | 5036 | Combustion Turbine |  | SPP_N | Oklahoma | 40 | Logan | 83 | 40083 | 69 | 12596 | 2001 | 9999 |  |  | N | Natural Gas |  |  |  | DLNB | [8 empty] | 0.8 | 0.018 | 0.018 | 0.018 | 0.018 | [11 empty] | Evergy Kansas Central Inc | 100 | Evergy Inc | 100
Spring Creek Energy Center | 55651_G_CT03 | 55651 | G | CT03 | 5037 | Combustion Turbine |  | SPP_N | Oklahoma | 40 | Logan | 83 | 40083 | 67 | 12597 | 2001 | 9999 |  |  | N | Natural Gas |  |  |  | DLNB | [8 empty] | 0.8 | 0.02501 | 0.02501 | 0.02501 | 0.02501 | [11 empty] | Evergy Kansas Central Inc | 100 | Evergy Inc | 100
Spring Creek Energy Center | 55651_G_CT04 | 55651 | G | CT04 | 5038 | Combustion Turbine |  | SPP_N | Oklahoma | 40 | Logan | 83 | 40083 | 68 | 12597 | 2001 | 9999 |  |  | N | Natural Gas |  |  |  | DLNB | [8 empty] | 0.8 | 0.02 | 0.02 | 0.02 | 0.02 | [11 empty] | Evergy Kansas Central Inc | 100 | Evergy Inc | 100
Chambersburg | 55654_G_UN12 | 55654 | G | UN12 | 8766 | Combustion Turbine |  | PJM_AP | Pennsylvania | 42 | Franklin | 55 | 42055 | 44 | 10745 | 2001 | 9999 |  |  | N | Natural Gas |  |  |  | H2O | [8 empty] | 0.006 | 0.07896 | 0.07896 | 0.07896 | 0.07896 | [11 empty] | Chambersburg Energy LLC | 100 | LS Power Group | 100
Chambersburg | 55654_G_UN13 | 55654 | G | UN13 | 8768 | Combustion Turbine |  | PJM_AP | Pennsylvania | 42 | Franklin | 55 | 42055 | 44 | 10745 | 2001 | 9999 |  |  | N | Natural Gas |  |  |  | H2O | [8 empty] | 0.006 | 0.07755 | 0.07755 | 0.07755 | 0.07755 | [11 empty] | Chambersburg Energy LLC | 100 | LS Power Group | 100
Anadarko Plant | 3006_G_7 | 3006 | G | 7 |  | Combustion Turbine |  | SPP_WEST | Oklahoma | 40 | Caddo | 15 | 40015 | 45 | 10745 | 2001 | 9999 |  |  | N | Natural Gas | [13 empty] | 0.089809 | 0.089809 | 0.089809 | 0.089809 | [11 empty] | WFEC Genco LLC | 100 | Western Farmers Electric Coop | 100
Anadarko Plant | 3006_G_8 | 3006 | G | 8 |  | Combustion Turbine |  | SPP_WEST | Oklahoma | 40 | Caddo | 15 | 40015 | 45 | 10745 | 2001 | 9999 |  |  | N | Natural Gas | [13 empty] | 0.087528 | 0.087528 | 0.087528 | 0.087528 | [11 empty] | WFEC Genco LLC | 100 | Western Farmers Electric Coop | 100
Pastoria Energy Facility, LLC | 55656_G_CT01 | 55656 | G | CT01 | 8770 | Combined Cycle |  | WECC_SCE | California | 6 | Kern | 29 | 06029 | 175 | 7071 | 2005 | 9999 |  |  | N | Natural Gas |  |  |  | DLNB | SCR | [8 empty] | 0.0069934 | 0.0069934 | 0.0069934 | 0.0069934 | [11 empty] | Calpine Corp | 100 | Energy Capital Partners | 100
Pastoria Energy Facility, LLC | 55656_G_CT02 | 55656 | G | CT02 | 8772 | Combined Cycle |  | WECC_SCE | California | 6 | Kern | 29 | 06029 | 173 | 7071 | 2005 | 9999 |  |  | N | Natural Gas |  |  |  | DLNB | SCR | [8 empty] | 0.0069934 | 0.0069934 | 0.0069934 | 0.0069934 | [11 empty] | Calpine Corp | 100 | Energy Capital Partners | 100
Pastoria Energy Facility, LLC | 55656_G_CT04 | 55656 | G | CT04 | 8774 | Combined Cycle |  | WECC_SCE | California | 6 | Kern | 29 | 06029 | 156 | 7071 | 2005 | 9999 |  |  | N | Natural Gas |  |  |  | DLNB | SCR | [8 empty] | 0.0064238 | 0.0064238 | 0.0064238 | 0.0064238 | [11 empty] | Calpine Corp | 100 | Energy Capital Partners | 100
Pastoria Energy Facility, LLC | 55656_G_ST03 | 55656 | G | ST03 | 8770 | Combined Cycle |  | WECC_SCE | California | 6 | Kern | 29 | 06029 | 174 | 7071 | 2005 | 9999 |  |  | N | Natural Gas |  |  |  | DLNB | SCR | [8 empty] | 0.0069934 | 0.0069934 | 0.0069934 | 0.0069934 | [11 empty] | Calpine Corp | 100 | Energy Capital Partners | 100
Pastoria Energy Facility, LLC | 55656_G_ST05 | 55656 | G | ST05 | 8774 | Combined Cycle |  | WECC_SCE | California | 6 | Kern | 29 | 06029 | 87 | 7071 | 2005 | 9999 |  |  | N | Natural Gas |  |  |  | DLNB | SCR | [8 empty] | 0.0064238 | 0.0064238 | 0.0064238 | 0.0064238 | [11 empty] | Calpine Corp | 100 | Energy Capital Partners | 100
Essential Power Newington LLC | 55661_G_GT-1 | 55661 | G | GT-1 | 9222 | Combined Cycle |  | NENGREST | New Hampshire | 33 | Rockingham | 15 | 33015 | 176 | 7529 | 2002 | 9999 |  |  | N | Natural Gas, Distillate Fuel Oil |  |  |  | DLNB + H2O + NH3 | SCR | [7 empty] | 0.002 | 0.012136 | 0.012136 | 0.012136 | 0.012136 | [11 empty] | EP Newington Energy LLC | 100 | Essential Power LLC | 100
Essential Power Newington LLC | 55661_G_GT-2 | 55661 | G | GT-2 | 9223 | Combined Cycle |  | NENGREST | New Hampshire | 33 | Rockingham | 15 | 33015 | 176 | 7529 | 2002 | 9999 |  |  | N | Natural Gas, Distillate Fuel Oil |  |  |  | DLNB + H2O + NH3 | SCR | [7 empty] | 0.002 | 0.012136 | 0.012136 | 0.012136 | 0.012136 | [11 empty] | EP Newington Energy LLC | 100 | Essential Power LLC | 100
Essential Power Newington LLC | 55661_G_ST | 55661 | G | ST | 9222 | Combined Cycle |  | NENGREST | New Hampshire | 33 | Rockingham | 15 | 33015 | 228 | 7529 | 2002 | 9999 |  |  | N | Natural Gas, Distillate Fuel Oil |  |  |  | LNB + NH3 | SCR | [7 empty] | 0.002 | 0.012136 | 0.012136 | 0.012136 | 0.012136 | [11 empty] | EP Newington Energy LLC | 100 | Essential Power LLC | 100
Chehalis Generating Facility | 55662_G_CA | 55662 | G | CA | 8780 | Combined Cycle |  | WECC_PNW | Washington | 53 | Lewis | 41 | 53041 | 157 | 7630 | 2003 | 9999 |  |  | N | Natural Gas |  |  |  | DLNB + H2O | SCR | [8 empty] | 0.0097227 | 0.0097227 | 0.0097227 | 0.0097227 | [11 empty] | PacifiCorp | 100 | Berkshire Hathaway Inc | 100
Chehalis Generating Facility | 55662_G_CT1 | 55662 | G | CT1 | 8780 | Combined Cycle |  | WECC_PNW | Washington | 53 | Lewis | 41 | 53041 | 160 | 7630 | 2003 | 9999 |  |  | N | Natural Gas |  |  |  | DLNB + H2O | SCR | [8 empty] | 0.0097227 | 0.0097227 | 0.0097227 | 0.0097227 | [11 empty] | PacifiCorp | 100 | Berkshire Hathaway Inc | 100
Chehalis Generating Facility | 55662_G_CT2 | 55662 | G | CT2 | 8782 | Combined Cycle |  | WECC_PNW | Washington | 53 | Lewis | 41 | 53041 | 160 | 7630 | 2003 | 9999 |  |  | N | Natural Gas |  |  |  | DLNB + H2O | SCR | [8 empty] | 0.0097227 | 0.0097227 | 0.0097227 | 0.0097227 | [11 empty] | PacifiCorp | 100 | Berkshire Hathaway Inc | 100
Harrison County Power Project | 55664_G_GT-1 | 55664 | G | GT-1 | 8788 | Combined Cycle |  | SPP_WEST | Texas | 48 | Harrison | 203 | 48203 | 144.5 | 7344 | 2003 | 9999 |  |  | N | Natural Gas |  |  |  | DLNB | SCR | [8 empty] | 0.015335 | 0.015335 | 0.015335 | 0.015335 | [11 empty] | Northeast Texas Electric Coop Inc | 55 | Northeast Texas Electric Coop Inc | 55
Harrison County Power Project | 55664_G_GT-2 | 55664 | G | GT-2 | 8790 | Combined Cycle |  | SPP_WEST | Texas | 48 | Harrison | 203 | 48203 | 144.5 | 7344 | 2003 | 9999 |  |  | N | Natural Gas |  |  |  | DLNB | SCR | [8 empty] | 0.015335 | 0.015335 | 0.015335 | 0.015335 | [11 empty] | Northeast Texas Electric Coop Inc | 55 | Northeast Texas Electric Coop Inc | 55
Harrison County Power Project | 55664_G_ST-1 | 55664 | G | ST-1 | 8788 | Combined Cycle |  | SPP_WEST | Texas | 48 | Harrison | 203 | 48203 | 225.4 | 7344 | 2003 | 9999 |  |  | N | Natural Gas |  |  |  | DLNB | SCR | [8 empty] | 0.015335 | 0.015335 | 0.015335 | 0.015335 | [11 empty] | Northeast Texas Electric Coop Inc | 55 | Northeast Texas Electric Coop Inc | 55
Lower Mount Bethel Energy | 55667_G_G1 | 55667 | G | G1 | 8800 | Combined Cycle |  | PJM_WMAC | Pennsylvania | 42 | Northampton | 95 | 42095 | 188.6 | 7339 | 2004 | 9999 |  |  | N | Natural Gas |  |  |  | DLNB | SCR | [7 empty] | 0.003 | 0.0092886 | 0.0092886 | 0.0092886 | 0.0092886 | [11 empty] | LMBE Project Co LLC | 100 | Riverstone Holdings LLC | 100
Lower Mount Bethel Energy | 55667_G_G2 | 55667 | G | G2 | 8802 | Combined Cycle |  | PJM_WMAC | Pennsylvania | 42 | Northampton | 95 | 42095 | 188.6 | 7339 | 2004 | 9999 |  |  | N | Natural Gas |  |  |  | DLNB | SCR | [7 empty] | 0.003 | 0.0092886 | 0.0092886 | 0.0092886 | 0.0092886 | [11 empty] | LMBE Project Co LLC | 100 | Riverstone Holdings LLC | 100
Lower Mount Bethel Energy | 55667_G_G3 | 55667 | G | G3 | 8800 | Combined Cycle |  | PJM_WMAC | Pennsylvania | 42 | Northampton | 95 | 42095 | 216.8 | 7339 | 2004 | 9999 |  |  | N | Natural Gas |  |  |  | DLNB | SCR | [7 empty] | 0.003 | 0.0092886 | 0.0092886 | 0.0092886 | 0.0092886 | [11 empty] | LMBE Project Co LLC | 100 | Riverstone Holdings LLC | 100
AL Sandersville LLC | 55672_G_CT1 | 55672 | G | CT1 | 8836 | Combustion Turbine |  | S_SOU | Georgia | 13 | Washington | 303 | 13303 | 72.1 | 11699 | 2002 | 9999 |  |  | N | Natural Gas |  |  |  | DLNB | [8 empty] | 0.052 | 0.02708 | 0.02708 | 0.02708 | 0.02708 | [11 empty] | AL Sandersville LLC | 100 | ArcLight Capital Partners LLC | 100
AL Sandersville LLC | 55672_G_CT2 | 55672 | G | CT2 | 8838 | Combustion Turbine |  | S_SOU | Georgia | 13 | Washington | 303 | 13303 | 72.1 | 11698 | 2002 | 9999 |  |  | N | Natural Gas |  |  |  | DLNB | [8 empty] | 0.052 | 0.02995 | 0.02995 | 0.02995 | 0.02995 | [11 empty] | AL Sandersville LLC | 100 | ArcLight Capital Partners LLC | 100
AL Sandersville LLC | 55672_G_CT3 | 55672 | G | CT3 | 8840 | Combustion Turbine |  | S_SOU | Georgia | 13 | Washington | 303 | 13303 | 72 | 11698 | 2002 | 9999 |  |  | N | Natural Gas |  |  |  | DLNB | [8 empty] | 0.052 | 0.02196 | 0.02196 | 0.02196 | 0.02196 | [11 empty] | AL Sandersville LLC | 100 | ArcLight Capital Partners LLC | 100
AL Sandersville LLC | 55672_G_CT4 | 55672 | G | CT4 | 8842 | Combustion Turbine |  | S_SOU | Georgia | 13 | Washington | 303 | 13303 | 72 | 11698 | 2002 | 9999 |  |  | N | Natural Gas |  |  |  | DLNB | [8 empty] | 0.052 | 0.02417 | 0.02417 | 0.02417 | 0.02417 | [11 empty] | AL Sandersville LLC | 100 | ArcLight Capital Partners LLC | 100
AL Sandersville LLC | 55672_G_CT5 | 55672 | G | CT5 | 8844 | Combustion Turbine |  | S_SOU | Georgia | 13 | Washington | 303 | 13303 | 72.1 | 11698 | 2002 | 9999 |  |  | N | Natural Gas |  |  |  | DLNB | [8 empty] | 0.052 | 0.02118 | 0.02118 | 0.02118 | 0.02118 | [11 empty] | AL Sandersville LLC | 100 | ArcLight Capital Partners LLC | 100
AL Sandersville LLC | 55672_G_CT6 | 55672 | G | CT6 | 8846 | Combustion Turbine |  | S_SOU | Georgia | 13 | Washington | 303 | 13303 | 72.1 | 11698 | 2002 | 9999 |  |  | N | Natural Gas |  |  |  | DLNB | [8 empty] | 0.052 | 0.02479 | 0.02479 | 0.02479 | 0.02479 | [11 empty] | AL Sandersville LLC | 100 | ArcLight Capital Partners LLC | 100
AL Sandersville LLC | 55672_G_CT7 | 55672 | G | CT7 | 8848 | Combustion Turbine |  | S_SOU | Georgia | 13 | Washington | 303 | 13303 | 72 | 11698 | 2002 | 9999 |  |  | N | Natural Gas |  |  |  | DLNB | [8 empty] | 0.052 | 0.02401 | 0.02401 | 0.02401 | 0.02401 | [11 empty] | AL Sandersville LLC | 100 | ArcLight Capital Partners LLC | 100
AL Sandersville LLC | 55672_G_CT8 | 55672 | G | CT8 | 8850 | Combustion Turbine |  | S_SOU | Georgia | 13 | Washington | 303 | 13303 | 72 | 11698 | 2002 | 9999 |  |  | N | Natural Gas |  |  |  | DLNB | [8 empty] | 0.052 | 0.02783 | 0.02783 | 0.02783 | 0.02783 | [11 empty] | AL Sandersville LLC | 100 | ArcLight Capital Partners LLC | 100
Flambeau Crowley Rapids Project | 55684_G_GEN1 | 55684 | G | GEN1 |  | Hydro |  | MIS_MNWI | Wisconsin | 55 | Price | 99 | 55099 | 1 | 0 | 1930 | 9999 |  |  | N | Hydro | [13 empty] | 0 | 0 | 0 | 0 | [11 empty] | Flambeau Hydro LLC | 100 | Renewable World Energies LLC | 100
Flambeau Crowley Rapids Project | 55684_G_GEN2 | 55684 | G | GEN2 |  | Hydro |  | MIS_MNWI | Wisconsin | 55 | Price | 99 | 55099 | 0.5 | 0 | 1930 | 9999 |  |  | N | Hydro | [13 empty] | 0 | 0 | 0 | 0 | [11 empty] | Flambeau Hydro LLC | 100 | Renewable World Energies LLC | 100
Flambeau Lower Project | 55685_G_GEN1 | 55685 | G | GEN1 |  | Hydro |  | MIS_MNWI | Wisconsin | 55 | Price | 99 | 55099 | 0.4 | 0 | 1923 | 9999 |  |  | N | Hydro | [13 empty] | 0 | 0 | 0 | 0 | [11 empty] | Flambeau Hydro LLC | 100 | Renewable World Energies LLC | 100
Flambeau Lower Project | 55685_G_GEN2 | 55685 | G | GEN2 |  | Hydro |  | MIS_MNWI | Wisconsin | 55 | Price | 99 | 55099 | 0.4 | 0 | 1923 | 9999 |  |  | N | Hydro | [13 empty] | 0 | 0 | 0 | 0 | [11 empty] | Flambeau Hydro LLC | 100 | Renewable World Energies LLC | 100
Flambeau Lower Project | 55685_G_GEN3 | 55685 | G | GEN3 |  | Hydro |  | MIS_MNWI | Wisconsin | 55 | Price | 99 | 55099 | 0.4 | 0 | 1923 | 9999 |  |  | N | Hydro | [13 empty] | 0 | 0 | 0 | 0 | [11 empty] | Flambeau Hydro LLC | 100 | Renewable World Energies LLC | 100
Higgins Generating Station | 55687_G_A01 | 55687 | G | A01 | 10238 | Combined Cycle |  | WECC_SNV | Nevada | 32 | Clark | 3 | 32003 | 157 | 7501 | 2004 | 9999 |  |  | N | Natural Gas |  |  |  |  | SCR | [8 empty] | 0.009805 | 0.009805 | 0.009805 | 0.009805 | [11 empty] | Nevada Power Co | 100 | Berkshire Hathaway Inc | 100
Higgins Generating Station | 55687_G_A02 | 55687 | G | A02 | 10239 | Combined Cycle |  | WECC_SNV | Nevada | 32 | Clark | 3 | 32003 | 157 | 7501 | 2004 | 9999 |  |  | N | Natural Gas |  |  |  |  | SCR | [8 empty] | 0.009805 | 0.009805 | 0.009805 | 0.009805 | [11 empty] | Nevada Power Co | 100 | Berkshire Hathaway Inc | 100
Higgins Generating Station | 55687_G_ST1 | 55687 | G | ST1 | 10238 | Combined Cycle |  | WECC_SNV | Nevada | 32 | Clark | 3 | 32003 | 236 | 7501 | 2004 | 9999 |  |  | N | Natural Gas |  |  |  | NH3 | SCR | [8 empty] | 0.009805 | 0.009805 | 0.009805 | 0.009805 | [11 empty] | Nevada Power Co | 100 | Berkshire Hathaway Inc | 100
Bethlehem Power Plant | 55690_G_CTG1 | 55690 | G | CTG1 | 8894 | Combined Cycle |  | PJM_WMAC | Pennsylvania | 42 | Northampton | 95 | 42095 | 118 | 8107 | 2002 | 9999 |  |  | N | Natural Gas, Distillate Fuel Oil |  |  |  | H2O + OFA | SCR | [8 empty] | 0.005383 | 0.005383 | 0.005383 | 0.005383 | [11 empty] | Calpine Bethlehem LLC | 100 | Energy Capital Partners | 100
Bethlehem Power Plant | 55690_G_CTG2 | 55690 | G | CTG2 | 8896 | Combined Cycle |  | PJM_WMAC | Pennsylvania | 42 | Northampton | 95 | 42095 | 127 | 8107 | 2002 | 9999 |  |  | N | Natural Gas, Distillate Fuel Oil |  |  |  | H2O + OFA | SCR | [8 empty] | 0.005383 | 0.005383 | 0.005383 | 0.005383 | [11 empty] | Calpine Bethlehem LLC | 100 | Energy Capital Partners | 100
Bethlehem Power Plant | 55690_G_CTG3 | 55690 | G | CTG3 | 8898 | Combined Cycle |  | PJM_WMAC | Pennsylvania | 42 | Northampton | 95 | 42095 | 127 | 8107 | 2002 | 9999 |  |  | N | Natural Gas, Distillate Fuel Oil |  |  |  | H2O + OFA | SCR | [8 empty] | 0.005383 | 0.005383 | 0.005383 | 0.005383 | [11 empty] | Calpine Bethlehem LLC | 100 | Energy Capital Partners | 100
Bethlehem Power Plant | 55690_G_CTG5 | 55690 | G | CTG5 | 8902 | Combined Cycle |  | PJM_WMAC | Pennsylvania | 42 | Northampton | 95 | 42095 | 118 | 8107 | 2003 | 9999 |  |  | N | Natural Gas, Distillate Fuel Oil |  |  |  | H2O + OFA | SCR | [8 empty] | 0.0055227 | 0.0055227 | 0.0055227 | 0.0055227 | [11 empty] | Calpine Bethlehem LLC | 100 | Energy Capital Partners | 100
Bethlehem Power Plant | 55690_G_CTG6 | 55690 | G | CTG6 | 8904 | Combined Cycle |  | PJM_WMAC | Pennsylvania | 42 | Northampton | 95 | 42095 | 127 | 8107 | 2003 | 9999 |  |  | N | Natural Gas, Distillate Fuel Oil |  |  |  | H2O + OFA | SCR | [8 empty] | 0.0055227 | 0.0055227 | 0.0055227 | 0.0055227 | [11 empty] | Calpine Bethlehem LLC | 100 | Energy Capital Partners | 100
Bethlehem Power Plant | 55690_G_CTG7 | 55690 | G | CTG7 | 8906 | Combined Cycle |  | PJM_WMAC | Pennsylvania | 42 | Northampton | 95 | 42095 | 127 | 8107 | 2003 | 9999 |  |  | N | Natural Gas, Distillate Fuel Oil |  |  |  | H2O + OFA | SCR | [8 empty] | 0.0055227 | 0.0055227 | 0.0055227 | 0.0055227 | [11 empty] | Calpine Bethlehem LLC | 100 | Energy Capital Partners | 100
Bethlehem Power Plant | 55690_G_STG4 | 55690 | G | STG4 | 8894 | Combined Cycle |  | PJM_WMAC | Pennsylvania | 42 | Northampton | 95 | 42095 | 195 | 8107 | 2003 | 9999 |  |  | N | Natural Gas, Distillate Fuel Oil |  |  |  | H2O + OFA | SCR | [8 empty] | 0.005383 | 0.005383 | 0.005383 | 0.005383 | [11 empty] | Calpine Bethlehem LLC | 100 | Energy Capital Partners | 100
Bethlehem Power Plant | 55690_G_STG8 | 55690 | G | STG8 | 8902 | Combined Cycle |  | PJM_WMAC | Pennsylvania | 42 | Northampton | 95 | 42095 | 195 | 8107 | 2003 | 9999 |  |  | N | Natural Gas, Distillate Fuel Oil |  |  |  | H2O + OFA | SCR | [8 empty] | 0.0055227 | 0.0055227 | 0.0055227 | 0.0055227 | [11 empty] | Calpine Bethlehem LLC | 100 | Energy Capital Partners | 100
Quantum Choctaw Power LLC | 55694_G_CT1 | 55694 | G | CT1 | 8924 | Combined Cycle |  | S_C_TVA | Mississippi | 28 | Choctaw | 19 | 28019 | 220 | 7148 | 2006 | 9999 |  |  | N | Natural Gas |  |  |  | DLNB | SCR | [8 empty] | 0.012794 | 0.012794 | 0.012794 | 0.012794 | [11 empty] | Choctaw Gas Generation LLC | 100 | Tennessee Valley Authority | 100
Quantum Choctaw Power LLC | 55694_G_CT2 | 55694 | G | CT2 | 8926 | Combined Cycle |  | S_C_TVA | Mississippi | 28 | Choctaw | 19 | 28019 | 220 | 7148 | 2006 | 9999 |  |  | N | Natural Gas |  |  |  | DLNB | SCR | [8 empty] | 0.012794 | 0.012794 | 0.012794 | 0.012794 | [11 empty] | Choctaw Gas Generation LLC | 100 | Tennessee Valley Authority | 100
Quantum Choctaw Power LLC | 55694_G_ST1 | 55694 | G | ST1 | 8924 | Combined Cycle |  | S_C_TVA | Mississippi | 28 | Choctaw | 19 | 28019 | 270 | 7148 | 2006 | 9999 |  |  | N | Natural Gas |  |  |  | DLNB + NH3 | SCR | [8 empty] | 0.012794 | 0.012794 | 0.012794 | 0.012794 | [11 empty] | Choctaw Gas Generation LLC | 100 | Tennessee Valley Authority | 100
Hanford Energy Park Peaker | 55698_G_HEP1 | 55698 | G | HEP1 | 8954 | Combustion Turbine |  | WEC_CALN | California | 6 | Kings | 31 | 06031 | 45.9 | 10910 | 2001 | 9999 |  |  | N | Natural Gas |  |  |  | H2O | SCR | [7 empty] | 0.74 | 0.01748 | 0.01748 | 0.01748 | 0.01748 | [11 empty] | MRP San Joaquin Energy LLC | 100 | Marc Lasry | 100
Hanford Energy Park Peaker | 55698_G_HEP2 | 55698 | G | HEP2 | 8956 | Combustion Turbine |  | WEC_CALN | California | 6 | Kings | 31 | 06031 | 45.9 | 10910 | 2001 | 9999 |  |  | N | Natural Gas |  |  |  | H2O | SCR | [7 empty] | 0.74 | 0.02161 | 0.02161 | 0.02161 | 0.02161 | [11 empty] | MRP San Joaquin Energy LLC | 100 | Marc Lasry | 100
Bayswater Peaking Facility LLC | 55699_G_1 | 55699 | G | 1 | 8958 | Combustion Turbine |  | NY_Z_J | New York | 36 | Queens | 81 | 36081 | 53.9 | 11048 | 2002 | 9999 |  |  | N | Natural Gas |  |  |  | H2O | SCR | [7 empty] | 0.316 | 0.00955 | 0.00867 | 0.00955 | 0.00867 | [11 empty] | Bayswater Peaking Facility LLC | 100 | NextEra Energy Inc | 100
Tunnel | 557_G_1 | 557 | G | 1 |  | Hydro |  | NENG_CT | Connecticut | 9 | New London | 11 | 09011 | 0.8 | 0 | 1919 | 9999 |  |  | N | Hydro | [13 empty] | 0 | 0 | 0 | 0 | [11 empty] | FirstLight CT Hydro LLC | 100 | Public Sector Pension Investment Board | 100
Tunnel | 557_G_10 | 557 | G | 10 | 349 | Combustion Turbine |  | NENG_CT | Connecticut | 9 | New London | 11 | 09011 | 16.5 | 14168 | 1969 | 9999 |  |  | N | Distillate Fuel Oil | [12 empty] | 0.33 | 0.15 | 0.15 | 0.15 | 0.15 | [11 empty] | FirstLight CT Hydro LLC | 100 | Public Sector Pension Investment Board | 100
Tunnel | 557_G_2 | 557 | G | 2 |  | Hydro |  | NENG_CT | Connecticut | 9 | New London | 11 | 09011 | 0.8 | 0 | 1949 | 9999 |  |  | N | Hydro | [13 empty] | 0 | 0 | 0 | 0 | [11 empty] | FirstLight CT Hydro LLC | 100 | Public Sector Pension Investment Board | 100
Mint Farm Generating Station | 55700_G_1STG | 55700 | G | 1STG | 8960 | Combined Cycle |  | WECC_PNW | Washington | 53 | Cowlitz | 15 | 53015 | 120 | 7363 | 2008 | 9999 |  |  | N | Natural Gas |  |  |  | DLNB + NH3 | SCR | [8 empty] | 0.0086133 | 0.0086133 | 0.0086133 | 0.0086133 | [11 empty] | Puget Sound Energy Inc | 100 | Puget Energy Inc | 100
Mint Farm Generating Station | 55700_G_CTG1 | 55700 | G | CTG1 | 8960 | Combined Cycle |  | WECC_PNW | Washington | 53 | Cowlitz | 15 | 53015 | 150 | 7363 | 2008 | 9999 |  |  | N | Natural Gas |  |  |  | DLNB | SCR | [8 empty] | 0.0086133 | 0.0086133 | 0.0086133 | 0.0086133 | [11 empty] | Puget Sound Energy Inc | 100 | Puget Energy Inc | 100
Fremont Energy Center | 55701_G_CA01 | 55701 | G | CA01 | 8962 | Combined Cycle |  | PJM_ATSI | Ohio | 39 | Sandusky | 143 | 39143 | 345.1 | 11045 | 2012 | 9999 |  |  | N | Natural Gas |  |  |  | DLNB + NH3 + STM | SCR | [8 empty] | 0.010494 | 0.010494 | 0.010494 | 0.010494 | [11 empty] | American Municipal Power Inc | 100 | American Municipal Power Inc | 100
Fremont Energy Center | 55701_G_CT01 | 55701 | G | CT01 | 8962 | Combined Cycle |  | PJM_ATSI | Ohio | 39 | Sandusky | 143 | 39143 | 162.6 | 11045 | 2012 | 9999 |  |  | N | Natural Gas |  |  |  | DLNB + NH3 + STM | SCR | [8 empty] | 0.010494 | 0.010494 | 0.010494 | 0.010494 | [11 empty] | American Municipal Power Inc | 100 | American Municipal Power Inc | 100
Fremont Energy Center | 55701_G_CT02 | 55701 | G | CT02 | 8964 | Combined Cycle |  | PJM_ATSI | Ohio | 39 | Sandusky | 143 | 39143 | 162.6 | 11045 | 2012 | 9999 |  |  | N | Natural Gas |  |  |  | DLNB + NH3 + STM | SCR | [8 empty] | 0.010494 | 0.010494 | 0.010494 | 0.010494 | [11 empty] | American Municipal Power Inc | 100 | American Municipal Power Inc | 100
Choctaw County | 55706_G_CTG1 | 55706 | G | CTG1 | 9224 | Combined Cycle |  | S_C_TVA | Mississippi | 28 | Choctaw | 19 | 28019 | 164 | 7190 | 2003 | 9999 |  |  | N | Natural Gas |  |  |  | DLNB | SCR | [8 empty] | 0.021708 | 0.0094643 | 0.021708 | 0.0094643 | [11 empty] | Entergy Mississippi LLC | 100 | Entergy Corp | 100
Choctaw County | 55706_G_CTG2 | 55706 | G | CTG2 | 9225 | Combined Cycle |  | S_C_TVA | Mississippi | 28 | Choctaw | 19 | 28019 | 164 | 7190 | 2003 | 9999 |  |  | N | Natural Gas |  |  |  | DLNB | SCR | [7 empty] | 0.001 | 0.021708 | 0.0094643 | 0.021708 | 0.0094643 | [11 empty] | Entergy Mississippi LLC | 100 | Entergy Corp | 100
Choctaw County | 55706_G_CTG3 | 55706 | G | CTG3 | 9226 | Combined Cycle |  | S_C_TVA | Mississippi | 28 | Choctaw | 19 | 28019 | 164 | 7190 | 2003 | 9999 |  |  | N | Natural Gas |  |  |  | DLNB | SCR | [7 empty] | 0.001 | 0.021708 | 0.0094643 | 0.021708 | 0.0094643 | [11 empty] | Entergy Mississippi LLC | 100 | Entergy Corp | 100
Choctaw County | 55706_G_STG1 | 55706 | G | STG1 | 9226 | Combined Cycle |  | S_C_TVA | Mississippi | 28 | Choctaw | 19 | 28019 | 289 | 7190 | 2003 | 9999 |  |  | N | Natural Gas |  |  |  | DLNB | SCR | [8 empty] | 0.021708 | 0.0094643 | 0.021708 | 0.0094643 | [11 empty] | Entergy Mississippi LLC | 100 | Entergy Corp | 100
Allegheny Energy Units 3 4 & 5 | 55710_G_UNT3 | 55710 | G | UNT3 | 9962 | Combined Cycle |  | PJM_AP | Pennsylvania | 42 | Allegheny | 3 | 42003 | 167 | 7199 | 2003 | 9999 |  |  | N | Natural Gas |  |  |  | DLNB | SCR | [7 empty] | 0.003 | 0.0080444 | 0.0080444 | 0.0080444 | 0.0080444 | [11 empty] | Springdale Energy LLC | 100 | LS Power Group | 100
Allegheny Energy Units 3 4 & 5 | 55710_G_UNT4 | 55710 | G | UNT4 | 9963 | Combined Cycle |  | PJM_AP | Pennsylvania | 42 | Allegheny | 3 | 42003 | 167 | 7199 | 2003 | 9999 |  |  | N | Natural Gas |  |  |  | DLNB | SCR | [7 empty] | 0.003 | 0.0080444 | 0.0080444 | 0.0080444 | 0.0080444 | [11 empty] | Springdale Energy LLC | 100 | LS Power Group | 100
Allegheny Energy Units 3 4 & 5 | 55710_G_UNT5 | 55710 | G | UNT5 | 9962 | Combined Cycle |  | PJM_AP | Pennsylvania | 42 | Allegheny | 3 | 42003 | 175 | 7199 | 2003 | 9999 |  |  | N | Natural Gas |  |  |  | DLNB | SCR | [7 empty] | 0.003 | 0.0080444 | 0.0080444 | 0.0080444 | 0.0080444 | [11 empty] | Springdale Energy LLC | 100 | LS Power Group | 100
Magnet Cove | 55714_G_GT1 | 55714 | G | GT1 | 9298 | Combined Cycle |  | MIS_AR | Arkansas | 5 | Hot Spring | 59 | 05059 | 208.1 | 7065 | 2005 | 9999 |  |  | N | Natural Gas |  |  |  | DLNB | SCR | [8 empty] | 0.01499 | 0.01499 | 0.01499 | 0.01499 | [11 empty] | Hot Spring Power Co LLC | 100 | ENGIE SA | 100
Magnet Cove | 55714_G_GT2 | 55714 | G | GT2 | 9299 | Combined Cycle |  | MIS_AR | Arkansas | 5 | Hot Spring | 59 | 05059 | 208.1 | 7065 | 2006 | 9999 |  |  | N | Natural Gas |  |  |  | DLNB | SCR | [8 empty] | 0.01499 | 0.01499 | 0.01499 | 0.01499 | [11 empty] | Hot Spring Power Co LLC | 100 | ENGIE SA | 100
Magnet Cove | 55714_G_ST1 | 55714 | G | ST1 | 9298 | Combined Cycle |  | MIS_AR | Arkansas | 5 | Hot Spring | 59 | 05059 | 225.3 | 7065 | 2005 | 9999 |  |  | N | Natural Gas |  |  |  | NH3 | SCR | [8 empty] | 0.01499 | 0.01499 | 0.01499 | 0.01499 | [11 empty] | Arkansas Electric Coop Corp | 100 | Arkansas Electric Coop Corp | 100
Dean | 55718_G_GT1 | 55718 | G | GT1 | 9240 | Combustion Turbine |  | MIS_LMI | Michigan | 26 | St Clair | 147 | 26147 | 78 | 12023 | 2002 | 9999 |  |  | N | Natural Gas |  |  |  | DLNB | [8 empty] | 1.67 | 0.03083 | 0.03083 | 0.03083 | 0.03083 | [11 empty] | DTE East China LLC | 100 | DTE Energy Co | 100
Dean | 55718_G_GT2 | 55718 | G | GT2 | 9241 | Combustion Turbine |  | MIS_LMI | Michigan | 26 | St Clair | 147 | 26147 | 78 | 12023 | 2002 | 9999 |  |  | N | Natural Gas |  |  |  | DLNB | [8 empty] | 1.67 | 0.026 | 0.026 | 0.026 | 0.026 | [11 empty] | DTE East China LLC | 100 | DTE Energy Co | 100
Dean | 55718_G_GT3 | 55718 | G | GT3 | 9242 | Combustion Turbine |  | MIS_LMI | Michigan | 26 | St Clair | 147 | 26147 | 78 | 12023 | 2002 | 9999 |  |  | N | Natural Gas |  |  |  | DLNB | [8 empty] | 1.67 | 0.02303 | 0.02303 | 0.02303 | 0.02303 | [11 empty] | DTE East China LLC | 100 | DTE Energy Co | 100
Dean | 55718_G_GT4 | 55718 | G | GT4 | 9243 | Combustion Turbine |  | MIS_LMI | Michigan | 26 | St Clair | 147 | 26147 | 78 | 12024 | 2002 | 9999 |  |  | N | Natural Gas |  |  |  | DLNB | [8 empty] | 1.67 | 0.02603 | 0.02603 | 0.02603 | 0.02603 | [11 empty] | DTE East China LLC | 100 | DTE Energy Co | 100
Mountain View I&2 | 55719_G_GEN2 | 55719 | G | GEN2 |  | Onshore Wind |  | WECC_SCE | California | 6 | Riverside | 65 | 06065 | 22.2 | 0 | 2001 | 9999 |  |  | N | Wind | [13 empty] | 0 | 0 | 0 | 0 | [11 empty] | Mountain View Power Partners LLC | 100 | AES Corp (The) | 100
Mountain View I&2 | 55719_G_GENI | 55719 | G | GENI |  | Onshore Wind |  | WECC_SCE | California | 6 | Riverside | 65 | 06065 | 44.4 | 0 | 2001 | 9999 |  |  | N | Wind | [13 empty] | 0 | 0 | 0 | 0 | [11 empty] | Mountain View Power Partners LLC | 100 | AES Corp (The) | 100
Bennett Mountain | 55733_G_1 | 55733 | G | 1 | 9983 | Combustion Turbine |  | WECC_ID | Idaho | 16 | Elmore | 39 | 16039 | 164 | 10745 | 2005 | 9999 |  |  | N | Natural Gas |  |  |  | DLNB | [8 empty] | 1.75 | 0.08107 | 0.08107 | 0.08107 | 0.08107 | [11 empty] | Idaho Power Co | 100 | IDACORP Inc | 100
Gray County Wind Energy | 55734_G_V47 | 55734 | G | V47 |  | Onshore Wind |  | SPP_N | Kansas | 20 | Gray | 69 | 20069 | 112 | 0 | 2001 | 9999 |  |  | N | Wind | [13 empty] | 0 | 0 | 0 | 0 | [11 empty] | Gray County Wind LLC | 100 | NextEra Energy Inc | 100
Hanging Rock Energy Facility | 55736_G_1GT1 | 55736 | G | 1GT1 | 9079 | Combined Cycle |  | PJM_West | Ohio | 39 | Lawrence | 87 | 39087 | 181 | 7433 | 2003 | 9999 |  |  | N | Natural Gas |  |  |  | DLNB | SCR | [8 empty] | 0.0082779 | 0.0082779 | 0.0082779 | 0.0082779 | [11 empty] | Hanging Rock Power Co LLC | 100 | Vistra Energy | 100
Hanging Rock Energy Facility | 55736_G_1GT2 | 55736 | G | 1GT2 | 9080 | Combined Cycle |  | PJM_West | Ohio | 39 | Lawrence | 87 | 39087 | 183 | 7433 | 2003 | 9999 |  |  | N | Natural Gas |  |  |  | DLNB | SCR | [8 empty] | 0.0082779 | 0.0082779 | 0.0082779 | 0.0082779 | [11 empty] | Hanging Rock Power Co LLC | 100 | Vistra Energy | 100
Hanging Rock Energy Facility | 55736_G_1ST | 55736 | G | 1ST | 9079 | Combined Cycle |  | PJM_West | Ohio | 39 | Lawrence | 87 | 39087 | 316 | 7433 | 2003 | 9999 |  |  | N | Natural Gas |  |  |  | DLNB | SCR | [8 empty] | 0.0082779 | 0.0082779 | 0.0082779 | 0.0082779 | [11 empty] | Hanging Rock Power Co LLC | 100 | Vistra Energy | 100
Hanging Rock Energy Facility | 55736_G_2GT1 | 55736 | G | 2GT1 | 9081 | Combined Cycle |  | PJM_West | Ohio | 39 | Lawrence | 87 | 39087 | 185 | 7433 | 2003 | 9999 |  |  | N | Natural Gas |  |  |  | DLNB | SCR | [8 empty] | 0.0085061 | 0.0085061 | 0.0085061 | 0.0085061 | [11 empty] | Hanging Rock Power Co LLC | 100 | Vistra Energy | 100
Hanging Rock Energy Facility | 55736_G_2GT2 | 55736 | G | 2GT2 | 9082 | Combined Cycle |  | PJM_West | Ohio | 39 | Lawrence | 87 | 39087 | 186 | 7433 | 2003 | 9999 |  |  | N | Natural Gas |  |  |  | DLNB | SCR | [8 empty] | 0.0085061 | 0.0085061 | 0.0085061 | 0.0085061 | [11 empty] | Hanging Rock Power Co LLC | 100 | Vistra Energy | 100
Hanging Rock Energy Facility | 55736_G_2ST | 55736 | G | 2ST | 9081 | Combined Cycle |  | PJM_West | Ohio | 39 | Lawrence | 87 | 39087 | 314 | 7433 | 2003 | 9999 |  |  | N | Natural Gas |  |  |  | DLNB | SCR | [8 empty] | 0.0085061 | 0.0085061 | 0.0085061 | 0.0085061 | [11 empty] | Hanging Rock Power Co LLC | 100 | Vistra Energy | 100
Condon Windpower LLC | 55739_G_GEN1 | 55739 | G | GEN1 |  | Onshore Wind |  | WECC_PNW | Oregon | 41 | Gilliam | 21 | 41021 | 24.6 | 0 | 2001 | 9999 |  |  | N | Wind | [13 empty] | 0 | 0 | 0 | 0 | [11 empty] | Condon Wind Power LLC | 100 | Goldman Sachs Group Inc (The) | 100
Condon Windpower LLC | 55739_G_GEN2 | 55739 | G | GEN2 |  | Onshore Wind |  | WECC_PNW | Oregon | 41 | Gilliam | 21 | 41021 | 25.2 | 0 | 2002 | 9999 |  |  | N | Wind | [13 empty] | 0 | 0 | 0 | 0 | [11 empty] | Condon Wind Power LLC | 100 | Goldman Sachs Group Inc (The) | 100
Rock River I LLC | 55740_G_GEN1 | 55740 | G | GEN1 |  | Onshore Wind |  | WECC_WY | Wyoming | 56 | Carbon | 7 | 56007 | 50 | 0 | 2001 | 9999 |  |  | N | Wind | [13 empty] | 0 | 0 | 0 | 0 | [11 empty] | Shell Renewables | 100 | Royal Dutch Shell plc | 100
Ridge Crest Wind Partners | 55741_G_A1 | 55741 | G | A1 |  | Onshore Wind |  | WECC_CO | Colorado | 8 | Logan | 75 | 08075 | 29.7 | 0 | 2001 | 9999 |  |  | N | Wind | [13 empty] | 0 | 0 | 0 | 0 | [11 empty] | Ridge Crest Wind Partners LLC | 100 | Caithness Energy LLC | 100
Montfort Wind Energy Center | 55742_G_ER15 | 55742 | G | ER15 |  | Onshore Wind |  | MIS_WUMS | Wisconsin | 55 | Iowa | 49 | 55049 | 2 | 0 | 2002 | 9999 |  |  | N | Wind | [13 empty] | 0 | 0 | 0 | 0 | [11 empty] | Badger Windpower LLC | 100 | WEC Energy Group Inc | 100
NWP Indian Mesa Wind Farm | 55747_G_NWP2 | 55747 | G | NWP2 |  | Onshore Wind |  | ERC_WEST | Texas | 48 | Pecos | 371 | 48371 | 82.5 | 0 | 2001 | 9999 |  |  | N | Wind | [13 empty] | 0 | 0 | 0 | 0 | [11 empty] | NextEra Energy Resources LLC | 100 | NextEra Energy Inc | 100
Los Esteros Critical Energy Center | 55748_G_CAG5 | 55748 | G | CAG5 | 9250 | Combined Cycle |  | WEC_CALN | California | 6 | Santa Clara | 85 | 06085 | 126.1 | 8378 | 2013 | 9999 |  |  | N | Natural Gas |  |  |  | H2O | SCR | [8 empty] | 0.0054375 | 0.0054375 | 0.0054375 | 0.0054375 | [11 empty] | Los Esteros Critical Energy Facility LLC | 100 | Energy Capital Partners | 100
Los Esteros Critical Energy Center | 55748_G_CTG1 | 55748 | G | CTG1 | 9250 | Combined Cycle |  | WEC_CALN | California | 6 | Santa Clara | 85 | 06085 | 45 | 8378 | 2003 | 9999 |  |  | N | Natural Gas |  |  |  | H2O | SCR | [7 empty] | 0.74 | 0.0054375 | 0.0054375 | 0.0054375 | 0.0054375 | [11 empty] | Los Esteros Critical Energy Facility LLC | 100 | Energy Capital Partners | 100
Los Esteros Critical Energy Center | 55748_G_CTG2 | 55748 | G | CTG2 | 9251 | Combined Cycle |  | WEC_CALN | California | 6 | Santa Clara | 85 | 06085 | 45 | 8378 | 2003 | 9999 |  |  | N | Natural Gas |  |  |  | H2O | SCR | [7 empty] | 0.74 | 0.0054375 | 0.0054375 | 0.0054375 | 0.0054375 | [11 empty] | Los Esteros Critical Energy Facility LLC | 100 | Energy Capital Partners | 100
Los Esteros Critical Energy Center | 55748_G_CTG3 | 55748 | G | CTG3 | 9252 | Combined Cycle |  | WEC_CALN | California | 6 | Santa Clara | 85 | 06085 | 45 | 8378 | 2003 | 9999 |  |  | N | Natural Gas |  |  |  | H2O | SCR | [7 empty] | 0.74 | 0.0054375 | 0.0054375 | 0.0054375 | 0.0054375 | [11 empty] | Los Esteros Critical Energy Facility LLC | 100 | Energy Capital Partners | 100
Los Esteros Critical Energy Center | 55748_G_CTG4 | 55748 | G | CTG4 | 9253 | Combined Cycle |  | WEC_CALN | California | 6 | Santa Clara | 85 | 06085 | 45 | 8378 | 2003 | 9999 |  |  | N | Natural Gas |  |  |  | H2O | SCR | [7 empty] | 0.74 | 0.0054375 | 0.0054375 | 0.0054375 | 0.0054375 | [11 empty] | Los Esteros Critical Energy Facility LLC | 100 | Energy Capital Partners | 100
Sonoma Central Landfill Phase I | 55752_G_P-11 | 55752 | G | P-11 |  | Landfill Gas |  | WEC_CALN | California | 6 | Sonoma | 97 | 06097 | 0.7 | 14103 | 1993 | 9999 |  |  | N | Landfill Gas | [13 empty] | 0.33092 | 0.33092 | 0.33092 | 0.33092 | [11 empty] | County of Sonoma Dept of Transportation | 100 | County of Sonoma Dept of Transportation | 100
Sonoma Central Landfill Phase I | 55752_G_P-12 | 55752 | G | P-12 |  | Landfill Gas |  | WEC_CALN | California | 6 | Sonoma | 97 | 06097 | 0.7 | 14103 | 1993 | 9999 |  |  | N | Landfill Gas | [13 empty] | 0.33092 | 0.33092 | 0.33092 | 0.33092 | [11 empty] | County of Sonoma Dept of Transportation | 100 | County of Sonoma Dept of Transportation | 100
Sonoma Central Landfill Phase I | 55752_G_P-13 | 55752 | G | P-13 |  | Landfill Gas |  | WEC_CALN | California | 6 | Sonoma | 97 | 06097 | 0.7 | 14103 | 1993 | 9999 |  |  | N | Landfill Gas | [13 empty] | 0.33092 | 0.33092 | 0.33092 | 0.33092 | [11 empty] | County of Sonoma Dept of Transportation | 100 | County of Sonoma Dept of Transportation | 100
Sonoma Central Landfill Phase I | 55752_G_P-14 | 55752 | G | P-14 |  | Landfill Gas |  | WEC_CALN | California | 6 | Sonoma | 97 | 06097 | 0.7 | 14103 | 1993 | 9999 |  |  | N | Landfill Gas | [13 empty] | 0.33092 | 0.33092 | 0.33092 | 0.33092 | [11 empty] | County of Sonoma Dept of Transportation | 100 | County of Sonoma Dept of Transportation | 100
Sonoma Central Landfill Phase II | 55753_G_P-21 | 55753 | G | P-21 |  | Landfill Gas |  | WEC_CALN | California | 6 | Sonoma | 97 | 06097 | 0.7 | 14103 | 1996 | 9999 |  |  | N | Landfill Gas | [13 empty] | 0.3144 | 0.3144 | 0.3144 | 0.3144 | [11 empty] | County of Sonoma Dept of Transportation | 100 | County of Sonoma Dept of Transportation | 100
Sonoma Central Landfill Phase II | 55753_G_P-22 | 55753 | G | P-22 |  | Landfill Gas |  | WEC_CALN | California | 6 | Sonoma | 97 | 06097 | 0.7 | 14103 | 1996 | 9999 |  |  | N | Landfill Gas | [13 empty] | 0.3144 | 0.3144 | 0.3144 | 0.3144 | [11 empty] | County of Sonoma Dept of Transportation | 100 | County of Sonoma Dept of Transportation | 100
Sonoma Central Landfill Phase II | 55753_G_P-23 | 55753 | G | P-23 |  | Landfill Gas |  | WEC_CALN | California | 6 | Sonoma | 97 | 06097 | 0.7 | 14103 | 1996 | 9999 |  |  | N | Landfill Gas | [13 empty] | 0.3144 | 0.3144 | 0.3144 | 0.3144 | [11 empty] | County of Sonoma Dept of Transportation | 100 | County of Sonoma Dept of Transportation | 100
Sonoma Central Landfill Phase II | 55753_G_P-24 | 55753 | G | P-24 |  | Landfill Gas |  | WEC_CALN | California | 6 | Sonoma | 97 | 06097 | 0.7 | 14103 | 1996 | 9999 |  |  | N | Landfill Gas | [13 empty] | 0.3144 | 0.3144 | 0.3144 | 0.3144 | [11 empty] | County of Sonoma Dept of Transportation | 100 | County of Sonoma Dept of Transportation | 100
Model City Energy Facility | 55757_G_GEN1 | 55757 | G | GEN1 |  | Landfill Gas |  | NY_Z_A | New York | 36 | Niagara | 63 | 36063 | 0.8 | 14125 | 2001 | 9999 |  |  | N | Landfill Gas | [13 empty] | 0.22117 | 0.22117 | 0.22117 | 0.22117 | [11 empty] | Model City Energy LLC | 100 | Archaea Energy Inc | 100
Model City Energy Facility | 55757_G_GEN2 | 55757 | G | GEN2 |  | Landfill Gas |  | NY_Z_A | New York | 36 | Niagara | 63 | 36063 | 0.8 | 14126 | 2001 | 9999 |  |  | N | Landfill Gas | [13 empty] | 0.22117 | 0.22117 | 0.22117 | 0.22117 | [11 empty] | Model City Energy LLC | 100 | Archaea Energy Inc | 100
Model City Energy Facility | 55757_G_GEN3 | 55757 | G | GEN3 |  | Landfill Gas |  | NY_Z_A | New York | 36 | Niagara | 63 | 36063 | 0.8 | 14126 | 2001 | 9999 |  |  | N | Landfill Gas | [13 empty] | 0.22117 | 0.22117 | 0.22117 | 0.22117 | [11 empty] | Model City Energy LLC | 100 | Archaea Energy Inc | 100
Model City Energy Facility | 55757_G_GEN4 | 55757 | G | GEN4 |  | Landfill Gas |  | NY_Z_A | New York | 36 | Niagara | 63 | 36063 | 0.8 | 14126 | 2001 | 9999 |  |  | N | Landfill Gas | [13 empty] | 0.22117 | 0.22117 | 0.22117 | 0.22117 | [11 empty] | Model City Energy LLC | 100 | Archaea Energy Inc | 100
Model City Energy Facility | 55757_G_GEN5 | 55757 | G | GEN5 |  | Landfill Gas |  | NY_Z_A | New York | 36 | Niagara | 63 | 36063 | 0.8 | 14126 | 2001 | 9999 |  |  | N | Landfill Gas | [13 empty] | 0.22117 | 0.22117 | 0.22117 | 0.22117 | [11 empty] | Model City Energy LLC | 100 | Archaea Energy Inc | 100
Model City Energy Facility | 55757_G_GEN6 | 55757 | G | GEN6 |  | Landfill Gas |  | NY_Z_A | New York | 36 | Niagara | 63 | 36063 | 0.8 | 14126 | 2001 | 9999 |  |  | N | Landfill Gas | [13 empty] | 0.22117 | 0.22117 | 0.22117 | 0.22117 | [11 empty] | Model City Energy LLC | 100 | Archaea Energy Inc | 100
Model City Energy Facility | 55757_G_GEN7 | 55757 | G | GEN7 |  | Landfill Gas |  | NY_Z_A | New York | 36 | Niagara | 63 | 36063 | 0.8 | 14126 | 2001 | 9999 |  |  | N | Landfill Gas | [13 empty] | 0.22117 | 0.22117 | 0.22117 | 0.22117 | [11 empty] | Model City Energy LLC | 100 | Archaea Energy Inc | 100
Green Knight Energy Center | 55765_G_TG1 | 55765 | G | TG1 |  | Landfill Gas |  | PJM_WMAC | Pennsylvania | 42 | Northampton | 95 | 42095 | 2.4 | 21853 | 2001 | 9999 |  |  | N | Landfill Gas | [13 empty] | 0.05089 | 0.05089 | 0.05089 | 0.05089 | [11 empty] | Green Knight Economic Development Corp | 100 | Green Knight Economic Development Corp | 100
Green Knight Energy Center | 55765_G_TG2 | 55765 | G | TG2 |  | Landfill Gas |  | PJM_WMAC | Pennsylvania | 42 | Northampton | 95 | 42095 | 2.4 | 21853 | 2001 | 9999 |  |  | N | Landfill Gas | [13 empty] | 0.13164 | 0.13164 | 0.13164 | 0.13164 | [11 empty] | Green Knight Economic Development Corp | 100 | Green Knight Economic Development Corp | 100
Green Knight Energy Center | 55765_G_TG3 | 55765 | G | TG3 |  | Landfill Gas |  | PJM_WMAC | Pennsylvania | 42 | Northampton | 95 | 42095 | 2.4 | 21853 | 2001 | 9999 |  |  | N | Landfill Gas | [13 empty] | 0.19469 | 0.19469 | 0.19469 | 0.19469 | [11 empty] | Green Knight Economic Development Corp | 100 | Green Knight Economic Development Corp | 100
Kiefer Landfill | 55766_G_361A | 55766 | G | 361A |  | Landfill Gas |  | WEC_BANC | California | 6 | Sacramento | 67 | 06067 | 2.8 | 14103 | 1999 | 9999 |  |  | N | Landfill Gas | [13 empty] | 0.22409 | 0.22409 | 0.22409 | 0.22409 | [11 empty] | Kiefer Landfill Generating II LLC | 100 | Energy Investors Funds Group | 100
Kiefer Landfill | 55766_G_361B | 55766 | G | 361B |  | Landfill Gas |  | WEC_BANC | California | 6 | Sacramento | 67 | 06067 | 2.8 | 14103 | 1999 | 9999 |  |  | N | Landfill Gas | [13 empty] | 0.22409 | 0.22409 | 0.22409 | 0.22409 | [11 empty] | Kiefer Landfill Generating II LLC | 100 | Energy Investors Funds Group | 100
Kiefer Landfill | 55766_G_361C | 55766 | G | 361C |  | Landfill Gas |  | WEC_BANC | California | 6 | Sacramento | 67 | 06067 | 2.8 | 14103 | 1999 | 9999 |  |  | N | Landfill Gas | [13 empty] | 0.22409 | 0.22409 | 0.22409 | 0.22409 | [11 empty] | Kiefer Landfill Generating II LLC | 100 | Energy Investors Funds Group | 100
Madison Windpower LLC | 55769_G_MADW | 55769 | G | MADW |  | Onshore Wind |  | NY_Z_C&E | New York | 36 | Madison | 53 | 36053 | 11.5 | 0 | 2000 | 9999 |  |  | N | Wind | [13 empty] | 0 | 0 | 0 | 0 | [11 empty] | Madison Windpower LLC | 100 | Energias de Portugal SA | 100
Noble Ridge LLC | 55782_G_WH01 | 55782 | G | WH01 |  | Onshore Wind |  | MIS_MNWI | Minnesota | 27 | Nobles | 105 | 27105 | 1.5 | 0 | 2001 | 9999 |  |  | N | Wind | [13 empty] | 0 | 0 | 0 | 0 | [11 empty] | Northern Alternative Energy | 51 | Northern Alternative Energy | 51
Edgewood Energy LLC | 55786_G_CT01 | 55786 | G | CT01 | 10132 | Combustion Turbine |  | NY_Z_K | New York | 36 | Suffolk | 103 | 36103 | 42.5 | 10745 | 2002 | 9999 |  |  | N | Natural Gas |  |  |  | H2O | SCR | [7 empty] | 1.053 | 0.01186 | 0.01089 | 0.01186 | 0.01089 | [11 empty] | Edgewood Energy LLC | 100 | Electric Power Development Co Ltd (J Power) | 100
Edgewood Energy LLC | 55786_G_CT02 | 55786 | G | CT02 | 10133 | Combustion Turbine |  | NY_Z_K | New York | 36 | Suffolk | 103 | 36103 | 42.5 | 10745 | 2002 | 9999 |  |  | N | Natural Gas |  |  |  | H2O | SCR | [7 empty] | 1.053 | 0.01354 | 0.01019 | 0.01354 | 0.01019 | [11 empty] | Edgewood Energy LLC | 100 | Electric Power Development Co Ltd (J Power) | 100
Shoreham Energy LLC | 55787_G_CT01 | 55787 | G | CT01 | 10134 | Combustion Turbine |  | NY_Z_K | New York | 36 | Suffolk | 103 | 36103 | 42.5 | 10745 | 2002 | 9999 |  |  | N | Distillate Fuel Oil |  |  |  | H2O | SCR | [7 empty] | 0.05 | 0.08203 | 0.08203 | 0.08203 | 0.08203 | [11 empty] | Shoreham Energy LLC | 100 | Electric Power Development Co Ltd (J Power) | 100
Shoreham Energy LLC | 55787_G_CT02 | 55787 | G | CT02 | 10135 | Combustion Turbine |  | NY_Z_K | New York | 36 | Suffolk | 103 | 36103 | 42.5 | 10745 | 2002 | 9999 |  |  | N | Distillate Fuel Oil |  |  |  | H2O | SCR | [7 empty] | 0.05 | 0.07783 | 0.06435 | 0.07783 | 0.06435 | [11 empty] | Shoreham Energy LLC | 100 | Electric Power Development Co Ltd (J Power) | 100
Fenner Wind | 55790_G_1 | 55790 | G | 1 |  | Onshore Wind |  | NY_Z_C&E | New York | 36 | Madison | 53 | 36053 | 30 | 0 | 2001 | 9999 |  |  | N | Wind | [13 empty] | 0 | 0 | 0 | 0 | [11 empty] | Canastota Windpower LLC | 100 | Enel SpA | 100
Woodward Mountain II | 55795_G_01 | 55795 | G | 01 |  | Onshore Wind |  | ERC_WEST | Texas | 48 | Pecos | 371 | 48371 | 78 | 0 | 2001 | 9999 |  |  | N | Wind | [13 empty] | 0 | 0 | 0 | 0 | [11 empty] | FPL Energy Pecos Wind II LLC | 100 | NextEra Energy Inc | 100
Woodward Mountain I | 55796_G_01 | 55796 | G | 01 |  | Onshore Wind |  | ERC_WEST | Texas | 48 | Pecos | 371 | 48371 | 82 | 0 | 2001 | 9999 |  |  | N | Wind | [13 empty] | 0 | 0 | 0 | 0 | [11 empty] | FPL Energy Pecos Wind I LLC | 100 | NextEra Energy Inc | 100
Marcus Hook Energy LP | 55801_G_CT13 | 55801 | G | CT13 | 10140 | Combined Cycle |  | PJM_EMAC | Pennsylvania | 42 | Delaware | 45 | 42045 | 176 | 7287 | 2004 | 9999 |  |  | Y | Natural Gas |  |  |  | DLNB | SCR | [7 empty] | 0.007 | 0.013425 | 0.013425 | 0.013425 | 0.013425 | [11 empty] | Marcus Hook Energy LP | 100 | Starwood Capital Group Global LLC | 100
Marcus Hook Energy LP | 55801_G_CT1A | 55801 | G | CT1A | 10142 | Combined Cycle |  | PJM_EMAC | Pennsylvania | 42 | Delaware | 45 | 42045 | 182.7 | 7287 | 2004 | 9999 |  |  | Y | Natural Gas |  |  |  | DLNB | SCR | [7 empty] | 0.007 | 0.013425 | 0.013425 | 0.013425 | 0.013425 | [11 empty] | Marcus Hook Energy LP | 100 | Starwood Capital Group Global LLC | 100
Marcus Hook Energy LP | 55801_G_CTIB | 55801 | G | CTIB | 10141 | Combined Cycle |  | PJM_EMAC | Pennsylvania | 42 | Delaware | 45 | 42045 | 176 | 7287 | 2004 | 9999 |  |  | Y | Natural Gas |  |  |  | DLNB | SCR | [7 empty] | 0.007 | 0.013425 | 0.013425 | 0.013425 | 0.013425 | [11 empty] | Marcus Hook Energy LP | 100 | Starwood Capital Group Global LLC | 100
Marcus Hook Energy LP | 55801_G_STG | 55801 | G | STG | 10140 | Combined Cycle |  | PJM_EMAC | Pennsylvania | 42 | Delaware | 45 | 42045 | 298 | 7287 | 2004 | 9999 |  |  | Y | Natural Gas |  |  |  | DLNB | SCR | [7 empty] | 0.007 | 0.013425 | 0.013425 | 0.013425 | 0.013425 | [11 empty] | Marcus Hook Energy LP | 100 | Starwood Capital Group Global LLC | 100
Valencia Energy Facility | 55802_G_CTG1 | 55802 | G | CTG1 | 10143 | Combustion Turbine |  | WECC_NM | New Mexico | 35 | Valencia | 61 | 35061 | 144.3 | 11850 | 2008 | 9999 |  |  | N | Natural Gas |  |  |  | DLNB | [9 empty] | 0.0395 | 0.0395 | 0.0395 | 0.0395 | [11 empty] | Southwest Generation Operating Co LLC | 100 | JPMorgan Chase & Co | 100
Somerset Windpower LLC | 55803_G_EW | 55803 | G | EW |  | Onshore Wind |  | PJM_PENE | Pennsylvania | 42 | Somerset | 111 | 42111 | 9 | 0 | 2001 | 9999 |  |  | N | Wind | [13 empty] | 0 | 0 | 0 | 0 | [11 empty] | Somerset Windpower LLC | 100 | Quinbrook Infrastructure Partners | 100
Top of Iowa Windfarm | 55804_G_NM | 55804 | G | NM |  | Onshore Wind |  | MIS_IA | Iowa | 19 | Worth | 195 | 19195 | 80 | 0 | 2001 | 9999 |  |  | N | Wind | [13 empty] | 0 | 0 | 0 | 0 | [11 empty] | Northern Iowa Windpower LLC | 100 | Black Hills Corp | 100
Mill Run Windpower LLC | 55805_G_G1 | 55805 | G | G1 |  | Onshore Wind |  | PJM_AP | Pennsylvania | 42 | Somerset | 111 | 42111 | 15 | 0 | 2001 | 9999 |  |  | N | Wind | [13 empty] | 0 | 0 | 0 | 0 | [11 empty] | Mill Run Windpower LLC | 100 | Quinbrook Infrastructure Partners | 100
Henrietta Peaker | 55807_G_HPP1 | 55807 | G | HPP1 | 88086 | Combustion Turbine |  | WEC_CALN | California | 6 | Kings | 31 | 06031 | 46.3 | 10745 | 2002 | 9999 |  |  | N | Natural Gas |  |  |  | H2O | SCR | [7 empty] | 0.74 | 0.01644 | 0.01644 | 0.01644 | 0.01644 | [11 empty] | Star West Generation LLC | 100 | AltaGas Ltd | 100
Henrietta Peaker | 55807_G_HPP2 | 55807 | G | HPP2 | 88087 | Combustion Turbine |  | WEC_CALN | California | 6 | Kings | 31 | 06031 | 46.1 | 10745 | 2002 | 9999 |  |  | N | Natural Gas |  |  |  | H2O | SCR | [7 empty] | 0.74 | 0.01582 | 0.01582 | 0.01582 | 0.01582 | [11 empty] | Star West Generation LLC | 100 | AltaGas Ltd | 100
Kas Brothers Windfarm | 55809_G_G1 | 55809 | G | G1 |  | Onshore Wind |  | MIS_MNWI | Minnesota | 27 | Pipestone | 117 | 27117 | 1.5 | 0 | 2001 | 9999 |  |  | N | Wind | [13 empty] | 0 | 0 | 0 | 0 | [11 empty] | Kas Brothers Windfarm LLC | 100 | Kas Brothers Windfarm LLC | 100
Gilroy Peaking Energy Center | 55810_G_S3 | 55810 | G | S3 | 88230 | Combustion Turbine |  | WEC_CALN | California | 6 | Santa Clara | 85 | 06085 | 45 | 11623 | 2001 | 9999 |  |  | N | Natural Gas |  |  |  | H2O + NH3 | SCR | [7 empty] | 0.74 | 0.02722 | 0.02722 | 0.02722 | 0.02722 | [11 empty] | Gilroy Energy Center LLC | 100 | Energy Capital Partners | 100
Gilroy Peaking Energy Center | 55810_G_S4 | 55810 | G | S4 | 88231 | Combustion Turbine |  | WEC_CALN | California | 6 | Santa Clara | 85 | 06085 | 45 | 11623 | 2001 | 9999 |  |  | N | Natural Gas |  |  |  | H2O + NH3 | SCR | [7 empty] | 0.74 | 0.02657 | 0.02657 | 0.02657 | 0.02657 | [11 empty] | Gilroy Energy Center LLC | 100 | Energy Capital Partners | 100
Gilroy Peaking Energy Center | 55810_G_S5 | 55810 | G | S5 | 88232 | Combustion Turbine |  | WEC_CALN | California | 6 | Santa Clara | 85 | 06085 | 45 | 11623 | 2002 | 9999 |  |  | N | Natural Gas |  |  |  | H2O + NH3 | SCR | [7 empty] | 0.74 | 0.03221 | 0.03221 | 0.03221 | 0.03221 | [11 empty] | Gilroy Energy Center LLC | 100 | Energy Capital Partners | 100
King City Peaking | 55811_G_CTG1 | 55811 | G | CTG1 | 8434 | Combustion Turbine |  | WEC_CALN | California | 6 | Monterey | 53 | 06053 | 44 | 11324 | 2002 | 9999 |  |  | N | Natural Gas |  |  |  | DLNB + H2O + NH3 | SCR | [7 empty] | 0.74 | 0.01565 | 0.01565 | 0.01565 | 0.01565 | [11 empty] | King City Energy Center LLC | 100 | General Electric Co | 100
Yuba City Energy Center | 55813_G_CTG1 | 55813 | G | CTG1 | 8436 | Combustion Turbine |  | WEC_CALN | California | 6 | Sutter | 101 | 06101 | 45 | 11950 | 2002 | 9999 |  |  | N | Natural Gas |  |  |  | H2O | SCR | [7 empty] | 0.74 | 0.08129 | 0.08129 | 0.08129 | 0.08129 | [11 empty] | Calpine Corp Yuba City | 100 | Energy Capital Partners | 100
Hawkeye Power Partners LLC | 55816_G_48M | 55816 | G | 48M |  | Onshore Wind |  | MIS_IA | Iowa | 19 | Cerro Gordo | 33 | 19033 | 42 | 0 | 1999 | 9999 |  |  | N | Wind | [13 empty] | 0 | 0 | 0 | 0 | [11 empty] | Cerro Gordo Wind LLC | 100 | NextEra Energy Inc | 100
Frederickson Power LP | 55818_G_FICT | 55818 | G | FICT | 88233 | Combined Cycle |  | WECC_PNW | Washington | 53 | Pierce | 53 | 53053 | 164 | 7097 | 2002 | 9999 |  |  | N | Natural Gas |  |  |  | DLNB + NH3 | SCR | [8 empty] | 0.010452 | 0.010452 | 0.010452 | 0.010452 | [11 empty] | Frederickson Power LP | 50.15 | I Squared Capital | 50.15
Frederickson Power LP | 55818_G_FIST | 55818 | G | FIST | 88233 | Combined Cycle |  | WECC_PNW | Washington | 53 | Pierce | 53 | 53053 | 82 | 7097 | 2002 | 9999 |  |  | N | Natural Gas |  |  |  | LNB + NH3 | SCR | [8 empty] | 0.010452 | 0.010452 | 0.010452 | 0.010452 | [11 empty] | Frederickson Power LP | 50.15 | I Squared Capital | 50.15
Curtis H Stanton Energy Center | 55821_G_A | 55821 | G | A | 10157 | Combined Cycle |  | FRCC | Florida | 12 | Orange | 95 | 12095 | 188 | 7461 | 2003 | 9999 |  |  | N | Natural Gas, Distillate Fuel Oil |  |  |  | DLNB + H2O | SCR | [7 empty] | 0.001 | 0.012432 | 0.012432 | 0.012432 | 0.012432 | [11 empty] | Stanton Clean Energy LLC | 65 | NextEra Energy Inc | 65
Curtis H Stanton Energy Center | 55821_G_B | 55821 | G | B | 10158 | Combined Cycle |  | FRCC | Florida | 12 | Orange | 95 | 12095 | 188 | 7461 | 2003 | 9999 |  |  | N | Natural Gas, Distillate Fuel Oil |  |  |  | DLNB + H2O | SCR | [7 empty] | 0.001 | 0.012432 | 0.012432 | 0.012432 | 0.012432 | [11 empty] | Stanton Clean Energy LLC | 65 | NextEra Energy Inc | 65
Curtis H Stanton Energy Center | 55821_G_C | 55821 | G | C | 10157 | Combined Cycle |  | FRCC | Florida | 12 | Orange | 95 | 12095 | 281 | 7461 | 2003 | 9999 |  |  | N | Natural Gas, Distillate Fuel Oil |  |  |  | DLNB + H2O | SCR | [7 empty] | 0.001 | 0.012432 | 0.012432 | 0.012432 | 0.012432 | [11 empty] | Stanton Clean Energy LLC | 65 | NextEra Energy Inc | 65
MNDOT Standby Generation | 55824_G_UNT1 | 55824 | G | UNT1 |  | Combustion Turbine | IC Engine | MIS_MNWI | Minnesota | 27 | Ramsey | 123 | 27123 | 1.9 | 13469 | 1995 | 9999 |  |  | N | Distillate Fuel Oil | [13 empty] | 1.6498 | 1.6498 | 1.6498 | 1.6498 | [11 empty] | Neo Corp | 50 | NRG Energy Inc | 50
Rocky Mountain Energy Center | 55835_G_CTG1 | 55835 | G | CTG1 | 10173 | Combined Cycle |  | WECC_CO | Colorado | 8 | Weld | 123 | 08123 | 145 | 7737 | 2004 | 9999 |  |  | N | Natural Gas |  |  |  | DLNB | SCR | [8 empty] | 0.013853 | 0.013853 | 0.013853 | 0.013853 | [11 empty] | Rocky Mountain Energy Center LLC | 100 | Xcel Energy Inc | 100
Rocky Mountain Energy Center | 55835_G_CTG2 | 55835 | G | CTG2 | 10174 | Combined Cycle |  | WECC_CO | Colorado | 8 | Weld | 123 | 08123 | 145 | 7737 | 2004 | 9999 |  |  | N | Natural Gas |  |  |  | DLNB | SCR | [8 empty] | 0.013853 | 0.013853 | 0.013853 | 0.013853 | [11 empty] | Rocky Mountain Energy Center LLC | 100 | Xcel Energy Inc | 100
Rocky Mountain Energy Center | 55835_G_STG1 | 55835 | G | STG1 | 10173 | Combined Cycle |  | WECC_CO | Colorado | 8 | Weld | 123 | 08123 | 290 | 7737 | 2004 | 9999 |  |  | N | Natural Gas |  |  |  | DLNB | SCR | [8 empty] | 0.013853 | 0.013853 | 0.013853 | 0.013853 | [11 empty] | Rocky Mountain Energy Center LLC | 100 | Xcel Energy Inc | 100
Island Street Peaking Plant | 55836_G_FT81 | 55836 | G | FT81 | 89407 | Combustion Turbine |  | MIS_WUMS | Wisconsin | 55 | Outagamie | 87 | 55087 | 51.8 | 12332 | 2004 | 9999 |  |  | N | Natural Gas, Distillate Fuel Oil |  |  |  | H2O | [9 empty] | 0.10015 | 0.10015 | 0.10015 | 0.10015 | [11 empty] | WPPI Energy | 100 | WPPI Energy | 100
Silverhawk | 55841_G_CT1 | 55841 | G | CT1 | 89194 | Combined Cycle |  | WECC_SNV | Nevada | 32 | Clark | 3 | 32003 | 157 | 7661 | 2004 | 9999 |  |  | N | Natural Gas |  |  |  | DLNB | SCR | [8 empty] | 0.0097845 | 0.0097845 | 0.0097845 | 0.0097845 | [11 empty] | Nevada Power Co | 75 | Berkshire Hathaway Inc | 75
Silverhawk | 55841_G_CT2 | 55841 | G | CT2 | 89195 | Combined Cycle |  | WECC_SNV | Nevada | 32 | Clark | 3 | 32003 | 157 | 7661 | 2004 | 9999 |  |  | N | Natural Gas |  |  |  | DLNB | SCR | [8 empty] | 0.0097845 | 0.0097845 | 0.0097845 | 0.0097845 | [11 empty] | Nevada Power Co | 75 | Berkshire Hathaway Inc | 75
Silverhawk | 55841_G_ST1 | 55841 | G | ST1 | 89194 | Combined Cycle |  | WECC_SNV | Nevada | 32 | Clark | 3 | 32003 | 246 | 7661 | 2004 | 9999 |  |  | N | Natural Gas |  |  |  | DLNB | SCR | [8 empty] | 0.0097845 | 0.0097845 | 0.0097845 | 0.0097845 | [11 empty] | Nevada Power Co | 75 | Berkshire Hathaway Inc | 75
Feather River Energy Center | 55847_G_CTG1 | 55847 | G | CTG1 | 10240 | Combustion Turbine |  | WEC_CALN | California | 6 | Sutter | 101 | 06101 | 45 | 11489 | 2003 | 9999 |  |  | N | Natural Gas |  |  |  | H2O | SCR | [7 empty] | 0.74 | 0.16328 | 0.16328 | 0.16328 | 0.16328 | [11 empty] | Feather River Energy Center LLC | 100 | Energy Capital Partners | 100
Wolfskill Energy Center | 55855_G_CTG1 | 55855 | G | CTG1 | 10241 | Combustion Turbine |  | WEC_CALN | California | 6 | Solano | 95 | 06095 | 45 | 11196 | 2003 | 9999 |  |  | N | Natural Gas |  |  |  | H2O + NH3 | SCR | [7 empty] | 0.74 | 0.02436 | 0.02436 | 0.02436 | 0.02436 | [11 empty] | Wolfskill Energy Center LLC | 100 | Energy Capital Partners | 100
Oak Point Cogen | 55857_G_5121 | 55857 | G | 5121 |  | Combustion Turbine |  | MIS_AMSO | Louisiana | 22 | Plaquemines | 75 | 22075 | 4 | 8700 | 1999 | 9999 |  |  | Y | Natural Gas | [13 empty] | 0.23894 | 0.23894 | 0.23894 | 0.23894 | [11 empty] | Chevron Oronite Co LLC | 100 | Chevron Corp | 100
Oak Point Cogen | 55857_G_5131 | 55857 | G | 5131 |  | Combustion Turbine |  | MIS_AMSO | Louisiana | 22 | Plaquemines | 75 | 22075 | 4 | 8700 | 1999 | 9999 |  |  | Y | Natural Gas | [13 empty] | 0.23894 | 0.23894 | 0.23894 | 0.23894 | [11 empty] | Chevron Oronite Co LLC | 100 | Chevron Corp | 100
Oak Point Cogen | 55857_G_5141 | 55857 | G | 5141 |  | Combustion Turbine |  | MIS_AMSO | Louisiana | 22 | Plaquemines | 75 | 22075 | 4 | 8700 | 1999 | 9999 |  |  | Y | Natural Gas | [13 empty] | 0.23894 | 0.23894 | 0.23894 | 0.23894 | [11 empty] | Chevron Oronite Co LLC | 100 | Chevron Corp | 100
Oak Point Cogen | 55857_G_5151 | 55857 | G | 5151 |  | Combustion Turbine |  | MIS_AMSO | Louisiana | 22 | Plaquemines | 75 | 22075 | 4 | 8700 | 1999 | 9999 |  |  | Y | Natural Gas | [13 empty] | 0.23894 | 0.23894 | 0.23894 | 0.23894 | [11 empty] | Chevron Oronite Co LLC | 100 | Chevron Corp | 100
Oak Point Cogen | 55857_G_5161 | 55857 | G | 5161 |  | Combustion Turbine |  | MIS_AMSO | Louisiana | 22 | Plaquemines | 75 | 22075 | 4 | 8700 | 1999 | 9999 |  |  | Y | Natural Gas | [13 empty] | 0.23894 | 0.23894 | 0.23894 | 0.23894 | [11 empty] | Chevron Oronite Co LLC | 100 | Chevron Corp | 100
Quinebaug Lower Project | 55860_G_5-M | 55860 | G | 5-M |  | Hydro |  | NENG_CT | Connecticut | 9 | Windham | 15 | 09015 | 0.3 | 0 | 1990 | 9999 |  |  | N | Hydro | [13 empty] | 0 | 0 | 0 | 0 | [11 empty] | Quinebaug Associates LLC | 100 | Gravity Renewables Inc | 100
Quinebaug Lower Project | 55860_G_MF | 55860 | G | MF |  | Hydro |  | NENG_CT | Connecticut | 9 | Windham | 15 | 09015 | 0.1 | 0 | 1990 | 9999 |  |  | N | Hydro | [13 empty] | 0 | 0 | 0 | 0 | [11 empty] | Quinebaug Associates LLC | 100 | Gravity Renewables Inc | 100
Quinebaug Lower Project | 55860_G_U2 | 55860 | G | U2 |  | Hydro |  | NENG_CT | Connecticut | 9 | Windham | 15 | 09015 | 0.8 | 0 | 1990 | 9999 |  |  | N | Hydro | [13 empty] | 0 | 0 | 0 | 0 | [11 empty] | Quinebaug Associates LLC | 100 | Gravity Renewables Inc | 100
Quinebaug Lower Project | 55860_G_UI | 55860 | G | UI |  | Hydro |  | NENG_CT | Connecticut | 9 | Windham | 15 | 09015 | 1.2 | 0 | 1990 | 9999 |  |  | N | Hydro | [13 empty] | 0 | 0 | 0 | 0 | [11 empty] | Quinebaug Associates LLC | 100 | Gravity Renewables Inc | 100
Basin Creek Plant | 55866_G_1 | 55866 | G | 1 |  | Combustion Turbine | IC Engine | WECC_MT | Montana | 30 | Silver Bow | 93 | 30093 | 6 | 10745 | 2006 | 9999 |  |  | N | Natural Gas | [12 empty] | 2 | 1.061 | 1.061 | 1.061 | 1.061 | [11 empty] | Basin Creek Equity Partners LLC | 100 | Maxim Power Corp | 100
Basin Creek Plant | 55866_G_2 | 55866 | G | 2 |  | Combustion Turbine | IC Engine | WECC_MT | Montana | 30 | Silver Bow | 93 | 30093 | 6 | 10745 | 2006 | 9999 |  |  | N | Natural Gas | [12 empty] | 2 | 1.061 | 1.061 | 1.061 | 1.061 | [11 empty] | Basin Creek Equity Partners LLC | 100 | Maxim Power Corp | 100
Basin Creek Plant | 55866_G_3 | 55866 | G | 3 |  | Combustion Turbine | IC Engine | WECC_MT | Montana | 30 | Silver Bow | 93 | 30093 | 6 | 10745 | 2006 | 9999 |  |  | N | Natural Gas | [12 empty] | 2 | 1.061 | 1.061 | 1.061 | 1.061 | [11 empty] | Basin Creek Equity Partners LLC | 100 | Maxim Power Corp | 100
Basin Creek Plant | 55866_G_4 | 55866 | G | 4 |  | Combustion Turbine | IC Engine | WECC_MT | Montana | 30 | Silver Bow | 93 | 30093 | 6 | 10745 | 2006 | 9999 |  |  | N | Natural Gas | [12 empty] | 2 | 1.061 | 1.061 | 1.061 | 1.061 | [11 empty] | Basin Creek Equity Partners LLC | 100 | Maxim Power Corp | 100
Basin Creek Plant | 55866_G_5 | 55866 | G | 5 |  | Combustion Turbine | IC Engine | WECC_MT | Montana | 30 | Silver Bow | 93 | 30093 | 6 | 10745 | 2006 | 9999 |  |  | N | Natural Gas | [12 empty] | 2 | 1.061 | 1.061 | 1.061 | 1.061 | [11 empty] | Basin Creek Equity Partners LLC | 100 | Maxim Power Corp | 100
Basin Creek Plant | 55866_G_6 | 55866 | G | 6 |  | Combustion Turbine | IC Engine | WECC_MT | Montana | 30 | Silver Bow | 93 | 30093 | 6 | 10745 | 2006 | 9999 |  |  | N | Natural Gas | [12 empty] | 2 | 1.061 | 1.061 | 1.061 | 1.061 | [11 empty] | Basin Creek Equity Partners LLC | 100 | Maxim Power Corp | 100
Basin Creek Plant | 55866_G_7 | 55866 | G | 7 |  | Combustion Turbine | IC Engine | WECC_MT | Montana | 30 | Silver Bow | 93 | 30093 | 6 | 10745 | 2006 | 9999 |  |  | N | Natural Gas | [12 empty] | 2 | 1.061 | 1.061 | 1.061 | 1.061 | [11 empty] | Basin Creek Equity Partners LLC | 100 | Maxim Power Corp | 100
Basin Creek Plant | 55866_G_8 | 55866 | G | 8 |  | Combustion Turbine | IC Engine | WECC_MT | Montana | 30 | Silver Bow | 93 | 30093 | 6 | 10745 | 2006 | 9999 |  |  | N | Natural Gas | [12 empty] | 2 | 1.061 | 1.061 | 1.061 | 1.061 | [11 empty] | Basin Creek Equity Partners LLC | 100 | Maxim Power Corp | 100
Basin Creek Plant | 55866_G_9 | 55866 | G | 9 |  | Combustion Turbine | IC Engine | WECC_MT | Montana | 30 | Silver Bow | 93 | 30093 | 6 | 10745 | 2006 | 9999 |  |  | N | Natural Gas | [12 empty] | 2 | 1.061 | 1.061 | 1.061 | 1.061 | [11 empty] | Basin Creek Equity Partners LLC | 100 | Maxim Power Corp | 100
Klondike Wind Power | 55871_G_Ph 1 | 55871 | G | Ph 1 |  | Onshore Wind |  | WECC_PNW | Oregon | 41 | Sherman | 55 | 41055 | 24 | 0 | 2002 | 9999 |  |  | N | Wind | [13 empty] | 0 | 0 | 0 | 0 | [11 empty] | Klondike Wind LLC | 100 | Iberdrola SA | 100
Panoche Peaker | 55874_G_8 | 55874 | G | 8 |  | Combustion Turbine |  | WEC_CALN | California | 6 | Fresno | 19 | 06019 | 40 | 15897 | 1973 | 9999 |  |  | N | Natural Gas | [12 empty] | 0.74 | 0.00974 | 0.00974 | 0.00974 | 0.00974 | [11 empty] | Wellhead Electric Co | 100 | Fresno Power Investors LP | 100
Sonoma Central Landfill Phase III | 55880_G_P-31 | 55880 | G | P-31 |  | Landfill Gas |  | WEC_CALN | California | 6 | Sonoma | 97 | 06097 | 0.7 | 14103 | 2004 | 9999 |  |  | N | Landfill Gas | [13 empty] | 0.22117 | 0.22117 | 0.22117 | 0.22117 | [11 empty] | County of Sonoma Dept of Transportation | 100 | County of Sonoma Dept of Transportation | 100
Sonoma Central Landfill Phase III | 55880_G_P-32 | 55880 | G | P-32 |  | Landfill Gas |  | WEC_CALN | California | 6 | Sonoma | 97 | 06097 | 0.7 | 14103 | 2004 | 9999 |  |  | N | Landfill Gas | [13 empty] | 0.22117 | 0.22117 | 0.22117 | 0.22117 | [11 empty] | County of Sonoma Dept of Transportation | 100 | County of Sonoma Dept of Transportation | 100
Rainbow (CT) | 559_G_1 | 559 | G | 1 |  | Hydro |  | NENG_CT | Connecticut | 9 | Hartford | 3 | 09003 | 4 | 0 | 1925 | 9999 |  |  | N | Hydro | [13 empty] | 0 | 0 | 0 | 0 | [11 empty] | Farmington River Power Co | 100 | Farmington River Power Co | 100
Rainbow (CT) | 559_G_2 | 559 | G | 2 |  | Hydro |  | NENG_CT | Connecticut | 9 | Hartford | 3 | 09003 | 4 | 0 | 1925 | 9999 |  |  | N | Hydro | [13 empty] | 0 | 0 | 0 | 0 | [11 empty] | Farmington River Power Co | 100 | Farmington River Power Co | 100
Ridgeview | 55925_G_GEN1 | 55925 | G | GEN1 |  | Landfill Gas |  | MIS_WUMS | Wisconsin | 55 | Manitowoc | 71 | 55071 | 0.8 | 13500 | 2002 | 9999 |  |  | N | Landfill Gas | [13 empty] | 0.22117 | 0.22117 | 0.22117 | 0.22117 | [11 empty] | WM Renewable Energy LLC | 100 | Waste Management Inc | 100
Ridgeview | 55925_G_GEN2 | 55925 | G | GEN2 |  | Landfill Gas |  | MIS_WUMS | Wisconsin | 55 | Manitowoc | 71 | 55071 | 0.8 | 13500 | 2002 | 9999 |  |  | N | Landfill Gas | [13 empty] | 0.22117 | 0.22117 | 0.22117 | 0.22117 | [11 empty] | WM Renewable Energy LLC | 100 | Waste Management Inc | 100
Ridgeview | 55925_G_GEN3 | 55925 | G | GEN3 |  | Landfill Gas |  | MIS_WUMS | Wisconsin | 55 | Manitowoc | 71 | 55071 | 0.8 | 13500 | 2002 | 9999 |  |  | N | Landfill Gas | [13 empty] | 0.22117 | 0.22117 | 0.22117 | 0.22117 | [11 empty] | WM Renewable Energy LLC | 100 | Waste Management Inc | 100
Ridgeview | 55925_G_GEN4 | 55925 | G | GEN4 |  | Landfill Gas |  | MIS_WUMS | Wisconsin | 55 | Manitowoc | 71 | 55071 | 0.8 | 13500 | 2003 | 9999 |  |  | N | Landfill Gas | [13 empty] | 0.22117 | 0.22117 | 0.22117 | 0.22117 | [11 empty] | WM Renewable Energy LLC | 100 | Waste Management Inc | 100
Ridgeview | 55925_G_GEN5 | 55925 | G | GEN5 |  | Landfill Gas |  | MIS_WUMS | Wisconsin | 55 | Manitowoc | 71 | 55071 | 0.8 | 13500 | 2006 | 9999 |  |  | N | Landfill Gas | [13 empty] | 0.22117 | 0.22117 | 0.22117 | 0.22117 | [11 empty] | WM Renewable Energy LLC | 100 | Waste Management Inc | 100
Ridgeview | 55925_G_GEN6 | 55925 | G | GEN6 |  | Landfill Gas |  | MIS_WUMS | Wisconsin | 55 | Manitowoc | 71 | 55071 | 0.8 | 13500 | 2006 | 9999 |  |  | N | Landfill Gas | [13 empty] | 0.22117 | 0.22117 | 0.22117 | 0.22117 | [11 empty] | WM Renewable Energy LLC | 100 | Waste Management Inc | 100
Ridgeview | 55925_G_GEN7 | 55925 | G | GEN7 |  | Landfill Gas |  | MIS_WUMS | Wisconsin | 55 | Manitowoc | 71 | 55071 | 0.8 | 13500 | 2006 | 9999 |  |  | N | Landfill Gas | [13 empty] | 0.22117 | 0.22117 | 0.22117 | 0.22117 | [11 empty] | WM Renewable Energy LLC | 100 | Waste Management Inc | 100
Ridgeview | 55925_G_GEN8 | 55925 | G | GEN8 |  | Landfill Gas |  | MIS_WUMS | Wisconsin | 55 | Manitowoc | 71 | 55071 | 0.8 | 13500 | 2006 | 9999 |  |  | N | Landfill Gas | [13 empty] | 0.22117 | 0.22117 | 0.22117 | 0.22117 | [11 empty] | WM Renewable Energy LLC | 100 | Waste Management Inc | 100
Jasper | 55927_G_CT1 | 55927 | G | CT1 | 10211 | Combined Cycle |  | S_VACA | South Carolina | 45 | Jasper | 53 | 45053 | 156 | 7408 | 2004 | 9999 |  |  | N | Natural Gas, Distillate Fuel Oil |  |  |  | DLNB + H2O + NH3 | SCR | [8 empty] | 0.0081942 | 0.0081942 | 0.0081942 | 0.0081942 | [11 empty] | Dominion Energy South Carolina | 100 | Dominion Energy Inc | 100
Jasper | 55927_G_CT2 | 55927 | G | CT2 | 10212 | Combined Cycle |  | S_VACA | South Carolina | 45 | Jasper | 53 | 45053 | 164 | 7408 | 2004 | 9999 |  |  | N | Natural Gas, Distillate Fuel Oil |  |  |  | DLNB + H2O + NH3 | SCR | [8 empty] | 0.0081942 | 0.0081942 | 0.0081942 | 0.0081942 | [11 empty] | Dominion Energy South Carolina | 100 | Dominion Energy Inc | 100
Jasper | 55927_G_CT3 | 55927 | G | CT3 | 10213 | Combined Cycle |  | S_VACA | South Carolina | 45 | Jasper | 53 | 45053 | 147 | 7408 | 2004 | 9999 |  |  | N | Natural Gas, Distillate Fuel Oil |  |  |  | DLNB + H2O + NH3 | SCR | [8 empty] | 0.0081942 | 0.0081942 | 0.0081942 | 0.0081942 | [11 empty] | Dominion Energy South Carolina | 100 | Dominion Energy Inc | 100
Jasper | 55927_G_ST1 | 55927 | G | ST1 | 10211 | Combined Cycle |  | S_VACA | South Carolina | 45 | Jasper | 53 | 45053 | 385 | 7408 | 2004 | 9999 |  |  | N | Natural Gas, Distillate Fuel Oil |  |  |  | DLNB + H2O + NH3 | SCR | [8 empty] | 0.0081942 | 0.0081942 | 0.0081942 | 0.0081942 | [11 empty] | Dominion Energy South Carolina | 100 | Dominion Energy Inc | 100
McMinnville | 55928_G_1 | 55928 | G | 1 |  | Combustion Turbine | IC Engine | S_C_TVA | Tennessee | 47 | Warren | 177 | 47177 | 1.8 | 10745 | 2001 | 9999 |  |  | N | Distillate Fuel Oil | [12 empty] | 5 | 1.6498 | 1.6498 | 1.6498 | 1.6498 | [11 empty] | McMinnville Electric System | 100 | McMinnville Electric System | 100
McMinnville | 55928_G_10 | 55928 | G | 10 |  | Combustion Turbine | IC Engine | S_C_TVA | Tennessee | 47 | Warren | 177 | 47177 | 1.8 | 10745 | 2001 | 9999 |  |  | N | Distillate Fuel Oil | [12 empty] | 5 | 1.6498 | 1.6498 | 1.6498 | 1.6498 | [11 empty] | McMinnville Electric System | 100 | McMinnville Electric System | 100
McMinnville | 55928_G_11 | 55928 | G | 11 |  | Combustion Turbine | IC Engine | S_C_TVA | Tennessee | 47 | Warren | 177 | 47177 | 1.8 | 10745 | 2001 | 9999 |  |  | N | Distillate Fuel Oil | [12 empty] | 5 | 1.6498 | 1.6498 | 1.6498 | 1.6498 | [11 empty] | McMinnville Electric System | 100 | McMinnville Electric System | 100
McMinnville | 55928_G_12 | 55928 | G | 12 |  | Biomass |  | S_C_TVA | Tennessee | 47 | Warren | 177 | 47177 | 1.8 | 13500 | 2005 | 9999 |  |  | N | Biomass | [13 empty] | 0.22033 | 0.22033 | 0.22033 | 0.22033 | [11 empty] | McMinnville Electric System | 100 | McMinnville Electric System | 100
McMinnville | 55928_G_2 | 55928 | G | 2 |  | Combustion Turbine | IC Engine | S_C_TVA | Tennessee | 47 | Warren | 177 | 47177 | 1.8 | 10745 | 2001 | 9999 |  |  | N | Distillate Fuel Oil | [12 empty] | 5 | 1.6498 | 1.6498 | 1.6498 | 1.6498 | [11 empty] | McMinnville Electric System | 100 | McMinnville Electric System | 100
McMinnville | 55928_G_3 | 55928 | G | 3 |  | Combustion Turbine | IC Engine | S_C_TVA | Tennessee | 47 | Warren | 177 | 47177 | 1.8 | 10745 | 2001 | 9999 |  |  | N | Distillate Fuel Oil | [12 empty] | 5 | 1.6498 | 1.6498 | 1.6498 | 1.6498 | [11 empty] | McMinnville Electric System | 100 | McMinnville Electric System | 100
McMinnville | 55928_G_4 | 55928 | G | 4 |  | Combustion Turbine | IC Engine | S_C_TVA | Tennessee | 47 | Warren | 177 | 47177 | 1.8 | 10745 | 2001 | 9999 |  |  | N | Distillate Fuel Oil | [12 empty] | 5 | 1.6498 | 1.6498 | 1.6498 | 1.6498 | [11 empty] | Tennessee Valley Authority | 100 | Tennessee Valley Authority | 100
McMinnville | 55928_G_5 | 55928 | G | 5 |  | Combustion Turbine | IC Engine | S_C_TVA | Tennessee | 47 | Warren | 177 | 47177 | 1.8 | 10745 | 2001 | 9999 |  |  | N | Distillate Fuel Oil | [12 empty] | 5 | 1.6498 | 1.6498 | 1.6498 | 1.6498 | [11 empty] | Tennessee Valley Authority | 100 | Tennessee Valley Authority | 100
McMinnville | 55928_G_6 | 55928 | G | 6 |  | Combustion Turbine | IC Engine | S_C_TVA | Tennessee | 47 | Warren | 177 | 47177 | 1.8 | 10745 | 2001 | 9999 |  |  | N | Distillate Fuel Oil | [12 empty] | 5 | 1.6498 | 1.6498 | 1.6498 | 1.6498 | [11 empty] | Tennessee Valley Authority | 100 | Tennessee Valley Authority | 100
McMinnville | 55928_G_7 | 55928 | G | 7 |  | Combustion Turbine | IC Engine | S_C_TVA | Tennessee | 47 | Warren | 177 | 47177 | 1.8 | 10745 | 2001 | 9999 |  |  | N | Distillate Fuel Oil | [12 empty] | 5 | 1.6498 | 1.6498 | 1.6498 | 1.6498 | [11 empty] | Tennessee Valley Authority | 100 | Tennessee Valley Authority | 100
McMinnville | 55928_G_8 | 55928 | G | 8 |  | Combustion Turbine | IC Engine | S_C_TVA | Tennessee | 47 | Warren | 177 | 47177 | 1.8 | 10745 | 2001 | 9999 |  |  | N | Distillate Fuel Oil | [12 empty] | 5 | 1.6498 | 1.6498 | 1.6498 | 1.6498 | [11 empty] | Tennessee Valley Authority | 100 | Tennessee Valley Authority | 100
McMinnville | 55928_G_9 | 55928 | G | 9 |  | Combustion Turbine | IC Engine | S_C_TVA | Tennessee | 47 | Warren | 177 | 47177 | 1.8 | 10745 | 2001 | 9999 |  |  | N | Distillate Fuel Oil | [12 empty] | 5 | 1.6498 | 1.6498 | 1.6498 | 1.6498 | [11 empty] | Tennessee Valley Authority | 100 | Tennessee Valley Authority | 100
Boulder City Silver Lake Hydro | 55931_G_0001 | 55931 | G | 0001 |  | Hydro |  | WECC_CO | Colorado | 8 | Boulder | 13 | 08013 | 3.3 | 0 | 2000 | 9999 |  |  | N | Hydro | [13 empty] | 0 | 0 | 0 | 0 | [11 empty] | Boulder CO (City of) | 100 | Boulder CO (City of) | 100
Tracy Combined Cycle Power Plant | 55933_G_TCC1 | 55933 | G | TCC1 | 88312 | Combined Cycle |  | WEC_CALN | California | 6 | San Joaquin | 77 | 06077 | 156.2 | 8157 | 2012 | 9999 |  |  | N | Natural Gas |  |  |  | LNB + NH3 | SCR | [8 empty] | 0.10556 | 0.011144 | 0.10556 | 0.011144 | [11 empty] | MRP San Joaquin Energy LLC | 100 | Marc Lasry | 100
Tracy Combined Cycle Power Plant | 55933_G_TPP1 | 55933 | G | TPP1 | 88312 | Combined Cycle |  | WEC_CALN | California | 6 | San Joaquin | 77 | 06077 | 82.1 | 8157 | 2003 | 9999 |  |  | N | Natural Gas |  |  |  | DLNB | SCR | [7 empty] | 0.74 | 0.10556 | 0.011144 | 0.10556 | 0.011144 | [11 empty] | MRP San Joaquin Energy LLC | 100 | Marc Lasry | 100
Tracy Combined Cycle Power Plant | 55933_G_TPP2 | 55933 | G | TPP2 | 88313 | Combined Cycle |  | WEC_CALN | California | 6 | San Joaquin | 77 | 06077 | 81.8 | 8157 | 2003 | 9999 |  |  | N | Natural Gas |  |  |  | DLNB | SCR | [7 empty] | 0.74 | 0.10556 | 0.011144 | 0.10556 | 0.011144 | [11 empty] | MRP San Joaquin Energy LLC | 100 | Marc Lasry | 100
Century Generating Facility | 55934_G_C1 | 55934 | G | C1 |  | Combustion Turbine |  | WECC_SCE | California | 6 | San Bernardino | 71 | 06071 | 9.5 | 13721 | 2001 | 9999 |  |  | N | Natural Gas | [12 empty] | 0.74 | 0.79549 | 0.79549 | 0.79549 | 0.79549 | [11 empty] | Colton Power LP | 100 | JPMorgan Chase & Co | 100
Century Generating Facility | 55934_G_C2 | 55934 | G | C2 |  | Combustion Turbine |  | WECC_SCE | California | 6 | San Bernardino | 71 | 06071 | 9.5 | 13738 | 2001 | 9999 |  |  | N | Natural Gas | [12 empty] | 0.74 | 0.79549 | 0.79549 | 0.79549 | 0.79549 | [11 empty] | Colton Power LP | 100 | JPMorgan Chase & Co | 100
Century Generating Facility | 55934_G_C3 | 55934 | G | C3 |  | Combustion Turbine |  | WECC_SCE | California | 6 | San Bernardino | 71 | 06071 | 9.5 | 13738 | 2001 | 9999 |  |  | N | Natural Gas | [12 empty] | 0.74 | 0.79549 | 0.79549 | 0.79549 | 0.79549 | [11 empty] | Colton Power LP | 100 | JPMorgan Chase & Co | 100
Century Generating Facility | 55934_G_C4 | 55934 | G | C4 |  | Combustion Turbine |  | WECC_SCE | California | 6 | San Bernardino | 71 | 06071 | 9.5 | 13738 | 2001 | 9999 |  |  | N | Natural Gas | [12 empty] | 0.74 | 0.79549 | 0.79549 | 0.79549 | 0.79549 | [11 empty] | Colton Power LP | 100 | JPMorgan Chase & Co | 100
Drews Generating Facility | 55935_G_D1 | 55935 | G | D1 |  | Combustion Turbine |  | WECC_SCE | California | 6 | San Bernardino | 71 | 06071 | 9.5 | 14750 | 2001 | 9999 |  |  | N | Natural Gas | [12 empty] | 0.74 | 0.79549 | 0.79549 | 0.79549 | 0.79549 | [11 empty] | Colton Power LP | 100 | JPMorgan Chase & Co | 100
Drews Generating Facility | 55935_G_D2 | 55935 | G | D2 |  | Combustion Turbine |  | WECC_SCE | California | 6 | San Bernardino | 71 | 06071 | 9.5 | 14764 | 2001 | 9999 |  |  | N | Natural Gas | [12 empty] | 0.74 | 0.79549 | 0.79549 | 0.79549 | 0.79549 | [11 empty] | Colton Power LP | 100 | JPMorgan Chase & Co | 100
Drews Generating Facility | 55935_G_D3 | 55935 | G | D3 |  | Combustion Turbine |  | WECC_SCE | California | 6 | San Bernardino | 71 | 06071 | 9.5 | 14764 | 2001 | 9999 |  |  | N | Natural Gas | [12 empty] | 0.74 | 0.79549 | 0.79549 | 0.79549 | 0.79549 | [11 empty] | Colton Power LP | 100 | JPMorgan Chase & Co | 100
Drews Generating Facility | 55935_G_D4 | 55935 | G | D4 |  | Combustion Turbine |  | WECC_SCE | California | 6 | San Bernardino | 71 | 06071 | 9.5 | 14764 | 2001 | 9999 |  |  | N | Natural Gas | [12 empty] | 0.74 | 0.79549 | 0.79549 | 0.79549 | 0.79549 | [11 empty] | Colton Power LP | 100 | JPMorgan Chase & Co | 100
NRG Rockford II Energy Center | 55936_G_GT3 | 55936 | G | GT3 | 4814 | Combustion Turbine |  | PJM_COMD | Illinois | 17 | Winnebago | 201 | 17201 | 160.9 | 10745 | 2002 | 2045 |  |  | N | Natural Gas |  |  |  | DLNB | [8 empty] | 0.001 | 0.05631 | 0.05631 | 0.05631 | 0.05631 | [11 empty] | Rockford Power II LLC | 100 | LS Power Group | 100
NAEA Ocean Peaking Power LLC | 55938_G_OPP3 | 55938 | G | OPP3 | 88234 | Combustion Turbine |  | PJM_EMAC | New Jersey | 34 | Ocean | 29 | 34029 | 162.8 | 10745 | 2003 | 9999 |  |  | N | Natural Gas |  |  |  | DLNB | [8 empty] | 0.003 | 0.03348 | 0.03348 | 0.03348 | 0.03348 | [11 empty] | Essential Power Opp LLC | 100 | Essential Power LLC | 100
NAEA Ocean Peaking Power LLC | 55938_G_OPP4 | 55938 | G | OPP4 | 88235 | Combustion Turbine |  | PJM_EMAC | New Jersey | 34 | Ocean | 29 | 34029 | 162.8 | 10745 | 2003 | 9999 |  |  | N | Natural Gas |  |  |  | DLNB | [8 empty] | 0.003 | 0.03287 | 0.03287 | 0.03287 | 0.03287 | [11 empty] | Essential Power Opp LLC | 100 | Essential Power LLC | 100
Warren County | 55939_G_CT01 | 55939 | G | CT01 | 90817 | Combined Cycle |  | PJM_AP | Virginia | 51 | Warren | 187 | 51187 | 297.5 | 7050 | 2014 | 9999 | other |  | N | Natural Gas |  |  |  | LNB + other | SCR | [8 empty] | 0.0056003 | 0.0056003 | 0.0056003 | 0.0056003 | [11 empty] | Virginia Electric & Power Co | 100 | Dominion Energy Inc | 100
Warren County | 55939_G_CT02 | 55939 | G | CT02 | 90818 | Combined Cycle |  | PJM_AP | Virginia | 51 | Warren | 187 | 51187 | 297.5 | 7050 | 2014 | 9999 | other |  | N | Natural Gas |  |  |  | LNB + other | SCR | [8 empty] | 0.0056085 | 0.0056085 | 0.0056085 | 0.0056085 | [11 empty] | Virginia Electric & Power Co | 100 | Dominion Energy Inc | 100
Warren County | 55939_G_CT03 | 55939 | G | CT03 | 90819 | Combined Cycle |  | PJM_AP | Virginia | 51 | Warren | 187 | 51187 | 297.5 | 7050 | 2014 | 9999 | other |  | N | Natural Gas |  |  |  | LNB + other | SCR | [8 empty] | 0.0056003 | 0.0056003 | 0.0056003 | 0.0056003 | [11 empty] | Virginia Electric & Power Co | 100 | Dominion Energy Inc | 100
Warren County | 55939_G_ST01 | 55939 | G | ST01 | 90817 | Combined Cycle |  | PJM_AP | Virginia | 51 | Warren | 187 | 51187 | 579.7 | 7050 | 2014 | 9999 | other |  | N | Natural Gas |  |  |  | LNB + other | SCR | [8 empty] | 0.0056003 | 0.0056003 | 0.0056003 | 0.0056003 | [11 empty] | Virginia Electric & Power Co | 100 | Dominion Energy Inc | 100
Bay Windpower I | 55944_G_BAY | 55944 | G | BAY |  | Onshore Wind |  | MIS_LMI | Michigan | 26 | Cheboygan | 31 | 26031 | 1.8 | 0 | 2001 | 9999 |  |  | N | Wind | [13 empty] | 0 | 0 | 0 | 0 | [11 empty] | Crystal Flash Ltd | 100 | Crystal Flash Energy | 100
Elk Hills Cogen | 55950_G_U1 | 55950 | G | U1 |  | Combustion Turbine |  | WECC_SCE | California | 6 | Kern | 29 | 06029 | 23.3 | 8950 | 1994 | 9999 |  |  | Y | Natural Gas | [13 empty] | 0.79549 | 0.79549 | 0.79549 | 0.79549 | [11 empty] | Occidental of Elk Hills Inc | 78 | Occidental Petroleum Corp | 78
Elk Hills Cogen | 55950_G_U2 | 55950 | G | U2 |  | Combustion Turbine |  | WECC_SCE | California | 6 | Kern | 29 | 06029 | 23.3 | 8950 | 1994 | 9999 |  |  | Y | Natural Gas | [13 empty] | 0.79549 | 0.79549 | 0.79549 | 0.79549 | [11 empty] | Occidental of Elk Hills Inc | 78 | Occidental Petroleum Corp | 78
Agua Mansa Power Plant | 55951_G_AMP1 | 55951 | G | AMP1 | 89370 | Combustion Turbine |  | WECC_SCE | California | 6 | San Bernardino | 71 | 06071 | 40 | 10745 | 2003 | 9999 |  |  | N | Natural Gas |  |  |  | H2O | SCR | [7 empty] | 0.74 | 0.01664 | 0.01664 | 0.01664 | 0.01664 | [11 empty] | E I Colton LLC | 100 | E I Colton LLC | 100
Pretlow | 55953_G_1 | 55953 | G | 1 |  | Combustion Turbine | IC Engine | PJM_Dom | Virginia | 51 | Southampton | 175 | 51175 | 1.6 | 10745 | 2001 | 9999 |  |  | N | Distillate Fuel Oil | [12 empty] | 2.64 | 0.50127 | 0.50127 | 0.50127 | 0.50127 | [11 empty] | Franklin Electric Dept | 100 | Franklin Electric Dept | 100
Pretlow | 55953_G_2 | 55953 | G | 2 |  | Combustion Turbine | IC Engine | PJM_Dom | Virginia | 51 | Southampton | 175 | 51175 | 1.6 | 10745 | 2001 | 9999 |  |  | N | Distillate Fuel Oil | [12 empty] | 2.64 | 0.50127 | 0.50127 | 0.50127 | 0.50127 | [11 empty] | Franklin Electric Dept | 100 | Franklin Electric Dept | 100
Downtown | 55954_G_1 | 55954 | G | 1 |  | Combustion Turbine | IC Engine | PJM_Dom | Virginia | 51 | Southampton | 175 | 51175 | 1.6 | 10745 | 1992 | 9999 |  |  | N | Distillate Fuel Oil | [12 empty] | 2.64 | 1.6498 | 1.6498 | 1.6498 | 1.6498 | [11 empty] | Franklin Electric Dept | 100 | Franklin Electric Dept | 100
Downtown | 55954_G_2 | 55954 | G | 2 |  | Combustion Turbine | IC Engine | PJM_Dom | Virginia | 51 | Southampton | 175 | 51175 | 1.6 | 10745 | 1992 | 9999 |  |  | N | Distillate Fuel Oil | [12 empty] | 2.64 | 1.6498 | 1.6498 | 1.6498 | 1.6498 | [11 empty] | Franklin Electric Dept | 100 | Franklin Electric Dept | 100
Riverview Energy Center | 55963_G_CTG1 | 55963 | G | CTG1 | 88362 | Combustion Turbine |  | WEC_CALN | California | 6 | Contra Costa | 13 | 06013 | 46.1 | 11362 | 2003 | 9999 |  |  | N | Natural Gas |  |  |  | NH3 | SCR | [7 empty] | 0.74 | 0.02125 | 0.02125 | 0.02125 | 0.02125 | [11 empty] | Riverview Energy Center LLC | 100 | Energy Capital Partners | 100
Brown Station Road Plant II | 55964_G_1 | 55964 | G | 1 |  | Landfill Gas |  | PJM_SMAC | Maryland | 24 | Prince Georges | 33 | 24033 | 0.8 | 14103 | 2003 | 9999 |  |  | N | Landfill Gas | [13 empty] | 0.22117 | 0.22117 | 0.22117 | 0.22117 | [11 empty] | Prince Georges County | 100 | Prince Georges County | 100
Brown Station Road Plant II | 55964_G_2 | 55964 | G | 2 |  | Landfill Gas |  | PJM_SMAC | Maryland | 24 | Prince Georges | 33 | 24033 | 0.8 | 14103 | 2003 | 9999 |  |  | N | Landfill Gas | [13 empty] | 0.22117 | 0.22117 | 0.22117 | 0.22117 | [11 empty] | Prince Georges County | 100 | Prince Georges County | 100
Brown Station Road Plant II | 55964_G_3 | 55964 | G | 3 |  | Landfill Gas |  | PJM_SMAC | Maryland | 24 | Prince Georges | 33 | 24033 | 0.8 | 14103 | 2003 | 9999 |  |  | N | Landfill Gas | [13 empty] | 0.22117 | 0.22117 | 0.22117 | 0.22117 | [11 empty] | Prince Georges County | 100 | Prince Georges County | 100
Brown Station Road Plant II | 55964_G_4 | 55964 | G | 4 |  | Landfill Gas |  | PJM_SMAC | Maryland | 24 | Prince Georges | 33 | 24033 | 0.8 | 14103 | 2003 | 9999 |  |  | N | Landfill Gas | [13 empty] | 0.22117 | 0.22117 | 0.22117 | 0.22117 | [11 empty] | Prince Georges County | 100 | Prince Georges County | 100
Wansley Combined Cycle | 55965_G_CT6A | 55965 | G | CT6A | 8352 | Combined Cycle |  | S_SOU | Georgia | 13 | Heard | 149 | 13149 | 176.8 | 7050 | 2002 | 9999 |  |  | N | Natural Gas |  |  |  | DLNB | SCR | 2002 | [6 empty] | 0.001 | 0.0087288 | 0.0087288 | 0.0087288 | 0.0087288 | [11 empty] | Southern Power Co | 100 | Southern Co | 100
Wansley Combined Cycle | 55965_G_CT6B | 55965 | G | CT6B | 8354 | Combined Cycle |  | S_SOU | Georgia | 13 | Heard | 149 | 13149 | 176.8 | 7050 | 2002 | 9999 |  |  | N | Natural Gas |  |  |  | DLNB | SCR | 2002 | [6 empty] | 0.001 | 0.0087288 | 0.0087288 | 0.0087288 | 0.0087288 | [11 empty] | Southern Power Co | 100 | Southern Co | 100
Wansley Combined Cycle | 55965_G_CT7A | 55965 | G | CT7A | 8356 | Combined Cycle |  | S_SOU | Georgia | 13 | Heard | 149 | 13149 | 175.6 | 7050 | 2002 | 9999 |  |  | N | Natural Gas |  |  |  | DLNB | SCR | 2002 | [6 empty] | 0.001 | 0.0087352 | 0.0087352 | 0.0087352 | 0.0087352 | [11 empty] | Southern Power Co | 100 | Southern Co | 100
Wansley Combined Cycle | 55965_G_CT7B | 55965 | G | CT7B | 8358 | Combined Cycle |  | S_SOU | Georgia | 13 | Heard | 149 | 13149 | 175.6 | 7050 | 2002 | 9999 |  |  | N | Natural Gas |  |  |  | DLNB | SCR | 2002 | [6 empty] | 0.001 | 0.0087352 | 0.0087352 | 0.0087352 | 0.0087352 | [11 empty] | Southern Power Co | 100 | Southern Co | 100
Wansley Combined Cycle | 55965_G_ST6 | 55965 | G | ST6 | 8352 | Combined Cycle |  | S_SOU | Georgia | 13 | Heard | 149 | 13149 | 240 | 7050 | 2002 | 9999 |  |  | N | Natural Gas |  |  |  | DLNB | SCR | 2002 | [6 empty] | 0.001 | 0.0087288 | 0.0087288 | 0.0087288 | 0.0087288 | [11 empty] | Southern Power Co | 100 | Southern Co | 100
Wansley Combined Cycle | 55965_G_ST7 | 55965 | G | ST7 | 8356 | Combined Cycle |  | S_SOU | Georgia | 13 | Heard | 149 | 13149 | 240 | 7050 | 2002 | 9999 |  |  | N | Natural Gas |  |  |  | DLNB | SCR | 2002 | [6 empty] | 0.001 | 0.0087352 | 0.0087352 | 0.0087352 | 0.0087352 | [11 empty] | Southern Power Co | 100 | Southern Co | 100
Trent Wind Farm LP | 55968_G_WTG1 | 55968 | G | WTG1 |  | Onshore Wind |  | ERC_WEST | Texas | 48 | Nolan | 353 | 48353 | 152 | 0 | 2001 | 9999 |  |  | N | Wind | [13 empty] | 0 | 0 | 0 | 0 | [11 empty] | Trent Wind Farm LP | 100 | American Electric Power Co Inc | 100
Hawkeye Energy Greenport LLC | 55969_G_U-01 | 55969 | G | U-01 | 88363 | Combustion Turbine |  | NY_Z_K | New York | 36 | Suffolk | 103 | 36103 | 53.4 | 11389 | 2003 | 9999 |  |  | N | Distillate Fuel Oil |  |  |  | H2O | SCR | [7 empty] | 1.053 | 0.02609 | 0.02495 | 0.02609 | 0.02495 | [11 empty] | Hawkeye Energy Greenport LLC | 100 | Hawkeye Energy Greenport LLC | 100
Cosumnes | 55970_G_1 | 55970 | G | 1 | 88365 | Combined Cycle |  | WEC_BANC | California | 6 | Sacramento | 67 | 06067 | 171 | 7050 | 2006 | 9999 |  |  | N | Natural Gas |  |  |  | DLNB | SCR | [8 empty] | 0.0051352 | 0.0051352 | 0.0051352 | 0.0051352 | [11 empty] | Sacramento Municipal Utility District | 100 | Sacramento Municipal Utility District | 100
Cosumnes | 55970_G_2 | 55970 | G | 2 | 88365 | Combined Cycle |  | WEC_BANC | California | 6 | Sacramento | 67 | 06067 | 185 | 7050 | 2006 | 9999 |  |  | N | Natural Gas |  |  |  | DLNB | SCR | [8 empty] | 0.0051352 | 0.0051352 | 0.0051352 | 0.0051352 | [11 empty] | Sacramento Municipal Utility District | 100 | Sacramento Municipal Utility District | 100
Cosumnes | 55970_G_3 | 55970 | G | 3 | 88366 | Combined Cycle |  | WEC_BANC | California | 6 | Sacramento | 67 | 06067 | 189 | 7050 | 2006 | 9999 |  |  | N | Natural Gas |  |  |  | DLNB | SCR | [8 empty] | 0.0051352 | 0.0051352 | 0.0051352 | 0.0051352 | [11 empty] | Sacramento Municipal Utility District | 100 | Sacramento Municipal Utility District | 100
Cass County | 55972_G_CT-1 | 55972 | G | CT-1 | 89191 | Combustion Turbine |  | SPP_NEBR | Nebraska | 31 | Cass | 25 | 31025 | 161.7 | 11896 | 2003 | 9999 |  |  | N | Natural Gas |  |  |  | DLNB | [8 empty] | 2.5 | 0.06744 | 0.06744 | 0.06744 | 0.06744 | [11 empty] | Omaha Public Power District | 100 | Omaha Public Power District | 100
Cass County | 55972_G_CT-2 | 55972 | G | CT-2 | 89192 | Combustion Turbine |  | SPP_NEBR | Nebraska | 31 | Cass | 25 | 31025 | 161.1 | 11896 | 2003 | 9999 |  |  | N | Natural Gas |  |  |  | DLNB | [8 empty] | 2.5 | 0.05877 | 0.05877 | 0.05877 | 0.05877 | [11 empty] | Omaha Public Power District | 100 | Omaha Public Power District | 100
Hunterstown Power Plant | 55976_G_101 | 55976 | G | 101 | 10021 | Combined Cycle |  | PJM_WMAC | Pennsylvania | 42 | Adams | 1 | 42001 | 153 | 7067 | 2003 | 9999 |  |  | N | Natural Gas |  |  |  | DLNB + NH3 | SCR | [7 empty] | 0.002 | 0.0056144 | 0.0056144 | 0.0056144 | 0.0056144 | [11 empty] | Kestrel Acquisition LLC | 100 | Platinum Equity | 100
Hunterstown Power Plant | 55976_G_201 | 55976 | G | 201 | 10022 | Combined Cycle |  | PJM_WMAC | Pennsylvania | 42 | Adams | 1 | 42001 | 153 | 7067 | 2003 | 9999 |  |  | N | Natural Gas |  |  |  | DLNB + NH3 | SCR | [7 empty] | 0.002 | 0.0056144 | 0.0056144 | 0.0056144 | 0.0056144 | [11 empty] | Kestrel Acquisition LLC | 100 | Platinum Equity | 100
Hunterstown Power Plant | 55976_G_301 | 55976 | G | 301 | 10023 | Combined Cycle |  | PJM_WMAC | Pennsylvania | 42 | Adams | 1 | 42001 | 153 | 7067 | 2003 | 9999 |  |  | N | Natural Gas |  |  |  | DLNB + NH3 | SCR | [7 empty] | 0.002 | 0.0056144 | 0.0056144 | 0.0056144 | 0.0056144 | [11 empty] | Kestrel Acquisition LLC | 100 | Platinum Equity | 100
Hunterstown Power Plant | 55976_G_401 | 55976 | G | 401 | 10021 | Combined Cycle |  | PJM_WMAC | Pennsylvania | 42 | Adams | 1 | 42001 | 299 | 7067 | 2003 | 9999 |  |  | N | Natural Gas |  |  |  | NH3 | SCR | [7 empty] | 0.002 | 0.0056144 | 0.0056144 | 0.0056144 | 0.0056144 | [11 empty] | Kestrel Acquisition LLC | 100 | Platinum Equity | 100
Bluffview | 55977_G_CTG1 | 55977 | G | CTG1 | 89622 | Combined Cycle |  | WECC_NM | New Mexico | 35 | San Juan | 45 | 35045 | 31 | 7883 | 2005 | 9999 |  |  | N | Natural Gas |  |  |  | DLNB | SCR | [8 empty] | 0.042922 | 0.042922 | 0.042922 | 0.042922 | [11 empty] | Farmington NM (City of) | 100 | Farmington NM (City of) | 100
Bluffview | 55977_G_STG1 | 55977 | G | STG1 | 89622 | Combined Cycle |  | WECC_NM | New Mexico | 35 | San Juan | 45 | 35045 | 27 | 7883 | 2005 | 9999 |  |  | N | Natural Gas |  |  |  | NH3 | SCR | [8 empty] | 0.042922 | 0.042922 | 0.042922 | 0.042922 | [11 empty] | Farmington NM (City of) | 100 | Farmington NM (City of) | 100
Champepaden Wind Power | 55980_G_1 | 55980 | G | 1 |  | Onshore Wind |  | MIS_MNWI | Minnesota | 27 | Murray | 101 | 27101 | 2 | 0 | 2001 | 9999 |  |  | N | Wind | [13 empty] | 0 | 0 | 0 | 0 | [11 empty] | Viking Wind Farm LLC | 80.1 | ALLETE Inc | 80.1
Moulton Wind Power | 55981_G_1 | 55981 | G | 1 |  | Onshore Wind |  | MIS_MNWI | Minnesota | 27 | Murray | 101 | 27101 | 2 | 0 | 2001 | 9999 |  |  | N | Wind | [13 empty] | 0 | 0 | 0 | 0 | [11 empty] | Moulton Wind Power Partners LLC | 100 | EDF Group | 100
Salton Sea Power LLC - Unit 5 | 55983_G_TG51 | 55983 | G | TG51 |  | Geothermal |  | WECC_IID | California | 6 | Imperial | 25 | 06025 | 46 | 9771 | 2000 | 9999 |  |  | N | Geothermal | [13 empty] | 0 | 0 | 0 | 0 | 0.4625 | 0.4625 | 0.4625 | [8 empty] | CE Generation LLC | 100 | Berkshire Hathaway Inc | 100
CE Turbo LLC | 55984_G_TG21 | 55984 | G | TG21 |  | Geothermal |  | WECC_IID | California | 6 | Imperial | 25 | 06025 | 10.9 | 9771 | 2000 | 9999 |  |  | N | Geothermal | [13 empty] | 0 | 0 | 0 | 0 | 0.4625 | 0.4625 | 0.4625 | [8 empty] | CE Turbo LLC | 100 | Ce Generation LLC | 100
Palomar Energy | 55985_G_CTG1 | 55985 | G | CTG1 | 89252 | Combined Cycle |  | WEC_SDGE | California | 6 | San Diego | 73 | 06073 | 170 | 7062 | 2005 | 9999 |  |  | N | Natural Gas |  |  |  | DLNB | SCR | [8 empty] | 0.0069021 | 0.0069021 | 0.0069021 | 0.0069021 | [11 empty] | San Diego Gas & Electric Co | 100 | Sempra Energy | 100
Palomar Energy | 55985_G_CTG2 | 55985 | G | CTG2 | 89253 | Combined Cycle |  | WEC_SDGE | California | 6 | San Diego | 73 | 06073 | 170 | 7062 | 2005 | 9999 |  |  | N | Natural Gas |  |  |  | DLNB | SCR | [8 empty] | 0.0069021 | 0.0069021 | 0.0069021 | 0.0069021 | [11 empty] | San Diego Gas & Electric Co | 100 | Sempra Energy | 100
Palomar Energy | 55985_G_STG | 55985 | G | STG | 89252 | Combined Cycle |  | WEC_SDGE | California | 6 | San Diego | 73 | 06073 | 222 | 7062 | 2006 | 9999 |  |  | N | Natural Gas |  |  |  | LNB | SCR | [8 empty] | 0.0069021 | 0.0069021 | 0.0069021 | 0.0069021 | [11 empty] | San Diego Gas & Electric Co | 100 | Sempra Energy | 100
Mountaineer Wind Energy Center | 55986_G_WT1 | 55986 | G | WT1 |  | Onshore Wind |  | PJM_AP | West Virginia | 54 | Tucker | 93 | 54093 | 66 | 0 | 2002 | 9999 |  |  | N | Wind | [13 empty] | 0 | 0 | 0 | 0 | [11 empty] | Backbone Mountain Windpower LLC | 100 | Quinbrook Infrastructure Partners | 100
Stillwater Water Treatment Plant | 55987_G_6 | 55987 | G | 6 |  | Combustion Turbine | IC Engine | SPP_WEST | Oklahoma | 40 | Payne | 119 | 40119 | 2 | 10745 | 2003 | 9999 |  |  | N | Distillate Fuel Oil | [12 empty] | 0.8 | 1.6498 | 1.6498 | 1.6498 | 1.6498 | [11 empty] | Stillwater Power | 100 | Stillwater Power | 100
FPL Energy Vansycle LLC (OR) | 55989_G_V-47 | 55989 | G | V-47 |  | Onshore Wind |  | WECC_PNW | Oregon | 41 | Umatilla | 59 | 41059 | 122.8 | 0 | 2001 | 9999 |  |  | N | Wind | [13 empty] | 0 | 0 | 0 | 0 | [11 empty] | FPL Energy Vansycle LLC | 100 | NextEra Energy Inc | 100
Ashtabula | 55990_G_1 | 55990 | G | 1 |  | Combined Cycle |  | PJM_ATSI | Ohio | 39 | Ashtabula | 7 | 39007 | 4.4 | 5500 | 2001 | 9999 |  |  | Y | Natural Gas | [13 empty] | 0.024573 | 0.024573 | 0.024573 | 0.024573 | [11 empty] | DTE Ashtabula LLC | 100 | DTE Energy Co | 100
Ashtabula | 55990_G_2 | 55990 | G | 2 |  | Combined Cycle |  | PJM_ATSI | Ohio | 39 | Ashtabula | 7 | 39007 | 4.4 | 5500 | 2001 | 9999 |  |  | Y | Natural Gas | [13 empty] | 0.024573 | 0.024573 | 0.024573 | 0.024573 | [11 empty] | DTE Ashtabula LLC | 100 | DTE Energy Co | 100
Ashtabula | 55990_G_3 | 55990 | G | 3 |  | Combined Cycle |  | PJM_ATSI | Ohio | 39 | Ashtabula | 7 | 39007 | 4.4 | 5500 | 2001 | 9999 |  |  | Y | Natural Gas | [13 empty] | 0.024573 | 0.024573 | 0.024573 | 0.024573 | [11 empty] | DTE Ashtabula LLC | 100 | DTE Energy Co | 100
Ashtabula | 55990_G_4 | 55990 | G | 4 |  | Combined Cycle |  | PJM_ATSI | Ohio | 39 | Ashtabula | 7 | 39007 | 4.4 | 5500 | 2001 | 9999 |  |  | Y | Natural Gas | [13 empty] | 0.024573 | 0.024573 | 0.024573 | 0.024573 | [11 empty] | DTE Ashtabula LLC | 100 | DTE Energy Co | 100
Ashtabula | 55990_G_5 | 55990 | G | 5 |  | Combined Cycle |  | PJM_ATSI | Ohio | 39 | Ashtabula | 7 | 39007 | 4.4 | 5500 | 2001 | 9999 |  |  | Y | Natural Gas | [13 empty] | 0.024573 | 0.024573 | 0.024573 | 0.024573 | [11 empty] | DTE Ashtabula LLC | 100 | DTE Energy Co | 100
Ashtabula | 55990_G_6 | 55990 | G | 6 |  | Combined Cycle |  | PJM_ATSI | Ohio | 39 | Ashtabula | 7 | 39007 | 0.7 | 5500 | 2001 | 9999 |  |  | Y | Natural Gas | [13 empty] | 0.024573 | 0.024573 | 0.024573 | 0.024573 | [11 empty] | DTE Ashtabula LLC | 100 | DTE Energy Co | 100
Ashtabula | 55990_G_7 | 55990 | G | 7 |  | Combined Cycle |  | PJM_ATSI | Ohio | 39 | Ashtabula | 7 | 39007 | 0.7 | 5500 | 2001 | 9999 |  |  | Y | Natural Gas | [13 empty] | 0.024573 | 0.024573 | 0.024573 | 0.024573 | [11 empty] | DTE Ashtabula LLC | 100 | DTE Energy Co | 100
Brady | 55991_G_OEC | 55991 | G | OEC |  | Geothermal |  | WECC_NNV | Nevada | 32 | Churchill | 1 | 32001 | 4.3 | 9771 | 2002 | 9999 |  |  | N | Geothermal | [13 empty] | 0 | 0 | 0 | 0 | 0.4563 | 0.4563 | 0.4563 | [8 empty] | Ormat Nevada Inc | 100 | Ormat Technologies Inc | 100
Brady | 55991_G_OEC1 | 55991 | G | OEC1 |  | Geothermal |  | WECC_NNV | Nevada | 32 | Churchill | 1 | 32001 | 10 | 9760 | 2018 | 9999 |  |  | N | Geothermal | [13 empty] | 0 | 0 | 0 | 0 | 0.4563 | 0.4563 | 0.4563 | [8 empty] | Ormat Nevada Inc | 100 | Ormat Technologies Inc | 100
Desert Sky | 55992_G_1 | 55992 | G | 1 |  | Onshore Wind |  | ERC_WEST | Texas | 48 | Pecos | 371 | 48371 | 167.7 | 0 | 2002 | 9999 |  |  | N | Wind | [13 empty] | 0 | 0 | 0 | 0 | [11 empty] | Desert Sky Wind Farm LP | 100 | American Electric Power Co Inc | 100
Minot Wind Project | 55995_G_MWP | 55995 | G | MWP |  | Onshore Wind |  | SPP_WAUE | North Dakota | 38 | Ward | 101 | 38101 | 2.6 | 0 | 2003 | 9999 |  |  | N | Wind | [13 empty] | 0 | 0 | 0 | 0 | [11 empty] | Basin Electric Power Coop | 100 | Basin Electric Power Coop | 100
Minot Wind Project | 55995_G_MWP2 | 55995 | G | MWP2 |  | Onshore Wind |  | SPP_WAUE | North Dakota | 38 | Ward | 101 | 38101 | 4.5 | 0 | 2009 | 9999 |  |  | N | Wind | [13 empty] | 0 | 0 | 0 | 0 | [11 empty] | Basin Electric Power Coop | 100 | Basin Electric Power Coop | 100
Alliant SBD0201 Ingredion | 55996_G_01 | 55996 | G | 01 |  | Combustion Turbine | IC Engine | MIS_IA | Iowa | 19 | Linn | 113 | 19113 | 1.8 | 22023 | 2003 | 9999 |  |  | N | Distillate Fuel Oil | [12 empty] | 2.5 | 1.6498 | 1.6498 | 1.6498 | 1.6498 | [11 empty] | Alliant Energy Integ Ser Cogeneration | 100 | Alliant Energy Corp | 100
Alliant SBD0201 Ingredion | 55996_G_02 | 55996 | G | 02 |  | Combustion Turbine | IC Engine | MIS_IA | Iowa | 19 | Linn | 113 | 19113 | 1.6 | 22079 | 2003 | 9999 |  |  | N | Distillate Fuel Oil | [12 empty] | 2.5 | 1.6498 | 1.6498 | 1.6498 | 1.6498 | [11 empty] | Alliant Energy Integ Ser Cogeneration | 100 | Alliant Energy Corp | 100
Alliant SBD0201 Ingredion | 55996_G_03 | 55996 | G | 03 |  | Combustion Turbine | IC Engine | MIS_IA | Iowa | 19 | Linn | 113 | 19113 | 1.6 | 22079 | 2003 | 9999 |  |  | N | Distillate Fuel Oil | [12 empty] | 2.5 | 1.6498 | 1.6498 | 1.6498 | 1.6498 | [11 empty] | Alliant Energy Integ Ser Cogeneration | 100 | Alliant Energy Corp | 100
Alliant SBD0201 Ingredion | 55996_G_04 | 55996 | G | 04 |  | Combustion Turbine | IC Engine | MIS_IA | Iowa | 19 | Linn | 113 | 19113 | 1.1 | 22018 | 2003 | 9999 |  |  | N | Distillate Fuel Oil | [12 empty] | 2.5 | 1.6498 | 1.6498 | 1.6498 | 1.6498 | [11 empty] | Alliant Energy Integ Ser Cogeneration | 100 | Alliant Energy Corp | 100
Orchard Park | 55997_G_10 | 55997 | G | 10 |  | Combustion Turbine | IC Engine | PJM_AP | Pennsylvania | 42 | Franklin | 55 | 42055 | 5.8 | 10745 | 2003 | 9999 |  |  | N | Natural Gas, Distillate Fuel Oil | [12 empty] | 3.7 | 1.2219 | 1.2219 | 1.2219 | 1.2219 | [11 empty] | Chambersburg PA (Borough of) | 100 | Chambersburg PA (Borough of) | 100
Orchard Park | 55997_G_11 | 55997 | G | 11 |  | Combustion Turbine | IC Engine | PJM_AP | Pennsylvania | 42 | Franklin | 55 | 42055 | 5.8 | 10745 | 2003 | 9999 |  |  | N | Natural Gas, Distillate Fuel Oil | [12 empty] | 3.7 | 1.2219 | 1.2219 | 1.2219 | 1.2219 | [11 empty] | Chambersburg PA (Borough of) | 100 | Chambersburg PA (Borough of) | 100
Orchard Park | 55997_G_8 | 55997 | G | 8 |  | Combustion Turbine | IC Engine | PJM_AP | Pennsylvania | 42 | Franklin | 55 | 42055 | 5.8 | 10745 | 2003 | 9999 |  |  | N | Natural Gas, Distillate Fuel Oil | [12 empty] | 3.7 | 1.2219 | 1.2219 | 1.2219 | 1.2219 | [11 empty] | Chambersburg PA (Borough of) | 100 | Chambersburg PA (Borough of) | 100
Orchard Park | 55997_G_9 | 55997 | G | 9 |  | Combustion Turbine | IC Engine | PJM_AP | Pennsylvania | 42 | Franklin | 55 | 42055 | 5.8 | 10745 | 2003 | 9999 |  |  | N | Natural Gas, Distillate Fuel Oil | [12 empty] | 3.7 | 1.2219 | 1.2219 | 1.2219 | 1.2219 | [11 empty] | Chambersburg PA (Borough of) | 100 | Chambersburg PA (Borough of) | 100
Danbury Diesel | 55998_G_GT1 | 55998 | G | GT1 |  | Combustion Turbine |  | MIS_MNWI | Wisconsin | 55 | Burnett | 13 | 55013 | 4 | 19558 | 1981 | 9999 |  |  | N | Distillate Fuel Oil | [12 empty] | 3 | 1.2001 | 1.2001 | 1.2001 | 1.2001 | [11 empty] | Flambeau Hydro LLC | 100 | Renewable World Energies LLC | 100
Danbury Diesel | 55998_G_IC1 | 55998 | G | IC1 |  | Combustion Turbine | IC Engine | MIS_MNWI | Wisconsin | 55 | Burnett | 13 | 55013 | 0.5 | 12283 | 1982 | 9999 |  |  | N | Distillate Fuel Oil | [12 empty] | 3 | 1.6498 | 1.6498 | 1.6498 | 1.6498 | [11 empty] | Flambeau Hydro LLC | 100 | Renewable World Energies LLC | 100
Danbury Diesel | 55998_G_IC2 | 55998 | G | IC2 |  | Combustion Turbine | IC Engine | MIS_MNWI | Wisconsin | 55 | Burnett | 13 | 55013 | 0.5 | 12283 | 1966 | 9999 |  |  | N | Distillate Fuel Oil | [12 empty] | 3 | 1.6498 | 1.6498 | 1.6498 | 1.6498 | [11 empty] | Flambeau Hydro LLC | 100 | Renewable World Energies LLC | 100
Falls Village | 560_G_1 | 560 | G | 1 |  | Hydro |  | NENG_CT | Connecticut | 9 | Litchfield | 5 | 09005 | 3.3 | 0 | 1914 | 9999 |  |  | N | Hydro | [13 empty] | 0 | 0 | 0 | 0 | [11 empty] | FirstLight CT Housatonic LLC | 100 | Public Sector Pension Investment Board | 100
Falls Village | 560_G_2 | 560 | G | 2 |  | Hydro |  | NENG_CT | Connecticut | 9 | Litchfield | 5 | 09005 | 3.3 | 0 | 1914 | 9999 |  |  | N | Hydro | [13 empty] | 0 | 0 | 0 | 0 | [11 empty] | FirstLight CT Housatonic LLC | 100 | Public Sector Pension Investment Board | 100
Falls Village | 560_G_3 | 560 | G | 3 |  | Hydro |  | NENG_CT | Connecticut | 9 | Litchfield | 5 | 09005 | 3.3 | 0 | 1914 | 9999 |  |  | N | Hydro | [13 empty] | 0 | 0 | 0 | 0 | [11 empty] | FirstLight CT Housatonic LLC | 100 | Public Sector Pension Investment Board | 100
Waymart Wind | 56001_G_GE15 | 56001 | G | GE15 |  | Onshore Wind |  | PJM_WMAC | Pennsylvania | 42 | Wayne | 127 | 42127 | 64.5 | 0 | 2003 | 9999 |  |  | N | Wind | [13 empty] | 0 | 0 | 0 | 0 | [11 empty] | Waymart Wind Farm LLC | 100 | Quinbrook Infrastructure Partners | 100
Minwind | 56002_G_1 | 56002 | G | 1 |  | Onshore Wind |  | MIS_IA | Minnesota | 27 | Rock | 133 | 27133 | 3.8 | 0 | 2002 | 9999 |  |  | N | Wind | [13 empty] | 0 | 0 | 0 | 0 | [11 empty] | Minwind I LLC | 100 | Minwind Energy LLC | 100
Mount Clinton | 56004_G_D-2 | 56004 | G | D-2 |  | Combustion Turbine | IC Engine | PJM_Dom | Virginia | 51 | Rockingham | 165 | 51165 | 2 | 10745 | 2002 | 9999 |  |  | N | Distillate Fuel Oil | [12 empty] | 2.64 | 1.6448 | 1.6448 | 1.6448 | 1.6448 | [11 empty] | Harrisonburg VA (City of) | 100 | Harrisonburg VA (City of) | 100
Mount Clinton | 56004_G_D-3 | 56004 | G | D-3 |  | Combustion Turbine | IC Engine | PJM_Dom | Virginia | 51 | Rockingham | 165 | 51165 | 2 | 10745 | 2002 | 9999 |  |  | N | Distillate Fuel Oil | [12 empty] | 2.64 | 1.6448 | 1.6448 | 1.6448 | 1.6448 | [11 empty] | Harrisonburg VA (City of) | 100 | Harrisonburg VA (City of) | 100
Mount Clinton | 56004_G_D-5 | 56004 | G | D-5 |  | Combustion Turbine | IC Engine | PJM_Dom | Virginia | 51 | Rockingham | 165 | 51165 | 2 | 10745 | 2004 | 9999 |  |  | N | Distillate Fuel Oil | [12 empty] | 2.64 | 1.6448 | 1.6448 | 1.6448 | 1.6448 | [11 empty] | Harrisonburg VA (City of) | 100 | Harrisonburg VA (City of) | 100
Mount Clinton | 56004_G_D-7 | 56004 | G | D-7 |  | Combustion Turbine | IC Engine | PJM_Dom | Virginia | 51 | Rockingham | 165 | 51165 | 2 | 10745 | 2009 | 9999 |  |  | N | Distillate Fuel Oil | [13 empty] | 1.6448 | 1.6448 | 1.6448 | 1.6448 | [11 empty] | Harrisonburg VA (City of) | 100 | Harrisonburg VA (City of) | 100
Mount Clinton | 56004_G_D-8 | 56004 | G | D-8 |  | Combustion Turbine | IC Engine | PJM_Dom | Virginia | 51 | Rockingham | 165 | 51165 | 2 | 10745 | 2009 | 9999 |  |  | N | Distillate Fuel Oil | [13 empty] | 1.6448 | 1.6448 | 1.6448 | 1.6448 | [11 empty] | Harrisonburg VA (City of) | 100 | Harrisonburg VA (City of) | 100
Mount Clinton | 56004_G_MC-1 | 56004 | G | MC-1 |  | Combustion Turbine |  | PJM_Dom | Virginia | 51 | Rockingham | 165 | 51165 | 9 | 16025 | 1999 | 9999 |  |  | N | Distillate Fuel Oil | [12 empty] | 2.64 | 1.01 | 1.01 | 1.01 | 1.01 | [11 empty] | Harrisonburg VA (City of) | 100 | Harrisonburg VA (City of) | 100
Pleasant Valley (VA) | 56005_G_D-4 | 56005 | G | D-4 |  | Combustion Turbine | IC Engine | PJM_EMAC | Virginia | 51 | Rockingham | 165 | 51165 | 2 | 10745 | 2002 | 9999 |  |  | N | Distillate Fuel Oil | [12 empty] | 2.64 | 1.6498 | 1.6498 | 1.6498 | 1.6498 | [11 empty] | Harrisonburg VA (City of) | 100 | Harrisonburg VA (City of) | 100
Pleasant Valley (VA) | 56005_G_D-6 | 56005 | G | D-6 |  | Combustion Turbine | IC Engine | PJM_EMAC | Virginia | 51 | Rockingham | 165 | 51165 | 2 | 10745 | 2006 | 9999 |  |  | N | Distillate Fuel Oil | [13 empty] | 1.6498 | 1.6498 | 1.6498 | 1.6498 | [11 empty] | Harrisonburg VA (City of) | 100 | Harrisonburg VA (City of) | 100
Pleasant Valley (VA) | 56005_G_PV-1 | 56005 | G | PV-1 |  | Combustion Turbine |  | PJM_EMAC | Virginia | 51 | Rockingham | 165 | 51165 | 9 | 16038 | 1997 | 9999 |  |  | N | Distillate Fuel Oil | [12 empty] | 2.64 | 1.01 | 1.01 | 1.01 | 1.01 | [11 empty] | Harrisonburg VA (City of) | 100 | Harrisonburg VA (City of) | 100
Hancock County Wind Energy Center | 56010_G_V-47 | 56010 | G | V-47 |  | Onshore Wind |  | MIS_IA | Iowa | 19 | Hancock | 81 | 19081 | 98 | 0 | 2002 | 9999 |  |  | N | Wind | [13 empty] | 0 | 0 | 0 | 0 | [11 empty] | Hancock County Wind LLC | 100 | NextEra Energy Inc | 100
Cabazon Wind Partners | 56011_G_V-47 | 56011 | G | V-47 |  | Onshore Wind |  | WECC_SCE | California | 6 | Riverside | 65 | 06065 | 41 | 0 | 2002 | 9999 |  |  | N | Wind | [13 empty] | 0 | 0 | 0 | 0 | [11 empty] | Cabazon Wind Partners LLC | 100 | Goldman Sachs Group Inc (The) | 100
Whitewater Hill Wind Partners | 56012_G_1 | 56012 | G | 1 |  | Onshore Wind |  | WECC_SCE | California | 6 | Riverside | 65 | 06065 | 61.5 | 0 | 2002 | 9999 |  |  | N | Wind | [13 empty] | 0 | 0 | 0 | 0 | [11 empty] | Whitewater Hill Wind Partners | 100 | Goldman Sachs Group Inc (The) | 100
Exira | 56013_G_U1 | 56013 | G | U1 | 89307 | Combustion Turbine |  | SPP_WAUE | Iowa | 19 | Audubon | 9 | 19009 | 46.7 | 10745 | 2004 | 9999 |  |  | N | Natural Gas, Distillate Fuel Oil |  |  |  | H2O | [8 empty] | 0.043 | 0.09684 | 0.09684 | 0.09684 | 0.09684 | [11 empty] | Missouri River Energy Services | 100 | Missouri River Energy Services | 100
Exira | 56013_G_U2 | 56013 | G | U2 | 89308 | Combustion Turbine |  | SPP_WAUE | Iowa | 19 | Audubon | 9 | 19009 | 46.7 | 10745 | 2004 | 9999 |  |  | N | Natural Gas, Distillate Fuel Oil |  |  |  | H2O | [8 empty] | 0.043 | 0.09838 | 0.09838 | 0.09838 | 0.09838 | [11 empty] | Missouri River Energy Services | 100 | Missouri River Energy Services | 100
Exira | 56013_G_U3 | 56013 | G | U3 | 89719 | Combustion Turbine |  | SPP_WAUE | Iowa | 19 | Audubon | 9 | 19009 | 46.6 | 10745 | 2007 | 9999 |  |  | N | Natural Gas, Distillate Fuel Oil |  |  |  | H2O | [9 empty] | 0.09651 | 0.09651 | 0.09651 | 0.09651 | [11 empty] | Missouri River Energy Services | 100 | Missouri River Energy Services | 100
Walton Bainbridge Power Facility | 56015_G_SEG1 | 56015 | G | SEG1 | 90202 | Combustion Turbine |  | S_SOU | Georgia | 13 | Decatur | 87 | 13087 | 37 | 25000 | 2000 | 9999 |  |  | N | Distillate Fuel Oil |  |  |  | H2O | [8 empty] | 0.206 | 0.21284 | 0.21284 | 0.21284 | 0.21284 | [11 empty] | South Eastern Electric Development Corp | 100 | South Eastern Electric Development Corp | 100
Walton Bainbridge Power Facility | 56015_G_SEGC | 56015 | G | SEGC | 90204 | Combustion Turbine |  | S_SOU | Georgia | 13 | Decatur | 87 | 13087 | 37 | 25000 | 2000 | 9999 |  |  | N | Distillate Fuel Oil |  |  |  | H2O | [8 empty] | 0.206 | 0.18671 | 0.18671 | 0.18671 | 0.18671 | [11 empty] | South Eastern Electric Development Corp | 100 | South Eastern Electric Development Corp | 100
AMEA Peaking | 56018_G_1 | 56018 | G | 1 | 89313 | Combustion Turbine |  | S_SOU | Alabama | 1 | Talladega | 121 | 01121 | 47.5 | 11917 | 2004 | 9999 |  |  | N | Natural Gas |  |  |  | H2O | [8 empty] | 4 | 0.0861 | 0.0861 | 0.0861 | 0.0861 | [11 empty] | Alabama Municipal Electric Authority | 100 | Alabama Municipal Electric Authority | 100
AMEA Peaking | 56018_G_2 | 56018 | G | 2 | 89314 | Combustion Turbine |  | S_SOU | Alabama | 1 | Talladega | 121 | 01121 | 47.5 | 11918 | 2004 | 9999 |  |  | N | Natural Gas |  |  |  | H2O | [8 empty] | 4 | 0.08522 | 0.08522 | 0.08522 | 0.08522 | [11 empty] | Alabama Municipal Electric Authority | 100 | Alabama Municipal Electric Authority | 100
Waste Water Plant Generator | 56022_G_1 | 56022 | G | 1 |  | Combustion Turbine | IC Engine | SPP_N | Kansas | 20 | Cowley | 35 | 20035 | 1.6 | 17500 | 1993 | 9999 |  |  | N | Distillate Fuel Oil | [13 empty] | 1.6498 | 1.6498 | 1.6498 | 1.6498 | [11 empty] | Winfield KS (City of) | 100 | Winfield KS (City of) | 100
Traer East | 56025_G_6 | 56025 | G | 6 |  | Combustion Turbine | IC Engine | MIS_MIDA | Iowa | 19 | Tama | 171 | 19171 | 2 | 12283 | 2004 | 9999 |  |  | N | Distillate Fuel Oil | [12 empty] | 2.5 | 1.6498 | 1.6498 | 1.6498 | 1.6498 | [11 empty] | Traer Municipal Utilities | 100 | Traer Municipal Utilities | 100
Traer East | 56025_G_7 | 56025 | G | 7 |  | Combustion Turbine | IC Engine | MIS_MIDA | Iowa | 19 | Tama | 171 | 19171 | 2 | 12283 | 2004 | 9999 |  |  | N | Distillate Fuel Oil | [12 empty] | 2.5 | 1.6498 | 1.6498 | 1.6498 | 1.6498 | [11 empty] | Traer Municipal Utilities | 100 | Traer Municipal Utilities | 100
Donald Von Raesfeld Power Plant | 56026_G_CTG1 | 56026 | G | CTG1 | 88292 | Combined Cycle |  | WEC_CALN | California | 6 | Santa Clara | 85 | 06085 | 50 | 8606 | 2005 | 9999 |  |  | N | Natural Gas |  |  |  | DLNB + H2O | SCR | [8 empty] | 0.0068732 | 0.0068732 | 0.0068732 | 0.0068732 | [11 empty] | Silicon Valley Power | 100 | Santa Clara CA (City of) | 100
Donald Von Raesfeld Power Plant | 56026_G_CTG2 | 56026 | G | CTG2 | 88293 | Combined Cycle |  | WEC_CALN | California | 6 | Santa Clara | 85 | 06085 | 50 | 8606 | 2005 | 9999 |  |  | N | Natural Gas |  |  |  | DLNB + H2O | SCR | [8 empty] | 0.0068732 | 0.0068732 | 0.0068732 | 0.0068732 | [11 empty] | Silicon Valley Power | 100 | Santa Clara CA (City of) | 100
Donald Von Raesfeld Power Plant | 56026_G_STG | 56026 | G | STG | 88292 | Combined Cycle |  | WEC_CALN | California | 6 | Santa Clara | 85 | 06085 | 47.8 | 8606 | 2005 | 9999 |  |  | N | Natural Gas |  |  |  | NH3 | SCR | [8 empty] | 0.0068732 | 0.0068732 | 0.0068732 | 0.0068732 | [11 empty] | Silicon Valley Power | 100 | Santa Clara CA (City of) | 100
Fox Energy Center | 56031_G_CTG1 | 56031 | G | CTG1 | 89359 | Combined Cycle |  | MIS_WUMS | Wisconsin | 55 | Outagamie | 87 | 55087 | 168.3 | 7050 | 2006 | 9999 |  |  | N | Natural Gas, Distillate Fuel Oil |  |  |  | DLNB + H2O | SCR | [8 empty] | 0.0081616 | 0.0081616 | 0.0081616 | 0.0081616 | [11 empty] | Wisconsin Public Service Corp | 100 | WEC Energy Group Inc | 100
Fox Energy Center | 56031_G_CTG2 | 56031 | G | CTG2 | 89360 | Combined Cycle |  | MIS_WUMS | Wisconsin | 55 | Outagamie | 87 | 55087 | 171.8 | 7050 | 2005 | 9999 |  |  | N | Natural Gas, Distillate Fuel Oil |  |  |  | DLNB + H2O | SCR | [8 empty] | 0.0081616 | 0.0081616 | 0.0081616 | 0.0081616 | [11 empty] | Wisconsin Public Service Corp | 100 | WEC Energy Group Inc | 100
Fox Energy Center | 56031_G_STG | 56031 | G | STG | 89360 | Combined Cycle |  | MIS_WUMS | Wisconsin | 55 | Outagamie | 87 | 55087 | 238.5 | 7050 | 2005 | 9999 |  |  | N | Natural Gas, Distillate Fuel Oil |  |  |  | DLNB + H2O | SCR | [8 empty] | 0.0081616 | 0.0081616 | 0.0081616 | 0.0081616 | [11 empty] | Wisconsin Public Service Corp | 100 | WEC Energy Group Inc | 100
Equus Freeport Power | 56032_G_0001 | 56032 | G | 0001 | 89349 | Combustion Turbine |  | NY_Z_K | New York | 36 | Nassau | 59 | 36059 | 46.2 | 10745 | 2004 | 9999 |  |  | N | Natural Gas, Distillate Fuel Oil |  |  |  | H2O | SCR | [7 empty] | 1.053 | 0.01192 | 0.01055 | 0.01192 | 0.01055 | [11 empty] | Equus Power I LP | 100 | Electric Power Development Co Ltd (J Power) | 100
Equus Freeport Power | 56032_G_001 | 56032 | G | 001 | 89349 | Combustion Turbine |  | NY_Z_K | New York | 36 | Nassau | 59 | 36059 | 48.1 | 10745 | 2004 | 9999 |  |  | N | Natural Gas, Distillate Fuel Oil |  |  |  | H2O | SCR | [8 empty] | 0.01192 | 0.01055 | 0.01192 | 0.01055 | [11 empty] | Equus Power I LP | 100 | Electric Power Development Co Ltd (J Power) | 100
Smithfield Packaged Meats Corp. | 56035_G_1 | 56035 | G | 1 |  | Combustion Turbine | IC Engine | S_VACA | North Carolina | 37 | WILSON | 195 | 37195 | 1.3 | 8700 | 2002 | 9999 |  |  | Y | Distillate Fuel Oil | [13 empty] | 1.6498 | 1.6498 | 1.6498 | 1.6498 | [11 empty] | Smithfield Packing Co | 100 | Smithfield Foods Inc | 100
Smithfield Packaged Meats Corp. | 56035_G_2 | 56035 | G | 2 |  | Combustion Turbine | IC Engine | S_VACA | North Carolina | 37 | WILSON | 195 | 37195 | 1.3 | 8700 | 2002 | 9999 |  |  | Y | Distillate Fuel Oil | [13 empty] | 1.6498 | 1.6498 | 1.6498 | 1.6498 | [11 empty] | Smithfield Packing Co | 100 | Smithfield Foods Inc | 100
WWTP Power Generation Station | 56036_G_GEN1 | 56036 | G | GEN1 |  | Non-Fossil Waste |  | WEC_CALN | California | 6 | Alameda | 1 | 06001 | 2 | 5755 | 1985 | 9999 |  |  | Y | Non-Fossil Waste | [13 empty] | 0 | 0 | 0 | 0 | [11 empty] | East Bay Municipal Utility District | 100 | East Bay Municipal Utility District | 100
WWTP Power Generation Station | 56036_G_GEN2 | 56036 | G | GEN2 |  | Non-Fossil Waste |  | WEC_CALN | California | 6 | Alameda | 1 | 06001 | 2 | 5755 | 1985 | 9999 |  |  | Y | Non-Fossil Waste | [13 empty] | 0 | 0 | 0 | 0 | [11 empty] | East Bay Municipal Utility District | 100 | East Bay Municipal Utility District | 100
WWTP Power Generation Station | 56036_G_GEN3 | 56036 | G | GEN3 |  | Non-Fossil Waste |  | WEC_CALN | California | 6 | Alameda | 1 | 06001 | 2 | 5755 | 1985 | 9999 |  |  | Y | Non-Fossil Waste | [13 empty] | 0 | 0 | 0 | 0 | [11 empty] | East Bay Municipal Utility District | 100 | East Bay Municipal Utility District | 100
UMCP CHP Plant | 56038_G_1 | 56038 | G | 1 |  | Combustion Turbine |  | PJM_SMAC | Maryland | 24 | Prince Georges | 33 | 24033 | 9.4 | 8700 | 2003 | 9999 |  |  | Y | Natural Gas, Distillate Fuel Oil | [13 empty] | 0.11642 | 0.11642 | 0.11642 | 0.11642 | [11 empty] | Trigen Cinergy Solutions College Park | 100 | Trigen Energy Corp | 100
UMCP CHP Plant | 56038_G_2 | 56038 | G | 2 |  | Combustion Turbine |  | PJM_SMAC | Maryland | 24 | Prince Georges | 33 | 24033 | 9.4 | 8700 | 2003 | 9999 |  |  | Y | Natural Gas, Distillate Fuel Oil | [13 empty] | 0.32756 | 0.32756 | 0.32756 | 0.32756 | [11 empty] | Trigen Cinergy Solutions College Park | 100 | Trigen Energy Corp | 100
UMCP CHP Plant | 56038_G_3 | 56038 | G | 3 |  | O/G Steam |  | PJM_SMAC | Maryland | 24 | Prince Georges | 33 | 24033 | 2 | 8300 | 2003 | 9999 |  |  | Y | Natural Gas, Distillate Fuel Oil | [13 empty] | 0.23063 | 0.23063 | 0.23063 | 0.23063 | [11 empty] | Trigen Cinergy Solutions College Park | 100 | Trigen Energy Corp | 100
H. Gonzales | 56039_G_G1 | 56039 | G | G1 |  | Combustion Turbine |  | WECC_SCE | California | 6 | Los Angeles | 37 | 06037 | 5.4 | 13806 | 1987 | 9999 |  |  | N | Natural Gas | [13 empty] | 0.08652 | 0.08652 | 0.08652 | 0.08652 | [11 empty] | Vernon CA (City of) | 100 | Vernon CA (City of) | 100
H. Gonzales | 56039_G_G2 | 56039 | G | G2 |  | Combustion Turbine |  | WECC_SCE | California | 6 | Los Angeles | 37 | 06037 | 5.4 | 13813 | 1987 | 9999 |  |  | N | Natural Gas | [13 empty] | 0.08652 | 0.08652 | 0.08652 | 0.08652 | [11 empty] | Vernon CA (City of) | 100 | Vernon CA (City of) | 100
Malburg | 56041_G_M1 | 56041 | G | M1 | 89631 | Combined Cycle |  | WECC_SCE | California | 6 | Los Angeles | 37 | 06037 | 42 | 7775 | 2005 | 9999 |  |  | N | Natural Gas |  |  |  | DLNB + LNB + NH3 | SCR | [8 empty] | 0.0076183 | 0.0076183 | 0.0076183 | 0.0076183 | [11 empty] | Bicent (California) Malburg LLC | 100 | Beowulf Energy LLC | 100
Malburg | 56041_G_M2 | 56041 | G | M2 | 89632 | Combined Cycle |  | WECC_SCE | California | 6 | Los Angeles | 37 | 06037 | 42 | 7775 | 2005 | 9999 |  |  | N | Natural Gas |  |  |  | DLNB + LNB + NH3 | SCR | [8 empty] | 0.0076183 | 0.0076183 | 0.0076183 | 0.0076183 | [11 empty] | Bicent (California) Malburg LLC | 100 | Beowulf Energy LLC | 100
Malburg | 56041_G_M3 | 56041 | G | M3 | 89631 | Combined Cycle |  | WECC_SCE | California | 6 | Los Angeles | 37 | 06037 | 50 | 7775 | 2005 | 9999 |  |  | N | Natural Gas |  |  |  | LNB + NH3 | SCR | [8 empty] | 0.0076183 | 0.0076183 | 0.0076183 | 0.0076183 | [11 empty] | Bicent (California) Malburg LLC | 100 | Beowulf Energy LLC | 100
Magnolia Power Project | 56046_G_1 | 56046 | G | 1 | 89568 | Combined Cycle |  | WEC_LADW | California | 6 | Los Angeles | 37 | 06037 | 161 | 7220 | 2005 | 9999 |  |  | N | Natural Gas |  |  |  | DLNB | SCR | [8 empty] | 0.0051328 | 0.0051328 | 0.0051328 | 0.0051328 | [11 empty] | Burbank Water & Power | 38 | Burbank Water & Power | 38
Magnolia Power Project | 56046_G_2 | 56046 | G | 2 | 89568 | Combined Cycle |  | WEC_LADW | California | 6 | Los Angeles | 37 | 06037 | 140 | 7220 | 2005 | 9999 |  |  | N | Natural Gas |  |  |  | DLNB | SCR | [8 empty] | 0.0051328 | 0.0051328 | 0.0051328 | 0.0051328 | [11 empty] | Burbank Water & Power | 38 | Burbank Water & Power | 38
CPV Towantic Energy Center | 56047_G_CTG1 | 56047 | G | CTG1 | 91061 | Combined Cycle |  | NENG_CT | Connecticut | 9 | New Haven | 9 | 09009 | 253 | 7050 | 2018 | 9999 |  |  | N | Natural Gas, Distillate Fuel Oil |  |  |  | DLNB + H2O | SCR | [8 empty] | 0.0057714 | 0.0057714 | 0.0057714 | 0.0057714 | [11 empty] | CPV Towantic LLC | 100 | Competitive Power Ventures Inc | 100
CPV Towantic Energy Center | 56047_G_CTG2 | 56047 | G | CTG2 | 91062 | Combined Cycle |  | NENG_CT | Connecticut | 9 | New Haven | 9 | 09009 | 253.8 | 7050 | 2018 | 9999 |  |  | N | Natural Gas, Distillate Fuel Oil |  |  |  | DLNB + H2O | SCR | [8 empty] | 0.0057714 | 0.0057714 | 0.0057714 | 0.0057714 | [11 empty] | CPV Towantic LLC | 100 | Competitive Power Ventures Inc | 100
CPV Towantic Energy Center | 56047_G_STG | 56047 | G | STG | 91061 | Combined Cycle |  | NENG_CT | Connecticut | 9 | New Haven | 9 | 09009 | 271.5 | 7050 | 2018 | 9999 |  |  | N | Natural Gas, Distillate Fuel Oil |  |  |  | LNB + NH3 | SCR | [8 empty] | 0.0057714 | 0.0057714 | 0.0057714 | 0.0057714 | [11 empty] | CPV Towantic LLC | 100 | Competitive Power Ventures Inc | 100
THUMS | 56051_G_GEN1 | 56051 | G | GEN1 |  | Combustion Turbine |  | WECC_SCE | California | 6 | Los Angeles | 37 | 06037 | 45 | 12369 | 2003 | 9999 |  |  | N | Natural Gas | [12 empty] | 0.74 | 0.01599 | 0.01599 | 0.01599 | 0.01599 | [11 empty] | Thums Long Beach Co | 100 | Occidental Petroleum Corp | 100
Meyersdale Windpower, LLC | 56052_G_GE15 | 56052 | G | GE15 |  | Onshore Wind |  | PJM_PENE | Pennsylvania | 42 | Somerset | 111 | 42111 | 30 | 0 | 2003 | 9999 |  |  | N | Wind | [13 empty] | 0 | 0 | 0 | 0 | [11 empty] | Meyersdale Windpower LLC | 100 | Quinbrook Infrastructure Partners | 100
Casey City of | 56053_G_1 | 56053 | G | 1 |  | Combustion Turbine | IC Engine | MIS_IL | Illinois | 17 | Clark | 23 | 17023 | 1.8 | 10745 | 2002 | 9999 |  |  | N | Distillate Fuel Oil | [12 empty] | 1 | 1.6498 | 1.6498 | 1.6498 | 1.6498 | [11 empty] | Casey IL (City of) | 100 | Casey Electric Dept | 100
Casey City of | 56053_G_2 | 56053 | G | 2 |  | Combustion Turbine | IC Engine | MIS_IL | Illinois | 17 | Clark | 23 | 17023 | 1.8 | 10745 | 2002 | 9999 |  |  | N | Distillate Fuel Oil | [12 empty] | 1 | 2.6762 | 2.6762 | 2.6762 | 2.6762 | [11 empty] | Casey IL (City of) | 100 | Casey Electric Dept | 100
Casey City of | 56053_G_3 | 56053 | G | 3 |  | Combustion Turbine | IC Engine | MIS_IL | Illinois | 17 | Clark | 23 | 17023 | 1.8 | 10745 | 2002 | 9999 |  |  | N | Distillate Fuel Oil | [12 empty] | 1 | 1.6498 | 1.6498 | 1.6498 | 1.6498 | [11 empty] | Casey IL (City of) | 100 | Casey Electric Dept | 100
G McNeilus Wind Farm Dodge Center | 56054_G_GM1 | 56054 | G | GM1 |  | Onshore Wind |  | MIS_MNWI | Minnesota | 27 | Dodge | 39 | 27039 | 32 | 0 | 2002 | 9999 |  |  | N | Wind | [13 empty] | 0 | 0 | 0 | 0 | [11 empty] | Garwin McNeilus Wind Energy Co | 100 | Garwin McNeilus Wind Energy Co | 100
G McNeilus Wind Farm Dodge Center | 56054_G_GM2 | 56054 | G | GM2 |  | Onshore Wind |  | MIS_MNWI | Minnesota | 27 | Dodge | 39 | 27039 | 8 | 0 | 2003 | 9999 |  |  | N | Wind | [13 empty] | 0 | 0 | 0 | 0 | [11 empty] | Garwin McNeilus Wind Energy Co | 100 | Garwin McNeilus Wind Energy Co | 100
G McNeilus Wind Farm Dodge Center | 56054_G_GM3 | 56054 | G | GM3 |  | Onshore Wind |  | MIS_MNWI | Minnesota | 27 | Dodge | 39 | 27039 | 3 | 0 | 2004 | 9999 |  |  | N | Wind | [13 empty] | 0 | 0 | 0 | 0 | [11 empty] | Garwin McNeilus Wind Energy Co | 100 | Garwin McNeilus Wind Energy Co | 100
High Point, Fairfield | 56059_G_1 | 56059 | G | 1 |  | Combustion Turbine | IC Engine | S_VACA | North Carolina | 37 | Guilford | 81 | 37081 | 1.8 | 12283 | 2002 | 9999 |  |  | N | Distillate Fuel Oil | [12 empty] | 2.3 | 1.6498 | 1.6498 | 1.6498 | 1.6498 | [11 empty] | North Carolina Municipal Power Agency No 1 | 100 | North Carolina Municipal Power Agency No 1 | 100
Statesville, Highway 64 | 56062_G_1 | 56062 | G | 1 |  | Combustion Turbine | IC Engine | S_VACA | North Carolina | 37 | Iredell | 97 | 37097 | 1.8 | 12283 | 2002 | 9999 |  |  | N | Distillate Fuel Oil | [12 empty] | 2.3 | 1.6498 | 1.6498 | 1.6498 | 1.6498 | [11 empty] | North Carolina Municipal Power Agency No 1 | 100 | North Carolina Municipal Power Agency No 1 | 100
Shelby, Toms Street | 56063_G_1 | 56063 | G | 1 |  | Combustion Turbine | IC Engine | S_VACA | North Carolina | 37 | Cleveland | 45 | 37045 | 1.8 | 12283 | 2002 | 9999 |  |  | N | Distillate Fuel Oil | [12 empty] | 2.3 | 1.6498 | 1.6498 | 1.6498 | 1.6498 | [11 empty] | North Carolina Municipal Power Agency No 1 | 100 | North Carolina Municipal Power Agency No 1 | 100
Morganton, Parker Road | 56064_G_1 | 56064 | G | 1 |  | Combustion Turbine | IC Engine | S_VACA | North Carolina | 37 | Burke | 23 | 37023 | 1.8 | 12283 | 2002 | 9999 |  |  | N | Distillate Fuel Oil | [12 empty] | 2.3 | 1.6498 | 1.6498 | 1.6498 | 1.6498 | [11 empty] | North Carolina Municipal Power Agency No 1 | 100 | North Carolina Municipal Power Agency No 1 | 100
Lexington Health Center | 56067_G_1 | 56067 | G | 1 |  | Combustion Turbine | IC Engine | S_VACA | North Carolina | 37 | Davidson | 57 | 37057 | 1.8 | 12283 | 2002 | 9999 |  |  | N | Distillate Fuel Oil | [12 empty] | 2.3 | 1.6498 | 1.6498 | 1.6498 | 1.6498 | [11 empty] | North Carolina Municipal Power Agency No 1 | 100 | North Carolina Municipal Power Agency No 1 | 100
Berlin Landfill Gas | 56069_G_1 | 56069 | G | 1 |  | Landfill Gas |  | MIS_WUMS | Wisconsin | 55 | Green Lake | 47 | 55047 | 0.8 | 13500 | 2001 | 9999 |  |  | N | Landfill Gas | [13 empty] | 0.22117 | 0.22117 | 0.22117 | 0.22117 | [11 empty] | Wisconsin Power & Light Co | 100 | Alliant Energy Corp | 100
Berlin Landfill Gas | 56069_G_2 | 56069 | G | 2 |  | Landfill Gas |  | MIS_WUMS | Wisconsin | 55 | Green Lake | 47 | 55047 | 0.8 | 13500 | 2001 | 9999 |  |  | N | Landfill Gas | [13 empty] | 0.22117 | 0.22117 | 0.22117 | 0.22117 | [11 empty] | Wisconsin Power & Light Co | 100 | Alliant Energy Corp | 100
Berlin Landfill Gas | 56069_G_3 | 56069 | G | 3 |  | Landfill Gas |  | MIS_WUMS | Wisconsin | 55 | Green Lake | 47 | 55047 | 0.8 | 13500 | 2001 | 9999 |  |  | N | Landfill Gas | [13 empty] | 0.22117 | 0.22117 | 0.22117 | 0.22117 | [11 empty] | Wisconsin Power & Light Co | 100 | Alliant Energy Corp | 100
Diesel Generators | 56070_G_1 | 56070 | G | 1 |  | Combustion Turbine | IC Engine | MIS_WUMS | Wisconsin | 55 | Dane | 25 | 55025 | 49.1 | 10745 | 2001 | 9999 |  |  | N | Distillate Fuel Oil | [12 empty] | 3 | 1.6498 | 1.6498 | 1.6498 | 1.6498 | [11 empty] | Madison Gas & Electric Co | 100 | MGE Energy Inc | 100
Alliant SBG 9802 Toyota | 56073_G_01 | 56073 | G | 01 |  | Combustion Turbine | IC Engine | MIS_IA | Iowa | 19 | Linn | 113 | 19113 | 1 | 15313 | 1998 | 9999 |  |  | N | Natural Gas | [12 empty] | 2.5 | 1.061 | 1.061 | 1.061 | 1.061 | [11 empty] | Alliant Energy Integ Ser Cogeneration | 100 | Alliant Energy Corp | 100
High Winds LLC | 56075_G_1 | 56075 | G | 1 |  | Onshore Wind |  | WEC_CALN | California | 6 | Solano | 95 | 06095 | 145.8 | 0 | 2003 | 9999 |  |  | N | Wind | [13 empty] | 0 | 0 | 0 | 0 | [11 empty] | High Winds LLC | 100 | NextEra Energy Inc | 100
High Winds LLC | 56075_G_2 | 56075 | G | 2 |  | Onshore Wind |  | WEC_CALN | California | 6 | Solano | 95 | 06095 | 16.2 | 0 | 2003 | 9999 |  |  | N | Wind | [13 empty] | 0 | 0 | 0 | 0 | [11 empty] | High Winds LLC | 100 | NextEra Energy Inc | 100
Walnut Energy Center | 56078_G_1 | 56078 | G | 1 | 89628 | Combined Cycle |  | WEC_CALN | California | 6 | Stanislaus | 99 | 06099 | 84 | 7814 | 2006 | 9999 |  |  | N | Natural Gas |  |  |  | DLNB + NH3 | SCR | [8 empty] | 0.0068577 | 0.0068577 | 0.0068577 | 0.0068577 | [11 empty] | Turlock Irrigation District | 100 | Turlock Irrigation District | 100
Walnut Energy Center | 56078_G_2 | 56078 | G | 2 | 89629 | Combined Cycle |  | WEC_CALN | California | 6 | Stanislaus | 99 | 06099 | 84 | 7814 | 2006 | 9999 |  |  | N | Natural Gas |  |  |  | DLNB + NH3 | SCR | [8 empty] | 0.0068577 | 0.0068577 | 0.0068577 | 0.0068577 | [11 empty] | Turlock Irrigation District | 100 | Turlock Irrigation District | 100
Walnut Energy Center | 56078_G_3 | 56078 | G | 3 | 89628 | Combined Cycle |  | WEC_CALN | California | 6 | Stanislaus | 99 | 06099 | 101 | 7814 | 2006 | 9999 |  |  | N | Natural Gas |  |  |  | DLNB + NH3 | SCR | [8 empty] | 0.0068577 | 0.0068577 | 0.0068577 | 0.0068577 | [11 empty] | Turlock Irrigation District | 100 | Turlock Irrigation District | 100
Blue Canyon Windpower | 56081_G_EW | 56081 | G | EW |  | Onshore Wind |  | SPP_WEST | Oklahoma | 40 | Comanche | 31 | 40031 | 74.3 | 0 | 2003 | 9999 |  |  | N | Wind | [13 empty] | 0 | 0 | 0 | 0 | [11 empty] | Blue Canyon Windpower LLC | 100 | ArcLight Capital Partners LLC | 100
Blacksand Generating Facility | 56090_G_D182 | 56090 | G | D182 |  | Fossil Waste |  | WECC_SCE | California | 6 | Orange | 59 | 06059 | 2.5 | 10994 | 2000 | 9999 |  |  | N | Fossil Waste | [12 empty] | 0.74 | 0.05352 | 0.05352 | 0.05352 | 0.05352 | [11 empty] | Blacksand Energy Inc | 100 | Blacksand Energy Inc | 100
Blacksand Generating Facility | 56090_G_D189 | 56090 | G | D189 |  | Fossil Waste |  | WECC_SCE | California | 6 | Orange | 59 | 06059 | 3 | 10994 | 2000 | 9999 |  |  | N | Fossil Waste | [12 empty] | 0.74 | 0.05352 | 0.05352 | 0.05352 | 0.05352 | [11 empty] | Blacksand Energy Inc | 100 | Blacksand Energy Inc | 100
Blacksand Generating Facility | 56090_G_D190 | 56090 | G | D190 |  | Fossil Waste |  | WECC_SCE | California | 6 | Orange | 59 | 06059 | 0.3 | 10994 | 2012 | 9999 |  |  | N | Fossil Waste | [13 empty] | 0.05352 | 0.05352 | 0.05352 | 0.05352 | [11 empty] | Blacksand Energy Inc | 100 | Blacksand Energy Inc | 100
South Dakota Wind Energy Cente | 56092_G_GE15 | 56092 | G | GE15 |  | Onshore Wind |  | SPP_WAUE | South Dakota | 46 | Hyde | 69 | 46069 | 40.5 | 0 | 2003 | 9999 |  |  | N | Wind | [13 empty] | 0 | 0 | 0 | 0 | [11 empty] | FPL Energy South Dakota Wind LLC | 100 | NextEra Energy Inc | 100
TransAlta Wyoming Wind | 56093_G_GE15 | 56093 | G | GE15 |  | Onshore Wind |  | WECC_WY | Wyoming | 56 | Uinta | 41 | 56041 | 144 | 0 | 2003 | 9999 |  |  | N | Wind | [13 empty] | 0 | 0 | 0 | 0 | [11 empty] | TransAlta Wyoming Wind LLC | 100 | TransAlta Corp | 100
Oklahoma Wind Energy Center | 56094_G_GE15 | 56094 | G | GE15 |  | Onshore Wind |  | SPP_WEST | Oklahoma | 40 | Woodward | 153 | 40153 | 51 | 0 | 2003 | 9999 |  |  | N | Wind | [13 empty] | 0 | 0 | 0 | 0 | [11 empty] | Sooner Wind LLC | 100 | NextEra Energy Inc | 100
Oklahoma Wind Energy Center | 56094_G_GSOO | 56094 | G | GSOO |  | Onshore Wind |  | SPP_WEST | Oklahoma | 40 | Woodward | 153 | 40153 | 51 | 0 | 2003 | 9999 |  |  | N | Wind | [13 empty] | 0 | 0 | 0 | 0 | [11 empty] | Oklahoma Wind LLC | 100 | NextEra Energy Inc | 100
New Mexico Wind Energy Center | 56097_G_GE15 | 56097 | G | GE15 |  | Onshore Wind |  | WECC_NM | New Mexico | 35 | Quay | 37 | 35037 | 204 | 0 | 2003 | 9999 |  |  | N | Wind | [13 empty] | 0 | 0 | 0 | 0 | [11 empty] | New Mexico Wind LLC | 100 | NextEra Energy Inc | 100
Hillsboro | 56098_G_1 | 56098 | G | 1 |  | Combustion Turbine | IC Engine | MIS_MAPP | North Dakota | 38 | Traill | 97 | 38097 | 2 | 10745 | 2002 | 9999 |  |  | N | Distillate Fuel Oil | [12 empty] | 3 | 4.3796 | 4.3796 | 4.3796 | 4.3796 | [11 empty] | Hillsboro Municipal Utilities | 100 | Hillsboro Municipal Utilities | 100
Hillsboro | 56098_G_2 | 56098 | G | 2 |  | Combustion Turbine | IC Engine | MIS_MAPP | North Dakota | 38 | Traill | 97 | 38097 | 2 | 10745 | 2002 | 9999 |  |  | N | Distillate Fuel Oil | [12 empty] | 3 | 4.3796 | 4.3796 | 4.3796 | 4.3796 | [11 empty] | Hillsboro Municipal Utilities | 100 | Hillsboro Municipal Utilities | 100
FPL Energy North Dakota Wind I/II | 56099_G_GE15 | 56099 | G | GE15 |  | Onshore Wind |  | MIS_MAPP | North Dakota | 38 | LaMoure | 45 | 38045 | 61.5 | 0 | 2003 | 9999 |  |  | N | Wind | [13 empty] | 0 | 0 | 0 | 0 | [11 empty] | FPL Energy North Dakota Wind | 100 | NextEra Energy Inc | 100
Franklin Drive | 561_G_UN19 | 561 | G | UN19 | 350 | Combustion Turbine |  | NENG_CT | Connecticut | 9 | Litchfield | 5 | 09005 | 16.1 | 14427 | 1968 | 9999 |  |  | N | Distillate Fuel Oil | [12 empty] | 0.33 | 0.15 | 0.15 | 0.15 | 0.15 | [11 empty] | Connecticut Jet Power LLC | 100 | ArcLight Capital Partners LLC | 100
St. Charles Power Plant | 56100_G_1 | 56100 | G | 1 |  | Combustion Turbine | IC Engine | MIS_MNWI | Minnesota | 27 | Winona | 169 | 27169 | 2 | 10745 | 2004 | 9999 |  |  | N | Distillate Fuel Oil | [13 empty] | 1.6498 | 1.6498 | 1.6498 | 1.6498 | [11 empty] | St Charles Light & Water | 100 | St Charles Light & Water | 100
St. Charles Power Plant | 56100_G_2 | 56100 | G | 2 |  | Combustion Turbine | IC Engine | MIS_MNWI | Minnesota | 27 | Winona | 169 | 27169 | 2 | 10745 | 2004 | 9999 |  |  | N | Distillate Fuel Oil | [13 empty] | 1.6498 | 1.6498 | 1.6498 | 1.6498 | [11 empty] | St Charles Light & Water | 100 | St Charles Light & Water | 100
St. Charles Power Plant | 56100_G_3 | 56100 | G | 3 |  | Combustion Turbine | IC Engine | MIS_MNWI | Minnesota | 27 | Winona | 169 | 27169 | 2 | 10745 | 2004 | 9999 |  |  | N | Distillate Fuel Oil | [13 empty] | 1.6498 | 1.6498 | 1.6498 | 1.6498 | [11 empty] | St Charles Light & Water | 100 | St Charles Light & Water | 100
St. Charles Power Plant | 56100_G_4 | 56100 | G | 4 |  | Combustion Turbine | IC Engine | MIS_MNWI | Minnesota | 27 | Winona | 169 | 27169 | 2 | 10745 | 2004 | 9999 |  |  | N | Distillate Fuel Oil | [13 empty] | 1.6498 | 1.6498 | 1.6498 | 1.6498 | [11 empty] | St Charles Light & Water | 100 | St Charles Light & Water | 100
Currant Creek | 56102_G_CT1A | 56102 | G | CT1A | 89419 | Combined Cycle |  | WECC_UT | Utah | 49 | Juab | 23 | 49023 | 135 | 7520 | 2005 | 9999 |  |  | N | Natural Gas |  |  |  |  | SCR | [8 empty] | 0.0073118 | 0.0073118 | 0.0073118 | 0.0073118 | [11 empty] | PacifiCorp | 100 | Berkshire Hathaway Inc | 100
Currant Creek | 56102_G_CT1B | 56102 | G | CT1B | 89420 | Combined Cycle |  | WECC_UT | Utah | 49 | Juab | 23 | 49023 | 135 | 7520 | 2005 | 9999 |  |  | N | Natural Gas |  |  |  |  | SCR | [8 empty] | 0.0073118 | 0.0073118 | 0.0073118 | 0.0073118 | [11 empty] | PacifiCorp | 100 | Berkshire Hathaway Inc | 100
Currant Creek | 56102_G_ST1 | 56102 | G | ST1 | 89419 | Combined Cycle |  | WECC_UT | Utah | 49 | Juab | 23 | 49023 | 254 | 7520 | 2006 | 9999 |  |  | N | Natural Gas |  |  |  |  | SCR | [8 empty] | 0.0073118 | 0.0073118 | 0.0073118 | 0.0073118 | [11 empty] | PacifiCorp | 100 | Berkshire Hathaway Inc | 100
Mankato Energy Center | 56104_G_CTG1 | 56104 | G | CTG1 | 89427 | Combined Cycle |  | MIS_MNWI | Minnesota | 27 | Blue Earth | 13 | 27013 | 174 | 7440 | 2019 | 9999 |  |  | N | Natural Gas, Distillate Fuel Oil |  |  |  | DLNB + NH3 | SCR | [8 empty] | 0.0081586 | 0.0081586 | 0.0081586 | 0.0081586 | [11 empty] | Mankato Energy Center LLC | 100 | JPMorgan Chase & Co | 100
Mankato Energy Center | 56104_G_CTG2 | 56104 | G | CTG2 | 89428 | Combined Cycle |  | MIS_MNWI | Minnesota | 27 | Blue Earth | 13 | 27013 | 174 | 7440 | 2006 | 9999 |  |  | N | Natural Gas, Distillate Fuel Oil |  |  |  | DLNB + H2O + NH3 | SCR | [8 empty] | 0.0081586 | 0.0081586 | 0.0081586 | 0.0081586 | [11 empty] | Mankato Energy Center LLC | 100 | JPMorgan Chase & Co | 100
Mankato Energy Center | 56104_G_STG1 | 56104 | G | STG1 | 89428 | Combined Cycle |  | MIS_MNWI | Minnesota | 27 | Blue Earth | 13 | 27013 | 156 | 7440 | 2006 | 9999 |  |  | N | Natural Gas, Distillate Fuel Oil |  |  |  | NH3 | SCR | [8 empty] | 0.0081586 | 0.0081586 | 0.0081586 | 0.0081586 | [11 empty] | Mankato Energy Center LLC | 100 | JPMorgan Chase & Co | 100
Kimball Wind | 56106_G_KIM01 | 56106 | G | KIM01 |  | Onshore Wind |  | WECC_WY | Nebraska | 31 | Kimball | 105 | 31105 | 30 | 0 | 2018 | 9999 |  |  | N | Wind | [13 empty] | 0 | 0 | 0 | 0 | [11 empty] | Municipal Energy Agency of Nebraska | 100 | Municipal Energy Agency of Nebraska | 100
T J Labbe Electric Generating | 56108_G_U-1 | 56108 | G | U-1 | 89595 | Combustion Turbine |  | MIS_LA | Louisiana | 22 | Lafayette | 55 | 22055 | 47 | 17832 | 2005 | 9999 |  |  | N | Natural Gas |  |  |  | H2O | [8 empty] | 5.261 | 0.09218 | 0.09218 | 0.09218 | 0.09218 | [11 empty] | Lafayette Utilities System | 100 | Lafayette Utilities System | 100
T J Labbe Electric Generating | 56108_G_U-2 | 56108 | G | U-2 | 89596 | Combustion Turbine |  | MIS_LA | Louisiana | 22 | Lafayette | 55 | 22055 | 47 | 17833 | 2005 | 9999 |  |  | N | Natural Gas |  |  |  | H2O | [8 empty] | 5.261 | 0.09413 | 0.09413 | 0.09413 | 0.09413 | [11 empty] | Lafayette Utilities System | 100 | Lafayette Utilities System | 100
Brazos Wind Farm | 56111_G_GEN1 | 56111 | G | GEN1 |  | Onshore Wind |  | ERC_WEST | Texas | 48 | Scurry | 415 | 48415 | 160 | 0 | 2003 | 9999 |  |  | N | Wind | [13 empty] | 0 | 0 | 0 | 0 | [11 empty] | Brazos Wind LP | 50 | Mitsui & Co Ltd | 50
Mountain View III | 56112_G_V47 | 56112 | G | V47 |  | Onshore Wind |  | WECC_SCE | California | 6 | Riverside | 65 | 06065 | 22.4 | 0 | 2003 | 9999 |  |  | N | Wind | [13 empty] | 0 | 0 | 0 | 0 | [11 empty] | Mountain View Power Partners III LLC | 100 | Iberdrola SA | 100
IMEA Highland | 56114_G_1 | 56114 | G | 1 |  | Combustion Turbine | IC Engine | MIS_IL | Illinois | 17 | Madison | 119 | 17119 | 1.8 | 12283 | 1996 | 9999 |  |  | N | Distillate Fuel Oil | [12 empty] | 1 | 1.6498 | 1.6498 | 1.6498 | 1.6498 | [11 empty] | Illinois Municipal Electric Agency | 100 | Illinois Municipal Electric Agency | 100
IMEA Highland | 56114_G_2 | 56114 | G | 2 |  | Combustion Turbine | IC Engine | MIS_IL | Illinois | 17 | Madison | 119 | 17119 | 1.8 | 12283 | 1996 | 9999 |  |  | N | Distillate Fuel Oil | [12 empty] | 1 | 1.6498 | 1.6498 | 1.6498 | 1.6498 | [11 empty] | Illinois Municipal Electric Agency | 100 | Illinois Municipal Electric Agency | 100
IMEA Flora | 56116_G_10 | 56116 | G | 10 |  | Combustion Turbine | IC Engine | MIS_IL | Illinois | 17 | Clay | 25 | 17025 | 1.8 | 11456 | 2000 | 9999 |  |  | N | Distillate Fuel Oil | [12 empty] | 1 | 1.6498 | 1.6498 | 1.6498 | 1.6498 | [11 empty] | Illinois Municipal Electric Agency | 100 | Illinois Municipal Electric Agency | 100
IMEA Flora | 56116_G_6 | 56116 | G | 6 |  | Combustion Turbine | IC Engine | MIS_IL | Illinois | 17 | Clay | 25 | 17025 | 1.8 | 11365 | 2000 | 9999 |  |  | N | Distillate Fuel Oil | [12 empty] | 1 | 1.6498 | 1.6498 | 1.6498 | 1.6498 | [11 empty] | Illinois Municipal Electric Agency | 100 | Illinois Municipal Electric Agency | 100
IMEA Flora | 56116_G_7 | 56116 | G | 7 |  | Combustion Turbine | IC Engine | MIS_IL | Illinois | 17 | Clay | 25 | 17025 | 1.8 | 11365 | 2000 | 9999 |  |  | N | Distillate Fuel Oil | [12 empty] | 1 | 1.6498 | 1.6498 | 1.6498 | 1.6498 | [11 empty] | Illinois Municipal Electric Agency | 100 | Illinois Municipal Electric Agency | 100
IMEA Flora | 56116_G_8 | 56116 | G | 8 |  | Combustion Turbine | IC Engine | MIS_IL | Illinois | 17 | Clay | 25 | 17025 | 1.8 | 11365 | 2000 | 9999 |  |  | N | Distillate Fuel Oil | [12 empty] | 1 | 2.2877 | 2.2877 | 2.2877 | 2.2877 | [11 empty] | Illinois Municipal Electric Agency | 100 | Illinois Municipal Electric Agency | 100
IMEA Flora | 56116_G_9 | 56116 | G | 9 |  | Combustion Turbine | IC Engine | MIS_IL | Illinois | 17 | Clay | 25 | 17025 | 1.8 | 11365 | 2000 | 9999 |  |  | N | Distillate Fuel Oil | [12 empty] | 1 | 1.6498 | 1.6498 | 1.6498 | 1.6498 | [11 empty] | Illinois Municipal Electric Agency | 100 | Illinois Municipal Electric Agency | 100
Flora Site A | 56117_G_1 | 56117 | G | 1 |  | Combustion Turbine | IC Engine | MIS_IL | Illinois | 17 | Clay | 25 | 17025 | 1.8 | 10745 | 2001 | 9999 |  |  | N | Distillate Fuel Oil | [12 empty] | 1 | 1.4487 | 1.4487 | 1.4487 | 1.4487 | [11 empty] | Flora IL (City of) | 100 | Flora IL (City of) | 100
Flora Site A | 56117_G_2 | 56117 | G | 2 |  | Combustion Turbine | IC Engine | MIS_IL | Illinois | 17 | Clay | 25 | 17025 | 1.8 | 10814 | 2001 | 9999 |  |  | N | Distillate Fuel Oil | [12 empty] | 1 | 1.3666 | 1.3666 | 1.3666 | 1.3666 | [11 empty] | Flora IL (City of) | 100 | Flora IL (City of) | 100
Flora Site A | 56117_G_3 | 56117 | G | 3 |  | Combustion Turbine | IC Engine | MIS_IL | Illinois | 17 | Clay | 25 | 17025 | 1.8 | 10814 | 2001 | 9999 |  |  | N | Distillate Fuel Oil | [12 empty] | 1 | 1.4622 | 1.4622 | 1.4622 | 1.4622 | [11 empty] | Flora IL (City of) | 100 | Flora IL (City of) | 100
Flora Site B | 56118_G_4 | 56118 | G | 4 |  | Combustion Turbine | IC Engine | MIS_IL | Illinois | 17 | Clay | 25 | 17025 | 1.8 | 10745 | 2001 | 9999 |  |  | N | Distillate Fuel Oil | [12 empty] | 1 | 1.714 | 1.714 | 1.714 | 1.714 | [11 empty] | Flora IL (City of) | 100 | Flora IL (City of) | 100
Flora Site B | 56118_G_5 | 56118 | G | 5 |  | Combustion Turbine | IC Engine | MIS_IL | Illinois | 17 | Clay | 25 | 17025 | 1.8 | 10745 | 2001 | 9999 |  |  | N | Distillate Fuel Oil | [12 empty] | 1 | 1.6965 | 1.6965 | 1.6965 | 1.6965 | [11 empty] | Flora IL (City of) | 100 | Flora IL (City of) | 100
Middlesex Generating Facility | 56119_G_100 | 56119 | G | 100 |  | Landfill Gas |  | PJM_EMAC | New Jersey | 34 | MIDDLESEX | 23 | 34023 | 4.1 | 6203 | 2001 | 9999 |  |  | Y | Landfill Gas | [13 empty] | 0.22117 | 0.22117 | 0.22117 | 0.22117 | [11 empty] | Middlesex Generating Co LLC | 100 | Middlesex Generating Co LLC | 100
Middlesex Generating Facility | 56119_G_200 | 56119 | G | 200 |  | Landfill Gas |  | PJM_EMAC | New Jersey | 34 | MIDDLESEX | 23 | 34023 | 4.1 | 6203 | 2001 | 9999 |  |  | Y | Landfill Gas | [13 empty] | 0.22117 | 0.22117 | 0.22117 | 0.22117 | [11 empty] | Middlesex Generating Co LLC | 100 | Middlesex Generating Co LLC | 100
Middlesex Generating Facility | 56119_G_300 | 56119 | G | 300 |  | Landfill Gas |  | PJM_EMAC | New Jersey | 34 | MIDDLESEX | 23 | 34023 | 10.6 | 6203 | 1961 | 9999 |  |  | Y | Landfill Gas | [13 empty] | 0.11582 | 0.11582 | 0.11582 | 0.11582 | [11 empty] | Middlesex Generating Co LLC | 100 | Middlesex Generating Co LLC | 100
Lee County Landfill | 56120_G_L1 | 56120 | G | L1 |  | Landfill Gas |  | S_VACA | South Carolina | 45 | Lee | 61 | 45061 | 1.8 | 14791 | 2005 | 9999 |  |  | N | Landfill Gas | [13 empty] | 0.08497 | 0.08497 | 0.08497 | 0.08497 | [11 empty] | Santee Cooper | 100 | Santee Cooper | 100
Lee County Landfill | 56120_G_L2 | 56120 | G | L2 |  | Landfill Gas |  | S_VACA | South Carolina | 45 | Lee | 61 | 45061 | 1.8 | 14791 | 2005 | 9999 |  |  | N | Landfill Gas | [13 empty] | 0.22117 | 0.22117 | 0.22117 | 0.22117 | [11 empty] | Santee Cooper | 100 | Santee Cooper | 100
Lee County Landfill | 56120_G_L3 | 56120 | G | L3 |  | Landfill Gas |  | S_VACA | South Carolina | 45 | Lee | 61 | 45061 | 1.8 | 14791 | 2005 | 9999 |  |  | N | Landfill Gas | [13 empty] | 0.22117 | 0.22117 | 0.22117 | 0.22117 | [11 empty] | Santee Cooper | 100 | Santee Cooper | 100
Lee County Landfill | 56120_G_L4 | 56120 | G | L4 |  | Landfill Gas |  | S_VACA | South Carolina | 45 | Lee | 61 | 45061 | 5.2 | 16601 | 2006 | 9999 |  |  | N | Landfill Gas | [13 empty] | 0.22117 | 0.22117 | 0.22117 | 0.22117 | [11 empty] | Santee Cooper | 100 | Santee Cooper | 100
Anderson Regional Landfill | 56121_G_A2 | 56121 | G | A2 |  | Landfill Gas |  | S_VACA | South Carolina | 45 | Anderson | 7 | 45007 | 1.5 | 13500 | 2008 | 9999 |  |  | N | Landfill Gas | [13 empty] | 0.22117 | 0.22117 | 0.22117 | 0.22117 | [11 empty] | Santee Cooper | 100 | Santee Cooper | 100
Anderson Regional Landfill | 56121_G_A3 | 56121 | G | A3 |  | Landfill Gas |  | S_VACA | South Carolina | 45 | Anderson | 7 | 45007 | 1.5 | 13500 | 2008 | 9999 |  |  | N | Landfill Gas | [13 empty] | 0.22117 | 0.22117 | 0.22117 | 0.22117 | [11 empty] | Santee Cooper | 100 | Santee Cooper | 100
Richland County Landfill | 56122_G_R1 | 56122 | G | R1 |  | Landfill Gas |  | S_VACA | South Carolina | 45 | Richland | 79 | 45079 | 5.2 | 15338 | 2006 | 9999 |  |  | N | Landfill Gas | [13 empty] | 0.26232 | 0.26232 | 0.26232 | 0.26232 | [11 empty] | Santee Cooper | 100 | Santee Cooper | 100
Richland County Landfill | 56122_G_R2 | 56122 | G | R2 |  | Landfill Gas |  | S_VACA | South Carolina | 45 | Richland | 79 | 45079 | 1.5 | 16873 | 2010 | 9999 |  |  | N | Landfill Gas | [13 empty] | 0.22117 | 0.22117 | 0.22117 | 0.22117 | [11 empty] | Santee Cooper | 100 | Santee Cooper | 100
Richland County Landfill | 56122_G_R3 | 56122 | G | R3 |  | Landfill Gas |  | S_VACA | South Carolina | 45 | Richland | 79 | 45079 | 1.5 | 16874 | 2010 | 9999 |  |  | N | Landfill Gas | [13 empty] | 0.22117 | 0.22117 | 0.22117 | 0.22117 | [11 empty] | Santee Cooper | 100 | Santee Cooper | 100
Springville Hydroelectric | 56125_G_4152 | 56125 | G | 4152 |  | Hydro |  | WECC_SCE | California | 6 | Ventura | 111 | 06111 | 1 | 0 | 1994 | 9999 |  |  | N | Hydro | [13 empty] | 0 | 0 | 0 | 0 | [11 empty] | Calleguas Municipal Water District | 100 | Calleguas Municipal Water District | 100
Sub 2 Generating Station | 56126_G_1 | 56126 | G | 1 |  | Combustion Turbine | IC Engine | S_D_AECI | Missouri | 29 | Macon | 121 | 29121 | 1.8 | 12283 | 2004 | 9999 |  |  | N | Distillate Fuel Oil | [12 empty] | 2.3 | 1.6498 | 1.6498 | 1.6498 | 1.6498 | [11 empty] | Macon MO (City of) | 100 | Macon MO (City of) | 100
Sub 2 Generating Station | 56126_G_2 | 56126 | G | 2 |  | Combustion Turbine | IC Engine | S_D_AECI | Missouri | 29 | Macon | 121 | 29121 | 1.8 | 12283 | 2004 | 9999 |  |  | N | Distillate Fuel Oil | [12 empty] | 2.3 | 1.6498 | 1.6498 | 1.6498 | 1.6498 | [11 empty] | Macon MO (City of) | 100 | Macon MO (City of) | 100
Macon Energy Center | 56127_G_1 | 56127 | G | 1 |  | Combustion Turbine |  | S_D_AECI | Missouri | 29 | Macon | 121 | 29121 | 8.5 | 8700 | 2003 | 9999 |  |  | Y | Natural Gas | [12 empty] | 2.3 | 0.23894 | 0.23894 | 0.23894 | 0.23894 | [11 empty] | Macon MO (City of) | 100 | Macon MO (City of) | 100
Sub 3 Generating Station | 56128_G_1 | 56128 | G | 1 |  | Combustion Turbine | IC Engine | S_D_AECI | Missouri | 29 | Macon | 121 | 29121 | 1.8 | 12283 | 2003 | 9999 |  |  | N | Distillate Fuel Oil | [12 empty] | 2.3 | 1.6498 | 1.6498 | 1.6498 | 1.6498 | [11 empty] | Macon MO (City of) | 100 | Macon MO (City of) | 100
Sub 3 Generating Station | 56128_G_2 | 56128 | G | 2 |  | Combustion Turbine | IC Engine | S_D_AECI | Missouri | 29 | Macon | 121 | 29121 | 1.8 | 12283 | 2003 | 9999 |  |  | N | Distillate Fuel Oil | [12 empty] | 2.3 | 1.6498 | 1.6498 | 1.6498 | 1.6498 | [11 empty] | Macon MO (City of) | 100 | Macon MO (City of) | 100
Sub 3 Generating Station | 56128_G_3 | 56128 | G | 3 |  | Combustion Turbine | IC Engine | S_D_AECI | Missouri | 29 | Macon | 121 | 29121 | 1.8 | 12283 | 2003 | 9999 |  |  | N | Distillate Fuel Oil | [12 empty] | 2.3 | 1.6498 | 1.6498 | 1.6498 | 1.6498 | [11 empty] | Macon MO (City of) | 100 | Macon MO (City of) | 100
Sub 3 Generating Station | 56128_G_4 | 56128 | G | 4 |  | Combustion Turbine | IC Engine | S_D_AECI | Missouri | 29 | Macon | 121 | 29121 | 1.8 | 12283 | 2003 | 9999 |  |  | N | Distillate Fuel Oil | [12 empty] | 2.3 | 1.6498 | 1.6498 | 1.6498 | 1.6498 | [11 empty] | Macon MO (City of) | 100 | Macon MO (City of) | 100
Thermal Kem | 56129_G_1 | 56129 | G | 1 |  | Combustion Turbine | IC Engine | S_VACA | South Carolina | 45 | York | 91 | 45091 | 2.4 | 10745 | 2003 | 9999 |  |  | N | Distillate Fuel Oil | [12 empty] | 3.5 | 1.6498 | 1.6498 | 1.6498 | 1.6498 | [11 empty] | Santee Cooper | 100 | Santee Cooper | 100
Valenite | 56131_G_1 | 56131 | G | 1 |  | Combustion Turbine | IC Engine | S_VACA | South Carolina | 45 | Oconee | 73 | 45073 | 2.4 | 10745 | 2003 | 9999 |  |  | N | Distillate Fuel Oil | [12 empty] | 3.5 | 1.6498 | 1.6498 | 1.6498 | 1.6498 | [11 empty] | Santee Cooper | 100 | Santee Cooper | 100
Honea Path | 56132_G_1 | 56132 | G | 1 |  | Combustion Turbine | IC Engine | S_VACA | South Carolina | 45 | Abbeville | 1 | 45001 | 2.4 | 10745 | 2003 | 9999 |  |  | N | Distillate Fuel Oil | [12 empty] | 3.5 | 1.6498 | 1.6498 | 1.6498 | 1.6498 | [11 empty] | Santee Cooper | 100 | Santee Cooper | 100
Ripon Generation Station | 56135_G_1 | 56135 | G | 1 | 89441 | Combustion Turbine |  | WEC_BANC | California | 6 | San Joaquin | 77 | 06077 | 50 | 10745 | 2006 | 9999 |  |  | N | Natural Gas |  |  |  | H2O | SCR | [7 empty] | 0.74 | 0.01044 | 0.01044 | 0.01044 | 0.01044 | [11 empty] | Modesto Irrigation District | 100 | Modesto Irrigation District | 100
Ripon Generation Station | 56135_G_2 | 56135 | G | 2 | 89442 | Combustion Turbine |  | WEC_BANC | California | 6 | San Joaquin | 77 | 06077 | 50 | 10745 | 2006 | 9999 |  |  | N | Natural Gas |  |  |  | H2O | SCR | [7 empty] | 0.74 | 0.01237 | 0.01237 | 0.01237 | 0.01237 | [11 empty] | Modesto Irrigation District | 100 | Modesto Irrigation District | 100
Anderson Erickson | 56138_G_1 | 56138 | G | 1 |  | Combustion Turbine | IC Engine | MIS_MIDA | Iowa | 19 | Polk | 153 | 19153 | 2 | 10745 | 2000 | 9999 |  |  | N | Distillate Fuel Oil | [12 empty] | 0.05 | 1.6498 | 1.6498 | 1.6498 | 1.6498 | [11 empty] | MidAmerican Energy Co | 100 | Berkshire Hathaway Inc | 100
Jamaica Bay Peaking | 56141_G_2 | 56141 | G | 2 | 88310 | Combustion Turbine |  | NY_Z_J | New York | 36 | Queens | 81 | 36081 | 54.3 | 11792 | 2003 | 9999 |  |  | N | Distillate Fuel Oil |  |  |  | H2O | SCR | [7 empty] | 0.316 | 0.02595 | 0.02473 | 0.02595 | 0.02473 | [11 empty] | Jamaica Bay Peaking Facility LLC | 100 | NextEra Energy Inc | 100
Chanarambie Power Partners, LLC | 56142_G_WND1 | 56142 | G | WND1 |  | Onshore Wind |  | MIS_MNWI | Minnesota | 27 | Murray | 101 | 27101 | 85.5 | 0 | 2003 | 9999 |  |  | N | Wind | [13 empty] | 0 | 0 | 0 | 0 | [11 empty] | Chanarambie Power Partners LLC | 100 | ALLETE Inc | 100
Riverside Energy Resource Center | 56143_G_1 | 56143 | G | 1 | 89663 | Combustion Turbine |  | WECC_SCE | California | 6 | Riverside | 65 | 06065 | 50 | 10745 | 2006 | 9999 |  |  | N | Natural Gas |  |  |  | H2O | SCR | [7 empty] | 0.74 | 0.01003 | 0.01003 | 0.01003 | 0.01003 | [11 empty] | Riverside Public Utilities | 100 | Riverside Public Utilities | 100
Riverside Energy Resource Center | 56143_G_2 | 56143 | G | 2 | 89664 | Combustion Turbine |  | WECC_SCE | California | 6 | Riverside | 65 | 06065 | 50 | 10745 | 2006 | 9999 |  |  | N | Natural Gas |  |  |  | H2O | SCR | [7 empty] | 0.74 | 0.01081 | 0.01081 | 0.01081 | 0.01081 | [11 empty] | Riverside Public Utilities | 100 | Riverside Public Utilities | 100
Riverside Energy Resource Center | 56143_G_3 | 56143 | G | 3 | 90688 | Combustion Turbine |  | WECC_SCE | California | 6 | Riverside | 65 | 06065 | 48 | 10745 | 2011 | 9999 |  |  | N | Natural Gas |  |  |  | H2O | SCR | [8 empty] | 0.01105 | 0.01105 | 0.01105 | 0.01105 | [11 empty] | Riverside Public Utilities | 100 | Riverside Public Utilities | 100
Riverside Energy Resource Center | 56143_G_4 | 56143 | G | 4 | 90690 | Combustion Turbine |  | WECC_SCE | California | 6 | Riverside | 65 | 06065 | 48 | 10745 | 2011 | 9999 |  |  | N | Natural Gas |  |  |  | H2O | SCR | [8 empty] | 0.01023 | 0.01023 | 0.01023 | 0.01023 | [11 empty] | Riverside Public Utilities | 100 | Riverside Public Utilities | 100
Springs Generating Station | 56144_G_1 | 56144 | G | 1 |  | Combustion Turbine |  | WECC_SCE | California | 6 | Riverside | 65 | 06065 | 10 | 14032 | 2002 | 9999 |  |  | N | Natural Gas | [12 empty] | 0.74 | 0.79549 | 0.79549 | 0.79549 | 0.79549 | [11 empty] | Riverside Public Utilities | 100 | Riverside Public Utilities | 100
Springs Generating Station | 56144_G_2 | 56144 | G | 2 |  | Combustion Turbine |  | WECC_SCE | California | 6 | Riverside | 65 | 06065 | 10 | 13994 | 2002 | 9999 |  |  | N | Natural Gas | [12 empty] | 0.74 | 0.79549 | 0.79549 | 0.79549 | 0.79549 | [11 empty] | Riverside Public Utilities | 100 | Riverside Public Utilities | 100
Springs Generating Station | 56144_G_3 | 56144 | G | 3 |  | Combustion Turbine |  | WECC_SCE | California | 6 | Riverside | 65 | 06065 | 10 | 13994 | 2002 | 9999 |  |  | N | Natural Gas | [12 empty] | 0.74 | 0.79549 | 0.79549 | 0.79549 | 0.79549 | [11 empty] | Riverside Public Utilities | 100 | Riverside Public Utilities | 100
Springs Generating Station | 56144_G_4 | 56144 | G | 4 |  | Combustion Turbine |  | WECC_SCE | California | 6 | Riverside | 65 | 06065 | 10 | 13994 | 2002 | 9999 |  |  | N | Natural Gas | [12 empty] | 0.74 | 0.79549 | 0.79549 | 0.79549 | 0.79549 | [11 empty] | Riverside Public Utilities | 100 | Riverside Public Utilities | 100
Ft. Pierre | 56148_G_5 | 56148 | G | 5 |  | Combustion Turbine | IC Engine | SPP_WAUE | South Dakota | 46 | Stanley | 117 | 46117 | 2 | 13341 | 2004 | 9999 |  |  | N | Distillate Fuel Oil | [12 empty] | 3 | 1.6498 | 1.6498 | 1.6498 | 1.6498 | [11 empty] | Fort Pierre (SD) (City of) | 100 | Fort Pierre (SD) (City of) | 100
Ft. Pierre | 56148_G_6 | 56148 | G | 6 |  | Combustion Turbine | IC Engine | SPP_WAUE | South Dakota | 46 | Stanley | 117 | 46117 | 2 | 13770 | 2004 | 9999 |  |  | N | Distillate Fuel Oil | [12 empty] | 3 | 1.6498 | 1.6498 | 1.6498 | 1.6498 | [11 empty] | Fort Pierre (SD) (City of) | 100 | Fort Pierre (SD) (City of) | 100
Ft. Pierre | 56148_G_7 | 56148 | G | 7 |  | Combustion Turbine | IC Engine | SPP_WAUE | South Dakota | 46 | Stanley | 117 | 46117 | 2 | 13770 | 2004 | 9999 |  |  | N | Distillate Fuel Oil | [12 empty] | 3 | 1.6498 | 1.6498 | 1.6498 | 1.6498 | [11 empty] | Fort Pierre (SD) (City of) | 100 | Fort Pierre (SD) (City of) | 100
McIntosh Combined Cycle Facility | 56150_G_10ST | 56150 | G | 10ST | 89598 | Combined Cycle |  | S_SOU | Georgia | 13 | Effingham | 103 | 13103 | 295 | 7050 | 2005 | 9999 |  |  | N | Natural Gas, Distillate Fuel Oil |  |  |  | LNB | SCR | [8 empty] | 0.0058179 | 0.0058179 | 0.0058179 | 0.0058179 | [11 empty] | Georgia Power Co | 100 | Southern Co | 100
McIntosh Combined Cycle Facility | 56150_G_11ST | 56150 | G | 11ST | 89600 | Combined Cycle |  | S_SOU | Georgia | 13 | Effingham | 103 | 13103 | 295 | 7050 | 2005 | 9999 |  |  | N | Natural Gas, Distillate Fuel Oil |  |  |  | LNB | SCR | [8 empty] | 0.005968 | 0.005968 | 0.005968 | 0.005968 | [11 empty] | Georgia Power Co | 100 | Southern Co | 100
McIntosh Combined Cycle Facility | 56150_G_C10A | 56150 | G | C10A | 89598 | Combined Cycle |  | S_SOU | Georgia | 13 | Effingham | 103 | 13103 | 183 | 7050 | 2005 | 9999 |  |  | N | Natural Gas, Distillate Fuel Oil |  |  |  | DLNB + H2O | SCR | [8 empty] | 0.0058179 | 0.0058179 | 0.0058179 | 0.0058179 | [11 empty] | Georgia Power Co | 100 | Southern Co | 100
McIntosh Combined Cycle Facility | 56150_G_C10B | 56150 | G | C10B | 89599 | Combined Cycle |  | S_SOU | Georgia | 13 | Effingham | 103 | 13103 | 183 | 7050 | 2005 | 9999 |  |  | N | Natural Gas, Distillate Fuel Oil |  |  |  | DLNB + H2O | SCR | [8 empty] | 0.0058179 | 0.0058179 | 0.0058179 | 0.0058179 | [11 empty] | Georgia Power Co | 100 | Southern Co | 100
McIntosh Combined Cycle Facility | 56150_G_C11A | 56150 | G | C11A | 89600 | Combined Cycle |  | S_SOU | Georgia | 13 | Effingham | 103 | 13103 | 181.3 | 7050 | 2005 | 9999 |  |  | N | Natural Gas, Distillate Fuel Oil |  |  |  | DLNB + H2O | SCR | [8 empty] | 0.005968 | 0.005968 | 0.005968 | 0.005968 | [11 empty] | Georgia Power Co | 100 | Southern Co | 100
McIntosh Combined Cycle Facility | 56150_G_C11B | 56150 | G | C11B | 89601 | Combined Cycle |  | S_SOU | Georgia | 13 | Effingham | 103 | 13103 | 181.3 | 7050 | 2005 | 9999 |  |  | N | Natural Gas, Distillate Fuel Oil |  |  |  | DLNB + H2O | SCR | [8 empty] | 0.005968 | 0.005968 | 0.005968 | 0.005968 | [11 empty] | Georgia Power Co | 100 | Southern Co | 100
South Harper | 56151_G_GT1 | 56151 | G | GT1 | 89544 | Combustion Turbine |  | SPP_N | Missouri | 29 | Cass | 37 | 29037 | 101.2 | 14337 | 2005 | 9999 |  |  | N | Natural Gas | [12 empty] | 2.3 | 0.26424 | 0.26424 | 0.26424 | 0.26424 | [11 empty] | Evergy Missouri West Inc | 100 | Evergy Inc | 100
South Harper | 56151_G_GT2 | 56151 | G | GT2 | 89545 | Combustion Turbine |  | SPP_N | Missouri | 29 | Cass | 37 | 29037 | 102.1 | 14337 | 2005 | 9999 |  |  | N | Natural Gas | [12 empty] | 2.3 | 0.26935 | 0.26935 | 0.26935 | 0.26935 | [11 empty] | Evergy Missouri West Inc | 100 | Evergy Inc | 100
South Harper | 56151_G_GT3 | 56151 | G | GT3 | 89546 | Combustion Turbine |  | SPP_N | Missouri | 29 | Cass | 37 | 29037 | 100 | 14337 | 2005 | 9999 |  |  | N | Natural Gas | [12 empty] | 2.3 | 0.13105 | 0.13105 | 0.13105 | 0.13105 | [11 empty] | Evergy Missouri West Inc | 100 | Evergy Inc | 100
Freeport Energy Center | 56152_G_CTG1 | 56152 | G | CTG1 |  | Combined Cycle |  | ERC_REST | Texas | 48 | Brazoria | 39 | 48039 | 169.4 | 5500 | 2007 | 9999 |  |  | Y | Natural Gas | [13 empty] | 0.01059 | 0.01059 | 0.01059 | 0.01059 | [11 empty] | Calpine Corp | 100 | Energy Capital Partners | 100
Freeport Energy Center | 56152_G_STG1 | 56152 | G | STG1 |  | Combined Cycle |  | ERC_REST | Texas | 48 | Brazoria | 39 | 48039 | 50 | 5500 | 2007 | 9999 |  |  | Y | Natural Gas | [13 empty] | 0.01059 | 0.01059 | 0.01059 | 0.01059 | [11 empty] | Calpine Corp | 100 | Energy Capital Partners | 100
Viking Wind Partners | 56153_G_1 | 56153 | G | 1 |  | Onshore Wind |  | MIS_MNWI | Minnesota | 27 | Murray | 101 | 27101 | 12 | 0 | 2003 | 9999 |  |  | N | Wind | [13 empty] | 0 | 0 | 0 | 0 | [11 empty] | Buffalo Ridge Wind Farm LLC | 12.5 | EDF Group | 62.5
Mendota Hills, LLC | 56160_G_GEN1 | 56160 | G | GEN1 |  | Onshore Wind |  | PJM_COMD | Illinois | 17 | Lee | 103 | 17103 | 76.2 | 0 | 2003 | 9999 |  |  | N | Wind | [13 empty] | 0 | 0 | 0 | 0 | [11 empty] | Mendota Hills LLC | 100 | Infigen Energy | 100
Ainsworth Wind | 56162_G_1 | 56162 | G | 1 |  | Onshore Wind |  | SPP_NEBR | Nebraska | 31 | Brown | 17 | 31017 | 59.4 | 0 | 2005 | 9999 |  |  | N | Wind | [13 empty] | 0 | 0 | 0 | 0 | [11 empty] | Nebraska Public Power District | 100 | Nebraska Public Power District | 100
Kennecott Power Plant | 56163_G_RCHP | 56163 | G | RCHP |  | Combustion Turbine |  | WECC_UT | Utah | 49 | Salt Lake | 35 | 49035 | 5.9 | 8700 | 2010 | 9999 |  |  | Y | Natural Gas | [13 empty] | 0.23894 | 0.23894 | 0.23894 | 0.23894 | [11 empty] | Kennecott Utah Copper Corp | 100 | Rio Tinto Group | 100
Kennecott Power Plant | 56163_G_SM58 | 56163 | G | SM58 |  | Non-Fossil Waste |  | WECC_UT | Utah | 49 | Salt Lake | 35 | 49035 | 31.8 | 11084 | 1995 | 9999 |  |  | N | Non-Fossil Waste | [13 empty] | 0 | 0 | 0 | 0 | [11 empty] | Kennecott Utah Copper Corp | 100 | Rio Tinto Group | 100
Faribault Energy Park | 56164_G_EU01 | 56164 | G | EU01 | 89474 | Combined Cycle |  | MIS_MNWI | Minnesota | 27 | Rice | 131 | 27131 | 153 | 7395 | 2005 | 9999 |  |  | N | Natural Gas, Distillate Fuel Oil |  |  |  | DLNB + H2O | SCR | [8 empty] | 0.015577 | 0.015577 | 0.015577 | 0.015577 | [11 empty] | Faribault Energy Park LLC | 100 | Minnesota Municipal Power Agency | 100
Faribault Energy Park | 56164_G_HRSG | 56164 | G | HRSG | 89474 | Combined Cycle |  | MIS_MNWI | Minnesota | 27 | Rice | 131 | 27131 | 108 | 7395 | 2007 | 9999 |  |  | N | Natural Gas, Distillate Fuel Oil |  |  |  | LNB + NH3 | SCR | [8 empty] | 0.015577 | 0.015577 | 0.015577 | 0.015577 | [11 empty] | Faribault Energy Park LLC | 100 | Minnesota Municipal Power Agency | 100
Sheboygan Falls | 56166_G_1 | 56166 | G | 1 | 89520 | Combustion Turbine |  | MIS_WUMS | Wisconsin | 55 | Sheboygan | 117 | 55117 | 153.4 | 12412 | 2005 | 9999 |  |  | N | Natural Gas |  |  |  | DLNB | [9 empty] | 0.02903 | 0.02903 | 0.02903 | 0.02903 | [11 empty] | Alliant Energy Corp | 100 | Alliant Energy Corp | 100
Sheboygan Falls | 56166_G_2 | 56166 | G | 2 | 89521 | Combustion Turbine |  | MIS_WUMS | Wisconsin | 55 | Sheboygan | 117 | 55117 | 152.7 | 12410 | 2005 | 9999 |  |  | N | Natural Gas |  |  |  | DLNB | [9 empty] | 0.02831 | 0.02831 | 0.02831 | 0.02831 | [11 empty] | Alliant Energy Corp | 100 | Alliant Energy Corp | 100
Flying Cloud Power Partners LLC | 56172_G_FC | 56172 | G | FC |  | Onshore Wind |  | MIS_IA | Iowa | 19 | Dickinson | 59 | 19059 | 43.5 | 0 | 2003 | 9999 |  |  | N | Wind | [13 empty] | 0 | 0 | 0 | 0 | [11 empty] | Clipper Windpower Inc | 50 | Clipper Windpower Inc | 50
Colorado Green Holdings LLC | 56173_G_CG | 56173 | G | CG |  | Onshore Wind |  | WECC_CO | Colorado | 8 | Prowers | 99 | 08099 | 162 | 0 | 2003 | 9999 |  |  | N | Wind | [13 empty] | 0 | 0 | 0 | 0 | [11 empty] | Colorado Green Holdings LLC | 100 | Iberdrola SA | 100
Moraine Wind LLC | 56174_G_MOR | 56174 | G | MOR |  | Onshore Wind |  | MIS_MNWI | Minnesota | 27 | Pipestone | 117 | 27117 | 51 | 0 | 2003 | 9999 |  |  | N | Wind | [13 empty] | 0 | 0 | 0 | 0 | [11 empty] | Moraine Wind I LLC | 100 | Iberdrola SA | 100
Nebo Power Station | 56177_G_GT1 | 56177 | G | GT1 | 89496 | Combined Cycle |  | WECC_UT | Utah | 49 | Utah | 49 | 49049 | 65 | 8571 | 2004 | 9999 |  |  | N | Natural Gas |  |  |  | DLNB | SCR | [8 empty] | 0.017152 | 0.017152 | 0.017152 | 0.017152 | [11 empty] | Utah Associated Municipal Power System | 100 | Utah Associated Municipal Power System | 100
Nebo Power Station | 56177_G_ST1 | 56177 | G | ST1 | 89496 | Combined Cycle |  | WECC_UT | Utah | 49 | Utah | 49 | 49049 | 65 | 8571 | 2004 | 9999 |  |  | N | Natural Gas |  |  |  | LNB + NH3 | SCR | [8 empty] | 0.017152 | 0.017152 | 0.017152 | 0.017152 | [11 empty] | Utah Associated Municipal Power System | 100 | Utah Associated Municipal Power System | 100
Genoa Diesel Generating Station | 56181_G_1 | 56181 | G | 1 |  | Combustion Turbine | IC Engine | PJM_ATSI | Ohio | 39 | Ottawa | 123 | 39123 | 2 | 13299 | 2004 | 9999 |  |  | N | Distillate Fuel Oil | [12 empty] | 0.5 | 2.4213 | 2.4213 | 2.4213 | 2.4213 | [11 empty] | Genoa (Village of) | 100 | Genoa (Village of) | 100
Genoa Diesel Generating Station | 56181_G_2 | 56181 | G | 2 |  | Combustion Turbine | IC Engine | PJM_ATSI | Ohio | 39 | Ottawa | 123 | 39123 | 2 | 13358 | 2004 | 9999 |  |  | N | Distillate Fuel Oil | [12 empty] | 0.5 | 2.4106 | 2.4106 | 2.4106 | 2.4106 | [11 empty] | Genoa (Village of) | 100 | Genoa (Village of) | 100
Genoa Diesel Generating Station | 56181_G_3 | 56181 | G | 3 |  | Combustion Turbine | IC Engine | PJM_ATSI | Ohio | 39 | Ottawa | 123 | 39123 | 2 | 13358 | 2004 | 9999 |  |  | N | Distillate Fuel Oil | [12 empty] | 0.5 | 0.80463 | 0.80463 | 0.80463 | 0.80463 | [11 empty] | Genoa (Village of) | 100 | Genoa (Village of) | 100
Red Bluff | 56184_G_IC1 | 56184 | G | IC1 |  | Combustion Turbine | IC Engine | WEC_CALN | California | 6 | Tehama | 103 | 06103 | 2.8 | 10745 | 2001 | 9999 |  |  | N | Natural Gas | [12 empty] | 0.74 | 0.2046 | 0.2046 | 0.2046 | 0.2046 | [11 empty] | California Power Holdings LLC | 100 | EWP America Inc | 100
Red Bluff | 56184_G_IC10 | 56184 | G | IC10 |  | Combustion Turbine | IC Engine | WEC_CALN | California | 6 | Tehama | 103 | 06103 | 2.8 | 10745 | 2001 | 9999 |  |  | N | Natural Gas | [12 empty] | 0.74 | 0.2046 | 0.2046 | 0.2046 | 0.2046 | [11 empty] | California Power Holdings LLC | 100 | EWP America Inc | 100
Red Bluff | 56184_G_IC11 | 56184 | G | IC11 |  | Combustion Turbine | IC Engine | WEC_CALN | California | 6 | Tehama | 103 | 06103 | 2.8 | 10745 | 2001 | 9999 |  |  | N | Natural Gas | [12 empty] | 0.74 | 0.2046 | 0.2046 | 0.2046 | 0.2046 | [11 empty] | California Power Holdings LLC | 100 | EWP America Inc | 100
Red Bluff | 56184_G_IC12 | 56184 | G | IC12 |  | Combustion Turbine | IC Engine | WEC_CALN | California | 6 | Tehama | 103 | 06103 | 2.8 | 10745 | 2001 | 9999 |  |  | N | Natural Gas | [12 empty] | 0.74 | 0.2046 | 0.2046 | 0.2046 | 0.2046 | [11 empty] | California Power Holdings LLC | 100 | EWP America Inc | 100
Red Bluff | 56184_G_IC13 | 56184 | G | IC13 |  | Combustion Turbine | IC Engine | WEC_CALN | California | 6 | Tehama | 103 | 06103 | 2.8 | 10745 | 2001 | 9999 |  |  | N | Natural Gas | [12 empty] | 0.74 | 0.2046 | 0.2046 | 0.2046 | 0.2046 | [11 empty] | California Power Holdings LLC | 100 | EWP America Inc | 100
Red Bluff | 56184_G_IC14 | 56184 | G | IC14 |  | Combustion Turbine | IC Engine | WEC_CALN | California | 6 | Tehama | 103 | 06103 | 2.8 | 10745 | 2001 | 9999 |  |  | N | Natural Gas | [12 empty] | 0.74 | 0.2046 | 0.2046 | 0.2046 | 0.2046 | [11 empty] | California Power Holdings LLC | 100 | EWP America Inc | 100
Red Bluff | 56184_G_IC15 | 56184 | G | IC15 |  | Combustion Turbine | IC Engine | WEC_CALN | California | 6 | Tehama | 103 | 06103 | 2.8 | 10745 | 2001 | 9999 |  |  | N | Natural Gas | [12 empty] | 0.74 | 0.2046 | 0.2046 | 0.2046 | 0.2046 | [11 empty] | California Power Holdings LLC | 100 | EWP America Inc | 100
Red Bluff | 56184_G_IC16 | 56184 | G | IC16 |  | Combustion Turbine | IC Engine | WEC_CALN | California | 6 | Tehama | 103 | 06103 | 2.8 | 10745 | 2001 | 9999 |  |  | N | Natural Gas | [12 empty] | 0.74 | 0.2046 | 0.2046 | 0.2046 | 0.2046 | [11 empty] | California Power Holdings LLC | 100 | EWP America Inc | 100
Red Bluff | 56184_G_IC2 | 56184 | G | IC2 |  | Combustion Turbine | IC Engine | WEC_CALN | California | 6 | Tehama | 103 | 06103 | 2.8 | 10745 | 2001 | 9999 |  |  | N | Natural Gas | [12 empty] | 0.74 | 0.2046 | 0.2046 | 0.2046 | 0.2046 | [11 empty] | California Power Holdings LLC | 100 | EWP America Inc | 100
Red Bluff | 56184_G_IC3 | 56184 | G | IC3 |  | Combustion Turbine | IC Engine | WEC_CALN | California | 6 | Tehama | 103 | 06103 | 2.8 | 10745 | 2001 | 9999 |  |  | N | Natural Gas | [12 empty] | 0.74 | 0.2046 | 0.2046 | 0.2046 | 0.2046 | [11 empty] | California Power Holdings LLC | 100 | EWP America Inc | 100
Red Bluff | 56184_G_IC4 | 56184 | G | IC4 |  | Combustion Turbine | IC Engine | WEC_CALN | California | 6 | Tehama | 103 | 06103 | 2.8 | 10745 | 2001 | 9999 |  |  | N | Natural Gas | [12 empty] | 0.74 | 0.2046 | 0.2046 | 0.2046 | 0.2046 | [11 empty] | California Power Holdings LLC | 100 | EWP America Inc | 100
Red Bluff | 56184_G_IC5 | 56184 | G | IC5 |  | Combustion Turbine | IC Engine | WEC_CALN | California | 6 | Tehama | 103 | 06103 | 2.8 | 10745 | 2001 | 9999 |  |  | N | Natural Gas | [12 empty] | 0.74 | 0.2046 | 0.2046 | 0.2046 | 0.2046 | [11 empty] | California Power Holdings LLC | 100 | EWP America Inc | 100
Red Bluff | 56184_G_IC6 | 56184 | G | IC6 |  | Combustion Turbine | IC Engine | WEC_CALN | California | 6 | Tehama | 103 | 06103 | 2.8 | 10745 | 2001 | 9999 |  |  | N | Natural Gas | [12 empty] | 0.74 | 0.2046 | 0.2046 | 0.2046 | 0.2046 | [11 empty] | California Power Holdings LLC | 100 | EWP America Inc | 100
Red Bluff | 56184_G_IC7 | 56184 | G | IC7 |  | Combustion Turbine | IC Engine | WEC_CALN | California | 6 | Tehama | 103 | 06103 | 2.8 | 10745 | 2001 | 9999 |  |  | N | Natural Gas | [12 empty] | 0.74 | 0.2046 | 0.2046 | 0.2046 | 0.2046 | [11 empty] | California Power Holdings LLC | 100 | EWP America Inc | 100
Red Bluff | 56184_G_IC8 | 56184 | G | IC8 |  | Combustion Turbine | IC Engine | WEC_CALN | California | 6 | Tehama | 103 | 06103 | 2.8 | 10745 | 2001 | 9999 |  |  | N | Natural Gas | [12 empty] | 0.74 | 0.2046 | 0.2046 | 0.2046 | 0.2046 | [11 empty] | California Power Holdings LLC | 100 | EWP America Inc | 100
Red Bluff | 56184_G_IC9 | 56184 | G | IC9 |  | Combustion Turbine | IC Engine | WEC_CALN | California | 6 | Tehama | 103 | 06103 | 2.8 | 10745 | 2001 | 9999 |  |  | N | Natural Gas | [12 empty] | 0.74 | 0.2046 | 0.2046 | 0.2046 | 0.2046 | [11 empty] | California Power Holdings LLC | 100 | EWP America Inc | 100
Chowchilla II | 56185_G_IC1 | 56185 | G | IC1 |  | Combustion Turbine | IC Engine | WEC_CALN | California | 6 | Madera | 39 | 06039 | 3.1 | 10745 | 2001 | 9999 |  |  | N | Natural Gas | [12 empty] | 0.74 | 0.2046 | 0.2046 | 0.2046 | 0.2046 | [11 empty] | California Power Holdings LLC | 100 | EWP America Inc | 100
Chowchilla II | 56185_G_IC10 | 56185 | G | IC10 |  | Combustion Turbine | IC Engine | WEC_CALN | California | 6 | Madera | 39 | 06039 | 3.1 | 10745 | 2001 | 9999 |  |  | N | Natural Gas | [12 empty] | 0.74 | 0.2046 | 0.2046 | 0.2046 | 0.2046 | [11 empty] | California Power Holdings LLC | 100 | EWP America Inc | 100
Chowchilla II | 56185_G_IC11 | 56185 | G | IC11 |  | Combustion Turbine | IC Engine | WEC_CALN | California | 6 | Madera | 39 | 06039 | 3.1 | 10745 | 2001 | 9999 |  |  | N | Natural Gas | [12 empty] | 0.74 | 0.2046 | 0.2046 | 0.2046 | 0.2046 | [11 empty] | California Power Holdings LLC | 100 | EWP America Inc | 100
Chowchilla II | 56185_G_IC12 | 56185 | G | IC12 |  | Combustion Turbine | IC Engine | WEC_CALN | California | 6 | Madera | 39 | 06039 | 3.1 | 10745 | 2001 | 9999 |  |  | N | Natural Gas | [12 empty] | 0.74 | 0.2046 | 0.2046 | 0.2046 | 0.2046 | [11 empty] | California Power Holdings LLC | 100 | EWP America Inc | 100
Chowchilla II | 56185_G_IC13 | 56185 | G | IC13 |  | Combustion Turbine | IC Engine | WEC_CALN | California | 6 | Madera | 39 | 06039 | 3.1 | 10745 | 2001 | 9999 |  |  | N | Natural Gas | [12 empty] | 0.74 | 0.2046 | 0.2046 | 0.2046 | 0.2046 | [11 empty] | California Power Holdings LLC | 100 | EWP America Inc | 100
Chowchilla II | 56185_G_IC14 | 56185 | G | IC14 |  | Combustion Turbine | IC Engine | WEC_CALN | California | 6 | Madera | 39 | 06039 | 3.1 | 10745 | 2001 | 9999 |  |  | N | Natural Gas | [12 empty] | 0.74 | 0.2046 | 0.2046 | 0.2046 | 0.2046 | [11 empty] | California Power Holdings LLC | 100 | EWP America Inc | 100
Chowchilla II | 56185_G_IC15 | 56185 | G | IC15 |  | Combustion Turbine | IC Engine | WEC_CALN | California | 6 | Madera | 39 | 06039 | 3.1 | 10745 | 2001 | 9999 |  |  | N | Natural Gas | [12 empty] | 0.74 | 0.2046 | 0.2046 | 0.2046 | 0.2046 | [11 empty] | California Power Holdings LLC | 100 | EWP America Inc | 100
Chowchilla II | 56185_G_IC16 | 56185 | G | IC16 |  | Combustion Turbine | IC Engine | WEC_CALN | California | 6 | Madera | 39 | 06039 | 3.1 | 10745 | 2001 | 9999 |  |  | N | Natural Gas | [12 empty] | 0.74 | 0.2046 | 0.2046 | 0.2046 | 0.2046 | [11 empty] | California Power Holdings LLC | 100 | EWP America Inc | 100
Chowchilla II | 56185_G_IC2 | 56185 | G | IC2 |  | Combustion Turbine | IC Engine | WEC_CALN | California | 6 | Madera | 39 | 06039 | 3.1 | 10745 | 2001 | 9999 |  |  | N | Natural Gas | [12 empty] | 0.74 | 0.2046 | 0.2046 | 0.2046 | 0.2046 | [11 empty] | California Power Holdings LLC | 100 | EWP America Inc | 100
Chowchilla II | 56185_G_IC3 | 56185 | G | IC3 |  | Combustion Turbine | IC Engine | WEC_CALN | California | 6 | Madera | 39 | 06039 | 3.1 | 10745 | 2001 | 9999 |  |  | N | Natural Gas | [12 empty] | 0.74 | 0.2046 | 0.2046 | 0.2046 | 0.2046 | [11 empty] | California Power Holdings LLC | 100 | EWP America Inc | 100
Chowchilla II | 56185_G_IC4 | 56185 | G | IC4 |  | Combustion Turbine | IC Engine | WEC_CALN | California | 6 | Madera | 39 | 06039 | 3.1 | 10745 | 2001 | 9999 |  |  | N | Natural Gas | [12 empty] | 0.74 | 0.2046 | 0.2046 | 0.2046 | 0.2046 | [11 empty] | California Power Holdings LLC | 100 | EWP America Inc | 100
Chowchilla II | 56185_G_IC5 | 56185 | G | IC5 |  | Combustion Turbine | IC Engine | WEC_CALN | California | 6 | Madera | 39 | 06039 | 3.1 | 10745 | 2001 | 9999 |  |  | N | Natural Gas | [12 empty] | 0.74 | 0.2046 | 0.2046 | 0.2046 | 0.2046 | [11 empty] | California Power Holdings LLC | 100 | EWP America Inc | 100
Chowchilla II | 56185_G_IC6 | 56185 | G | IC6 |  | Combustion Turbine | IC Engine | WEC_CALN | California | 6 | Madera | 39 | 06039 | 3.1 | 10745 | 2001 | 9999 |  |  | N | Natural Gas | [12 empty] | 0.74 | 0.2046 | 0.2046 | 0.2046 | 0.2046 | [11 empty] | California Power Holdings LLC | 100 | EWP America Inc | 100
Chowchilla II | 56185_G_IC7 | 56185 | G | IC7 |  | Combustion Turbine | IC Engine | WEC_CALN | California | 6 | Madera | 39 | 06039 | 3.1 | 10745 | 2001 | 9999 |  |  | N | Natural Gas | [12 empty] | 0.74 | 0.2046 | 0.2046 | 0.2046 | 0.2046 | [11 empty] | California Power Holdings LLC | 100 | EWP America Inc | 100
Chowchilla II | 56185_G_IC8 | 56185 | G | IC8 |  | Combustion Turbine | IC Engine | WEC_CALN | California | 6 | Madera | 39 | 06039 | 3.1 | 10745 | 2001 | 9999 |  |  | N | Natural Gas | [12 empty] | 0.74 | 0.2046 | 0.2046 | 0.2046 | 0.2046 | [11 empty] | California Power Holdings LLC | 100 | EWP America Inc | 100
Chowchilla II | 56185_G_IC9 | 56185 | G | IC9 |  | Combustion Turbine | IC Engine | WEC_CALN | California | 6 | Madera | 39 | 06039 | 3.1 | 10745 | 2001 | 9999 |  |  | N | Natural Gas | [12 empty] | 0.74 | 0.2046 | 0.2046 | 0.2046 | 0.2046 | [11 empty] | California Power Holdings LLC | 100 | EWP America Inc | 100
Pinelawn Power LLC | 56188_G_CTG | 56188 | G | CTG | 89567 | Combined Cycle |  | NY_Z_K | New York | 36 | Suffolk | 103 | 36103 | 47 | 8758 | 2005 | 9999 |  |  | N | Natural Gas, Distillate Fuel Oil |  |  |  | H2O | SCR | [8 empty] | 0.0086993 | 0.0086993 | 0.0086993 | 0.0086993 | [11 empty] | Pinelawn Power LLC | 100 | Electric Power Development Co Ltd (J Power) | 100
Pinelawn Power LLC | 56188_G_STG | 56188 | G | STG | 89567 | Combined Cycle |  | NY_Z_K | New York | 36 | Suffolk | 103 | 36103 | 27.5 | 8758 | 2005 | 9999 |  |  | N | Natural Gas, Distillate Fuel Oil |  |  |  | NH3 | SCR | [8 empty] | 0.0086993 | 0.0086993 | 0.0086993 | 0.0086993 | [11 empty] | Pinelawn Power LLC | 100 | Electric Power Development Co Ltd (J Power) | 100
Waterside Power, LLC | 56189_G_4 | 56189 | G | 4 | 89487 | Combustion Turbine |  | NENG_CT | Connecticut | 9 | Fairfield | 1 | 09001 | 23.3 | 11602 | 2004 | 9999 |  |  | N | Distillate Fuel Oil |  |  |  | H2O | [8 empty] | 0.002 | 0.15 | 0.15 | 0.15 | 0.15 | [11 empty] | Waterside Power LLC | 100 | Western Generation Partners LLC | 100
Waterside Power, LLC | 56189_G_5 | 56189 | G | 5 | 89488 | Combustion Turbine |  | NENG_CT | Connecticut | 9 | Fairfield | 1 | 09001 | 23.3 | 11608 | 2004 | 9999 |  |  | N | Distillate Fuel Oil |  |  |  | H2O | [8 empty] | 0.002 | 0.15 | 0.15 | 0.15 | 0.15 | [11 empty] | Waterside Power LLC | 100 | Western Generation Partners LLC | 100
Waterside Power, LLC | 56189_G_7 | 56189 | G | 7 | 89718 | Combustion Turbine |  | NENG_CT | Connecticut | 9 | Fairfield | 1 | 09001 | 23.3 | 11608 | 2006 | 9999 |  |  | N | Distillate Fuel Oil |  |  |  | H2O | [9 empty] | 0.15 | 0.15 | 0.15 | 0.15 | [11 empty] | Waterside Power LLC | 100 | Western Generation Partners LLC | 100
Dike City Power Plant | 56194_G_001 | 56194 | G | 001 |  | Combustion Turbine | IC Engine | MIS_IA | Iowa | 19 | Grundy | 75 | 19075 | 2.2 | 10745 | 2005 | 9999 |  |  | N | Distillate Fuel Oil | [12 empty] | 2.5 | 1.6498 | 1.6498 | 1.6498 | 1.6498 | [11 empty] | Dike IA (City of) | 100 | Dike IA (City of) | 100
Combine Hills I | 56195_G_001 | 56195 | G | 001 |  | Onshore Wind |  | WECC_PNW | Oregon | 41 | Umatilla | 59 | 41059 | 41 | 0 | 2003 | 9999 |  |  | N | Wind | [13 empty] | 0 | 0 | 0 | 0 | [11 empty] | Eurus Combine Hills I LLC | 100 | Tokyo Electric Power Co | 100
500MW CC | 56196_G_CA01 | 56196 | G | CA01 | 89648 | Combined Cycle |  | NY_Z_J | New York | 36 | Queens | 81 | 36081 | 172.3 | 7509 | 2005 | 9999 |  |  | N | Natural Gas, Distillate Fuel Oil |  |  |  | DLNB + H2O | SCR | [8 empty] | 0.0092129 | 0.0092129 | 0.0092129 | 0.0092129 | [11 empty] | New York Power Authority | 100 | New York Power Authority | 100
500MW CC | 56196_G_CT01 | 56196 | G | CT01 | 89648 | Combined Cycle |  | NY_Z_J | New York | 36 | Queens | 81 | 36081 | 151.3 | 7509 | 2005 | 9999 |  |  | N | Natural Gas, Distillate Fuel Oil |  |  |  | DLNB + H2O | SCR | [8 empty] | 0.0092129 | 0.0092129 | 0.0092129 | 0.0092129 | [11 empty] | New York Power Authority | 100 | New York Power Authority | 100
500MW CC | 56196_G_CT02 | 56196 | G | CT02 | 89649 | Combined Cycle |  | NY_Z_J | New York | 36 | Queens | 81 | 36081 | 151.3 | 7509 | 2005 | 9999 |  |  | N | Natural Gas, Distillate Fuel Oil |  |  |  | DLNB + H2O | SCR | [8 empty] | 0.0092129 | 0.0092129 | 0.0092129 | 0.0092129 | [11 empty] | New York Power Authority | 100 | New York Power Authority | 100
TG Windfarm LLC | 56199_G_1 | 56199 | G | 1 |  | Onshore Wind |  | MIS_MNWI | Minnesota | 27 | Pipestone | 117 | 27117 | 2 | 0 | 2003 | 9999 |  |  | N | Wind | [13 empty] | 0 | 0 | 0 | 0 | [11 empty] | TG Windfarm LLC | 100 | NRG Energy Inc | 100
Middletown | 562_G_10 | 562 | G | 10 | 352 | Combustion Turbine |  | NENG_CT | Connecticut | 9 | Middlesex | 7 | 09007 | 17.2 | 18367 | 1966 | 9999 |  |  | N | Distillate Fuel Oil | [12 empty] | 0.33 | 0.15 | 0.15 | 0.15 | 0.15 | [11 empty] | Middletown Operations Inc | 100 | ArcLight Capital Partners LLC | 100
CG Windfarm LLC | 56200_G_I | 56200 | G | I |  | Onshore Wind |  | MIS_MNWI | Minnesota | 27 | Pipestone | 117 | 27117 | 2 | 0 | 2003 | 9999 |  |  | N | Wind | [13 empty] | 0 | 0 | 0 | 0 | [11 empty] | CG Windfarm LLC | 100 | NRG Energy Inc | 100
Bisson Windfarm LLC | 56201_G_I | 56201 | G | I |  | Onshore Wind |  | MIS_MNWI | Minnesota | 27 | Pipestone | 117 | 27117 | 2 | 0 | 2003 | 9999 |  |  | N | Wind | [13 empty] | 0 | 0 | 0 | 0 | [11 empty] | Bisson Windfarm LLC | 100 | NRG Energy Inc | 100
Tofteland Windfarm LLC | 56202_G_I | 56202 | G | I |  | Onshore Wind |  | MIS_MNWI | Minnesota | 27 | Pipestone | 117 | 27117 | 2 | 0 | 2003 | 9999 |  |  | N | Wind | [13 empty] | 0 | 0 | 0 | 0 | [11 empty] | Tofteland Windfarm LLC | 100 | NRG Energy Inc | 100
Westridge Windfarm LLC | 56203_G_1 | 56203 | G | 1 |  | Onshore Wind |  | MIS_MNWI | Minnesota | 27 | Pipestone | 117 | 27117 | 2 | 0 | 2003 | 9999 |  |  | N | Wind | [13 empty] | 0 | 0 | 0 | 0 | [11 empty] | Westridge Windfarm LLC | 100 | NRG Energy Inc | 100
Fey Windfarm LLC | 56204_G_1 | 56204 | G | 1 |  | Onshore Wind |  | MIS_MNWI | Minnesota | 27 | Pipestone | 117 | 27117 | 2 | 0 | 2003 | 9999 |  |  | N | Wind | [13 empty] | 0 | 0 | 0 | 0 | [11 empty] | Fey Windfarm LLC | 100 | NRG Energy Inc | 100
Windcurrent Farms LLC | 56205_G_1 | 56205 | G | 1 |  | Onshore Wind |  | MIS_MNWI | Minnesota | 27 | Pipestone | 117 | 27117 | 2 | 0 | 2003 | 9999 |  |  | N | Wind | [13 empty] | 0 | 0 | 0 | 0 | [11 empty] | Windcurrent Farms LLC | 100 | NRG Energy Inc | 100
K-Brink Windfarm LLC | 56206_G_1 | 56206 | G | 1 |  | Onshore Wind |  | MIS_MNWI | Minnesota | 27 | Pipestone | 117 | 27117 | 2 | 0 | 2003 | 9999 |  |  | N | Wind | [13 empty] | 0 | 0 | 0 | 0 | [11 empty] | K Brink Windfarm LLC | 100 | NRG Energy Inc | 100
DL Windy Acres LLC | 56207_G_1 | 56207 | G | 1 |  | Onshore Wind |  | MIS_MNWI | Minnesota | 27 | Jackson | 63 | 27063 | 2 | 0 | 2003 | 9999 |  |  | N | Wind | [13 empty] | 0 | 0 | 0 | 0 | [11 empty] | DL Windy Acres LLC | 100 | Exelon Corp | 100
S&P Windfarm LLC | 56208_G_1 | 56208 | G | 1 |  | Onshore Wind |  | MIS_MNWI | Minnesota | 27 | Jackson | 63 | 27063 | 2 | 0 | 2003 | 9999 |  |  | N | Wind | [13 empty] | 0 | 0 | 0 | 0 | [11 empty] | S&P Windfarm LLC | 100 | Exelon Corp | 100
Boeve Windfarm LLC | 56209_G_1 | 56209 | G | 1 |  | Onshore Wind |  | MIS_MNWI | Minnesota | 27 | Pipestone | 117 | 27117 | 2 | 0 | 2003 | 9999 |  |  | N | Wind | [13 empty] | 0 | 0 | 0 | 0 | [11 empty] | Boeve Windfarm LLC | 100 | NRG Energy Inc | 100
B&K Energy Systems LLC | 56210_G_1 | 56210 | G | 1 |  | Onshore Wind |  | MIS_MNWI | Minnesota | 27 | Jackson | 63 | 27063 | 2 | 0 | 2003 | 9999 |  |  | N | Wind | [13 empty] | 0 | 0 | 0 | 0 | [11 empty] | B&K Energy Systems LLC | 100 | Exelon Corp | 100
Sweetwater Wind 1 LLC | 56211_G_SW1 | 56211 | G | SW1 |  | Onshore Wind |  | ERC_WEST | Texas | 48 | Nolan | 353 | 48353 | 37.5 | 0 | 2003 | 9999 |  |  | N | Wind | [13 empty] | 0 | 0 | 0 | 0 | [11 empty] | Sweetwater Wind 1 LLC | 100 | ArcLight Capital Partners LLC | 100
Sweetwater Wind 2 LLC | 56212_G_SW2 | 56212 | G | SW2 |  | Onshore Wind |  | ERC_WEST | Texas | 48 | Nolan | 353 | 48353 | 98.8 | 0 | 2005 | 9999 |  |  | N | Wind | [13 empty] | 0 | 0 | 0 | 0 | [11 empty] | Sweetwater Wind 2 LLC | 100 | ArcLight Capital Partners LLC | 100
Allendorf | 56215_G_A1 | 56215 | G | A1 |  | Onshore Wind |  | MIS_IA | Iowa | 19 | Osceola | 143 | 19143 | 1.2 | 0 | 1998 | 9999 |  |  | N | Wind | [13 empty] | 0 | 0 | 0 | 0 | [11 empty] | Gregory J Jaunich | 99 | Gregory J Jaunich | 99
Allendorf | 56215_G_ET | 56215 | G | ET |  | Onshore Wind |  | MIS_IA | Iowa | 19 | Osceola | 143 | 19143 | 1.8 | 0 | 2019 | 9999 |  |  | N | Wind | [13 empty] | 0 | 0 | 0 | 0 | [11 empty] | Gregory J Jaunich | 99 | Gregory J Jaunich | 99
Allendorf | 56215_G_ST | 56215 | G | ST |  | Onshore Wind |  | MIS_IA | Iowa | 19 | Osceola | 143 | 19143 | 0.6 | 0 | 1998 | 9999 |  |  | N | Wind | [13 empty] | 0 | 0 | 0 | 0 | [11 empty] | Gregory J Jaunich | 99 | Gregory J Jaunich | 99
Allendorf | 56215_G_WT | 56215 | G | WT |  | Onshore Wind |  | MIS_IA | Iowa | 19 | Osceola | 143 | 19143 | 2 | 0 | 2003 | 9999 |  |  | N | Wind | [13 empty] | 0 | 0 | 0 | 0 | [11 empty] | Gregory J Jaunich | 99 | Gregory J Jaunich | 99
Alden Bailey Power Plant | 56223_G_LOKI | 56223 | G | LOKI |  | Combustion Turbine |  | WECC_PNW | Oregon | 41 | Clatsop | 7 | 41007 | 9.8 | 19558 | 2001 | 9999 |  |  | N | Natural Gas | [12 empty] | 1.4 | 0.23894 | 0.23894 | 0.23894 | 0.23894 | [11 empty] | Clatskanie Peoples Utility District | 100 | Clatskanie Peoples Utility District | 100
Aeolus Wind Facility | 56225_G_V90 | 56225 | G | V90 |  | Onshore Wind |  | SPP_SPS | Texas | 48 | Hansford | 195 | 48195 | 3 | 0 | 2003 | 9999 |  |  | N | Wind | [13 empty] | 0 | 0 | 0 | 0 | [11 empty] | Vestas Wind Systems | 100 | Vestas Wind Systems | 100
Bowling Green Wind | 56226_G_1 | 56226 | G | 1 |  | Onshore Wind |  | PJM_ATSI | Ohio | 39 | Wood | 173 | 39173 | 1.8 | 0 | 2004 | 9999 |  |  | N | Wind | [13 empty] | 0 | 0 | 0 | 0 | [11 empty] | Omega Joint Venture 6 | 100 | American Municipal Power Inc | 100
Bowling Green Wind | 56226_G_2 | 56226 | G | 2 |  | Onshore Wind |  | PJM_ATSI | Ohio | 39 | Wood | 173 | 39173 | 1.8 | 0 | 2003 | 9999 |  |  | N | Wind | [13 empty] | 0 | 0 | 0 | 0 | [11 empty] | Omega Joint Venture 6 | 100 | American Municipal Power Inc | 100
Bowling Green Wind | 56226_G_3 | 56226 | G | 3 |  | Onshore Wind |  | PJM_ATSI | Ohio | 39 | Wood | 173 | 39173 | 1.8 | 0 | 2003 | 9999 |  |  | N | Wind | [13 empty] | 0 | 0 | 0 | 0 | [11 empty] | Omega Joint Venture 6 | 100 | American Municipal Power Inc | 100
Bowling Green Wind | 56226_G_4 | 56226 | G | 4 |  | Onshore Wind |  | PJM_ATSI | Ohio | 39 | Wood | 173 | 39173 | 1.8 | 0 | 2004 | 9999 |  |  | N | Wind | [13 empty] | 0 | 0 | 0 | 0 | [11 empty] | Omega Joint Venture 6 | 100 | American Municipal Power Inc | 100
Port Westward | 56227_G_1 | 56227 | G | 1 | 89564 | Combined Cycle |  | WECC_PNW | Oregon | 41 | Columbia | 9 | 41009 | 256.2 | 7050 | 2007 | 9999 |  |  | N | Natural Gas |  |  |  |  | SCR | [8 empty] | 0.0089571 | 0.0089571 | 0.0089571 | 0.0089571 | [11 empty] | Portland General Electric Co | 100 | Portland General Electric Co | 100
Port Westward | 56227_G_2 | 56227 | G | 2 | 89564 | Combined Cycle |  | WECC_PNW | Oregon | 41 | Columbia | 9 | 41009 | 136 | 7050 | 2007 | 9999 |  |  | N | Natural Gas |  |  |  |  | SCR | [8 empty] | 0.0089571 | 0.0089571 | 0.0089571 | 0.0089571 | [11 empty] | Portland General Electric Co | 100 | Portland General Electric Co | 100
Prescott Airport | 56228_G_PV1 | 56228 | G | PV1 |  | Solar PV |  | WECC_AZ | Arizona | 4 | Yavapai | 25 | 04025 | 2.1 | 0 | 2002 | 9999 |  |  | N | Solar | [13 empty] | 0 | 0 | 0 | 0 | [11 empty] | Arizona Public Service Co | 100 | Pinnacle West Capital Corp | 100
Cogeneration 1 | 56229_G_CT1 | 56229 | G | CT1 |  | Combined Cycle |  | WECC_AZ | Arizona | 4 | Pima | 19 | 04019 | 8.3 | 5500 | 2002 | 9999 |  |  | Y | Natural Gas | [13 empty] | 0.024573 | 0.024573 | 0.024573 | 0.024573 | [11 empty] | University of Arizona | 100 | University of Arizona | 100
Miramar Energy Facility | 56232_G_1 | 56232 | G | 1 | 89534 | Combustion Turbine |  | WEC_SDGE | California | 6 | San Diego | 73 | 06073 | 47 | 10745 | 2005 | 9999 |  |  | N | Natural Gas |  |  |  | H2O | SCR | [7 empty] | 0.74 | 0.01851 | 0.01851 | 0.01851 | 0.01851 | [11 empty] | San Diego Gas & Electric Co | 100 | Sempra Energy | 100
Miramar Energy Facility | 56232_G_2 | 56232 | G | 2 | 90490 | Combustion Turbine |  | WEC_SDGE | California | 6 | San Diego | 73 | 06073 | 47 | 10745 | 2009 | 9999 |  |  | N | Natural Gas |  |  |  | H2O | SCR | [8 empty] | 0.01854 | 0.01854 | 0.01854 | 0.01854 | [11 empty] | San Diego Gas & Electric Co | 100 | Sempra Energy | 100
EG178 Facility | 56233_G_CT02 | 56233 | G | CT02 |  | Combined Cycle |  | ERC_WEST | Texas | 48 | Scurry | 415 | 48415 | 42 | 7370 | 2005 | 9999 |  |  | N | Natural Gas |  |  |  |  | SCR | [8 empty] | 0.023607 | 0.023607 | 0.023607 | 0.023607 | [11 empty] | Kinder Morgan Energy Partners LP | 100 | Kinder Morgan Inc | 100
EG178 Facility | 56233_G_CTG1 | 56233 | G | CTG1 |  | Combined Cycle |  | ERC_WEST | Texas | 48 | Scurry | 415 | 48415 | 42 | 7370 | 2005 | 9999 |  |  | N | Natural Gas |  |  |  |  | SCR | [8 empty] | 0.023607 | 0.023607 | 0.023607 | 0.023607 | [11 empty] | Kinder Morgan Energy Partners LP | 100 | Kinder Morgan Inc | 100
EG178 Facility | 56233_G_STG | 56233 | G | STG |  | Combined Cycle |  | ERC_WEST | Texas | 48 | Scurry | 415 | 48415 | 16 | 7370 | 2005 | 9999 |  |  | N | Natural Gas |  |  |  | NH3 + STM | SCR | [8 empty] | 0.023607 | 0.023607 | 0.023607 | 0.023607 | [11 empty] | Kinder Morgan Energy Partners LP | 100 | Kinder Morgan Inc | 100
Caithness Long Island Energy Center | 56234_G_CT01 | 56234 | G | CT01 | 89547 | Combined Cycle |  | NY_Z_K | New York | 36 | Suffolk | 103 | 36103 | 179.9 | 7398 | 2009 | 9999 |  |  | N | Natural Gas, Distillate Fuel Oil |  |  |  | DLNB + H2O + NH3 | SCR | [8 empty] | 0.0068111 | 0.0068111 | 0.0068111 | 0.0068111 | [11 empty] | Caithness Long Island LLC | 100 | Caithness Energy LLC | 100
Caithness Long Island Energy Center | 56234_G_ST01 | 56234 | G | ST01 | 89547 | Combined Cycle |  | NY_Z_K | New York | 36 | Suffolk | 103 | 36103 | 137 | 7398 | 2009 | 9999 |  |  | N | Natural Gas, Distillate Fuel Oil |  |  |  | DLNB + H2O + NH3 | SCR | [8 empty] | 0.0068111 | 0.0068111 | 0.0068111 | 0.0068111 | [11 empty] | Caithness Long Island LLC | 100 | Caithness Energy LLC | 100
Lake Side Power Plant | 56237_G_CT01 | 56237 | G | CT01 | 89557 | Combined Cycle |  | WECC_UT | Utah | 49 | Utah | 49 | 49049 | 169 | 7240 | 2007 | 9999 |  |  | N | Natural Gas |  |  |  |  | SCR | [8 empty] | 0.006656 | 0.006656 | 0.006656 | 0.006656 | [11 empty] | PacifiCorp | 100 | Berkshire Hathaway Inc | 100
Lake Side Power Plant | 56237_G_CT02 | 56237 | G | CT02 | 89558 | Combined Cycle |  | WECC_UT | Utah | 49 | Utah | 49 | 49049 | 169 | 7240 | 2007 | 9999 |  |  | N | Natural Gas |  |  |  |  | SCR | [8 empty] | 0.006656 | 0.006656 | 0.006656 | 0.006656 | [11 empty] | PacifiCorp | 100 | Berkshire Hathaway Inc | 100
Lake Side Power Plant | 56237_G_CT21 | 56237 | G | CT21 | 90915 | Combined Cycle |  | WECC_UT | Utah | 49 | Utah | 49 | 49049 | 178 | 7240 | 2014 | 9999 |  |  | N | Natural Gas |  |  |  |  | SCR | [8 empty] | 0.0079739 | 0.0079739 | 0.0079739 | 0.0079739 | [11 empty] | PacifiCorp | 100 | Berkshire Hathaway Inc | 100
Lake Side Power Plant | 56237_G_CT22 | 56237 | G | CT22 | 90916 | Combined Cycle |  | WECC_UT | Utah | 49 | Utah | 49 | 49049 | 178 | 7240 | 2014 | 9999 |  |  | N | Natural Gas |  |  |  |  | SCR | [8 empty] | 0.0079739 | 0.0079739 | 0.0079739 | 0.0079739 | [11 empty] | PacifiCorp | 100 | Berkshire Hathaway Inc | 100
Lake Side Power Plant | 56237_G_ST01 | 56237 | G | ST01 | 89557 | Combined Cycle |  | WECC_UT | Utah | 49 | Utah | 49 | 49049 | 209 | 7240 | 2007 | 9999 |  |  | N | Natural Gas |  |  |  |  | SCR | [8 empty] | 0.006656 | 0.006656 | 0.006656 | 0.006656 | [11 empty] | PacifiCorp | 100 | Berkshire Hathaway Inc | 100
Lake Side Power Plant | 56237_G_ST2 | 56237 | G | ST2 | 90915 | Combined Cycle |  | WECC_UT | Utah | 49 | Utah | 49 | 49049 | 273 | 7240 | 2014 | 9999 |  |  | N | Natural Gas |  |  |  |  | SCR | [8 empty] | 0.0079739 | 0.0079739 | 0.0079739 | 0.0079739 | [11 empty] | PacifiCorp | 100 | Berkshire Hathaway Inc | 100
Groton Generating Station | 56238_G_GT01 | 56238 | G | GT01 | 89548 | Combustion Turbine |  | SPP_WAUE | South Dakota | 46 | Brown | 13 | 46013 | 82.1 | 12050 | 2006 | 9999 |  |  | N | Natural Gas |  |  |  | H2O | [8 empty] | 3 | 0.09622 | 0.09622 | 0.09622 | 0.09622 | [11 empty] | Basin Electric Power Coop | 100 | Basin Electric Power Coop | 100
Groton Generating Station | 56238_G_GT02 | 56238 | G | GT02 | 89754 | Combustion Turbine |  | SPP_WAUE | South Dakota | 46 | Brown | 13 | 46013 | 76.8 | 12050 | 2008 | 9999 |  |  | N | Natural Gas |  |  |  | H2O | [9 empty] | 0.08578 | 0.08578 | 0.08578 | 0.08578 | [11 empty] | Basin Electric Power Coop | 100 | Basin Electric Power Coop | 100
Malaga Power LLC | 56239_G_GT-1 | 56239 | G | GT-1 | 89579 | Combustion Turbine |  | WEC_CALN | California | 6 | Fresno | 19 | 06019 | 48 | 10745 | 2005 | 9999 |  |  | N | Natural Gas |  |  |  |  | SCR | [7 empty] | 0.74 | 0.01885 | 0.01885 | 0.01885 | 0.01885 | [11 empty] | Malaga Power LLC | 100 | Carlyle Group (The) | 100
Malaga Power LLC | 56239_G_GT-2 | 56239 | G | GT-2 | 89580 | Combustion Turbine |  | WEC_CALN | California | 6 | Fresno | 19 | 06019 | 48 | 10745 | 2005 | 9999 |  |  | N | Natural Gas |  |  |  |  | SCR | [7 empty] | 0.74 | 0.01794 | 0.01794 | 0.01794 | 0.01794 | [11 empty] | Malaga Power LLC | 100 | Carlyle Group (The) | 100
Buffalo Gap Wind Farm | 56240_G_1 | 56240 | G | 1 |  | Onshore Wind |  | ERC_WEST | Texas | 48 | Taylor | 441 | 48441 | 120.6 | 0 | 2006 | 9999 |  |  | N | Wind | [13 empty] | 0 | 0 | 0 | 0 | [11 empty] | Buffalo Gap Wind Farm LLC | 100 | AES Corp (The) | 100
Cannon Falls Energy Center | 56241_G_UNT1 | 56241 | G | UNT1 | 89752 | Combustion Turbine |  | MIS_MNWI | Minnesota | 27 | Goodhue | 49 | 27049 | 158 | 11517 | 2008 | 9999 |  |  | N | Natural Gas, Distillate Fuel Oil |  |  |  | DLNB + H2O | [9 empty] | 0.0953 | 0.0953 | 0.0953 | 0.0953 | [11 empty] | Invenergy Cannon Falls LLC | 100 | Invenergy LLC | 100
Cannon Falls Energy Center | 56241_G_UNT2 | 56241 | G | UNT2 | 89753 | Combustion Turbine |  | MIS_MNWI | Minnesota | 27 | Goodhue | 49 | 27049 | 158 | 11517 | 2008 | 9999 |  |  | N | Natural Gas, Distillate Fuel Oil |  |  |  | DLNB + H2O | [9 empty] | 0.06327 | 0.06327 | 0.06327 | 0.06327 | [11 empty] | Invenergy Cannon Falls LLC | 100 | Invenergy LLC | 100
Kindred School | 56242_G_1 | 56242 | G | 1 |  | Combustion Turbine | IC Engine | MIS_MAPP | North Dakota | 38 | Cass | 17 | 38017 | 2 | 13469 | 2001 | 9999 |  |  | N | Distillate Fuel Oil | [12 empty] | 3 | 1.6498 | 1.6498 | 1.6498 | 1.6498 | [11 empty] | Kindred School | 100 | Kindred School | 100
State Auto Insurance | 56244_G_1 | 56244 | G | 1 |  | Combustion Turbine | IC Engine | MIS_MAPP | South Dakota | 46 | Grant | 51 | 46051 | 1.7 | 13469 | 2001 | 9999 |  |  | N | Distillate Fuel Oil | [12 empty] | 3 | 1.6498 | 1.6498 | 1.6498 | 1.6498 | [11 empty] | Otter Tail Power Co | 100 | Otter Tail Corp | 100
Stevens Community Medical Center | 56245_G_1 | 56245 | G | 1 |  | Combustion Turbine | IC Engine | MIS_MNWI | Minnesota | 27 | Stevens | 149 | 27149 | 1 | 13469 | 2004 | 9999 |  |  | N | Distillate Fuel Oil | [13 empty] | 1.6498 | 1.6498 | 1.6498 | 1.6498 | [11 empty] | Stevens Community Medical Center | 100 | Stevens Community Medical Center | 100
West Group Data Center F | 56247_G_1 | 56247 | G | 1 |  | Combustion Turbine | IC Engine | MIS_MNWI | Minnesota | 27 | Dakota | 37 | 27037 | 0.6 | 13469 | 2004 | 9999 |  |  | N | Distillate Fuel Oil | [13 empty] | 1.6498 | 1.6498 | 1.6498 | 1.6498 | [11 empty] | Thomson Corp (The) | 100 | Thomson Corp (The) | 100
West Group Data Center F | 56247_G_2 | 56247 | G | 2 |  | Combustion Turbine | IC Engine | MIS_MNWI | Minnesota | 27 | Dakota | 37 | 27037 | 0.6 | 13469 | 2004 | 9999 |  |  | N | Distillate Fuel Oil | [13 empty] | 1.6498 | 1.6498 | 1.6498 | 1.6498 | [11 empty] | Thomson Corp (The) | 100 | Thomson Corp (The) | 100
West Group Data Center F | 56247_G_3 | 56247 | G | 3 |  | Combustion Turbine | IC Engine | MIS_MNWI | Minnesota | 27 | Dakota | 37 | 27037 | 0.6 | 13469 | 2004 | 9999 |  |  | N | Distillate Fuel Oil | [13 empty] | 1.6498 | 1.6498 | 1.6498 | 1.6498 | [11 empty] | Thomson Corp (The) | 100 | Thomson Corp (The) | 100
West Group Data Center F | 56247_G_4 | 56247 | G | 4 |  | Combustion Turbine | IC Engine | MIS_MNWI | Minnesota | 27 | Dakota | 37 | 27037 | 0.6 | 13469 | 2004 | 9999 |  |  | N | Distillate Fuel Oil | [13 empty] | 1.6498 | 1.6498 | 1.6498 | 1.6498 | [11 empty] | Thomson Corp (The) | 100 | Thomson Corp (The) | 100
Shell Chemical | 56248_G_101G | 56248 | G | 101G |  | Combustion Turbine |  | MIS_LA | Louisiana | 22 | Ascension | 5 | 22005 | 34.5 | 8700 | 2002 | 9999 |  |  | Y | Natural Gas | [12 empty] | 5.261 | 0.19999 | 0.19999 | 0.19999 | 0.19999 | [11 empty] | Shell Energy Services Co | 100 | Royal Dutch Shell plc | 100
Shell Chemical | 56248_G_201G | 56248 | G | 201G |  | Combustion Turbine |  | MIS_LA | Louisiana | 22 | Ascension | 5 | 22005 | 34.5 | 8700 | 2002 | 9999 |  |  | Y | Natural Gas | [12 empty] | 5.261 | 0.19999 | 0.19999 | 0.19999 | 0.19999 | [11 empty] | Shell Energy Services Co | 100 | Royal Dutch Shell plc | 100
Anson County Generation Facility | 56249_G_1 | 56249 | G | 1 | 89583 | Combustion Turbine |  | S_VACA | North Carolina | 37 | Anson | 7 | 37007 | 56.5 | 10745 | 2007 | 9999 |  |  | N | Natural Gas, Distillate Fuel Oil |  |  |  | H2O | [8 empty] | 0.06 | 0.08799 | 0.08799 | 0.08799 | 0.08799 | [11 empty] | North Carolina Electric Membership Corp | 100 | North Carolina Electric Membership Corp | 100
Anson County Generation Facility | 56249_G_2 | 56249 | G | 2 | 89585 | Combustion Turbine |  | S_VACA | North Carolina | 37 | Anson | 7 | 37007 | 56.5 | 10745 | 2007 | 9999 |  |  | N | Natural Gas, Distillate Fuel Oil |  |  |  | H2O | [8 empty] | 0.06 | 0.08996 | 0.08996 | 0.08996 | 0.08996 | [11 empty] | North Carolina Electric Membership Corp | 100 | North Carolina Electric Membership Corp | 100
Anson County Generation Facility | 56249_G_3 | 56249 | G | 3 | 89587 | Combustion Turbine |  | S_VACA | North Carolina | 37 | Anson | 7 | 37007 | 56.5 | 10745 | 2007 | 9999 |  |  | N | Natural Gas, Distillate Fuel Oil |  |  |  | H2O | [8 empty] | 0.06 | 0.08772 | 0.08772 | 0.08772 | 0.08772 | [11 empty] | North Carolina Electric Membership Corp | 100 | North Carolina Electric Membership Corp | 100
Anson County Generation Facility | 56249_G_4 | 56249 | G | 4 | 89589 | Combustion Turbine |  | S_VACA | North Carolina | 37 | Anson | 7 | 37007 | 56.5 | 10745 | 2007 | 9999 |  |  | N | Natural Gas, Distillate Fuel Oil |  |  |  | H2O | [8 empty] | 0.06 | 0.09518 | 0.09518 | 0.09518 | 0.09518 | [11 empty] | North Carolina Electric Membership Corp | 100 | North Carolina Electric Membership Corp | 100
Anson County Generation Facility | 56249_G_5 | 56249 | G | 5 | 89591 | Combustion Turbine |  | S_VACA | North Carolina | 37 | Anson | 7 | 37007 | 56.5 | 10745 | 2007 | 9999 |  |  | N | Natural Gas, Distillate Fuel Oil |  |  |  | H2O | [8 empty] | 0.06 | 0.04138 | 0.04138 | 0.04138 | 0.04138 | [11 empty] | North Carolina Electric Membership Corp | 100 | North Carolina Electric Membership Corp | 100
Anson County Generation Facility | 56249_G_6 | 56249 | G | 6 | 89593 | Combustion Turbine |  | S_VACA | North Carolina | 37 | Anson | 7 | 37007 | 56.5 | 10745 | 2007 | 9999 |  |  | N | Natural Gas, Distillate Fuel Oil |  |  |  | H2O | [8 empty] | 0.06 | 0.0907 | 0.0907 | 0.0907 | 0.0907 | [11 empty] | North Carolina Electric Membership Corp | 100 | North Carolina Electric Membership Corp | 100
Ontario LFGTE | 56250_G_GEN1 | 56250 | G | GEN1 |  | Landfill Gas |  | NY_Z_C&E | New York | 36 | Ontario | 69 | 36069 | 0.8 | 13500 | 2003 | 9999 |  |  | N | Landfill Gas | [13 empty] | 0.22117 | 0.22117 | 0.22117 | 0.22117 | [11 empty] | Seneca Energy II LLC | 100 | Archaea Energy Inc | 100
Ontario LFGTE | 56250_G_GEN10 | 56250 | G | GEN10 |  | Landfill Gas |  | NY_Z_C&E | New York | 36 | Ontario | 69 | 36069 | 1.6 | 13500 | 2013 | 9999 |  |  | N | Landfill Gas | [13 empty] | 0.22117 | 0.22117 | 0.22117 | 0.22117 | [11 empty] | Seneca Energy II LLC | 100 | Archaea Energy Inc | 100
Ontario LFGTE | 56250_G_GEN11 | 56250 | G | GEN11 |  | Landfill Gas |  | NY_Z_C&E | New York | 36 | Ontario | 69 | 36069 | 1.6 | 13500 | 2013 | 9999 |  |  | N | Landfill Gas | [13 empty] | 0.22117 | 0.22117 | 0.22117 | 0.22117 | [11 empty] | Seneca Energy II LLC | 100 | Archaea Energy Inc | 100
Ontario LFGTE | 56250_G_GEN2 | 56250 | G | GEN2 |  | Landfill Gas |  | NY_Z_C&E | New York | 36 | Ontario | 69 | 36069 | 0.8 | 13500 | 2003 | 9999 |  |  | N | Landfill Gas | [13 empty] | 0.22117 | 0.22117 | 0.22117 | 0.22117 | [11 empty] | Seneca Energy II LLC | 100 | Archaea Energy Inc | 100
Ontario LFGTE | 56250_G_GEN3 | 56250 | G | GEN3 |  | Landfill Gas |  | NY_Z_C&E | New York | 36 | Ontario | 69 | 36069 | 0.8 | 13500 | 2003 | 9999 |  |  | N | Landfill Gas | [13 empty] | 0.22117 | 0.22117 | 0.22117 | 0.22117 | [11 empty] | Seneca Energy II LLC | 100 | Archaea Energy Inc | 100
Ontario LFGTE | 56250_G_GEN4 | 56250 | G | GEN4 |  | Landfill Gas |  | NY_Z_C&E | New York | 36 | Ontario | 69 | 36069 | 0.8 | 13500 | 2003 | 9999 |  |  | N | Landfill Gas | [13 empty] | 0.22117 | 0.22117 | 0.22117 | 0.22117 | [11 empty] | Seneca Energy II LLC | 100 | Archaea Energy Inc | 100
Ontario LFGTE | 56250_G_GEN5 | 56250 | G | GEN5 |  | Landfill Gas |  | NY_Z_C&E | New York | 36 | Ontario | 69 | 36069 | 0.8 | 13500 | 2005 | 9999 |  |  | N | Landfill Gas | [13 empty] | 0.22117 | 0.22117 | 0.22117 | 0.22117 | [11 empty] | Seneca Energy II LLC | 100 | Archaea Energy Inc | 100
Ontario LFGTE | 56250_G_GEN6 | 56250 | G | GEN6 |  | Landfill Gas |  | NY_Z_C&E | New York | 36 | Ontario | 69 | 36069 | 0.8 | 13500 | 2005 | 9999 |  |  | N | Landfill Gas | [13 empty] | 0.22117 | 0.22117 | 0.22117 | 0.22117 | [11 empty] | Seneca Energy II LLC | 100 | Archaea Energy Inc | 100
Ontario LFGTE | 56250_G_GEN7 | 56250 | G | GEN7 |  | Landfill Gas |  | NY_Z_C&E | New York | 36 | Ontario | 69 | 36069 | 0.8 | 13500 | 2005 | 9999 |  |  | N | Landfill Gas | [13 empty] | 0.22117 | 0.22117 | 0.22117 | 0.22117 | [11 empty] | Seneca Energy II LLC | 100 | Archaea Energy Inc | 100
Ontario LFGTE | 56250_G_GEN8 | 56250 | G | GEN8 |  | Landfill Gas |  | NY_Z_C&E | New York | 36 | Ontario | 69 | 36069 | 0.8 | 13500 | 2010 | 9999 |  |  | N | Landfill Gas | [13 empty] | 0.22117 | 0.22117 | 0.22117 | 0.22117 | [11 empty] | Seneca Energy II LLC | 100 | Archaea Energy Inc | 100
Ontario LFGTE | 56250_G_GEN9 | 56250 | G | GEN9 |  | Landfill Gas |  | NY_Z_C&E | New York | 36 | Ontario | 69 | 36069 | 1.6 | 13500 | 2013 | 9999 |  |  | N | Landfill Gas | [13 empty] | 0.22117 | 0.22117 | 0.22117 | 0.22117 | [11 empty] | Seneca Energy II LLC | 100 | Archaea Energy Inc | 100
Intrepid | 56251_G_INWF | 56251 | G | INWF |  | Onshore Wind |  | MIS_MIDA | Iowa | 19 | Buena Vista | 21 | 19021 | 160.5 | 0 | 2004 | 9999 |  |  | N | Wind | [13 empty] | 0 | 0 | 0 | 0 | [11 empty] | MidAmerican Energy Co | 100 | Berkshire Hathaway Inc | 100
Intrepid | 56251_G_INWF2 | 56251 | G | INWF2 |  | Onshore Wind |  | MIS_MIDA | Iowa | 19 | Buena Vista | 21 | 19021 | 15 | 0 | 2005 | 9999 |  |  | N | Wind | [13 empty] | 0 | 0 | 0 | 0 | [11 empty] | MidAmerican Energy Co | 100 | Berkshire Hathaway Inc | 100
Century | 56252_G_CWF | 56252 | G | CWF |  | Onshore Wind |  | MIS_MIDA | Iowa | 19 | Hamilton | 79 | 19079 | 150 | 0 | 2005 | 9999 |  |  | N | Wind | [13 empty] | 0 | 0 | 0 | 0 | [11 empty] | MidAmerican Energy Co | 100 | Berkshire Hathaway Inc | 100
Century | 56252_G_CWF2 | 56252 | G | CWF2 |  | Onshore Wind |  | MIS_MIDA | Iowa | 19 | Hamilton | 79 | 19079 | 35 | 0 | 2007 | 9999 |  |  | N | Wind | [13 empty] | 0 | 0 | 0 | 0 | [11 empty] | MidAmerican Energy Co | 100 | Berkshire Hathaway Inc | 100
Century | 56252_G_CWF3 | 56252 | G | CWF3 |  | Onshore Wind |  | MIS_MIDA | Iowa | 19 | Hamilton | 79 | 19079 | 15 | 0 | 2007 | 9999 |  |  | N | Wind | [13 empty] | 0 | 0 | 0 | 0 | [11 empty] | MidAmerican Energy Co | 100 | Berkshire Hathaway Inc | 100
Millcreek Power Generation | 56253_G_MC1 | 56253 | G | MC1 | 89566 | Combustion Turbine |  | WECC_UT | Utah | 49 | Washington | 53 | 49053 | 36.8 | 10745 | 2006 | 9999 |  |  | N | Natural Gas |  |  |  | DLNB | [8 empty] | 0.85 | 0.11223 | 0.11223 | 0.11223 | 0.11223 | [11 empty] | St George Dept Water & Power | 100 | St George Dept Water & Power | 100
Millcreek Power Generation | 56253_G_MC2 | 56253 | G | MC2 | 90575 | Combustion Turbine |  | WECC_UT | Utah | 49 | Washington | 53 | 49053 | 36.8 | 10745 | 2010 | 9999 |  |  | N | Natural Gas |  |  |  | DLNB | SCR | [8 empty] | 0.00756 | 0.00756 | 0.00756 | 0.00756 | [11 empty] | St George Dept Water & Power | 100 | St George Dept Water & Power | 100
Hopkins Ridge Wind | 56255_G_1 | 56255 | G | 1 |  | Onshore Wind |  | WECC_PNW | Washington | 53 | Columbia | 13 | 53013 | 149.4 | 0 | 2005 | 9999 |  |  | N | Wind | [13 empty] | 0 | 0 | 0 | 0 | [11 empty] | Puget Sound Energy Inc | 100 | Puget Energy Inc | 100
Hopkins Ridge Wind | 56255_G_2 | 56255 | G | 2 |  | Onshore Wind |  | WECC_PNW | Washington | 53 | Columbia | 13 | 53013 | 7.2 | 0 | 2008 | 9999 |  |  | N | Wind | [13 empty] | 0 | 0 | 0 | 0 | [11 empty] | Puget Sound Energy Inc | 100 | Puget Energy Inc | 100
Empire Generating Co LLC | 56259_G_CT11 | 56259 | G | CT11 | 89574 | Combined Cycle |  | NY_Z_F | New York | 36 | Rensselaer | 83 | 36083 | 155 | 7315 | 2010 | 9999 |  |  | Y | Natural Gas, Distillate Fuel Oil |  |  |  | DLNB + H2O | SCR | [8 empty] | 0.008724 | 0.008724 | 0.008724 | 0.008724 | [11 empty] | Empire Generating Co LLC | 100 | Black Capital Diamond Partners | 100
Empire Generating Co LLC | 56259_G_CT12 | 56259 | G | CT12 | 89575 | Combined Cycle |  | NY_Z_F | New York | 36 | Rensselaer | 83 | 36083 | 155 | 7315 | 2010 | 9999 |  |  | Y | Natural Gas, Distillate Fuel Oil |  |  |  | DLNB + H2O | SCR | [8 empty] | 0.008724 | 0.008724 | 0.008724 | 0.008724 | [11 empty] | Empire Generating Co LLC | 100 | Black Capital Diamond Partners | 100
Empire Generating Co LLC | 56259_G_ST13 | 56259 | G | ST13 | 89574 | Combined Cycle |  | NY_Z_F | New York | 36 | Rensselaer | 83 | 36083 | 270 | 7315 | 2010 | 9999 |  |  | Y | Natural Gas, Distillate Fuel Oil |  |  |  | LNB + NH3 | SCR | [8 empty] | 0.008724 | 0.008724 | 0.008724 | 0.008724 | [11 empty] | Empire Generating Co LLC | 100 | Black Capital Diamond Partners | 100
High Point, Pump Station Rd | 56260_G_Unit1 | 56260 | G | Unit1 |  | Combustion Turbine | IC Engine | S_VACA | North Carolina | 37 | Guilford | 81 | 37081 | 1.8 | 22848 | 2005 | 9999 |  |  | N | Distillate Fuel Oil | [12 empty] | 2.3 | 1.6498 | 1.6498 | 1.6498 | 1.6498 | [11 empty] | North Carolina Municipal Power Agency No 1 | 100 | North Carolina Municipal Power Agency No 1 | 100
High Point, Pump Station Rd | 56260_G_Unit2 | 56260 | G | Unit2 |  | Combustion Turbine | IC Engine | S_VACA | North Carolina | 37 | Guilford | 81 | 37081 | 1.8 | 23162 | 2005 | 9999 |  |  | N | Distillate Fuel Oil | [12 empty] | 2.3 | 1.6498 | 1.6498 | 1.6498 | 1.6498 | [11 empty] | North Carolina Municipal Power Agency No 1 | 100 | North Carolina Municipal Power Agency No 1 | 100
Lexington | 56261_G_Unit1 | 56261 | G | Unit1 |  | Combustion Turbine | IC Engine | S_VACA | North Carolina | 37 | Davidson | 57 | 37057 | 1.8 | 12283 | 2005 | 9999 |  |  | N | Distillate Fuel Oil | [12 empty] | 2.3 | 1.6498 | 1.6498 | 1.6498 | 1.6498 | [11 empty] | North Carolina Municipal Power Agency No 1 | 100 | North Carolina Municipal Power Agency No 1 | 100
Lexington | 56261_G_Unit2 | 56261 | G | Unit2 |  | Combustion Turbine | IC Engine | S_VACA | North Carolina | 37 | Davidson | 57 | 37057 | 1.8 | 12283 | 2005 | 9999 |  |  | N | Distillate Fuel Oil | [12 empty] | 2.3 | 1.6498 | 1.6498 | 1.6498 | 1.6498 | [11 empty] | North Carolina Municipal Power Agency No 1 | 100 | North Carolina Municipal Power Agency No 1 | 100
Gastonia, Tulip Drive | 56262_G_DG3 | 56262 | G | DG3 |  | Combustion Turbine | IC Engine | S_VACA | North Carolina | 37 | Gaston | 71 | 37071 | 1.8 | 25000 | 2005 | 9999 |  |  | N | Distillate Fuel Oil | [13 empty] | 1.6498 | 1.6498 | 1.6498 | 1.6498 | [11 empty] | North Carolina Municipal Power Agency No 1 | 100 | North Carolina Municipal Power Agency No 1 | 100
Gastonia, Tulip Drive | 56262_G_Unit1 | 56262 | G | Unit1 |  | Combustion Turbine | IC Engine | S_VACA | North Carolina | 37 | Gaston | 71 | 37071 | 1.8 | 25000 | 2005 | 9999 |  |  | N | Distillate Fuel Oil | [12 empty] | 2.3 | 1.6498 | 1.6498 | 1.6498 | 1.6498 | [11 empty] | North Carolina Municipal Power Agency No 1 | 100 | North Carolina Municipal Power Agency No 1 | 100
Gastonia, Tulip Drive | 56262_G_Unit2 | 56262 | G | Unit2 |  | Combustion Turbine | IC Engine | S_VACA | North Carolina | 37 | Gaston | 71 | 37071 | 1.8 | 25000 | 2005 | 9999 |  |  | N | Distillate Fuel Oil | [12 empty] | 2.3 | 1.6498 | 1.6498 | 1.6498 | 1.6498 | [11 empty] | North Carolina Municipal Power Agency No 1 | 100 | North Carolina Municipal Power Agency No 1 | 100
Albemarle Prime Power Park | 56263_G_Unit1 | 56263 | G | Unit1 |  | Combustion Turbine | IC Engine | S_VACA | North Carolina | 37 | Stanly | 167 | 37167 | 1.8 | 18102 | 2006 | 9999 |  |  | N | Distillate Fuel Oil | [12 empty] | 2.3 | 1.6498 | 1.6498 | 1.6498 | 1.6498 | [11 empty] | North Carolina Municipal Power Agency No 1 | 100 | North Carolina Municipal Power Agency No 1 | 100
Albemarle Prime Power Park | 56263_G_Unit2 | 56263 | G | Unit2 |  | Combustion Turbine | IC Engine | S_VACA | North Carolina | 37 | Stanly | 167 | 37167 | 1.8 | 18232 | 2006 | 9999 |  |  | N | Distillate Fuel Oil | [12 empty] | 2.3 | 1.6498 | 1.6498 | 1.6498 | 1.6498 | [11 empty] | North Carolina Municipal Power Agency No 1 | 100 | North Carolina Municipal Power Agency No 1 | 100
IBM West | 56269_G_1 | 56269 | G | 1 |  | Combustion Turbine | IC Engine | MIS_MNWI | Minnesota | 27 | Olmsted | 109 | 27109 | 1.8 | 10881 | 2005 | 9999 |  |  | N | Distillate Fuel Oil | [13 empty] | 1.6498 | 1.6498 | 1.6498 | 1.6498 | [11 empty] | Rochester Dept Public Utilities | 100 | Rochester Dept Public Utilities | 100
IBM West | 56269_G_2 | 56269 | G | 2 |  | Combustion Turbine | IC Engine | MIS_MNWI | Minnesota | 27 | Olmsted | 109 | 27109 | 1.8 | 11189 | 2005 | 9999 |  |  | N | Distillate Fuel Oil | [13 empty] | 1.6498 | 1.6498 | 1.6498 | 1.6498 | [11 empty] | Rochester Dept Public Utilities | 100 | Rochester Dept Public Utilities | 100
Callahan Divide Wind Energy Center | 56270_G_1 | 56270 | G | 1 |  | Onshore Wind |  | ERC_WEST | Texas | 48 | Taylor | 441 | 48441 | 114 | 0 | 2005 | 9999 |  |  | N | Wind | [13 empty] | 0 | 0 | 0 | 0 | [11 empty] | Callahan Wind Divide LLC | 100 | NextEra Energy Inc | 100
Diablo Winds LLC | 56271_G_VEST | 56271 | G | VEST |  | Onshore Wind |  | WEC_CALN | California | 6 | Alameda | 1 | 06001 | 18 | 0 | 2004 | 9999 |  |  | N | Wind | [13 empty] | 0 | 0 | 0 | 0 | [11 empty] | Diablo Wind LLC | 100 | Quinbrook Infrastructure Partners | 100
Weatherford Wind Energy Center | 56273_G_1 | 56273 | G | 1 |  | Onshore Wind |  | SPP_WEST | Oklahoma | 40 | Custer | 39 | 40039 | 106.5 | 0 | 2005 | 9999 |  |  | N | Wind | [13 empty] | 0 | 0 | 0 | 0 | [11 empty] | Weatherford Wind LLC | 100 | NextEra Energy Inc | 100
Weatherford Wind Energy Center | 56273_G_2 | 56273 | G | 2 |  | Onshore Wind |  | SPP_WEST | Oklahoma | 40 | Custer | 39 | 40039 | 40.5 | 0 | 2005 | 9999 |  |  | N | Wind | [13 empty] | 0 | 0 | 0 | 0 | [11 empty] | FPL Energy Cowboy Wind LLC | 100 | NextEra Energy Inc | 100
Valley Queen Cheese | 56274_G_1 | 56274 | G | 1 |  | Combustion Turbine | IC Engine | MIS_MAPP | South Dakota | 46 | Grant | 51 | 46051 | 0.5 | 11324 | 2002 | 9999 |  |  | N | Distillate Fuel Oil | [12 empty] | 3 | 1.6498 | 1.6498 | 1.6498 | 1.6498 | [11 empty] | Valley Queen Cheese | 100 | Valley Queen Cheese Factory Inc | 100
Valley Queen Cheese | 56274_G_2 | 56274 | G | 2 |  | Combustion Turbine | IC Engine | MIS_MAPP | South Dakota | 46 | Grant | 51 | 46051 | 0.5 | 11276 | 2002 | 9999 |  |  | N | Distillate Fuel Oil | [12 empty] | 3 | 1.6498 | 1.6498 | 1.6498 | 1.6498 | [11 empty] | Valley Queen Cheese | 100 | Valley Queen Cheese Factory Inc | 100
Valley Queen Cheese | 56274_G_3 | 56274 | G | 3 |  | Combustion Turbine | IC Engine | MIS_MAPP | South Dakota | 46 | Grant | 51 | 46051 | 0.5 | 11276 | 2004 | 9999 |  |  | N | Distillate Fuel Oil | [12 empty] | 3 | 1.6498 | 1.6498 | 1.6498 | 1.6498 | [11 empty] | Valley Queen Cheese | 100 | Valley Queen Cheese Factory Inc | 100
Helzel & Schwarzhoff 86 | 56275_G_WGNS | 56275 | G | WGNS |  | Onshore Wind |  | WECC_SCE | California | 6 | Kern | 29 | 06029 | 2.4 | 0 | 1986 | 9999 |  |  | N | Wind | [13 empty] | 0 | 0 | 0 | 0 | [11 empty] | AES Wind Generation Inc | 100 | AES Corp (The) | 100
ZCO | 56276_G_WGNS | 56276 | G | WGNS |  | Onshore Wind |  | WECC_SCE | California | 6 | Kern | 29 | 06029 | 1.6 | 0 | 1985 | 9999 |  |  | N | Wind | [13 empty] | 0 | 0 | 0 | 0 | [11 empty] | AES Wind Generation Inc | 100 | AES Corp (The) | 100
Bavarian LFGTE | 56277_G_1 | 56277 | G | 1 |  | Landfill Gas |  | PJM_West | Kentucky | 21 | Boone | 15 | 21015 | 0.8 | 13500 | 2003 | 9999 |  |  | N | Landfill Gas | [13 empty] | 0.22117 | 0.22117 | 0.22117 | 0.22117 | [11 empty] | East Kentucky Power Coop | 50 | East Kentucky Power Coop | 50
Bavarian LFGTE | 56277_G_2 | 56277 | G | 2 |  | Landfill Gas |  | PJM_West | Kentucky | 21 | Boone | 15 | 21015 | 0.8 | 13500 | 2003 | 9999 |  |  | N | Landfill Gas | [13 empty] | 0.22117 | 0.22117 | 0.22117 | 0.22117 | [11 empty] | East Kentucky Power Coop | 50 | East Kentucky Power Coop | 50
Bavarian LFGTE | 56277_G_3 | 56277 | G | 3 |  | Landfill Gas |  | PJM_West | Kentucky | 21 | Boone | 15 | 21015 | 0.8 | 13500 | 2003 | 9999 |  |  | N | Landfill Gas | [13 empty] | 0.22117 | 0.22117 | 0.22117 | 0.22117 | [11 empty] | East Kentucky Power Coop | 50 | East Kentucky Power Coop | 50
Bavarian LFGTE | 56277_G_4 | 56277 | G | 4 |  | Landfill Gas |  | PJM_West | Kentucky | 21 | Boone | 15 | 21015 | 0.8 | 13500 | 2003 | 9999 |  |  | N | Landfill Gas | [13 empty] | 0.22117 | 0.22117 | 0.22117 | 0.22117 | [11 empty] | East Kentucky Power Coop | 50 | East Kentucky Power Coop | 50
Bavarian LFGTE | 56277_G_5 | 56277 | G | 5 |  | Landfill Gas |  | PJM_West | Kentucky | 21 | Boone | 15 | 21015 | 1.5 | 13500 | 2016 | 9999 |  |  | N | Landfill Gas | [13 empty] | 0.22117 | 0.22117 | 0.22117 | 0.22117 | [11 empty] | East Kentucky Power Coop | 50 | East Kentucky Power Coop | 50
Green Valley LFGTE | 56278_G_1 | 56278 | G | 1 |  | Landfill Gas |  | PJM_West | Kentucky | 21 | Greenup | 89 | 21089 | 0.8 | 13500 | 2003 | 9999 |  |  | N | Landfill Gas | [13 empty] | 0.22117 | 0.22117 | 0.22117 | 0.22117 | [11 empty] | East Kentucky Power Coop | 100 | East Kentucky Power Coop | 100
Green Valley LFGTE | 56278_G_2 | 56278 | G | 2 |  | Landfill Gas |  | PJM_West | Kentucky | 21 | Greenup | 89 | 21089 | 0.8 | 13500 | 2003 | 9999 |  |  | N | Landfill Gas | [13 empty] | 0.22117 | 0.22117 | 0.22117 | 0.22117 | [11 empty] | East Kentucky Power Coop | 100 | East Kentucky Power Coop | 100
Green Valley LFGTE | 56278_G_3 | 56278 | G | 3 |  | Landfill Gas |  | PJM_West | Kentucky | 21 | Greenup | 89 | 21089 | 0.8 | 13500 | 2003 | 9999 |  |  | N | Landfill Gas | [13 empty] | 0.22117 | 0.22117 | 0.22117 | 0.22117 | [11 empty] | East Kentucky Power Coop | 100 | East Kentucky Power Coop | 100
Laurel Ridge LFGTE | 56279_G_1 | 56279 | G | 1 |  | Landfill Gas |  | PJM_West | Kentucky | 21 | Laurel | 125 | 21125 | 0.8 | 13500 | 2003 | 9999 |  |  | N | Landfill Gas | [13 empty] | 0.22117 | 0.22117 | 0.22117 | 0.22117 | [11 empty] | East Kentucky Power Coop | 100 | East Kentucky Power Coop | 100
Laurel Ridge LFGTE | 56279_G_2 | 56279 | G | 2 |  | Landfill Gas |  | PJM_West | Kentucky | 21 | Laurel | 125 | 21125 | 0.8 | 13500 | 2003 | 9999 |  |  | N | Landfill Gas | [13 empty] | 0.22117 | 0.22117 | 0.22117 | 0.22117 | [11 empty] | East Kentucky Power Coop | 100 | East Kentucky Power Coop | 100
Laurel Ridge LFGTE | 56279_G_3 | 56279 | G | 3 |  | Landfill Gas |  | PJM_West | Kentucky | 21 | Laurel | 125 | 21125 | 0.8 | 13500 | 2003 | 9999 |  |  | N | Landfill Gas | [13 empty] | 0.22117 | 0.22117 | 0.22117 | 0.22117 | [11 empty] | East Kentucky Power Coop | 100 | East Kentucky Power Coop | 100
Laurel Ridge LFGTE | 56279_G_4 | 56279 | G | 4 |  | Landfill Gas |  | PJM_West | Kentucky | 21 | Laurel | 125 | 21125 | 0.8 | 13500 | 2003 | 9999 |  |  | N | Landfill Gas | [13 empty] | 0.22117 | 0.22117 | 0.22117 | 0.22117 | [11 empty] | East Kentucky Power Coop | 100 | East Kentucky Power Coop | 100
Laurel Ridge LFGTE | 56279_G_5 | 56279 | G | 5 |  | Landfill Gas |  | PJM_West | Kentucky | 21 | Laurel | 125 | 21125 | 0.8 | 13500 | 2006 | 9999 |  |  | N | Landfill Gas | [13 empty] | 0.22117 | 0.22117 | 0.22117 | 0.22117 | [11 empty] | East Kentucky Power Coop | 100 | East Kentucky Power Coop | 100
Hardin County LFGTE | 56280_G_1 | 56280 | G | 1 |  | Landfill Gas |  | PJM_West | Kentucky | 21 | Hardin | 93 | 21093 | 0.8 | 13500 | 2006 | 9999 |  |  | N | Landfill Gas | [13 empty] | 0.22117 | 0.22117 | 0.22117 | 0.22117 | [11 empty] | East Kentucky Power Coop | 100 | East Kentucky Power Coop | 100
Hardin County LFGTE | 56280_G_2 | 56280 | G | 2 |  | Landfill Gas |  | PJM_West | Kentucky | 21 | Hardin | 93 | 21093 | 0.8 | 13500 | 2006 | 9999 |  |  | N | Landfill Gas | [13 empty] | 0.22117 | 0.22117 | 0.22117 | 0.22117 | [11 empty] | East Kentucky Power Coop | 100 | East Kentucky Power Coop | 100
Hardin County LFGTE | 56280_G_3 | 56280 | G | 3 |  | Landfill Gas |  | PJM_West | Kentucky | 21 | Hardin | 93 | 21093 | 0.8 | 13500 | 2006 | 9999 |  |  | N | Landfill Gas | [13 empty] | 0.22117 | 0.22117 | 0.22117 | 0.22117 | [11 empty] | East Kentucky Power Coop | 100 | East Kentucky Power Coop | 100
Hargis-Hebert Electric Generating | 56283_G_U-1 | 56283 | G | U-1 | 89602 | Combustion Turbine |  | MIS_LA | Louisiana | 22 | Lafayette | 55 | 22055 | 47 | 16025 | 2006 | 9999 |  |  | N | Natural Gas |  |  |  | H2O | [8 empty] | 5.261 | 0.09191 | 0.09191 | 0.09191 | 0.09191 | [11 empty] | Lafayette Utilities System | 100 | Lafayette Utilities System | 100
Hargis-Hebert Electric Generating | 56283_G_U-2 | 56283 | G | U-2 | 89603 | Combustion Turbine |  | MIS_LA | Louisiana | 22 | Lafayette | 55 | 22055 | 47 | 16025 | 2006 | 9999 |  |  | N | Natural Gas |  |  |  | H2O | [8 empty] | 5.261 | 0.09172 | 0.09172 | 0.09172 | 0.09172 | [11 empty] | Lafayette Utilities System | 100 | Lafayette Utilities System | 100
Salem Water Plant | 56288_G_1 | 56288 | G | 1 |  | Combustion Turbine | IC Engine | PJM_West | Virginia | 51 | Salem City | 775 | 51775 | 2 | 13469 | 2003 | 9999 |  |  | N | Distillate Fuel Oil | [12 empty] | 2.64 | 3.4675 | 3.4675 | 3.4675 | 3.4675 | [11 empty] | Salem VA (City of) | 100 | Salem VA (City of) | 100
Salem Street Dept | 56289_G_1 | 56289 | G | 1 |  | Combustion Turbine | IC Engine | PJM_West | Virginia | 51 | Salem City | 775 | 51775 | 2 | 13469 | 2005 | 9999 |  |  | N | Distillate Fuel Oil | [13 empty] | 1.6498 | 1.6498 | 1.6498 | 1.6498 | [11 empty] | Salem VA (City of) | 100 | Salem VA (City of) | 100
Maple Ridge Wind Farm | 56290_G_1 | 56290 | G | 1 |  | Onshore Wind |  | NY_Z_C&E | New York | 36 | Lewis | 49 | 36049 | 137 | 0 | 2005 | 9999 |  |  | N | Wind | [13 empty] | 0 | 0 | 0 | 0 | [11 empty] | Flat Rock Windpower LLC | 100 | Energias de Portugal SA | 100
Maple Ridge Wind Farm | 56290_G_1A | 56290 | G | 1A |  | Onshore Wind |  | NY_Z_C&E | New York | 36 | Lewis | 49 | 36049 | 61 | 0 | 2006 | 9999 |  |  | N | Wind | [13 empty] | 0 | 0 | 0 | 0 | [11 empty] | Flat Rock Windpower LLC | 100 | Energias de Portugal SA | 100
Maple Ridge Wind Farm | 56290_G_2 | 56290 | G | 2 |  | Onshore Wind |  | NY_Z_C&E | New York | 36 | Lewis | 49 | 36049 | 33 | 0 | 2006 | 9999 |  |  | N | Wind | [13 empty] | 0 | 0 | 0 | 0 | [11 empty] | Flat Rock Windpower LLC | 100 | Energias de Portugal SA | 100
Maple Ridge Wind Farm | 56290_G_3 | 56290 | G | 3 |  | Onshore Wind |  | NY_Z_C&E | New York | 36 | Lewis | 49 | 36049 | 91 | 0 | 2006 | 9999 |  |  | N | Wind | [13 empty] | 0 | 0 | 0 | 0 | [11 empty] | Flat Rock Windpower II LLC | 100 | Energias de Portugal SA | 100
Horse Hollow Wind Energy Center | 56291_G_1 | 56291 | G | 1 |  | Onshore Wind |  | ERC_WEST | Texas | 48 | Taylor | 441 | 48441 | 213 | 0 | 2005 | 9999 |  |  | N | Wind | [13 empty] | 0 | 0 | 0 | 0 | [11 empty] | Horse Hollow Wind LLC | 100 | NextEra Energy Inc | 100
Horse Hollow Wind Energy Center | 56291_G_2 | 56291 | G | 2 |  | Onshore Wind |  | ERC_WEST | Texas | 48 | Taylor | 441 | 48441 | 223.5 | 0 | 2006 | 9999 |  |  | N | Wind | [13 empty] | 0 | 0 | 0 | 0 | [11 empty] | Horse Hollow Wind II LLC | 61.5 | NextEra Energy Inc | 100
Horse Hollow Wind Energy Center | 56291_G_3 | 56291 | G | 3 |  | Onshore Wind |  | ERC_WEST | Texas | 48 | Taylor | 441 | 48441 | 299 | 0 | 2006 | 9999 |  |  | N | Wind | [13 empty] | 0 | 0 | 0 | 0 | [11 empty] | Horse Hollow Wind III LLC | 100 | NextEra Energy Inc | 100
Hamlet Generating Facility | 56292_G_ES1 | 56292 | G | ES1 | 89611 | Combustion Turbine |  | S_VACA | North Carolina | 37 | Richmond | 153 | 37153 | 56.5 | 11012 | 2007 | 9999 |  |  | N | Natural Gas, Distillate Fuel Oil |  |  |  | H2O | [8 empty] | 0.06 | 0.08688 | 0.08688 | 0.08688 | 0.08688 | [11 empty] | North Carolina Electric Membership Corp | 100 | North Carolina Electric Membership Corp | 100
Hamlet Generating Facility | 56292_G_ES2 | 56292 | G | ES2 | 89613 | Combustion Turbine |  | S_VACA | North Carolina | 37 | Richmond | 153 | 37153 | 56.5 | 11012 | 2007 | 9999 |  |  | N | Natural Gas, Distillate Fuel Oil |  |  |  | H2O | [8 empty] | 0.06 | 0.09311 | 0.09311 | 0.09311 | 0.09311 | [11 empty] | North Carolina Electric Membership Corp | 100 | North Carolina Electric Membership Corp | 100
Hamlet Generating Facility | 56292_G_ES3 | 56292 | G | ES3 | 89615 | Combustion Turbine |  | S_VACA | North Carolina | 37 | Richmond | 153 | 37153 | 56.5 | 11012 | 2007 | 9999 |  |  | N | Natural Gas, Distillate Fuel Oil |  |  |  | H2O | [8 empty] | 0.06 | 0.09331 | 0.09331 | 0.09331 | 0.09331 | [11 empty] | North Carolina Electric Membership Corp | 100 | North Carolina Electric Membership Corp | 100
Hamlet Generating Facility | 56292_G_ES4 | 56292 | G | ES4 | 89617 | Combustion Turbine |  | S_VACA | North Carolina | 37 | Richmond | 153 | 37153 | 56.5 | 11012 | 2007 | 9999 |  |  | N | Natural Gas, Distillate Fuel Oil |  |  |  | H2O | [8 empty] | 0.06 | 0.08659 | 0.08659 | 0.08659 | 0.08659 | [11 empty] | North Carolina Electric Membership Corp | 100 | North Carolina Electric Membership Corp | 100
Hamlet Generating Facility | 56292_G_ES5 | 56292 | G | ES5 | 89619 | Combustion Turbine |  | S_VACA | North Carolina | 37 | Richmond | 153 | 37153 | 56.5 | 11012 | 2007 | 9999 |  |  | N | Natural Gas, Distillate Fuel Oil |  |  |  | H2O | [8 empty] | 0.06 | 0.08784 | 0.08784 | 0.08784 | 0.08784 | [11 empty] | North Carolina Electric Membership Corp | 100 | North Carolina Electric Membership Corp | 100
Hamlet Generating Facility | 56292_G_ES6 | 56292 | G | ES6 | 90839 | Combustion Turbine |  | S_VACA | North Carolina | 37 | Richmond | 153 | 37153 | 56.5 | 11012 | 2013 | 9999 |  |  | N | Natural Gas, Distillate Fuel Oil |  |  |  | H2O | [8 empty] | 0.06 | 0.09312 | 0.09312 | 0.09312 | 0.09312 | [11 empty] | North Carolina Electric Membership Corp | 100 | North Carolina Electric Membership Corp | 100
Caprock Wind Farm | 56293_G_1 | 56293 | G | 1 |  | Onshore Wind |  | SPP_SPS | New Mexico | 35 | Quay | 37 | 35037 | 60 | 0 | 2004 | 9999 |  |  | N | Wind | [13 empty] | 0 | 0 | 0 | 0 | [11 empty] | Leeward Renewable Energy LLC | 100 | Ontario Municipal Employees Retirement System | 100
Caprock Wind Farm | 56293_G_2 | 56293 | G | 2 |  | Onshore Wind |  | SPP_SPS | New Mexico | 35 | Quay | 37 | 35037 | 20 | 0 | 2005 | 9999 |  |  | N | Wind | [13 empty] | 0 | 0 | 0 | 0 | [11 empty] | Caprock Wind LP | 100 | Cielo Wind Power | 100
Kumeyaay Wind | 56295_G_1 | 56295 | G | 1 |  | Onshore Wind |  | WEC_SDGE | California | 6 | San Diego | 73 | 06073 | 50 | 0 | 2005 | 9999 |  |  | N | Wind | [13 empty] | 0 | 0 | 0 | 0 | [11 empty] | Kumeyaay Wind LLC | 100 | ArcLight Capital Partners LLC | 100
Trimont Area Wind Farm | 56296_G_1 | 56296 | G | 1 |  | Onshore Wind |  | MIS_MNWI | Minnesota | 27 | Martin | 91 | 27091 | 100.5 | 0 | 2005 | 9999 |  |  | N | Wind | [13 empty] | 0 | 0 | 0 | 0 | [11 empty] | Trimont Wind I LLC | 100 | Iberdrola SA | 100
Crescent Ridge | 56297_G_1 | 56297 | G | 1 |  | Onshore Wind |  | MIS_IL | Illinois | 17 | Bureau | 11 | 17011 | 53 | 0 | 2005 | 9999 |  |  | N | Wind | [13 empty] | 0 | 0 | 0 | 0 | [11 empty] | Crescent Ridge LLC | 100 | ArcLight Capital Partners LLC | 100
Roseville Energy Park | 56298_G_0001 | 56298 | G | 0001 | 89721 | Combined Cycle |  | WEC_BANC | California | 6 | Placer | 61 | 06061 | 38 | 8053 | 2007 | 9999 |  |  | N | Natural Gas |  |  |  | DLNB | SCR | [8 empty] | 0.0064358 | 0.0064358 | 0.0064358 | 0.0064358 | [11 empty] | Roseville Electric | 100 | Roseville Electric | 100
Roseville Energy Park | 56298_G_0002 | 56298 | G | 0002 | 89722 | Combined Cycle |  | WEC_BANC | California | 6 | Placer | 61 | 06061 | 38 | 8053 | 2007 | 9999 |  |  | N | Natural Gas |  |  |  | DLNB | SCR | [8 empty] | 0.0064358 | 0.0064358 | 0.0064358 | 0.0064358 | [11 empty] | Roseville Electric | 100 | Roseville Electric | 100
Roseville Energy Park | 56298_G_0003 | 56298 | G | 0003 | 89722 | Combined Cycle |  | WEC_BANC | California | 6 | Placer | 61 | 06061 | 75 | 8053 | 2007 | 9999 |  |  | N | Natural Gas |  |  |  | DLNB | SCR | [8 empty] | 0.0064358 | 0.0064358 | 0.0064358 | 0.0064358 | [11 empty] | Roseville Electric | 100 | Roseville Electric | 100
Wind Park Bear Creek | 56299_G_1 | 56299 | G | 1 |  | Onshore Wind |  | PJM_WMAC | Pennsylvania | 42 | Luzerne | 79 | 42079 | 24 | 0 | 2006 | 9999 |  |  | N | Wind | [13 empty] | 0 | 0 | 0 | 0 | [11 empty] | Wind Park Bear Creek LLC | 100 | JPMorgan Chase & Co | 100
Jersey-Atlantic Wind Farm | 56300_G_1 | 56300 | G | 1 |  | Onshore Wind |  | PJM_EMAC | New Jersey | 34 | Atlantic | 1 | 34001 | 7.5 | 0 | 2006 | 9999 |  |  | N | Wind | [13 empty] | 0 | 0 | 0 | 0 | [11 empty] | Jersey Atlantic Wind LLC | 100 | ArcLight Capital Partners LLC | 100
Wolverine Creek | 56301_G_1 | 56301 | G | 1 |  | Onshore Wind |  | WECC_ID | Idaho | 16 | Bonneville | 19 | 16019 | 64.5 | 0 | 2006 | 9999 |  |  | N | Wind | [13 empty] | 0 | 0 | 0 | 0 | [11 empty] | Wolverine Creek Energy LLC | 100 | Invenergy LLC | 100
Oasis Wind | 56302_G_1 | 56302 | G | 1 |  | Onshore Wind |  | WECC_SCE | California | 6 | Kern | 29 | 06029 | 59 | 0 | 2004 | 9999 |  |  | N | Wind | [13 empty] | 0 | 0 | 0 | 0 | [11 empty] | Eurus Energy America Corp | 50 | Energy Capital Partners | 50
Elk River Wind | 56303_G_1 | 56303 | G | 1 |  | Onshore Wind |  | SPP_N | Kansas | 20 | Butler | 15 | 20015 | 150 | 0 | 2005 | 9999 |  |  | N | Wind | [13 empty] | 0 | 0 | 0 | 0 | [11 empty] | Elk River Windfarm LLC | 100 | Iberdrola SA | 100
San Juan Mesa Wind Project LLC | 56304_G_1 | 56304 | G | 1 |  | Onshore Wind |  | SPP_SPS | New Mexico | 35 | Roosevelt | 41 | 35041 | 120 | 0 | 2005 | 9999 |  |  | N | Wind | [13 empty] | 0 | 0 | 0 | 0 | [11 empty] | San Juan Mesa Wind Project LLC | 75 | Global Infrastructure Partners | 75
Adams Wind Farm | 56307_G_1 | 56307 | G | 1 |  | Onshore Wind |  | MIS_IA | Minnesota | 27 | Mower | 99 | 27099 | 14 | 0 | 2003 | 9999 |  |  | N | Wind | [13 empty] | 0 | 0 | 0 | 0 | [11 empty] | Garwin McNeilus Wind Energy Co | 100 | Garwin McNeilus Wind Energy Co | 100
Adams Wind Farm | 56307_G_2 | 56307 | G | 2 |  | Onshore Wind |  | MIS_IA | Minnesota | 27 | Mower | 99 | 27099 | 10 | 0 | 2004 | 9999 |  |  | N | Wind | [13 empty] | 0 | 0 | 0 | 0 | [11 empty] | Rose Creek Wind LLC | 60 | Rose Creek Wind LLC | 60
Fossil Gulch | 56308_G_1 | 56308 | G | 1 |  | Onshore Wind |  | WECC_ID | Idaho | 16 | Gooding | 47 | 16047 | 10.5 | 0 | 2005 | 9999 |  |  | N | Wind | [13 empty] | 0 | 0 | 0 | 0 | [11 empty] | Colorado & Sante Fe Energy Co | 100 | Colorado & Sante Fe Energy Co | 100
Trigen St. Louis | 56309_G_CT-1 | 56309 | G | CT-1 |  | Combined Cycle |  | MIS_MO | Missouri | 29 | St Louis | 189 | 29189 | 5 | 5500 | 1999 | 9999 |  |  | Y | Natural Gas | [13 empty] | 0.024573 | 0.024573 | 0.024573 | 0.024573 | [11 empty] | Ashley Energy LLC | 100 | Ashley Energy LLC | 100
Trigen St. Louis | 56309_G_CT-2 | 56309 | G | CT-2 |  | Combined Cycle |  | MIS_MO | Missouri | 29 | St Louis | 189 | 29189 | 5 | 5500 | 1999 | 9999 |  |  | Y | Natural Gas | [13 empty] | 0.024573 | 0.024573 | 0.024573 | 0.024573 | [11 empty] | Ashley Energy LLC | 100 | Ashley Energy LLC | 100
Trigen St. Louis | 56309_G_IC-1 | 56309 | G | IC-1 |  | Combustion Turbine | IC Engine | MIS_MO | Missouri | 29 | St Louis | 189 | 29189 | 1 | 23143 | 1999 | 9999 |  |  | N | Distillate Fuel Oil | [13 empty] | 1.6498 | 1.6498 | 1.6498 | 1.6498 | [11 empty] | Ashley Energy LLC | 100 | Ashley Energy LLC | 100
Trigen St. Louis | 56309_G_ST-3 | 56309 | G | ST-3 |  | Combined Cycle |  | MIS_MO | Missouri | 29 | St Louis | 189 | 29189 | 18 | 5500 | 2000 | 9999 |  |  | Y | Natural Gas | [12 empty] | 5.26 | 0.024573 | 0.024573 | 0.024573 | 0.024573 | [11 empty] | Ashley Energy LLC | 100 | Ashley Energy LLC | 100
Sweetwater Wind 3 LLC | 56311_G_SW3 | 56311 | G | SW3 |  | Onshore Wind |  | ERC_WEST | Texas | 48 | Nolan | 353 | 48353 | 135 | 0 | 2005 | 9999 |  |  | N | Wind | [13 empty] | 0 | 0 | 0 | 0 | [11 empty] | Sweetwater Wind 3 LLC | 100 | Northwestern Mutual Life Ins Co (The) | 100
Coleman Falls | 56313_G_CGH2 | 56313 | G | CGH2 |  | Hydro |  | PJM_West | Virginia | 51 | Bedford | 19 | 51019 | 0.5 | 0 | 1983 | 9999 |  |  | N | Hydro | [13 empty] | 0 | 0 | 0 | 0 | [11 empty] | Coleman Falls Co | 100 | Coleman Falls Co | 100
Coleman Falls | 56313_G_CGH3 | 56313 | G | CGH3 |  | Hydro |  | PJM_West | Virginia | 51 | Bedford | 19 | 51019 | 0.5 | 0 | 1983 | 9999 |  |  | N | Hydro | [13 empty] | 0 | 0 | 0 | 0 | [11 empty] | Coleman Falls Co | 100 | Coleman Falls Co | 100
Coleman Falls | 56313_G_CHG1 | 56313 | G | CHG1 |  | Hydro |  | PJM_West | Virginia | 51 | Bedford | 19 | 51019 | 0.5 | 0 | 1983 | 9999 |  |  | N | Hydro | [13 empty] | 0 | 0 | 0 | 0 | [11 empty] | Coleman Falls Co | 100 | Coleman Falls Co | 100
Holcomb Rock | 56314_G_HG1 | 56314 | G | HG1 |  | Hydro |  | PJM_West | Virginia | 51 | Lynchburg City | 680 | 51680 | 0.2 | 0 | 1920 | 9999 |  |  | N | Hydro | [13 empty] | 0 | 0 | 0 | 0 | [11 empty] | Owens Illinois Inc | 100 | Owens Illinois Inc | 100
Holcomb Rock | 56314_G_HG2 | 56314 | G | HG2 |  | Hydro |  | PJM_West | Virginia | 51 | Lynchburg City | 680 | 51680 | 0.2 | 0 | 1920 | 9999 |  |  | N | Hydro | [13 empty] | 0 | 0 | 0 | 0 | [11 empty] | Owens Illinois Inc | 100 | Owens Illinois Inc | 100
Holcomb Rock | 56314_G_HG3 | 56314 | G | HG3 |  | Hydro |  | PJM_West | Virginia | 51 | Lynchburg City | 680 | 51680 | 0.2 | 0 | 1920 | 9999 |  |  | N | Hydro | [13 empty] | 0 | 0 | 0 | 0 | [11 empty] | Owens Illinois Inc | 100 | Owens Illinois Inc | 100
Raft River Geothermal Power Plant | 56317_G_1 | 56317 | G | 1 |  | Geothermal |  | WECC_ID | Idaho | 16 | Cassia | 31 | 16031 | 10 | 9771 | 2008 | 9999 |  |  | N | Geothermal | [13 empty] | 0 | 0 | 0 | 0 | 0.4563 | 0.4563 | 0.4563 | [8 empty] | Raft River Energy I LLC | 100 | Ormat Technologies Inc | 100
Spring Canyon | 56320_G_1 | 56320 | G | 1 |  | Onshore Wind |  | WECC_CO | Colorado | 8 | Logan | 75 | 08075 | 60 | 0 | 2006 | 9999 |  |  | N | Wind | [13 empty] | 0 | 0 | 0 | 0 | [11 empty] | Spring Canyon Energy LLC | 100 | Invenergy LLC | 100
Richard Burdette Geothermal | 56321_G_1 | 56321 | G | 1 |  | Geothermal |  | WECC_NNV | Nevada | 32 | Washoe | 31 | 32031 | 10 | 9771 | 2005 | 9999 |  |  | N | Geothermal | [13 empty] | 0 | 0 | 0 | 0 | 0.4563 | 0.4563 | 0.4563 | [8 empty] | Ormat Nevada Inc | 100 | Ormat Technologies Inc | 100
Richard Burdette Geothermal | 56321_G_OEC2 | 56321 | G | OEC2 |  | Geothermal |  | WECC_NNV | Nevada | 32 | Washoe | 31 | 32031 | 10 | 9771 | 2005 | 9999 |  |  | N | Geothermal | [13 empty] | 0 | 0 | 0 | 0 | 0.4563 | 0.4563 | 0.4563 | [8 empty] | Ormat Nevada Inc | 100 | Ormat Technologies Inc | 100
Wild Horse | 56322_G_1 | 56322 | G | 1 |  | Onshore Wind |  | WECC_PNW | Washington | 53 | Kittitas | 37 | 53037 | 228.6 | 0 | 2006 | 9999 |  |  | N | Wind | [13 empty] | 0 | 0 | 0 | 0 | [11 empty] | Puget Sound Energy Inc | 100 | Puget Energy Inc | 100
Wild Horse | 56322_G_WH2 | 56322 | G | WH2 |  | Onshore Wind |  | WECC_PNW | Washington | 53 | Kittitas | 37 | 53037 | 44 | 0 | 2009 | 9999 |  |  | N | Wind | [13 empty] | 0 | 0 | 0 | 0 | [11 empty] | Puget Sound Energy Inc | 100 | Puget Energy Inc | 100
Wild Horse | 56322_G_WHS1 | 56322 | G | WHS1 |  | Solar PV |  | WECC_PNW | Washington | 53 | Kittitas | 37 | 53037 | 0.5 | 0 | 2007 | 9999 |  |  | N | Solar | [13 empty] | 0 | 0 | 0 | 0 | [11 empty] | Puget Sound Energy Inc | 100 | Puget Energy Inc | 100
Modern Innovative Energy LLC | 56323_G_GEN1 | 56323 | G | GEN1 |  | Landfill Gas |  | NY_Z_A | New York | 36 | Niagara | 63 | 36063 | 1.6 | 13500 | 2006 | 9999 |  |  | N | Landfill Gas | [13 empty] | 0.22117 | 0.22117 | 0.22117 | 0.22117 | [11 empty] | Modern Innovative Energy LLC | 100 | Archaea Energy Inc | 100
Modern Innovative Energy LLC | 56323_G_GEN2 | 56323 | G | GEN2 |  | Landfill Gas |  | NY_Z_A | New York | 36 | Niagara | 63 | 36063 | 1.6 | 13500 | 2006 | 9999 |  |  | N | Landfill Gas | [13 empty] | 0.22117 | 0.22117 | 0.22117 | 0.22117 | [11 empty] | Modern Innovative Energy LLC | 100 | Archaea Energy Inc | 100
Modern Innovative Energy LLC | 56323_G_GEN3 | 56323 | G | GEN3 |  | Landfill Gas |  | NY_Z_A | New York | 36 | Niagara | 63 | 36063 | 1.6 | 13500 | 2006 | 9999 |  |  | N | Landfill Gas | [13 empty] | 0.22117 | 0.22117 | 0.22117 | 0.22117 | [11 empty] | Modern Innovative Energy LLC | 100 | Archaea Energy Inc | 100
Modern Innovative Energy LLC | 56323_G_GEN4 | 56323 | G | GEN4 |  | Landfill Gas |  | NY_Z_A | New York | 36 | Niagara | 63 | 36063 | 1.6 | 13500 | 2006 | 9999 |  |  | N | Landfill Gas | [13 empty] | 0.22117 | 0.22117 | 0.22117 | 0.22117 | [11 empty] | Modern Innovative Energy LLC | 100 | Archaea Energy Inc | 100
Colonie LFGTE Facility | 56324_G_GEN1 | 56324 | G | GEN1 |  | Landfill Gas |  | NY_Z_F | New York | 36 | Albany | 1 | 36001 | 1.6 | 13500 | 2006 | 9999 |  |  | N | Landfill Gas | [13 empty] | 0.22117 | 0.22117 | 0.22117 | 0.22117 | [11 empty] | Innovative/Colonie LLC | 100 | Archaea Energy Inc | 100
Colonie LFGTE Facility | 56324_G_GEN2 | 56324 | G | GEN2 |  | Landfill Gas |  | NY_Z_F | New York | 36 | Albany | 1 | 36001 | 1.6 | 13500 | 2006 | 9999 |  |  | N | Landfill Gas | [13 empty] | 0.22117 | 0.22117 | 0.22117 | 0.22117 | [11 empty] | Innovative/Colonie LLC | 100 | Archaea Energy Inc | 100
Colonie LFGTE Facility | 56324_G_GEN3 | 56324 | G | GEN3 |  | Landfill Gas |  | NY_Z_F | New York | 36 | Albany | 1 | 36001 | 1.6 | 13500 | 2006 | 9999 |  |  | N | Landfill Gas | [13 empty] | 0.22117 | 0.22117 | 0.22117 | 0.22117 | [11 empty] | Innovative/Colonie LLC | 100 | Archaea Energy Inc | 100
Colonie LFGTE Facility | 56324_G_GEN4 | 56324 | G | GEN4 |  | Landfill Gas |  | NY_Z_F | New York | 36 | Albany | 1 | 36001 | 1.6 | 13500 | 2016 | 9999 |  |  | N | Landfill Gas | [13 empty] | 0.22117 | 0.22117 | 0.22117 | 0.22117 | [11 empty] | Innovative/Colonie LLC | 100 | Archaea Energy Inc | 100
Mustang Station Unit 4 | 56326_G_GEN1 | 56326 | G | GEN1 | 89654 | Combustion Turbine |  | SPP_SPS | Texas | 48 | Yoakum | 501 | 48501 | 153 | 11411 | 2006 | 9999 |  |  | N | Natural Gas |  |  |  | DLNB | [8 empty] | 0.015 | 0.02706 | 0.02706 | 0.02706 | 0.02706 | [11 empty] | Golden Spread Electric Coop Inc | 100 | Golden Spread Electric Coop Inc | 100
Mustang Station Unit 4 | 56326_G_GEN2 | 56326 | G | GEN2 | 89751 | Combustion Turbine |  | SPP_SPS | Texas | 48 | Yoakum | 501 | 48501 | 153 | 11411 | 2007 | 9999 |  |  | N | Natural Gas |  |  |  | DLNB | [8 empty] | 0.015 | 0.0281 | 0.0281 | 0.0281 | 0.0281 | [11 empty] | Golden Spread Electric Coop Inc | 100 | Golden Spread Electric Coop Inc | 100
Mustang Station Unit 4 | 56326_G_GEN3 | 56326 | G | GEN3 | 90776 | Combustion Turbine |  | SPP_SPS | Texas | 48 | Yoakum | 501 | 48501 | 156 | 11410 | 2013 | 9999 |  |  | N | Natural Gas |  |  |  | DLNB | [9 empty] | 0.02748 | 0.02748 | 0.02748 | 0.02748 | [11 empty] | Golden Spread Electric Coop Inc | 100 | Golden Spread Electric Coop Inc | 100
Pendleton County LFGTE | 56327_G_1 | 56327 | G | 1 |  | Landfill Gas |  | PJM_West | Kentucky | 21 | Pendleton | 191 | 21191 | 0.8 | 13500 | 2007 | 9999 |  |  | N | Landfill Gas | [13 empty] | 0.22117 | 0.22117 | 0.22117 | 0.22117 | [11 empty] | East Kentucky Power Coop | 100 | East Kentucky Power Coop | 100
Pendleton County LFGTE | 56327_G_2 | 56327 | G | 2 |  | Landfill Gas |  | PJM_West | Kentucky | 21 | Pendleton | 191 | 21191 | 0.8 | 13500 | 2007 | 9999 |  |  | N | Landfill Gas | [13 empty] | 0.22117 | 0.22117 | 0.22117 | 0.22117 | [11 empty] | East Kentucky Power Coop | 100 | East Kentucky Power Coop | 100
Pendleton County LFGTE | 56327_G_3 | 56327 | G | 3 |  | Landfill Gas |  | PJM_West | Kentucky | 21 | Pendleton | 191 | 21191 | 0.8 | 13500 | 2007 | 9999 |  |  | N | Landfill Gas | [13 empty] | 0.22117 | 0.22117 | 0.22117 | 0.22117 | [11 empty] | East Kentucky Power Coop | 100 | East Kentucky Power Coop | 100
Pendleton County LFGTE | 56327_G_4 | 56327 | G | 4 |  | Landfill Gas |  | PJM_West | Kentucky | 21 | Pendleton | 191 | 21191 | 0.8 | 13500 | 2007 | 9999 |  |  | N | Landfill Gas | [13 empty] | 0.22117 | 0.22117 | 0.22117 | 0.22117 | [11 empty] | East Kentucky Power Coop | 100 | East Kentucky Power Coop | 100
Harry D Mattison Gas Plant | 56328_G_1 | 56328 | G | 1 | 89740 | Combustion Turbine |  | SPP_WEST | Arkansas | 5 | Washington | 143 | 05143 | 75 | 12535 | 2007 | 9999 |  |  | N | Natural Gas |  |  |  | DLNB | [9 empty] | 0.04744 | 0.04744 | 0.04744 | 0.04744 | [11 empty] | Southwestern Electric Power Co | 100 | American Electric Power Co Inc | 100
Harry D Mattison Gas Plant | 56328_G_2 | 56328 | G | 2 | 89741 | Combustion Turbine |  | SPP_WEST | Arkansas | 5 | Washington | 143 | 05143 | 75 | 12535 | 2007 | 9999 |  |  | N | Natural Gas |  |  |  | DLNB | [9 empty] | 0.04614 | 0.04614 | 0.04614 | 0.04614 | [11 empty] | Southwestern Electric Power Co | 100 | American Electric Power Co Inc | 100
Harry D Mattison Gas Plant | 56328_G_3 | 56328 | G | 3 | 91249 | Combustion Turbine |  | SPP_WEST | Arkansas | 5 | Washington | 143 | 05143 | 72 | 12535 | 2007 | 9999 |  |  | N | Natural Gas |  |  |  | DLNB | [9 empty] | 0.07271 | 0.07271 | 0.07271 | 0.07271 | [11 empty] | Southwestern Electric Power Co | 100 | American Electric Power Co Inc | 100
Harry D Mattison Gas Plant | 56328_G_4 | 56328 | G | 4 | 91250 | Combustion Turbine |  | SPP_WEST | Arkansas | 5 | Washington | 143 | 05143 | 72 | 12535 | 2007 | 9999 |  |  | N | Natural Gas |  |  |  | DLNB | [9 empty] | 0.07744 | 0.07744 | 0.07744 | 0.07744 | [11 empty] | Southwestern Electric Power Co | 100 | American Electric Power Co Inc | 100
Gauley River Power Partners | 56333_G_GEN1 | 56333 | G | GEN1 |  | Hydro |  | PJM_West | West Virginia | 54 | Nicholas | 67 | 54067 | 40 | 0 | 2001 | 9999 |  |  | N | Hydro | [13 empty] | 0 | 0 | 0 | 0 | [11 empty] | Gauley River Power Partners LP | 100 | Hull Street Energy LLC | 100
Gauley River Power Partners | 56333_G_GEN2 | 56333 | G | GEN2 |  | Hydro |  | PJM_West | West Virginia | 54 | Nicholas | 67 | 54067 | 40 | 0 | 2001 | 9999 |  |  | N | Hydro | [13 empty] | 0 | 0 | 0 | 0 | [11 empty] | Gauley River Power Partners LP | 100 | Hull Street Energy LLC | 100
Blue Canyon Windpower II | 56335_G_EW2 | 56335 | G | EW2 |  | Onshore Wind |  | SPP_WEST | Oklahoma | 40 | Comanche | 31 | 40031 | 151 | 0 | 2005 | 9999 |  |  | N | Wind | [13 empty] | 0 | 0 | 0 | 0 | [11 empty] | Blue Canyon Windpower II LLC | 100 | Energias de Portugal SA | 100
Aragonne Wind LLC | 56336_G_1 | 56336 | G | 1 |  | Onshore Wind |  | WECC_NM | New Mexico | 35 | Guadalupe | 19 | 35019 | 90 | 0 | 2006 | 9999 |  |  | N | Wind | [13 empty] | 0 | 0 | 0 | 0 | [11 empty] | Starwood Property Trust Inc | 70 | Starwood Capital Group Global LLC | 70
Sweetwater Wind 4 LLC | 56337_G_SW4 | 56337 | G | SW4 |  | Onshore Wind |  | ERC_WEST | Texas | 48 | Nolan | 353 | 48353 | 241 | 0 | 2007 | 9999 |  |  | N | Wind | [13 empty] | 0 | 0 | 0 | 0 | [11 empty] | Babcock & Brown | 47.2574 | Babcock & Brown | 47.2574
High Trail Wind Farm LLC | 56338_G_1 | 56338 | G | 1 |  | Onshore Wind |  | PJM_COMD | Illinois | 17 | McLean | 113 | 17113 | 198 | 0 | 2007 | 9999 |  |  | N | Wind | [13 empty] | 0 | 0 | 0 | 0 | [11 empty] | High Trail Wind Farm LLC | 100 | Energias de Portugal SA | 100
Albemarle Hospital Unit | 56339_G_1 | 56339 | G | 1 |  | Combustion Turbine | IC Engine | S_VACA | North Carolina | 37 | Stanly | 167 | 37167 | 1.8 | 11990 | 2006 | 9999 |  |  | N | Distillate Fuel Oil | [12 empty] | 2.3 | 1.6498 | 1.6498 | 1.6498 | 1.6498 | [11 empty] | North Carolina Municipal Power Agency No 1 | 100 | North Carolina Municipal Power Agency No 1 | 100
Cherryville City Hall | 56340_G_1 | 56340 | G | 1 |  | Combustion Turbine | IC Engine | S_VACA | North Carolina | 37 | Gaston | 71 | 37071 | 1.8 | 16183 | 2006 | 9999 |  |  | N | Distillate Fuel Oil | [12 empty] | 2.3 | 1.6498 | 1.6498 | 1.6498 | 1.6498 | [11 empty] | North Carolina Municipal Power Agency No 1 | 100 | North Carolina Municipal Power Agency No 1 | 100
Lincolnton High School | 56341_G_1 | 56341 | G | 1 |  | Combustion Turbine | IC Engine | S_VACA | North Carolina | 37 | Lincoln | 109 | 37109 | 1.8 | 16454 | 2006 | 9999 |  |  | N | Distillate Fuel Oil | [12 empty] | 2.3 | 1.6498 | 1.6498 | 1.6498 | 1.6498 | [11 empty] | North Carolina Municipal Power Agency No 1 | 100 | North Carolina Municipal Power Agency No 1 | 100
Maiden Community Center | 56342_G_1 | 56342 | G | 1 |  | Combustion Turbine | IC Engine | S_VACA | North Carolina | 37 | Catawba | 35 | 37035 | 1.8 | 15848 | 2006 | 9999 |  |  | N | Distillate Fuel Oil | [12 empty] | 2.3 | 1.6498 | 1.6498 | 1.6498 | 1.6498 | [11 empty] | North Carolina Municipal Power Agency No 1 | 100 | North Carolina Municipal Power Agency No 1 | 100
Monroe Middle School | 56343_G_1 | 56343 | G | 1 |  | Combustion Turbine | IC Engine | S_VACA | North Carolina | 37 | Union | 179 | 37179 | 1.8 | 20879 | 2006 | 9999 |  |  | N | Distillate Fuel Oil | [12 empty] | 2.3 | 1.6498 | 1.6498 | 1.6498 | 1.6498 | [11 empty] | North Carolina Municipal Power Agency No 1 | 100 | North Carolina Municipal Power Agency No 1 | 100
Morganton Station 5 | 56344_G_1 | 56344 | G | 1 |  | Combustion Turbine | IC Engine | S_VACA | North Carolina | 37 | Burke | 23 | 37023 | 1.8 | 12283 | 2006 | 9999 |  |  | N | Distillate Fuel Oil | [12 empty] | 2.3 | 1.6498 | 1.6498 | 1.6498 | 1.6498 | [11 empty] | North Carolina Municipal Power Agency No 1 | 100 | North Carolina Municipal Power Agency No 1 | 100
Pineville Delivery 2 | 56345_G_1 | 56345 | G | 1 |  | Combustion Turbine | IC Engine | S_VACA | North Carolina | 37 | Mecklenburg | 119 | 37119 | 1.8 | 12283 | 2006 | 9999 |  |  | N | Distillate Fuel Oil | [12 empty] | 2.3 | 1.6498 | 1.6498 | 1.6498 | 1.6498 | [11 empty] | North Carolina Municipal Power Agency No 1 | 100 | North Carolina Municipal Power Agency No 1 | 100
Bear Valley Power Plant | 56346_G_ICE1 | 56346 | G | ICE1 |  | Combustion Turbine | IC Engine | WECC_SCE | California | 6 | San Bernardino | 71 | 06071 | 1.2 | 18000 | 2005 | 9999 |  |  | N | Natural Gas | [12 empty] | 0.74 | 0.2046 | 0.2046 | 0.2046 | 0.2046 | [11 empty] | Bear Valley Electric Service | 100 | American States Water Co | 100
Bear Valley Power Plant | 56346_G_ICE2 | 56346 | G | ICE2 |  | Combustion Turbine | IC Engine | WECC_SCE | California | 6 | San Bernardino | 71 | 06071 | 1.2 | 18000 | 2005 | 9999 |  |  | N | Natural Gas | [12 empty] | 0.74 | 0.2046 | 0.2046 | 0.2046 | 0.2046 | [11 empty] | Bear Valley Electric Service | 100 | American States Water Co | 100
Bear Valley Power Plant | 56346_G_ICE3 | 56346 | G | ICE3 |  | Combustion Turbine | IC Engine | WECC_SCE | California | 6 | San Bernardino | 71 | 06071 | 1.2 | 18000 | 2005 | 9999 |  |  | N | Natural Gas | [12 empty] | 0.74 | 0.2046 | 0.2046 | 0.2046 | 0.2046 | [11 empty] | Bear Valley Electric Service | 100 | American States Water Co | 100
Bear Valley Power Plant | 56346_G_ICE4 | 56346 | G | ICE4 |  | Combustion Turbine | IC Engine | WECC_SCE | California | 6 | San Bernardino | 71 | 06071 | 1.2 | 18000 | 2005 | 9999 |  |  | N | Natural Gas | [12 empty] | 0.74 | 0.2046 | 0.2046 | 0.2046 | 0.2046 | [11 empty] | Bear Valley Electric Service | 100 | American States Water Co | 100
Bear Valley Power Plant | 56346_G_ICE5 | 56346 | G | ICE5 |  | Combustion Turbine | IC Engine | WECC_SCE | California | 6 | San Bernardino | 71 | 06071 | 1.2 | 18000 | 2005 | 9999 |  |  | N | Natural Gas | [12 empty] | 0.74 | 0.2046 | 0.2046 | 0.2046 | 0.2046 | [11 empty] | Bear Valley Electric Service | 100 | American States Water Co | 100
Bear Valley Power Plant | 56346_G_ICE6 | 56346 | G | ICE6 |  | Combustion Turbine | IC Engine | WECC_SCE | California | 6 | San Bernardino | 71 | 06071 | 1.2 | 18000 | 2005 | 9999 |  |  | N | Natural Gas | [12 empty] | 0.74 | 0.2046 | 0.2046 | 0.2046 | 0.2046 | [11 empty] | Bear Valley Electric Service | 100 | American States Water Co | 100
Bear Valley Power Plant | 56346_G_ICE7 | 56346 | G | ICE7 |  | Combustion Turbine | IC Engine | WECC_SCE | California | 6 | San Bernardino | 71 | 06071 | 1.2 | 18000 | 2005 | 9999 |  |  | N | Natural Gas | [12 empty] | 0.74 | 0.2046 | 0.2046 | 0.2046 | 0.2046 | [11 empty] | Bear Valley Electric Service | 100 | American States Water Co | 100
Cedar Ridge | 56347_G_1 | 56347 | G | 1 |  | Onshore Wind |  | MIS_WUMS | Wisconsin | 55 | Fond Du Lac | 39 | 55039 | 67.7 | 0 | 2008 | 9999 |  |  | N | Wind | [13 empty] | 0 | 0 | 0 | 0 | [11 empty] | Wisconsin Power & Light Co | 100 | Alliant Energy Corp | 100
Laverne Diesel Generating Plant | 56348_G_1 | 56348 | G | 1 |  | Combustion Turbine | IC Engine | SPP_WEST | Oklahoma | 40 | Harper | 59 | 40059 | 2 | 10745 | 2006 | 9999 |  |  | N | Distillate Fuel Oil | [12 empty] | 0.8 | 3.4674 | 3.4674 | 3.4674 | 3.4674 | [11 empty] | Laverne OK (Town of) | 100 | Laverne OK (Town of) | 100
Laverne Diesel Generating Plant | 56348_G_2 | 56348 | G | 2 |  | Combustion Turbine | IC Engine | SPP_WEST | Oklahoma | 40 | Harper | 59 | 40059 | 2 | 10871 | 2006 | 9999 |  |  | N | Distillate Fuel Oil | [12 empty] | 0.8 | 3.4272 | 3.4272 | 3.4272 | 3.4272 | [11 empty] | Laverne OK (Town of) | 100 | Laverne OK (Town of) | 100
Quail Run Energy Center | 56349_G_CT1A | 56349 | G | CT1A | 89698 | Combined Cycle |  | ERC_WEST | Texas | 48 | Ector | 135 | 48135 | 70 | 8683 | 2007 | 9999 |  |  | N | Natural Gas |  |  |  | DLNB | SCR | [8 empty] | 0.015961 | 0.015961 | 0.015961 | 0.015961 | [11 empty] | Starwood Energy Group Global LLC | 100 | Starwood Capital Group Global LLC | 100
Quail Run Energy Center | 56349_G_CT1B | 56349 | G | CT1B | 89699 | Combined Cycle |  | ERC_WEST | Texas | 48 | Ector | 135 | 48135 | 70 | 8683 | 2007 | 9999 |  |  | N | Natural Gas |  |  |  | DLNB | SCR | [8 empty] | 0.015961 | 0.015961 | 0.015961 | 0.015961 | [11 empty] | Starwood Energy Group Global LLC | 100 | Starwood Capital Group Global LLC | 100
Quail Run Energy Center | 56349_G_CT2A | 56349 | G | CT2A | 91262 | Combined Cycle |  | ERC_WEST | Texas | 48 | Ector | 135 | 48135 | 68 | 8683 | 2002 | 9999 |  |  | N | Natural Gas |  |  |  | DLNB | SCR | [8 empty] | 0.015273 | 0.015273 | 0.015273 | 0.015273 | [11 empty] | Starwood Energy Group Global LLC | 100 | Starwood Capital Group Global LLC | 100
Quail Run Energy Center | 56349_G_CT2B | 56349 | G | CT2B | 91263 | Combined Cycle |  | ERC_WEST | Texas | 48 | Ector | 135 | 48135 | 68 | 8683 | 2002 | 9999 |  |  | N | Natural Gas |  |  |  | DLNB | SCR | [8 empty] | 0.015273 | 0.015273 | 0.015273 | 0.015273 | [11 empty] | Starwood Energy Group Global LLC | 100 | Starwood Capital Group Global LLC | 100
Quail Run Energy Center | 56349_G_ST1 | 56349 | G | ST1 | 89698 | Combined Cycle |  | ERC_WEST | Texas | 48 | Ector | 135 | 48135 | 98.1 | 8683 | 2007 | 9999 |  |  | N | Natural Gas |  |  |  | LNB + NH3 | SCR | [8 empty] | 0.015961 | 0.015961 | 0.015961 | 0.015961 | [11 empty] | Starwood Energy Group Global LLC | 100 | Starwood Capital Group Global LLC | 100
Quail Run Energy Center | 56349_G_ST2 | 56349 | G | ST2 | 91262 | Combined Cycle |  | ERC_WEST | Texas | 48 | Ector | 135 | 48135 | 98.1 | 8683 | 2008 | 9999 |  |  | N | Natural Gas |  |  |  | LNB + NH3 | SCR | [8 empty] | 0.015273 | 0.015273 | 0.015273 | 0.015273 | [11 empty] | Starwood Energy Group Global LLC | 100 | Starwood Capital Group Global LLC | 100
Colorado Bend Energy Center | 56350_G_CT1A | 56350 | G | CT1A | 91260 | Combined Cycle |  | ERC_REST | Texas | 48 | Wharton | 481 | 48481 | 70 | 8440 | 2002 | 9999 |  |  | N | Natural Gas |  |  |  | DLNB | SCR | [8 empty] | 0.013712 | 0.013712 | 0.013712 | 0.013712 | [11 empty] | Colorado Bend I Power LLC | 100 | TexGen Power LLC | 100
Colorado Bend Energy Center | 56350_G_CT1B | 56350 | G | CT1B | 91261 | Combined Cycle |  | ERC_REST | Texas | 48 | Wharton | 481 | 48481 | 62 | 8440 | 2002 | 9999 |  |  | N | Natural Gas |  |  |  | DLNB | SCR | [8 empty] | 0.013712 | 0.013712 | 0.013712 | 0.013712 | [11 empty] | Colorado Bend I Power LLC | 100 | TexGen Power LLC | 100
Colorado Bend Energy Center | 56350_G_CT2A | 56350 | G | CT2A | 91264 | Combined Cycle |  | ERC_REST | Texas | 48 | Wharton | 481 | 48481 | 69 | 8440 | 2002 | 9999 |  |  | N | Natural Gas |  |  |  | DLNB | SCR | [8 empty] | 0.013066 | 0.013066 | 0.013066 | 0.013066 | [11 empty] | Colorado Bend I Power LLC | 100 | TexGen Power LLC | 100
Colorado Bend Energy Center | 56350_G_CT2B | 56350 | G | CT2B | 91265 | Combined Cycle |  | ERC_REST | Texas | 48 | Wharton | 481 | 48481 | 63 | 8440 | 2002 | 9999 |  |  | N | Natural Gas |  |  |  | DLNB | SCR | [8 empty] | 0.013066 | 0.013066 | 0.013066 | 0.013066 | [11 empty] | Colorado Bend I Power LLC | 100 | TexGen Power LLC | 100
Colorado Bend Energy Center | 56350_G_ST1 | 56350 | G | ST1 | 91260 | Combined Cycle |  | ERC_REST | Texas | 48 | Wharton | 481 | 48481 | 101 | 8440 | 2007 | 9999 |  |  | N | Natural Gas |  |  |  | LNB + NH3 | SCR | [8 empty] | 0.013712 | 0.013712 | 0.013712 | 0.013712 | [11 empty] | Colorado Bend I Power LLC | 100 | TexGen Power LLC | 100
Colorado Bend Energy Center | 56350_G_ST2 | 56350 | G | ST2 | 91264 | Combined Cycle |  | ERC_REST | Texas | 48 | Wharton | 481 | 48481 | 103 | 8440 | 2008 | 9999 |  |  | N | Natural Gas |  |  |  | LNB + NH3 | SCR | [8 empty] | 0.013066 | 0.013066 | 0.013066 | 0.013066 | [11 empty] | Colorado Bend I Power LLC | 100 | TexGen Power LLC | 100
Spearville | 56351_G_1 | 56351 | G | 1 |  | Onshore Wind |  | SPP_N | Kansas | 20 | Ford | 57 | 20057 | 100.5 | 0 | 2006 | 9999 |  |  | N | Wind | [13 empty] | 0 | 0 | 0 | 0 | [11 empty] | Evergy Metro Inc | 100 | Evergy Inc | 100
Spearville | 56351_G_2 | 56351 | G | 2 |  | Onshore Wind |  | SPP_N | Kansas | 20 | Ford | 57 | 20057 | 48 | 0 | 2010 | 9999 |  |  | N | Wind | [13 empty] | 0 | 0 | 0 | 0 | [11 empty] | Evergy Metro Inc | 100 | Evergy Inc | 100
Whispering Willow Wind Farm - East | 56355_G_1 | 56355 | G | 1 |  | Onshore Wind |  | MIS_MIDA | Iowa | 19 | Franklin | 69 | 19069 | 199.7 | 0 | 2009 | 9999 |  |  | N | Wind | [13 empty] | 0 | 0 | 0 | 0 | [11 empty] | Interstate Power & Light Co | 100 | Alliant Energy Corp | 100
Clearwater Power Plant | 56356_G_CT1 | 56356 | G | CT1 |  | Combined Cycle |  | WECC_SCE | California | 6 | Riverside | 65 | 06065 | 21 | 7417 | 2005 | 9999 |  |  | Y | Natural Gas | [13 empty] | 0.03187 | 0.03187 | 0.03187 | 0.03187 | [11 empty] | Corona CA (City of) | 100 | Corona CA (City of) | 100
Clearwater Power Plant | 56356_G_ST1 | 56356 | G | ST1 |  | Combined Cycle |  | WECC_SCE | California | 6 | Riverside | 65 | 06065 | 7 | 7417 | 2005 | 9999 |  |  | Y | Natural Gas | [13 empty] | 0.03187 | 0.03187 | 0.03187 | 0.03187 | [11 empty] | Corona CA (City of) | 100 | Corona CA (City of) | 100
FPL Energy Burleigh County Wind | 56357_G_GE | 56357 | G | GE |  | Onshore Wind |  | SPP_WAUE | North Dakota | 38 | Burleigh | 15 | 38015 | 18 | 0 | 2006 | 9999 |  |  | N | Wind | [13 empty] | 0 | 0 | 0 | 0 | [11 empty] | Wilton Wind Energy I LLC | 100 | NextEra Energy Inc | 100
FPL Energy Burleigh County Wind | 56357_G_GE15 | 56357 | G | GE15 |  | Onshore Wind |  | SPP_WAUE | North Dakota | 38 | Burleigh | 15 | 38015 | 31.5 | 0 | 2005 | 9999 |  |  | N | Wind | [13 empty] | 0 | 0 | 0 | 0 | [11 empty] | Wilton Wind Energy I LLC | 100 | NextEra Energy Inc | 100
Klondike Windpower II | 56359_G_PH2 | 56359 | G | PH2 |  | Onshore Wind |  | WECC_PNW | Oregon | 41 | Sherman | 55 | 41055 | 75 | 0 | 2005 | 9999 |  |  | N | Wind | [13 empty] | 0 | 0 | 0 | 0 | [11 empty] | Klondike Wind Power II LLC | 100 | Iberdrola SA | 100
Leaning Juniper | 56360_G_1 | 56360 | G | 1 |  | Onshore Wind |  | WECC_PNW | Oregon | 41 | Gilliam | 21 | 41021 | 109.2 | 0 | 2006 | 9999 |  |  | N | Wind | [13 empty] | 0 | 0 | 0 | 0 | [11 empty] | PacifiCorp | 100 | Berkshire Hathaway Inc | 100
Big Horn Wind Project | 56361_G_1 | 56361 | G | 1 |  | Onshore Wind |  | WECC_PNW | Washington | 53 | Klickitat | 39 | 53039 | 199 | 0 | 2006 | 9999 |  |  | N | Wind | [13 empty] | 0 | 0 | 0 | 0 | [11 empty] | Big Horn Wind Project LLC | 100 | Iberdrola SA | 100
Shiloh I Wind Project | 56362_G_1 | 56362 | G | 1 |  | Onshore Wind |  | WEC_CALN | California | 6 | Solano | 95 | 06095 | 150 | 0 | 2006 | 9999 |  |  | N | Wind | [13 empty] | 0 | 0 | 0 | 0 | [11 empty] | Shiloh I Wind Project LLC | 100 | Iberdrola SA | 100
Danville New Design Plant | 56363_G_GEN 1 | 56363 | G | GEN 1 |  | Combustion Turbine | IC Engine | PJM_Dom | Virginia | 51 | Danville City | 590 | 51590 | 1.2 | 12283 | 2005 | 9999 |  |  | N | Distillate Fuel Oil | [12 empty] | 2.64 | 1.6498 | 1.6498 | 1.6498 | 1.6498 | [11 empty] | Danville Power & Light Dept | 100 | Danville Power & Light Dept | 100
Danville Kentuck Road Plant | 56364_G_GEN 1 | 56364 | G | GEN 1 |  | Combustion Turbine | IC Engine | PJM_Dom | Virginia | 51 | Pittsylvania | 143 | 51143 | 1.2 | 12283 | 2005 | 9999 |  |  | N | Distillate Fuel Oil | [12 empty] | 2.64 | 1.6498 | 1.6498 | 1.6498 | 1.6498 | [11 empty] | Danville Power & Light Dept | 100 | Danville Power & Light Dept | 100
Electric Avenue Facility | 56367_G_1 | 56367 | G | 1 |  | Combustion Turbine | IC Engine | PJM_Dom | Virginia | 51 | Culpeper | 47 | 51047 | 1.8 | 11298 | 2004 | 9999 |  |  | N | Distillate Fuel Oil | [12 empty] | 2.64 | 1.6498 | 1.6498 | 1.6498 | 1.6498 | [11 empty] | Culpeper VA (Town of) | 100 | Culpeper VA (Town of) | 100
Electric Avenue Facility | 56367_G_2 | 56367 | G | 2 |  | Combustion Turbine | IC Engine | PJM_Dom | Virginia | 51 | Culpeper | 47 | 51047 | 1.8 | 11185 | 2004 | 9999 |  |  | N | Distillate Fuel Oil | [12 empty] | 2.64 | 1.6498 | 1.6498 | 1.6498 | 1.6498 | [11 empty] | Culpeper VA (Town of) | 100 | Culpeper VA (Town of) | 100
Electric Avenue Facility | 56367_G_3 | 56367 | G | 3 |  | Combustion Turbine | IC Engine | PJM_Dom | Virginia | 51 | Culpeper | 47 | 51047 | 1.8 | 11185 | 2004 | 9999 |  |  | N | Distillate Fuel Oil | [12 empty] | 2.64 | 1.6498 | 1.6498 | 1.6498 | 1.6498 | [11 empty] | Culpeper VA (Town of) | 100 | Culpeper VA (Town of) | 100
Electric Avenue Facility | 56367_G_4 | 56367 | G | 4 |  | Combustion Turbine | IC Engine | PJM_Dom | Virginia | 51 | Culpeper | 47 | 51047 | 1.5 | 17508 | 1997 | 9999 |  |  | N | Distillate Fuel Oil | [13 empty] | 1.6498 | 1.6498 | 1.6498 | 1.6498 | [11 empty] | Culpeper VA (Town of) | 100 | Culpeper VA (Town of) | 100
Water Treatment Plant Generators | 56368_G_WP1 | 56368 | G | WP1 |  | Combustion Turbine | IC Engine | PJM_Dom | Virginia | 51 | Prince William | 153 | 51153 | 1.7 | 13730 | 2007 | 9999 |  |  | N | Distillate Fuel Oil | [13 empty] | 1.6498 | 1.6498 | 1.6498 | 1.6498 | [11 empty] | Manassas VA (City of) | 100 | Manassas VA (City of) | 100
Casselman Wind Power Project | 56369_G_1 | 56369 | G | 1 |  | Onshore Wind |  | PJM_PENE | Pennsylvania | 42 | Somerset | 111 | 42111 | 34.5 | 0 | 2007 | 9999 |  |  | N | Wind | [13 empty] | 0 | 0 | 0 | 0 | [11 empty] | Casselman Windpower LLC | 100 | Iberdrola SA | 100
Cedar Creek Wind | 56371_G_1 | 56371 | G | 1 |  | Onshore Wind |  | WECC_CO | Colorado | 8 | Weld | 123 | 08123 | 221 | 0 | 2007 | 9999 |  |  | N | Wind | [13 empty] | 0 | 0 | 0 | 0 | [11 empty] | Cedar Creek Wind Energy LLC | 100 | BP plc | 100
Cedar Creek Wind | 56371_G_2 | 56371 | G | 2 |  | Onshore Wind |  | WECC_CO | Colorado | 8 | Weld | 123 | 08123 | 79.5 | 0 | 2007 | 9999 |  |  | N | Wind | [13 empty] | 0 | 0 | 0 | 0 | [11 empty] | Cedar Creek Wind Energy LLC | 100 | BP plc | 100
Sweetwater Wind 5 | 56372_G_SW5 | 56372 | G | SW5 |  | Onshore Wind |  | ERC_WEST | Texas | 48 | Nolan | 353 | 48353 | 80.5 | 0 | 2007 | 9999 |  |  | N | Wind | [13 empty] | 0 | 0 | 0 | 0 | [11 empty] | Babcock & Brown Sweetwater 4 5 LLC | 50 | ArcLight Capital Partners LLC | 50
Robert Mueller Energy Center | 56374_G_CT1 | 56374 | G | CT1 |  | Combustion Turbine |  | ERC_REST | Texas | 48 | Travis | 453 | 48453 | 3.7 | 10745 | 2006 | 9999 |  |  | Y | Natural Gas | [12 empty] | 3 | 0.0759 | 0.0759 | 0.0759 | 0.0759 | [11 empty] | Austin Energy | 100 | Austin Energy | 100
Robert Mueller Energy Center | 56374_G_DG1 | 56374 | G | DG1 |  | Combustion Turbine | IC Engine | ERC_REST | Texas | 48 | Travis | 453 | 48453 | 1.5 | 10802 | 2006 | 9999 |  |  | N | Distillate Fuel Oil | [12 empty] | 3 | 1.6498 | 1.6498 | 1.6498 | 1.6498 | [11 empty] | Austin Energy | 100 | Austin Energy | 100
Pike County Wind Power | 56376_G_WTG1 | 56376 | G | WTG1 |  | Onshore Wind |  | MIS_IL | Illinois | 17 | Pike | 149 | 17149 | 1.7 | 0 | 2005 | 9999 |  |  | N | Wind | [13 empty] | 0 | 0 | 0 | 0 | [11 empty] | Illinois Rural Electric Coop | 100 | Illinois Rural Electric Coop | 100
Judith Gap Wind Energy Center | 56377_G_1 | 56377 | G | 1 |  | Onshore Wind |  | WECC_MT | Montana | 30 | Wheatland | 107 | 30107 | 135 | 0 | 2005 | 9999 |  |  | N | Wind | [13 empty] | 0 | 0 | 0 | 0 | [11 empty] | Judith Gap Energy LLC | 100 | Invenergy LLC | 100
Victory Wind Farm | 56379_G_VWF | 56379 | G | VWF |  | Onshore Wind |  | MIS_MIDA | Iowa | 19 | Carroll | 27 | 19027 | 99 | 0 | 2006 | 9999 |  |  | N | Wind | [13 empty] | 0 | 0 | 0 | 0 | [11 empty] | MidAmerican Energy Co | 100 | Berkshire Hathaway Inc | 100
Centennial Wind Farm | 56380_G_WT1 | 56380 | G | WT1 |  | Onshore Wind |  | SPP_WEST | Oklahoma | 40 | Harper | 59 | 40059 | 120 | 0 | 2006 | 9999 |  |  | N | Wind | [13 empty] | 0 | 0 | 0 | 0 | [11 empty] | Oklahoma Gas & Electric Co | 100 | OGE Energy Corp | 100
Northern Iowa Windpower II | 56383_G_TOI2 | 56383 | G | TOI2 |  | Onshore Wind |  | MIS_IA | Iowa | 19 | Worth | 195 | 19195 | 80 | 0 | 2008 | 9999 |  |  | N | Wind | [13 empty] | 0 | 0 | 0 | 0 | [11 empty] | Northern Iowa Windpower II LLC | 100 | Iberdrola SA | 100
Top of Iowa Windfarm III | 56386_G_TOI3 | 56386 | G | TOI3 |  | Onshore Wind |  | MIS_IA | Iowa | 19 | Worth | 195 | 19195 | 3.4 | 0 | 2008 | 9999 |  |  | N | Wind | [13 empty] | 0 | 0 | 0 | 0 | [11 empty] | Madison Gas & Electric Co | 100 | MGE Energy Inc | 100
Blue Sky Green Field Wind Project | 56391_G_1 | 56391 | G | 1 |  | Onshore Wind |  | MIS_WUMS | Wisconsin | 55 | Fond Du Lac | 39 | 55039 | 21 | 0 | 2008 | 9999 |  |  | N | Wind | [13 empty] | 0 | 0 | 0 | 0 | [11 empty] | Wisconsin Electric Power Co | 100 | WEC Energy Group Inc | 100
FPL Energy Oliver Wind I LLC | 56392_G_1 | 56392 | G | 1 |  | Onshore Wind |  | MIS_MNWI | North Dakota | 38 | Oliver | 65 | 38065 | 50.6 | 0 | 2006 | 9999 |  |  | N | Wind | [13 empty] | 0 | 0 | 0 | 0 | [11 empty] | Oliver Wind I LLC | 100 | NextEra Energy Inc | 100
Forest Creek Wind Farm LLC | 56394_G_1 | 56394 | G | 1 |  | Onshore Wind |  | ERC_WEST | Texas | 48 | Glasscock | 173 | 48173 | 124.2 | 0 | 2006 | 9999 |  |  | N | Wind | [13 empty] | 0 | 0 | 0 | 0 | [11 empty] | Forest Creek Wind Farm LLC | 100 | RWE Group | 100
Mesquite Wind Power LLC | 56395_G_1 | 56395 | G | 1 |  | Onshore Wind |  | ERC_WEST | Texas | 48 | Shackelford | 417 | 48417 | 200 | 0 | 2007 | 9999 |  |  | N | Wind | [13 empty] | 0 | 0 | 0 | 0 | [11 empty] | Mesquite Wind Power LLC | 100 | Energias de Portugal SA | 100
Hunlock Unit 4 | 56397_G_4 | 56397 | G | 4 | 2176 | Combustion Turbine |  | PJM_WMAC | Pennsylvania | 42 | Luzerne | 79 | 42079 | 45.9 | 25000 | 2000 | 9999 |  |  | N | Natural Gas |  |  |  | H2O | [8 empty] | 4 | 0.08538 | 0.08538 | 0.08538 | 0.08538 | [11 empty] | Hunlock Energy LLC | 100 | UGI Corp | 100
Lempster Wind LLC | 56399_G_1 | 56399 | G | 1 |  | Onshore Wind |  | NENGREST | New Hampshire | 33 | Sullivan | 19 | 33019 | 24 | 0 | 2008 | 9999 |  |  | N | Wind | [13 empty] | 0 | 0 | 0 | 0 | [11 empty] | Lempster Wind LLC | 100 | Iberdrola SA | 100
Stanton Energy Center | 564_G_B | 564 | G | B | 90549 | Combined Cycle |  | FRCC | Florida | 12 | Orange | 95 | 12095 | 128 | 7558 | 2010 | 9999 |  |  | N | Natural Gas, Distillate Fuel Oil |  |  |  | DLNB + H2O | SCR | [8 empty] | 0.0041982 | 0.0041982 | 0.0041982 | 0.0041982 | [11 empty] | NextEra Energy | 100 | NextEra Energy | 100
Stanton Energy Center | 564_G_B1 | 564 | G | B1 | 90549 | Combined Cycle |  | FRCC | Florida | 12 | Orange | 95 | 12095 | 167 | 7558 | 2010 | 9999 |  |  | N | Natural Gas, Distillate Fuel Oil |  |  |  | DLNB + H2O | SCR | [8 empty] | 0.0041982 | 0.0041982 | 0.0041982 | 0.0041982 | [11 empty] | NextEra Energy | 100 | NextEra Energy | 100
Treasure Coast Energy Center | 56400_G_CT1 | 56400 | G | CT1 | 89720 | Combined Cycle |  | FRCC | Florida | 12 | St Lucie | 111 | 12111 | 158.8 | 7050 | 2008 | 9999 |  |  | N | Natural Gas, Distillate Fuel Oil |  |  |  | DLNB + H2O | SCR | [7 empty] | 0.001 | 0.0057611 | 0.0057611 | 0.0057611 | 0.0057611 | [11 empty] | Florida Municipal Power Agency | 100 | Florida Municipal Power Agency | 100
Treasure Coast Energy Center | 56400_G_ST1 | 56400 | G | ST1 | 89720 | Combined Cycle |  | FRCC | Florida | 12 | St Lucie | 111 | 12111 | 159.2 | 7050 | 2008 | 9999 |  |  | N | Natural Gas, Distillate Fuel Oil |  |  |  | DLNB + H2O | SCR | [8 empty] | 0.0057611 | 0.0057611 | 0.0057611 | 0.0057611 | [11 empty] | Florida Municipal Power Agency | 100 | Florida Municipal Power Agency | 100
Noble Hill Landfill | 56404_G_NHLC | 56404 | G | NHLC |  | Landfill Gas |  | SPP_N | Missouri | 29 | Greene | 77 | 29077 | 3 | 13500 | 2006 | 9999 |  |  | N | Landfill Gas | [13 empty] | 0.22117 | 0.22117 | 0.22117 | 0.22117 | [11 empty] | Springfield MO (City of) | 100 | Springfield MO (City of) | 100
West County Energy Center | 56407_G_1A | 56407 | G | 1A | 89726 | Combined Cycle |  | FRCC | Florida | 12 | Palm Beach | 99 | 12099 | 257.6 | 7060 | 2009 | 9999 |  |  | N | Natural Gas, Distillate Fuel Oil |  |  |  | DLNB + H2O + NH3 | SCR | [8 empty] | 0.0078199 | 0.0078199 | 0.0078199 | 0.0078199 | [11 empty] | Florida Power & Light Co | 100 | NextEra Energy Inc | 100
West County Energy Center | 56407_G_1B | 56407 | G | 1B | 89727 | Combined Cycle |  | FRCC | Florida | 12 | Palm Beach | 99 | 12099 | 257.6 | 7060 | 2009 | 9999 |  |  | N | Natural Gas, Distillate Fuel Oil |  |  |  | DLNB + H2O + NH3 | SCR | [8 empty] | 0.0078199 | 0.0078199 | 0.0078199 | 0.0078199 | [11 empty] | Florida Power & Light Co | 100 | NextEra Energy Inc | 100
West County Energy Center | 56407_G_1C | 56407 | G | 1C | 89728 | Combined Cycle |  | FRCC | Florida | 12 | Palm Beach | 99 | 12099 | 257.6 | 7060 | 2009 | 9999 |  |  | N | Natural Gas, Distillate Fuel Oil |  |  |  | DLNB + H2O + NH3 | SCR | [8 empty] | 0.0078199 | 0.0078199 | 0.0078199 | 0.0078199 | [11 empty] | Florida Power & Light Co | 100 | NextEra Energy Inc | 100
West County Energy Center | 56407_G_1ST | 56407 | G | 1ST | 89726 | Combined Cycle |  | FRCC | Florida | 12 | Palm Beach | 99 | 12099 | 486.2 | 7060 | 2009 | 9999 |  |  | N | Natural Gas, Distillate Fuel Oil |  |  |  | LNB + NH3 | SCR | [8 empty] | 0.0078199 | 0.0078199 | 0.0078199 | 0.0078199 | [11 empty] | Florida Power & Light Co | 100 | NextEra Energy Inc | 100
West County Energy Center | 56407_G_2A | 56407 | G | 2A | 89729 | Combined Cycle |  | FRCC | Florida | 12 | Palm Beach | 99 | 12099 | 257.7 | 7060 | 2009 | 9999 |  |  | N | Natural Gas, Distillate Fuel Oil |  |  |  | DLNB + H2O + NH3 | SCR | [8 empty] | 0.0078122 | 0.0078122 | 0.0078122 | 0.0078122 | [11 empty] | Florida Power & Light Co | 100 | NextEra Energy Inc | 100
West County Energy Center | 56407_G_2B | 56407 | G | 2B | 89730 | Combined Cycle |  | FRCC | Florida | 12 | Palm Beach | 99 | 12099 | 257.7 | 7060 | 2009 | 9999 |  |  | N | Natural Gas, Distillate Fuel Oil |  |  |  | DLNB + H2O + NH3 | SCR | [8 empty] | 0.0078122 | 0.0078122 | 0.0078122 | 0.0078122 | [11 empty] | Florida Power & Light Co | 100 | NextEra Energy Inc | 100
West County Energy Center | 56407_G_2C | 56407 | G | 2C | 89731 | Combined Cycle |  | FRCC | Florida | 12 | Palm Beach | 99 | 12099 | 257.7 | 7060 | 2009 | 9999 |  |  | N | Natural Gas, Distillate Fuel Oil |  |  |  | DLNB + H2O + NH3 | SCR | [8 empty] | 0.0078122 | 0.0078122 | 0.0078122 | 0.0078122 | [11 empty] | Florida Power & Light Co | 100 | NextEra Energy Inc | 100
West County Energy Center | 56407_G_2ST | 56407 | G | 2ST | 89729 | Combined Cycle |  | FRCC | Florida | 12 | Palm Beach | 99 | 12099 | 485.9 | 7060 | 2009 | 9999 |  |  | N | Natural Gas, Distillate Fuel Oil |  |  |  | LNB + NH3 | SCR | [8 empty] | 0.0078122 | 0.0078122 | 0.0078122 | 0.0078122 | [11 empty] | Florida Power & Light Co | 100 | NextEra Energy Inc | 100
West County Energy Center | 56407_G_3A | 56407 | G | 3A | 90654 | Combined Cycle |  | FRCC | Florida | 12 | Palm Beach | 99 | 12099 | 257.7 | 7060 | 2011 | 9999 |  |  | N | Natural Gas, Distillate Fuel Oil |  |  |  | DLNB + H2O | SCR | [8 empty] | 0.0077172 | 0.0077172 | 0.0077172 | 0.0077172 | [11 empty] | Florida Power & Light Co | 100 | NextEra Energy Inc | 100
West County Energy Center | 56407_G_3B | 56407 | G | 3B | 90655 | Combined Cycle |  | FRCC | Florida | 12 | Palm Beach | 99 | 12099 | 257.7 | 7060 | 2011 | 9999 |  |  | N | Natural Gas, Distillate Fuel Oil |  |  |  | DLNB + H2O | SCR | [8 empty] | 0.0077172 | 0.0077172 | 0.0077172 | 0.0077172 | [11 empty] | Florida Power & Light Co | 100 | NextEra Energy Inc | 100
West County Energy Center | 56407_G_3C | 56407 | G | 3C | 90656 | Combined Cycle |  | FRCC | Florida | 12 | Palm Beach | 99 | 12099 | 257.7 | 7060 | 2011 | 9999 |  |  | N | Natural Gas, Distillate Fuel Oil |  |  |  | DLNB + H2O | SCR | [8 empty] | 0.0077172 | 0.0077172 | 0.0077172 | 0.0077172 | [11 empty] | Florida Power & Light Co | 100 | NextEra Energy Inc | 100
West County Energy Center | 56407_G_3ST | 56407 | G | 3ST | 90654 | Combined Cycle |  | FRCC | Florida | 12 | Palm Beach | 99 | 12099 | 485.9 | 7060 | 2011 | 9999 |  |  | N | Natural Gas, Distillate Fuel Oil |  |  |  | LNB + NH3 | SCR | [8 empty] | 0.0077172 | 0.0077172 | 0.0077172 | 0.0077172 | [11 empty] | Florida Power & Light Co | 100 | NextEra Energy Inc | 100
Agriwind | 56408_G_AWND1 | 56408 | G | AWND1 |  | Onshore Wind |  | PJM_COMD | Illinois | 17 | BUREAU | 11 | 17011 | 8.4 | 0 | 2007 | 9999 |  |  | N | Wind | [13 empty] | 0 | 0 | 0 | 0 | [11 empty] | AgriWind LLC | 100 | Exelon Corp | 100
Stahl Wind Energy | 56409_G_1 | 56409 | G | 1 |  | Onshore Wind |  | MIS_MNWI | Minnesota | 27 | Pipestone | 117 | 27117 | 1.7 | 0 | 2004 | 9999 |  |  | N | Wind | [13 empty] | 0 | 0 | 0 | 0 | [11 empty] | Stahl Wind Energy LLC | 100 | NRG Energy Inc | 100
Carstensen Wind | 56410_G_1 | 56410 | G | 1 |  | Onshore Wind |  | MIS_MNWI | Minnesota | 27 | Pipestone | 117 | 27117 | 1.7 | 0 | 2004 | 9999 |  |  | N | Wind | [13 empty] | 0 | 0 | 0 | 0 | [11 empty] | Carstensen Wind LLC | 100 | NRG Energy Inc | 100
Northern Lights Wind LLC | 56411_G_1 | 56411 | G | 1 |  | Onshore Wind |  | MIS_MNWI | Minnesota | 27 | Pipestone | 117 | 27117 | 1.7 | 0 | 2004 | 9999 |  |  | N | Wind | [13 empty] | 0 | 0 | 0 | 0 | [11 empty] | Northern Lights Wind LLC | 100 | NRG Energy Inc | 100
Lucky Wind | 56412_G_1 | 56412 | G | 1 |  | Onshore Wind |  | MIS_MNWI | Minnesota | 27 | Pipestone | 117 | 27117 | 1.7 | 0 | 2004 | 9999 |  |  | N | Wind | [13 empty] | 0 | 0 | 0 | 0 | [11 empty] | Lucky Wind LLC | 100 | NRG Energy Inc | 100
Greenback Energy | 56413_G_1 | 56413 | G | 1 |  | Onshore Wind |  | MIS_MNWI | Minnesota | 27 | Pipestone | 117 | 27117 | 1.7 | 0 | 2004 | 9999 |  |  | N | Wind | [13 empty] | 0 | 0 | 0 | 0 | [11 empty] | Greenback Energy LLC | 100 | NRG Energy Inc | 100
Redwood Falls Wind | 56414_G_WND1 | 56414 | G | WND1 |  | Onshore Wind |  | MIS_MNWI | Minnesota | 27 | Redwood | 127 | 27127 | 1.7 | 0 | 2004 | 9999 |  |  | N | Wind | [13 empty] | 0 | 0 | 0 | 0 | [11 empty] | Southern Minnesota Municipal Power Agency | 100 | Southern Minnesota Municipal Power Agency | 100
Redwood Falls Wind | 56414_G_WND2 | 56414 | G | WND2 |  | Onshore Wind |  | MIS_MNWI | Minnesota | 27 | Redwood | 127 | 27127 | 1.7 | 0 | 2005 | 9999 |  |  | N | Wind | [13 empty] | 0 | 0 | 0 | 0 | [11 empty] | Southern Minnesota Municipal Power Agency | 100 | Southern Minnesota Municipal Power Agency | 100
Fairmont Wind | 56415_G_WND1 | 56415 | G | WND1 |  | Onshore Wind |  | MIS_MNWI | Minnesota | 27 | Martin | 91 | 27091 | 0.9 | 0 | 2003 | 9999 |  |  | N | Wind | [13 empty] | 0 | 0 | 0 | 0 | [11 empty] | Southern Minnesota Municipal Power Agency | 100 | Southern Minnesota Municipal Power Agency | 100
Fairmont Wind | 56415_G_WND2 | 56415 | G | WND2 |  | Onshore Wind |  | MIS_MNWI | Minnesota | 27 | Martin | 91 | 27091 | 0.9 | 0 | 2003 | 9999 |  |  | N | Wind | [13 empty] | 0 | 0 | 0 | 0 | [11 empty] | Southern Minnesota Municipal Power Agency | 100 | Southern Minnesota Municipal Power Agency | 100
Fairmont Wind | 56415_G_WND3 | 56415 | G | WND3 |  | Onshore Wind |  | MIS_MNWI | Minnesota | 27 | Martin | 91 | 27091 | 1.7 | 0 | 2004 | 9999 |  |  | N | Wind | [13 empty] | 0 | 0 | 0 | 0 | [11 empty] | Southern Minnesota Municipal Power Agency | 100 | Southern Minnesota Municipal Power Agency | 100
Fairmont Wind | 56415_G_WND4 | 56415 | G | WND4 |  | Onshore Wind |  | MIS_MNWI | Minnesota | 27 | Martin | 91 | 27091 | 1.7 | 0 | 2005 | 9999 |  |  | N | Wind | [13 empty] | 0 | 0 | 0 | 0 | [11 empty] | Southern Minnesota Municipal Power Agency | 100 | Southern Minnesota Municipal Power Agency | 100
Michigan Wind 1 | 56416_G_1 | 56416 | G | 1 |  | Onshore Wind |  | MIS_LMI | Michigan | 26 | Huron | 63 | 26063 | 69 | 0 | 2008 | 9999 |  |  | N | Wind | [13 empty] | 0 | 0 | 0 | 0 | [11 empty] | Michigan Wind 1 LLC | 100 | Exelon Corp | 100
Beecher Gas Recovery | 56419_G_B1 | 56419 | G | B1 |  | Landfill Gas |  | PJM_COMD | Illinois | 17 | Will | 197 | 17197 | 1.1 | 13500 | 2006 | 9999 |  |  | N | Landfill Gas | [13 empty] | 0.22117 | 0.22117 | 0.22117 | 0.22117 | [11 empty] | Beecher Energy LLC | 100 | Beecher Energy LLC | 100
Beecher Gas Recovery | 56419_G_B2 | 56419 | G | B2 |  | Landfill Gas |  | PJM_COMD | Illinois | 17 | Will | 197 | 17197 | 1.1 | 13500 | 2006 | 9999 |  |  | N | Landfill Gas | [13 empty] | 0.22117 | 0.22117 | 0.22117 | 0.22117 | [11 empty] | Beecher Energy LLC | 100 | Beecher Energy LLC | 100
Beecher Gas Recovery | 56419_G_B3 | 56419 | G | B3 |  | Landfill Gas |  | PJM_COMD | Illinois | 17 | Will | 197 | 17197 | 1.1 | 13500 | 2008 | 9999 |  |  | N | Landfill Gas | [13 empty] | 0.22117 | 0.22117 | 0.22117 | 0.22117 | [11 empty] | Beecher Energy LLC | 100 | Beecher Energy LLC | 100
Renick Run Pumping Station 03-04 | 56420_G_0003 | 56420 | G | 0003 |  | Combustion Turbine | IC Engine | PJM_West | Ohio | 39 | Franklin | 49 | 39049 | 1.1 | 11666 | 2006 | 9999 |  |  | N | Distillate Fuel Oil | [12 empty] | 3.6 | 1.6498 | 1.6498 | 1.6498 | 1.6498 | [11 empty] | Columbus OH (City of) | 100 | Columbus OH (City of) | 100
Renick Run Pumping Station 03-04 | 56420_G_0004 | 56420 | G | 0004 |  | Combustion Turbine | IC Engine | PJM_West | Ohio | 39 | Franklin | 49 | 39049 | 1.1 | 11657 | 2006 | 9999 |  |  | N | Distillate Fuel Oil | [12 empty] | 3.6 | 1.6498 | 1.6498 | 1.6498 | 1.6498 | [11 empty] | Columbus OH (City of) | 100 | Columbus OH (City of) | 100
PS ST-8 Engine No 1 | 56421_G_0005 | 56421 | G | 0005 |  | Combustion Turbine | IC Engine | PJM_West | Ohio | 39 | Franklin | 49 | 39049 | 1.8 | 12511 | 2008 | 9999 |  |  | N | Distillate Fuel Oil | [12 empty] | 3.6 | 1.6498 | 1.6498 | 1.6498 | 1.6498 | [11 empty] | Columbus OH (City of) | 100 | Columbus OH (City of) | 100
ST-1/1A Engine No 1 | 56422_G_0006 | 56422 | G | 0006 |  | Combustion Turbine | IC Engine | PJM_West | Ohio | 39 | Franklin | 49 | 39049 | 1.1 | 25000 | 2008 | 9999 |  |  | N | Distillate Fuel Oil | [12 empty] | 3.6 | 1.6498 | 1.6498 | 1.6498 | 1.6498 | [11 empty] | Columbus OH (City of) | 100 | Columbus OH (City of) | 100
Dodge Park Engine No 1 | 56423_G_0007 | 56423 | G | 0007 |  | Combustion Turbine | IC Engine | PJM_West | Ohio | 39 | Franklin | 49 | 39049 | 1.8 | 13120 | 2008 | 9999 |  |  | N | Distillate Fuel Oil | [12 empty] | 3.6 | 1.6498 | 1.6498 | 1.6498 | 1.6498 | [11 empty] | Columbus OH (City of) | 100 | Columbus OH (City of) | 100
Mower County Wind Energy Center | 56424_G_1 | 56424 | G | 1 |  | Onshore Wind |  | MIS_IA | Minnesota | 27 | Mower | 99 | 27099 | 98.9 | 0 | 2006 | 9999 |  |  | N | Wind | [13 empty] | 0 | 0 | 0 | 0 | [11 empty] | FPL Energy Mower County LLC | 100 | Xcel Energy Inc | 100
Ameresco Chicopee Energy | 56426_G_Unit1 | 56426 | G | Unit1 |  | Landfill Gas |  | NENGREST | Massachusetts | 25 | Hampden | 13 | 25013 | 1.9 | 13500 | 2004 | 9999 |  |  | N | Landfill Gas | [13 empty] | 0.17292 | 0.17292 | 0.17292 | 0.17292 | [11 empty] | Ameresco Chicopee Energy LLC | 100 | Ameresco Inc | 100
Ameresco Chicopee Energy | 56426_G_Unit2 | 56426 | G | Unit2 |  | Landfill Gas |  | NENGREST | Massachusetts | 25 | Hampden | 13 | 25013 | 1.9 | 13500 | 2004 | 9999 |  |  | N | Landfill Gas | [13 empty] | 0.17551 | 0.17551 | 0.17551 | 0.17551 | [11 empty] | Ameresco Chicopee Energy LLC | 100 | Ameresco Inc | 100
Ameresco Chicopee Energy | 56426_G_Unit3 | 56426 | G | Unit3 |  | Landfill Gas |  | NENGREST | Massachusetts | 25 | Hampden | 13 | 25013 | 1.9 | 13500 | 2004 | 9999 |  |  | N | Landfill Gas | [13 empty] | 0.16204 | 0.16204 | 0.16204 | 0.16204 | [11 empty] | Ameresco Chicopee Energy LLC | 100 | Ameresco Inc | 100
Ameresco Chicopee Energy | 56426_G_UNIT4 | 56426 | G | UNIT4 |  | Landfill Gas |  | NENGREST | Massachusetts | 25 | Hampden | 13 | 25013 | 2 | 13500 | 2010 | 9999 |  |  | N | Landfill Gas | [13 empty] | 0.14772 | 0.14772 | 0.14772 | 0.14772 | [11 empty] | Ameresco Chicopee Energy LLC | 100 | Ameresco Inc | 100
Ameresco Janesville | 56427_G_Unit1 | 56427 | G | Unit1 |  | Landfill Gas |  | MIS_WUMS | Wisconsin | 55 | Rock | 105 | 55105 | 1 | 13500 | 2004 | 9999 |  |  | N | Landfill Gas | [13 empty] | 0.22117 | 0.22117 | 0.22117 | 0.22117 | [11 empty] | Ameresco Janesville LLC | 100 | Ameresco Inc | 100
Ameresco Janesville | 56427_G_Unit2 | 56427 | G | Unit2 |  | Landfill Gas |  | MIS_WUMS | Wisconsin | 55 | Rock | 105 | 55105 | 1 | 13500 | 2004 | 9999 |  |  | N | Landfill Gas | [13 empty] | 0.22117 | 0.22117 | 0.22117 | 0.22117 | [11 empty] | Ameresco Janesville LLC | 100 | Ameresco Inc | 100
Ameresco Janesville | 56427_G_Unit3 | 56427 | G | Unit3 |  | Landfill Gas |  | MIS_WUMS | Wisconsin | 55 | Rock | 105 | 55105 | 1 | 13500 | 2004 | 9999 |  |  | N | Landfill Gas | [13 empty] | 0.22117 | 0.22117 | 0.22117 | 0.22117 | [11 empty] | Ameresco Janesville LLC | 100 | Ameresco Inc | 100
Ameresco Santa Cruz Energy | 56428_G_Unit1 | 56428 | G | Unit1 |  | Landfill Gas |  | WEC_CALN | California | 6 | Santa Cruz | 87 | 06087 | 1 | 13500 | 2006 | 9999 |  |  | N | Landfill Gas | [13 empty] | 0.14914 | 0.14914 | 0.14914 | 0.14914 | [11 empty] | Ameresco Santa Cruz Energy LLC | 100 | Ameresco Inc | 100
Ameresco Santa Cruz Energy | 56428_G_Unit2 | 56428 | G | Unit2 |  | Landfill Gas |  | WEC_CALN | California | 6 | Santa Cruz | 87 | 06087 | 1 | 13500 | 2006 | 9999 |  |  | N | Landfill Gas | [13 empty] | 0.14914 | 0.14914 | 0.14914 | 0.14914 | [11 empty] | Ameresco Santa Cruz Energy LLC | 100 | Ameresco Inc | 100
Ameresco Santa Cruz Energy | 56428_G_Unit3 | 56428 | G | Unit3 |  | Landfill Gas |  | WEC_CALN | California | 6 | Santa Cruz | 87 | 06087 | 1 | 13500 | 2006 | 9999 |  |  | N | Landfill Gas | [13 empty] | 0.14914 | 0.14914 | 0.14914 | 0.14914 | [11 empty] | Ameresco Santa Cruz Energy LLC | 100 | Ameresco Inc | 100
Ameresco Delaware South | 56429_G_1 | 56429 | G | 1 |  | Landfill Gas |  | PJM_EMAC | Delaware | 10 | Sussex | 5 | 10005 | 1 | 13500 | 2006 | 9999 |  |  | N | Landfill Gas | [12 empty] | 0.2 | 0.1697 | 0.1697 | 0.1697 | 0.1697 | [11 empty] | Ameresco Delaware South | 100 | Ameresco Inc | 100
Ameresco Delaware South | 56429_G_2 | 56429 | G | 2 |  | Landfill Gas |  | PJM_EMAC | Delaware | 10 | Sussex | 5 | 10005 | 1 | 13500 | 2006 | 9999 |  |  | N | Landfill Gas | [12 empty] | 0.2 | 0.1697 | 0.1697 | 0.1697 | 0.1697 | [11 empty] | Ameresco Delaware South | 100 | Ameresco Inc | 100
Ameresco Delaware South | 56429_G_3 | 56429 | G | 3 |  | Landfill Gas |  | PJM_EMAC | Delaware | 10 | Sussex | 5 | 10005 | 1 | 13500 | 2006 | 9999 |  |  | N | Landfill Gas | [12 empty] | 0.2 | 0.1697 | 0.1697 | 0.1697 | 0.1697 | [11 empty] | Ameresco Delaware South | 100 | Ameresco Inc | 100
Ameresco Delaware South | 56429_G_4 | 56429 | G | 4 |  | Landfill Gas |  | PJM_EMAC | Delaware | 10 | Sussex | 5 | 10005 | 1 | 13500 | 2006 | 9999 |  |  | N | Landfill Gas | [12 empty] | 0.2 | 0.1697 | 0.1697 | 0.1697 | 0.1697 | [11 empty] | Ameresco Delaware South | 100 | Ameresco Inc | 100
Ameresco Delaware South | 56429_G_5 | 56429 | G | 5 |  | Landfill Gas |  | PJM_EMAC | Delaware | 10 | Sussex | 5 | 10005 | 1 | 13500 | 2010 | 9999 |  |  | N | Landfill Gas | [12 empty] | 0.2 | 0.1697 | 0.1697 | 0.1697 | 0.1697 | [11 empty] | Ameresco Delaware South | 100 | Ameresco Inc | 100
Ameresco Delaware Central | 56430_G_1C | 56430 | G | 1C |  | Landfill Gas |  | PJM_EMAC | Delaware | 10 | Kent | 1 | 10001 | 1 | 13500 | 2006 | 9999 |  |  | N | Landfill Gas | [12 empty] | 0.14 | 0.1697 | 0.1697 | 0.1697 | 0.1697 | [11 empty] | Ameresco Delaware Energy LLC | 100 | Ameresco Inc | 100
Ameresco Delaware Central | 56430_G_2C | 56430 | G | 2C |  | Landfill Gas |  | PJM_EMAC | Delaware | 10 | Kent | 1 | 10001 | 1 | 13500 | 2006 | 9999 |  |  | N | Landfill Gas | [12 empty] | 0.14 | 0.1697 | 0.1697 | 0.1697 | 0.1697 | [11 empty] | Ameresco Delaware Energy LLC | 100 | Ameresco Inc | 100
Ameresco Delaware Central | 56430_G_3C | 56430 | G | 3C |  | Landfill Gas |  | PJM_EMAC | Delaware | 10 | Kent | 1 | 10001 | 1 | 13500 | 2006 | 9999 |  |  | N | Landfill Gas | [12 empty] | 0.14 | 0.1697 | 0.1697 | 0.1697 | 0.1697 | [11 empty] | Ameresco Delaware Energy LLC | 100 | Ameresco Inc | 100
Ameresco Delaware Central | 56430_G_4C | 56430 | G | 4C |  | Landfill Gas |  | PJM_EMAC | Delaware | 10 | Kent | 1 | 10001 | 1 | 13500 | 2014 | 9999 |  |  | N | Landfill Gas | [13 empty] | 0.27112 | 0.27112 | 0.27112 | 0.27112 | [11 empty] | Ameresco Delaware Energy LLC | 100 | Ameresco Inc | 100
Ameresco Delaware Central | 56430_G_5C | 56430 | G | 5C |  | Landfill Gas |  | PJM_EMAC | Delaware | 10 | Kent | 1 | 10001 | 1 | 13500 | 2014 | 9999 |  |  | N | Landfill Gas | [13 empty] | 0.26714 | 0.26714 | 0.26714 | 0.26714 | [11 empty] | Ameresco Delaware Energy LLC | 100 | Ameresco Inc | 100
Wildorado Wind LLC | 56432_G_1 | 56432 | G | 1 |  | Onshore Wind |  | SPP_SPS | Texas | 48 | Oldham | 359 | 48359 | 161 | 0 | 2007 | 9999 |  |  | N | Wind | [13 empty] | 0 | 0 | 0 | 0 | [11 empty] | Wildorado Wind LLC | 100 | Global Infrastructure Partners | 100
Pine Tree Wind Power Project | 56433_G_1 | 56433 | G | 1 |  | Onshore Wind |  | WEC_LADW | California | 6 | Kern | 29 | 06029 | 135 | 0 | 2009 | 9999 |  |  | N | Wind | [13 empty] | 0 | 0 | 0 | 0 | [11 empty] | Los Angeles Dept of Water & Power | 100 | Los Angeles Dept of Water & Power | 100
Burley Butte Windpark | 56434_G_BBWP | 56434 | G | BBWP |  | Onshore Wind |  | WECC_ID | Idaho | 16 | Cassia | 31 | 16031 | 21.3 | 0 | 2011 | 9999 |  |  | N | Wind | [13 empty] | 0 | 0 | 0 | 0 | [11 empty] | Burley Butte Wind Park LLC | 100 | Atlantic Power Corp | 100
Golden Valley Wind Park LLC | 56435_G_GVWP | 56435 | G | GVWP |  | Onshore Wind |  | WECC_ID | Idaho | 16 | Cassia | 31 | 16031 | 12 | 0 | 2011 | 9999 |  |  | N | Wind | [13 empty] | 0 | 0 | 0 | 0 | [11 empty] | Golden Valley Wind Park LLC | 100 | Atlantic Power Corp | 100
Milner Dam Wind Park LLC | 56437_G_MDWP | 56437 | G | MDWP |  | Onshore Wind |  | WECC_ID | Idaho | 16 | Cassia | 31 | 16031 | 19.5 | 0 | 2011 | 9999 |  |  | N | Wind | [13 empty] | 0 | 0 | 0 | 0 | [11 empty] | Milner Dam Wind Park LLC | 100 | Atlantic Power Corp | 100
Oregon Trail Wind Park | 56439_G_OTWP | 56439 | G | OTWP |  | Onshore Wind |  | WECC_ID | Idaho | 16 | Twin Falls | 83 | 16083 | 13.5 | 0 | 2011 | 9999 |  |  | N | Wind | [13 empty] | 0 | 0 | 0 | 0 | [11 empty] | Oregon Trail Wind Park LLC | 100 | Atlantic Power Corp | 100
Pilgrim Stage Wind Park | 56440_G_PSWP | 56440 | G | PSWP |  | Onshore Wind |  | WECC_ID | Idaho | 16 | Twin Falls | 83 | 16083 | 10.5 | 0 | 2011 | 9999 |  |  | N | Wind | [13 empty] | 0 | 0 | 0 | 0 | [11 empty] | Pilgrim Stage Station Wind Park LLC | 100 | Atlantic Power Corp | 100
Salmon Falls Wind Park | 56441_G_SFWP | 56441 | G | SFWP |  | Onshore Wind |  | WECC_ID | Idaho | 16 | Twin Falls | 83 | 16083 | 21 | 0 | 2011 | 9999 |  |  | N | Wind | [13 empty] | 0 | 0 | 0 | 0 | [11 empty] | Salmon Falls Wind Park LLC | 100 | Atlantic Power Corp | 100
Thousand Springs Wind Park | 56442_G_TSWP | 56442 | G | TSWP |  | Onshore Wind |  | WECC_ID | Idaho | 16 | Twin Falls | 83 | 16083 | 12 | 0 | 2011 | 9999 |  |  | N | Wind | [13 empty] | 0 | 0 | 0 | 0 | [11 empty] | Thousand Springs Wind Park LLC | 100 | Atlantic Power Corp | 100
Tuana Gulch Wind Park | 56443_G_TGWP | 56443 | G | TGWP |  | Onshore Wind |  | WECC_ID | Idaho | 16 | Twin Falls | 83 | 16083 | 10.5 | 0 | 2011 | 9999 |  |  | N | Wind | [13 empty] | 0 | 0 | 0 | 0 | [11 empty] | Tuana Gulch Wind Park LLC | 100 | Atlantic Power Corp | 100
Spindle Hill Energy Center | 56445_G_GEN1 | 56445 | G | GEN1 | 89736 | Combustion Turbine |  | WECC_CO | Colorado | 8 | Weld | 123 | 08123 | 135 | 11234 | 2007 | 9999 |  |  | N | Natural Gas, Distillate Fuel Oil |  |  |  | DLNB + H2O | [8 empty] | 0.8 | 0.04811 | 0.04811 | 0.04811 | 0.04811 | [11 empty] | Spindle Hill Energy LLC | 100 | Invenergy LLC | 100
Spindle Hill Energy Center | 56445_G_GEN2 | 56445 | G | GEN2 | 89737 | Combustion Turbine |  | WECC_CO | Colorado | 8 | Weld | 123 | 08123 | 135 | 11234 | 2007 | 9999 |  |  | N | Natural Gas, Distillate Fuel Oil |  |  |  | DLNB + H2O | [8 empty] | 0.8 | 0.05566 | 0.05566 | 0.05566 | 0.05566 | [11 empty] | Spindle Hill Energy LLC | 100 | Invenergy LLC | 100
Buena Vista Energy LLC | 56446_G_1 | 56446 | G | 1 |  | Onshore Wind |  | WEC_CALN | California | 6 | Contra Costa | 13 | 06013 | 38 | 0 | 2006 | 9999 |  |  | N | Wind | [13 empty] | 0 | 0 | 0 | 0 | [11 empty] | Buena Vista Energy LLC | 100 | ArcLight Capital Partners LLC | 100
Mars Hill Wind Farm Project | 56448_G_1 | 56448 | G | 1 |  | Onshore Wind |  | NENG_ME | Maine | 23 | Aroostook | 3 | 23003 | 42 | 0 | 2007 | 9999 |  |  | N | Wind | [13 empty] | 0 | 0 | 0 | 0 | [11 empty] | Evergreen Wind Power LLC | 100 | Brookfield Asset Management Inc | 100
GSG LLC | 56450_G_1 | 56450 | G | 1 |  | Onshore Wind |  | PJM_COMD | Illinois | 17 | Lee | 103 | 17103 | 80 | 0 | 2007 | 9999 |  |  | N | Wind | [13 empty] | 0 | 0 | 0 | 0 | [11 empty] | GSG LLC | 100 | Babcock & Brown | 100
Allegheny Ridge Wind Farm | 56451_G_1 | 56451 | G | 1 |  | Onshore Wind |  | PJM_PENE | Pennsylvania | 42 | Cambria | 21 | 42021 | 80 | 0 | 2007 | 9999 |  |  | N | Wind | [13 empty] | 0 | 0 | 0 | 0 | [11 empty] | Allegheny Ridge Wind Farm LLC | 100 | ArcLight Capital Partners LLC | 100
Post Wind Farm LP | 56457_G_1 | 56457 | G | 1 |  | Onshore Wind |  | ERC_WEST | Texas | 48 | Borden | 33 | 48033 | 84 | 0 | 2006 | 9999 |  |  | N | Wind | [13 empty] | 0 | 0 | 0 | 0 | [11 empty] | Post Wind LLC | 100 | NextEra Energy Inc | 100
Hobbs Generating Station | 56458_G_CHW-T | 56458 | G | CHW-T |  | Combined Cycle |  | SPP_SPS | New Mexico | 35 | Lea | 25 | 35025 | 4.3 | 7503 | 2008 | 9999 |  |  | N | Natural Gas |  |  |  |  | SCR | [8 empty] | 0.0064939 | 0.0064939 | 0.0064939 | 0.0064939 | [11 empty] | Lea Power Partners LLC | 100 | ContourGlobal PLC | 100
Hobbs Generating Station | 56458_G_GT1 | 56458 | G | GT1 | 89738 | Combined Cycle |  | SPP_SPS | New Mexico | 35 | Lea | 25 | 35025 | 164.5 | 7503 | 2008 | 9999 |  |  | N | Natural Gas |  |  |  | DLNB | SCR | [8 empty] | 0.0064939 | 0.0064939 | 0.0064939 | 0.0064939 | [11 empty] | Lea Power Partners LLC | 100 | ContourGlobal PLC | 100
Hobbs Generating Station | 56458_G_GT2 | 56458 | G | GT2 | 89739 | Combined Cycle |  | SPP_SPS | New Mexico | 35 | Lea | 25 | 35025 | 164.9 | 7503 | 2008 | 9999 |  |  | N | Natural Gas |  |  |  | DLNB | SCR | [8 empty] | 0.0064939 | 0.0064939 | 0.0064939 | 0.0064939 | [11 empty] | Lea Power Partners LLC | 100 | ContourGlobal PLC | 100
Hobbs Generating Station | 56458_G_ST3 | 56458 | G | ST3 | 89738 | Combined Cycle |  | SPP_SPS | New Mexico | 35 | Lea | 25 | 35025 | 251.3 | 7503 | 2008 | 9999 |  |  | N | Natural Gas |  |  |  | NH3 | SCR | [8 empty] | 0.0064939 | 0.0064939 | 0.0064939 | 0.0064939 | [11 empty] | Lea Power Partners LLC | 100 | ContourGlobal PLC | 100
MinnDakota Wind LLC | 56459_G_2 | 56459 | G | 2 |  | Onshore Wind |  | MIS_MNWI | Minnesota | 27 | Lincoln | 81 | 27081 | 150 | 0 | 2008 | 9999 |  |  | N | Wind | [13 empty] | 0 | 0 | 0 | 0 | [11 empty] | MinnDakota Wind LLC | 100 | Iberdrola SA | 100
Twin Buttes Wind Project | 56460_G_WT1 | 56460 | G | WT1 |  | Onshore Wind |  | WECC_CO | Colorado | 8 | Bent | 11 | 08011 | 75 | 0 | 2007 | 9999 |  |  | N | Wind | [13 empty] | 0 | 0 | 0 | 0 | [11 empty] | Twin Buttes Wind LLC | 80 | Iberdrola SA | 80
Dry Creek LFG to Energy Project | 56461_G_DC1 | 56461 | G | DC1 |  | Landfill Gas |  | WECC_PNW | Oregon | 41 | Jackson | 29 | 41029 | 1.5 | 14103 | 2007 | 9999 |  |  | N | Landfill Gas | [13 empty] | 0.22117 | 0.22117 | 0.22117 | 0.22117 | [11 empty] | Oregon Environmental Industries | 100 | Oregon Environmental Industries | 100
Dry Creek LFG to Energy Project | 56461_G_DC2 | 56461 | G | DC2 |  | Landfill Gas |  | WECC_PNW | Oregon | 41 | Jackson | 29 | 41029 | 1.5 | 14103 | 2007 | 9999 |  |  | N | Landfill Gas | [13 empty] | 0.22117 | 0.22117 | 0.22117 | 0.22117 | [11 empty] | Oregon Environmental Industries | 100 | Oregon Environmental Industries | 100
Geneva Generation Facility | 56462_G_GEN 1 | 56462 | G | GEN 1 |  | Combustion Turbine | IC Engine | PJM_COMD | Illinois | 17 | Kane | 89 | 17089 | 5.4 | 10745 | 2005 | 2045 |  |  | N | Natural Gas | [13 empty] | 0.26077 | 0.26077 | 0.26077 | 0.26077 | [11 empty] | Geneva IL (City of) | 100 | Geneva Electric Dept | 100
Geneva Generation Facility | 56462_G_GEN 2 | 56462 | G | GEN 2 |  | Combustion Turbine | IC Engine | PJM_COMD | Illinois | 17 | Kane | 89 | 17089 | 5.4 | 10745 | 2005 | 2045 |  |  | N | Natural Gas | [13 empty] | 0.26387 | 0.26387 | 0.26387 | 0.26387 | [11 empty] | Geneva IL (City of) | 100 | Geneva Electric Dept | 100
Geneva Generation Facility | 56462_G_GEN 3 | 56462 | G | GEN 3 |  | Combustion Turbine | IC Engine | PJM_COMD | Illinois | 17 | Kane | 89 | 17089 | 5.4 | 10745 | 2005 | 2045 |  |  | N | Natural Gas | [13 empty] | 0.24606 | 0.24606 | 0.24606 | 0.24606 | [11 empty] | Geneva IL (City of) | 100 | Geneva Electric Dept | 100
Geneva Generation Facility | 56462_G_GEN 4 | 56462 | G | GEN 4 |  | Combustion Turbine | IC Engine | PJM_COMD | Illinois | 17 | Kane | 89 | 17089 | 5.4 | 10745 | 2005 | 2045 |  |  | N | Natural Gas | [13 empty] | 0.21064 | 0.21064 | 0.21064 | 0.21064 | [11 empty] | Geneva IL (City of) | 100 | Geneva Electric Dept | 100
Geneva Generation Facility | 56462_G_GEN 5 | 56462 | G | GEN 5 |  | Combustion Turbine | IC Engine | PJM_COMD | Illinois | 17 | Kane | 89 | 17089 | 5.4 | 10745 | 2005 | 2045 |  |  | N | Natural Gas | [13 empty] | 0.2223 | 0.2223 | 0.2223 | 0.2223 | [11 empty] | Geneva IL (City of) | 100 | Geneva Electric Dept | 100
Oak Ridge LFGTE | 56463_G_1 | 56463 | G | 1 |  | Landfill Gas |  | MIS_INKY | Indiana | 18 | Cass | 17 | 18017 | 0.8 | 13500 | 2003 | 9999 |  |  | N | Landfill Gas | [13 empty] | 0.22117 | 0.22117 | 0.22117 | 0.22117 | [11 empty] | Wabash Valley Power Association Inc | 100 | Wabash Valley Power Association Inc | 100
Oak Ridge LFGTE | 56463_G_2 | 56463 | G | 2 |  | Landfill Gas |  | MIS_INKY | Indiana | 18 | Cass | 17 | 18017 | 0.8 | 13500 | 2003 | 9999 |  |  | N | Landfill Gas | [13 empty] | 0.22117 | 0.22117 | 0.22117 | 0.22117 | [11 empty] | Wabash Valley Power Association Inc | 100 | Wabash Valley Power Association Inc | 100
Oak Ridge LFGTE | 56463_G_3 | 56463 | G | 3 |  | Landfill Gas |  | MIS_INKY | Indiana | 18 | Cass | 17 | 18017 | 0.8 | 13500 | 2003 | 9999 |  |  | N | Landfill Gas | [13 empty] | 0.22117 | 0.22117 | 0.22117 | 0.22117 | [11 empty] | Wabash Valley Power Association Inc | 100 | Wabash Valley Power Association Inc | 100
Oak Ridge LFGTE | 56463_G_4 | 56463 | G | 4 |  | Landfill Gas |  | MIS_INKY | Indiana | 18 | Cass | 17 | 18017 | 0.8 | 13500 | 2003 | 9999 |  |  | N | Landfill Gas | [13 empty] | 0.22117 | 0.22117 | 0.22117 | 0.22117 | [11 empty] | Wabash Valley Power Association Inc | 100 | Wabash Valley Power Association Inc | 100
Jay County LFGTE | 56464_G_1 | 56464 | G | 1 |  | Landfill Gas |  | MIS_INKY | Indiana | 18 | Jay | 75 | 18075 | 0.8 | 13500 | 2005 | 9999 |  |  | N | Landfill Gas | [13 empty] | 0.22117 | 0.22117 | 0.22117 | 0.22117 | [11 empty] | Wabash Valley Power Association Inc | 100 | Wabash Valley Power Association Inc | 100
Jay County LFGTE | 56464_G_2 | 56464 | G | 2 |  | Landfill Gas |  | MIS_INKY | Indiana | 18 | Jay | 75 | 18075 | 0.8 | 13500 | 2005 | 9999 |  |  | N | Landfill Gas | [13 empty] | 0.22117 | 0.22117 | 0.22117 | 0.22117 | [11 empty] | Wabash Valley Power Association Inc | 100 | Wabash Valley Power Association Inc | 100
Jay County LFGTE | 56464_G_3 | 56464 | G | 3 |  | Landfill Gas |  | MIS_INKY | Indiana | 18 | Jay | 75 | 18075 | 0.8 | 13500 | 2005 | 9999 |  |  | N | Landfill Gas | [13 empty] | 0.22117 | 0.22117 | 0.22117 | 0.22117 | [11 empty] | Wabash Valley Power Association Inc | 100 | Wabash Valley Power Association Inc | 100
Jay County LFGTE | 56464_G_4 | 56464 | G | 4 |  | Landfill Gas |  | MIS_INKY | Indiana | 18 | Jay | 75 | 18075 | 0.8 | 13500 | 2005 | 9999 |  |  | N | Landfill Gas | [13 empty] | 0.22117 | 0.22117 | 0.22117 | 0.22117 | [11 empty] | Wabash Valley Power Association Inc | 100 | Wabash Valley Power Association Inc | 100
Liberty I & II LFGTE | 56465_G_1 | 56465 | G | 1 |  | Landfill Gas |  | MIS_INKY | Indiana | 18 | White | 181 | 18181 | 0.8 | 13500 | 2005 | 9999 |  |  | N | Landfill Gas | [13 empty] | 0.22117 | 0.22117 | 0.22117 | 0.22117 | [11 empty] | Wabash Valley Power Association Inc | 100 | Wabash Valley Power Association Inc | 100
Liberty I & II LFGTE | 56465_G_1-II | 56465 | G | 1-II |  | Landfill Gas |  | MIS_INKY | Indiana | 18 | White | 181 | 18181 | 0.8 | 13500 | 2010 | 9999 |  |  | N | Landfill Gas | [13 empty] | 0.22117 | 0.22117 | 0.22117 | 0.22117 | [11 empty] | Wabash Valley Power Association Inc | 100 | Wabash Valley Power Association Inc | 100
Liberty I & II LFGTE | 56465_G_1-III | 56465 | G | 1-III |  | Landfill Gas |  | MIS_INKY | Indiana | 18 | White | 181 | 18181 | 1.6 | 13500 | 2017 | 9999 |  |  | N | Landfill Gas | [13 empty] | 0.09 | 0.09 | 0.09 | 0.09 | [11 empty] | Wabash Valley Power Association Inc | 100 | Wabash Valley Power Association Inc | 100
Liberty I & II LFGTE | 56465_G_2 | 56465 | G | 2 |  | Landfill Gas |  | MIS_INKY | Indiana | 18 | White | 181 | 18181 | 0.8 | 13500 | 2005 | 9999 |  |  | N | Landfill Gas | [13 empty] | 0.22117 | 0.22117 | 0.22117 | 0.22117 | [11 empty] | Wabash Valley Power Association Inc | 100 | Wabash Valley Power Association Inc | 100
Liberty I & II LFGTE | 56465_G_2-II | 56465 | G | 2-II |  | Landfill Gas |  | MIS_INKY | Indiana | 18 | White | 181 | 18181 | 0.8 | 13500 | 2010 | 9999 |  |  | N | Landfill Gas | [13 empty] | 0.22117 | 0.22117 | 0.22117 | 0.22117 | [11 empty] | Wabash Valley Power Association Inc | 100 | Wabash Valley Power Association Inc | 100
Liberty I & II LFGTE | 56465_G_2-III | 56465 | G | 2-III |  | Landfill Gas |  | MIS_INKY | Indiana | 18 | White | 181 | 18181 | 1.6 | 13500 | 2017 | 9999 |  |  | N | Landfill Gas | [13 empty] | 0.09 | 0.09 | 0.09 | 0.09 | [11 empty] | Wabash Valley Power Association Inc | 100 | Wabash Valley Power Association Inc | 100
Liberty I & II LFGTE | 56465_G_3 | 56465 | G | 3 |  | Landfill Gas |  | MIS_INKY | Indiana | 18 | White | 181 | 18181 | 0.8 | 13500 | 2005 | 9999 |  |  | N | Landfill Gas | [13 empty] | 0.22117 | 0.22117 | 0.22117 | 0.22117 | [11 empty] | Wabash Valley Power Association Inc | 100 | Wabash Valley Power Association Inc | 100
Liberty I & II LFGTE | 56465_G_3-II | 56465 | G | 3-II |  | Landfill Gas |  | MIS_INKY | Indiana | 18 | White | 181 | 18181 | 0.8 | 13500 | 2010 | 9999 |  |  | N | Landfill Gas | [13 empty] | 0.22117 | 0.22117 | 0.22117 | 0.22117 | [11 empty] | Wabash Valley Power Association Inc | 100 | Wabash Valley Power Association Inc | 100
Liberty I & II LFGTE | 56465_G_3-III | 56465 | G | 3-III |  | Landfill Gas |  | MIS_INKY | Indiana | 18 | White | 181 | 18181 | 1.6 | 13500 | 2017 | 9999 |  |  | N | Landfill Gas | [13 empty] | 0.09 | 0.09 | 0.09 | 0.09 | [11 empty] | Wabash Valley Power Association Inc | 100 | Wabash Valley Power Association Inc | 100
Liberty I & II LFGTE | 56465_G_4 | 56465 | G | 4 |  | Landfill Gas |  | MIS_INKY | Indiana | 18 | White | 181 | 18181 | 0.8 | 13500 | 2005 | 9999 |  |  | N | Landfill Gas | [13 empty] | 0.22117 | 0.22117 | 0.22117 | 0.22117 | [11 empty] | Wabash Valley Power Association Inc | 100 | Wabash Valley Power Association Inc | 100
Liberty I & II LFGTE | 56465_G_4-II | 56465 | G | 4-II |  | Landfill Gas |  | MIS_INKY | Indiana | 18 | White | 181 | 18181 | 0.8 | 13500 | 2010 | 9999 |  |  | N | Landfill Gas | [13 empty] | 0.22117 | 0.22117 | 0.22117 | 0.22117 | [11 empty] | Wabash Valley Power Association Inc | 100 | Wabash Valley Power Association Inc | 100
Liberty I & II LFGTE | 56465_G_4-III | 56465 | G | 4-III |  | Landfill Gas |  | MIS_INKY | Indiana | 18 | White | 181 | 18181 | 1.6 | 13500 | 2017 | 9999 |  |  | N | Landfill Gas | [13 empty] | 0.09 | 0.09 | 0.09 | 0.09 | [11 empty] | Wabash Valley Power Association Inc | 100 | Wabash Valley Power Association Inc | 100
Marengo Wind Plant | 56466_G_1 | 56466 | G | 1 |  | Onshore Wind |  | WECC_PNW | Washington | 53 | Columbia | 13 | 53013 | 140.4 | 0 | 2007 | 9999 |  |  | N | Wind | [13 empty] | 0 | 0 | 0 | 0 | [11 empty] | PacifiCorp | 100 | Berkshire Hathaway Inc | 100
Marengo Wind Plant | 56466_G_2 | 56466 | G | 2 |  | Onshore Wind |  | WECC_PNW | Washington | 53 | Columbia | 13 | 53013 | 70.2 | 0 | 2008 | 9999 |  |  | N | Wind | [13 empty] | 0 | 0 | 0 | 0 | [11 empty] | PacifiCorp | 100 | Berkshire Hathaway Inc | 100
Russell City Energy Center | 56467_G_CTG1 | 56467 | G | CTG1 | 89932 | Combined Cycle |  | WEC_CALN | California | 6 | Alameda | 1 | 06001 | 185 | 7317 | 2013 | 9999 |  |  | N | Natural Gas |  |  |  | DLNB | SCR | [8 empty] | 0.007564 | 0.007564 | 0.007564 | 0.007564 | [11 empty] | Russell City Energy Co LLC | 100 | Energy Capital Partners | 100
Russell City Energy Center | 56467_G_CTG2 | 56467 | G | CTG2 | 89933 | Combined Cycle |  | WEC_CALN | California | 6 | Alameda | 1 | 06001 | 185 | 7317 | 2013 | 9999 |  |  | N | Natural Gas |  |  |  | DLNB | SCR | [8 empty] | 0.007564 | 0.007564 | 0.007564 | 0.007564 | [11 empty] | Russell City Energy Co LLC | 100 | Energy Capital Partners | 100
Russell City Energy Center | 56467_G_STG1 | 56467 | G | STG1 | 89932 | Combined Cycle |  | WEC_CALN | California | 6 | Alameda | 1 | 06001 | 245 | 7317 | 2013 | 9999 |  |  | N | Natural Gas |  |  |  | LNB + NH3 | SCR | [8 empty] | 0.007564 | 0.007564 | 0.007564 | 0.007564 | [11 empty] | Russell City Energy Co LLC | 100 | Energy Capital Partners | 100
Klondike Windpower III | 56468_G_1 | 56468 | G | 1 |  | Onshore Wind |  | WECC_PNW | Oregon | 41 | Sherman | 55 | 41055 | 221 | 0 | 2007 | 9999 |  |  | N | Wind | [13 empty] | 0 | 0 | 0 | 0 | [11 empty] | Klondike Wind Power III LLC | 100 | Iberdrola SA | 100
Klondike Windpower III | 56468_G_2 | 56468 | G | 2 |  | Onshore Wind |  | WECC_PNW | Oregon | 41 | Sherman | 55 | 41055 | 76.5 | 0 | 2008 | 9999 |  |  | N | Wind | [13 empty] | 0 | 0 | 0 | 0 | [11 empty] | Klondike Wind Power III LLC | 100 | Iberdrola SA | 100
Locust Ridge | 56470_G_LRWF | 56470 | G | LRWF |  | Onshore Wind |  | PJM_WMAC | Pennsylvania | 42 | Schuylkill | 107 | 42107 | 26 | 0 | 2007 | 9999 |  |  | N | Wind | [13 empty] | 0 | 0 | 0 | 0 | [11 empty] | Locust Ridge Wind Farm LLC | 100 | Iberdrola SA | 100
McGrath Peaker | 56471_G_1 | 56471 | G | 1 | 90074 | Combustion Turbine |  | WECC_SCE | California | 6 | Ventura | 111 | 06111 | 49 | 10745 | 2012 | 9999 |  |  | N | Natural Gas |  |  |  | DLNB | SCR | [8 empty] | 0.01191 | 0.01191 | 0.01191 | 0.01191 | [11 empty] | Southern California Edison Co | 100 | Edison International | 100
Grapeland Hybrid | 56472_G_1 | 56472 | G | 1 | 90070 | Combustion Turbine |  | WECC_SCE | California | 6 | San Bernardino | 71 | 06071 | 46 | 10745 | 2007 | 9999 |  |  | N | Natural Gas |  |  |  | DLNB | [9 empty] | 0.01489 | 0.01489 | 0.01489 | 0.01489 | [11 empty] | Southern California Edison Co | 100 | Edison International | 100
Grapeland Hybrid | 56472_G_BA1 | 56472 | G | BA1 |  | Energy Storage |  | WECC_SCE | California | 6 | San Bernardino | 71 | 06071 | 10 | 0 | 2016 | 9999 |  |  | N | Energy Storage | [13 empty] | 0 | 0 | 0 | 0 | [11 empty] | Southern California Edison Co | 100 | Edison International | 100
Mira Loma Peaker | 56473_G_1 | 56473 | G | 1 | 90071 | Combustion Turbine |  | WECC_SCE | California | 6 | San Bernardino | 71 | 06071 | 49 | 10745 | 2007 | 9999 |  |  | N | Natural Gas |  |  |  | DLNB | [9 empty] | 0.01338 | 0.01338 | 0.01338 | 0.01338 | [11 empty] | Southern California Edison Co | 100 | Edison International | 100
Barre Peaker | 56474_G_1 | 56474 | G | 1 | 90072 | Combustion Turbine |  | WECC_SCE | California | 6 | Orange | 59 | 06059 | 49 | 10745 | 2007 | 9999 |  |  | N | Natural Gas |  |  |  | DLNB | [9 empty] | 0.00989 | 0.00989 | 0.00989 | 0.00989 | [11 empty] | Southern California Edison Co | 100 | Edison International | 100
Center Hybrid | 56475_G_1 | 56475 | G | 1 | 90073 | Combustion Turbine |  | WECC_SCE | California | 6 | Los Angeles | 37 | 06037 | 47 | 10745 | 2007 | 9999 |  |  | N | Natural Gas |  |  |  | DLNB | [9 empty] | 0.00919 | 0.00919 | 0.00919 | 0.00919 | [11 empty] | Southern California Edison Co | 100 | Edison International | 100
Center Hybrid | 56475_G_BA1 | 56475 | G | BA1 |  | Energy Storage |  | WECC_SCE | California | 6 | Los Angeles | 37 | 06037 | 10 | 0 | 2016 | 9999 |  |  | N | Energy Storage | [13 empty] | 0 | 0 | 0 | 0 | [11 empty] | Southern California Edison Co | 100 | Edison International | 100
Gateway Generating Station | 56476_G_A | 56476 | G | A | 89759 | Combined Cycle |  | WEC_CALN | California | 6 | Contra Costa | 13 | 06013 | 177 | 7223 | 2009 | 9999 |  |  | N | Natural Gas |  |  |  | DLNB | SCR | [8 empty] | 0.006252 | 0.006252 | 0.006252 | 0.006252 | [11 empty] | Pacific Gas & Electric Co | 100 | PG&E Corp | 100
Gateway Generating Station | 56476_G_B | 56476 | G | B | 89760 | Combined Cycle |  | WEC_CALN | California | 6 | Contra Costa | 13 | 06013 | 177 | 7223 | 2009 | 9999 |  |  | N | Natural Gas |  |  |  | DLNB | SCR | [8 empty] | 0.006252 | 0.006252 | 0.006252 | 0.006252 | [11 empty] | Pacific Gas & Electric Co | 100 | PG&E Corp | 100
Gateway Generating Station | 56476_G_C | 56476 | G | C | 89759 | Combined Cycle |  | WEC_CALN | California | 6 | Contra Costa | 13 | 06013 | 209.4 | 7223 | 2009 | 9999 |  |  | N | Natural Gas |  |  |  | LNB | SCR | [8 empty] | 0.006252 | 0.006252 | 0.006252 | 0.006252 | [11 empty] | Pacific Gas & Electric Co | 100 | PG&E Corp | 100
MJMEUC Generating Station #1 | 56478_G_0001 | 56478 | G | 0001 |  | Combustion Turbine |  | MIS_MO | Missouri | 29 | Audrain | 7 | 29007 | 11.3 | 8700 | 2007 | 9999 |  |  | Y | Natural Gas | [13 empty] | 0.23894 | 0.23894 | 0.23894 | 0.23894 | [11 empty] | Missouri Joint Municipal Electric Utility Commission | 100 | Missouri Joint Municipal Electric Utility Commission | 100
Sand Bluff Wind Farm | 56479_G_2 | 56479 | G | 2 |  | Onshore Wind |  | ERC_WEST | Texas | 48 | Glasscock | 173 | 48173 | 90 | 0 | 2007 | 9999 |  |  | N | Wind | [13 empty] | 0 | 0 | 0 | 0 | [11 empty] | Sand Bluff Wind Farm LLC | 100 | RWE Group | 100
Marshfield Utilities Gas Plant | 56480_G_M1 | 56480 | G | M1 | 89761 | Combustion Turbine |  | MIS_WUMS | Wisconsin | 55 | Wood | 141 | 55141 | 53.3 | 11858 | 2011 | 9999 |  |  | N | Natural Gas, Distillate Fuel Oil |  |  |  | H2O | [9 empty] | 0.08052 | 0.08052 | 0.08052 | 0.08052 | [11 empty] | Wisconsin Public Service Corp | 100 | WEC Energy Group Inc | 100
SunE Alamosa | 56481_G_1 | 56481 | G | 1 |  | Solar PV |  | WECC_CO | Colorado | 8 | Alamosa | 3 | 08003 | 1 | 0 | 2007 | 9999 |  |  | N | Solar | [13 empty] | 0 | 0 | 0 | 0 | [11 empty] | SunE Alamosa 1 LLC | 100 | SunEdison | 100
SunE Alamosa | 56481_G_2 | 56481 | G | 2 |  | Solar PV |  | WECC_CO | Colorado | 8 | Alamosa | 3 | 08003 | 6.7 | 0 | 2007 | 9999 |  |  | N | Solar | [13 empty] | 0 | 0 | 0 | 0 | [11 empty] | SunE Alamosa 1 LLC | 100 | SunEdison | 100
Black Mountain Generating Station | 56482_G_1 | 56482 | G | 1 | 89755 | Combustion Turbine |  | WECC_AZ | Arizona | 4 | Mohave | 15 | 04015 | 45 | 10745 | 2008 | 9999 |  |  | N | Natural Gas |  |  |  | H2O | [9 empty] | 0.09453 | 0.09453 | 0.09453 | 0.09453 | [11 empty] | UNS Electric Inc | 100 | Uns Energy Corp | 100
Black Mountain Generating Station | 56482_G_2 | 56482 | G | 2 | 89756 | Combustion Turbine |  | WECC_AZ | Arizona | 4 | Mohave | 15 | 04015 | 45 | 10745 | 2008 | 9999 |  |  | N | Natural Gas |  |  |  | H2O | [9 empty] | 0.08687 | 0.08687 | 0.08687 | 0.08687 | [11 empty] | UNS Electric Inc | 100 | Uns Energy Corp | 100
Post Oak Wind LLC | 56483_G_1 | 56483 | G | 1 |  | Onshore Wind |  | ERC_WEST | Texas | 48 | Shackelford | 417 | 48417 | 200 | 0 | 2008 | 9999 |  |  | N | Wind | [13 empty] | 0 | 0 | 0 | 0 | [11 empty] | Post Oak Wind LLC | 100 | Energias de Portugal SA | 100
Buffalo Gap 2 Wind Farm | 56484_G_1 | 56484 | G | 1 |  | Onshore Wind |  | ERC_WEST | Texas | 48 | Nolan | 353 | 48353 | 232.5 | 0 | 2007 | 9999 |  |  | N | Wind | [13 empty] | 0 | 0 | 0 | 0 | [11 empty] | Buffalo Gap Wind Farm 2 LLC | 100 | AES Corp (The) | 100
Biglow Canyon Wind Farm | 56485_G_1 | 56485 | G | 1 |  | Onshore Wind |  | WECC_PNW | Oregon | 41 | Sherman | 55 | 41055 | 125.4 | 0 | 2007 | 9999 |  |  | N | Wind | [13 empty] | 0 | 0 | 0 | 0 | [11 empty] | Portland General Electric Co | 100 | Portland General Electric Co | 100
Biglow Canyon Wind Farm | 56485_G_2 | 56485 | G | 2 |  | Onshore Wind |  | WECC_PNW | Oregon | 41 | Sherman | 55 | 41055 | 163.3 | 0 | 2009 | 9999 |  |  | N | Wind | [13 empty] | 0 | 0 | 0 | 0 | [11 empty] | Portland General Electric Co | 100 | Portland General Electric Co | 100
Biglow Canyon Wind Farm | 56485_G_3 | 56485 | G | 3 |  | Onshore Wind |  | WECC_PNW | Oregon | 41 | Sherman | 55 | 41055 | 161 | 0 | 2010 | 9999 |  |  | N | Wind | [13 empty] | 0 | 0 | 0 | 0 | [11 empty] | Portland General Electric Co | 100 | Portland General Electric Co | 100
White Creek Wind Farm | 56487_G_1 | 56487 | G | 1 |  | Onshore Wind |  | WECC_PNW | Washington | 53 | Klickitat | 39 | 53039 | 204 | 0 | 2007 | 9999 |  |  | N | Wind | [13 empty] | 0 | 0 | 0 | 0 | [11 empty] | White Creek Wind I LLC | 100 | Lehman Brothers Holdings Inc | 100
Smoky Hills Wind Project Phase I | 56488_G_1 | 56488 | G | 1 |  | Onshore Wind |  | SPP_N | Kansas | 20 | Lincoln | 105 | 20105 | 100.8 | 0 | 2008 | 9999 |  |  | N | Wind | [13 empty] | 0 | 0 | 0 | 0 | [11 empty] | Smoky Hills Wind Farm LLC | 100 | Enel SpA | 100
Elkins Generating Center | 56489_G_A | 56489 | G | A |  | Combustion Turbine |  | SPP_WEST | Arkansas | 5 | Washington | 143 | 05143 | 20 | 11986 | 2010 | 9999 |  |  | N | Natural Gas | [13 empty] | 0.23894 | 0.23894 | 0.23894 | 0.23894 | [11 empty] | Arkansas Electric Coop Corp | 100 | Arkansas Electric Coop Corp | 100
Elkins Generating Center | 56489_G_B | 56489 | G | B |  | Combustion Turbine |  | SPP_WEST | Arkansas | 5 | Washington | 143 | 05143 | 20 | 11985 | 2010 | 9999 |  |  | N | Natural Gas | [13 empty] | 0.23894 | 0.23894 | 0.23894 | 0.23894 | [11 empty] | Arkansas Electric Coop Corp | 100 | Arkansas Electric Coop Corp | 100
Elkins Generating Center | 56489_G_C | 56489 | G | C |  | Combustion Turbine |  | SPP_WEST | Arkansas | 5 | Washington | 143 | 05143 | 20 | 11985 | 2013 | 9999 |  |  | N | Natural Gas | [13 empty] | 0.23894 | 0.23894 | 0.23894 | 0.23894 | [11 empty] | Arkansas Electric Coop Corp | 100 | Arkansas Electric Coop Corp | 100
Buffalo Mountain Energy Center | 56493_G_4 | 56493 | G | 4 |  | Onshore Wind |  | S_C_TVA | Tennessee | 47 | Anderson | 1 | 47001 | 27 | 0 | 2004 | 9999 |  |  | N | Wind | [13 empty] | 0 | 0 | 0 | 0 | [11 empty] | Invenergy TN LLC | 100 | Invenergy LLC | 100
Prairie Star Wind Farm | 56494_G_HP2 | 56494 | G | HP2 |  | Onshore Wind |  | MIS_MNWI | Minnesota | 27 | Mower | 99 | 27099 | 100.6 | 0 | 2007 | 9999 |  |  | N | Wind | [13 empty] | 0 | 0 | 0 | 0 | [11 empty] | High Prairie Wind Farm II LLC | 100 | Energias de Portugal SA | 100
NedPower Mount Storm | 56495_G_MS1 | 56495 | G | MS1 |  | Onshore Wind |  | PJM_AP | West Virginia | 54 | Grant | 23 | 54023 | 164 | 0 | 2008 | 9999 |  |  | N | Wind | [13 empty] | 0 | 0 | 0 | 0 | [11 empty] | NedPower Mount Storm Inc | 100 | Global Infrastructure Partners | 100
NedPower Mount Storm | 56495_G_MS2 | 56495 | G | MS2 |  | Onshore Wind |  | PJM_AP | West Virginia | 54 | Grant | 23 | 54023 | 100 | 0 | 2008 | 9999 |  |  | N | Wind | [13 empty] | 0 | 0 | 0 | 0 | [11 empty] | NedPower Mount Storm Inc | 100 | Global Infrastructure Partners | 100
Phillips 66 Billings Refinery | 56496_G_3701 | 56496 | G | 3701 |  | Fossil Waste |  | WECC_MT | Montana | 30 | Yellowstone | 111 | 30111 | 1.5 | 10994 | 2007 | 9999 |  |  | N | Fossil Waste | [13 empty] | 0.05352 | 0.05352 | 0.05352 | 0.05352 | [11 empty] | ConocoPhillips Billings Refinery | 100 | ConocoPhillips | 100
Goodman Energy Center | 56497_G_1 | 56497 | G | 1 |  | Combustion Turbine | IC Engine | SPP_WEST | Kansas | 20 | Ellis | 51 | 20051 | 8.2 | 10745 | 2008 | 9999 |  |  | N | Natural Gas |  |  |  |  | SCR | [8 empty] | 0.01247 | 0.01247 | 0.01247 | 0.01247 | [11 empty] | Midwest Energy Inc | 100 | Midwest Energy Inc | 100
Goodman Energy Center | 56497_G_10 | 56497 | G | 10 |  | Combustion Turbine | IC Engine | SPP_WEST | Kansas | 20 | Ellis | 51 | 20051 | 9.2 | 10745 | 2016 | 9999 |  |  | N | Natural Gas | [13 empty] | 1.061 | 1.061 | 1.061 | 1.061 | [11 empty] | Midwest Energy Inc | 100 | Midwest Energy Inc | 100
Goodman Energy Center | 56497_G_11 | 56497 | G | 11 |  | Combustion Turbine | IC Engine | SPP_WEST | Kansas | 20 | Ellis | 51 | 20051 | 9.2 | 10745 | 2016 | 9999 |  |  | N | Natural Gas | [13 empty] | 1.061 | 1.061 | 1.061 | 1.061 | [11 empty] | Midwest Energy Inc | 100 | Midwest Energy Inc | 100
Goodman Energy Center | 56497_G_12 | 56497 | G | 12 |  | Combustion Turbine | IC Engine | SPP_WEST | Kansas | 20 | Ellis | 51 | 20051 | 9.2 | 10745 | 2016 | 9999 |  |  | N | Natural Gas | [13 empty] | 1.061 | 1.061 | 1.061 | 1.061 | [11 empty] | Midwest Energy Inc | 100 | Midwest Energy Inc | 100
Goodman Energy Center | 56497_G_2 | 56497 | G | 2 |  | Combustion Turbine | IC Engine | SPP_WEST | Kansas | 20 | Ellis | 51 | 20051 | 8.2 | 10745 | 2008 | 9999 |  |  | N | Natural Gas |  |  |  |  | SCR | [8 empty] | 0.01538 | 0.01538 | 0.01538 | 0.01538 | [11 empty] | Midwest Energy Inc | 100 | Midwest Energy Inc | 100
Goodman Energy Center | 56497_G_3 | 56497 | G | 3 |  | Combustion Turbine | IC Engine | SPP_WEST | Kansas | 20 | Ellis | 51 | 20051 | 8.2 | 10745 | 2008 | 9999 |  |  | N | Natural Gas |  |  |  |  | SCR | [8 empty] | 0.01347 | 0.01347 | 0.01347 | 0.01347 | [11 empty] | Midwest Energy Inc | 100 | Midwest Energy Inc | 100
Goodman Energy Center | 56497_G_4 | 56497 | G | 4 |  | Combustion Turbine | IC Engine | SPP_WEST | Kansas | 20 | Ellis | 51 | 20051 | 8.2 | 10745 | 2008 | 9999 |  |  | N | Natural Gas |  |  |  |  | SCR | [8 empty] | 0.01219 | 0.01219 | 0.01219 | 0.01219 | [11 empty] | Midwest Energy Inc | 100 | Midwest Energy Inc | 100
Goodman Energy Center | 56497_G_5 | 56497 | G | 5 |  | Combustion Turbine | IC Engine | SPP_WEST | Kansas | 20 | Ellis | 51 | 20051 | 8.2 | 10745 | 2008 | 9999 |  |  | N | Natural Gas |  |  |  |  | SCR | [8 empty] | 0.00968 | 0.00968 | 0.00968 | 0.00968 | [11 empty] | Midwest Energy Inc | 100 | Midwest Energy Inc | 100
Goodman Energy Center | 56497_G_6 | 56497 | G | 6 |  | Combustion Turbine | IC Engine | SPP_WEST | Kansas | 20 | Ellis | 51 | 20051 | 8.2 | 10745 | 2008 | 9999 |  |  | N | Natural Gas |  |  |  |  | SCR | [8 empty] | 0.01002 | 0.01002 | 0.01002 | 0.01002 | [11 empty] | Midwest Energy Inc | 100 | Midwest Energy Inc | 100
Goodman Energy Center | 56497_G_7 | 56497 | G | 7 |  | Combustion Turbine | IC Engine | SPP_WEST | Kansas | 20 | Ellis | 51 | 20051 | 8.2 | 10745 | 2008 | 9999 |  |  | N | Natural Gas |  |  |  |  | SCR | [8 empty] | 0.01807 | 0.01807 | 0.01807 | 0.01807 | [11 empty] | Midwest Energy Inc | 100 | Midwest Energy Inc | 100
Goodman Energy Center | 56497_G_8 | 56497 | G | 8 |  | Combustion Turbine | IC Engine | SPP_WEST | Kansas | 20 | Ellis | 51 | 20051 | 8.2 | 10745 | 2008 | 9999 |  |  | N | Natural Gas |  |  |  |  | SCR | [8 empty] | 0.01349 | 0.01349 | 0.01349 | 0.01349 | [11 empty] | Midwest Energy Inc | 100 | Midwest Energy Inc | 100
Goodman Energy Center | 56497_G_9 | 56497 | G | 9 |  | Combustion Turbine | IC Engine | SPP_WEST | Kansas | 20 | Ellis | 51 | 20051 | 8.2 | 10745 | 2008 | 9999 |  |  | N | Natural Gas |  |  |  |  | SCR | [8 empty] | 0.00997 | 0.00997 | 0.00997 | 0.00997 | [11 empty] | Midwest Energy Inc | 100 | Midwest Energy Inc | 100
Mora Drop Hydroelectric Project | 56498_G_1 | 56498 | G | 1 |  | Hydro |  | WECC_ID | Idaho | 16 | Ada | 1 | 16001 | 0.8 | 0 | 2006 | 9999 |  |  | N | Hydro | [13 empty] | 0 | 0 | 0 | 0 | [11 empty] | Riverside Electric Co | 100 | Gravity Renewables Inc | 100
Tiber Dam Hydroelectric Plant | 56499_G_HY1 | 56499 | G | HY1 |  | Hydro |  | WECC_MT | Montana | 30 | Liberty | 51 | 30051 | 7.5 | 0 | 2004 | 9999 |  |  | N | Hydro | [13 empty] | 0 | 0 | 0 | 0 | [11 empty] | Tiber Montana LLC | 100 | Tiber Montana LLC | 100
Torrington Terminal | 565_G_UN10 | 565 | G | UN10 | 370 | Combustion Turbine |  | NENG_CT | Connecticut | 9 | Litchfield | 5 | 09005 | 17.4 | 13237 | 1967 | 9999 |  |  | N | Distillate Fuel Oil | [12 empty] | 0.33 | 0.15 | 0.15 | 0.15 | 0.15 | [11 empty] | Connecticut Jet Power LLC | 100 | ArcLight Capital Partners LLC | 100
Western 102 Power Plant | 56500_G_A101 | 56500 | G | A101 |  | Combustion Turbine | IC Engine | WECC_NNV | Nevada | 32 | Storey | 29 | 32029 | 7.9 | 10872 | 2005 | 9999 |  |  | N | Natural Gas | [13 empty] | 1.061 | 1.061 | 1.061 | 1.061 | [11 empty] | Barrick Gold Corp | 100 | Barrick Gold Corp | 100
Western 102 Power Plant | 56500_G_B102 | 56500 | G | B102 |  | Combustion Turbine | IC Engine | WECC_NNV | Nevada | 32 | Storey | 29 | 32029 | 7.9 | 10872 | 2005 | 9999 |  |  | N | Natural Gas | [13 empty] | 1.061 | 1.061 | 1.061 | 1.061 | [11 empty] | Barrick Gold Corp | 100 | Barrick Gold Corp | 100
Western 102 Power Plant | 56500_G_B202 | 56500 | G | B202 |  | Combustion Turbine | IC Engine | WECC_NNV | Nevada | 32 | Storey | 29 | 32029 | 7.9 | 10872 | 2005 | 9999 |  |  | N | Natural Gas | [13 empty] | 1.061 | 1.061 | 1.061 | 1.061 | [11 empty] | Barrick Gold Corp | 100 | Barrick Gold Corp | 100
Western 102 Power Plant | 56500_G_C102 | 56500 | G | C102 |  | Combustion Turbine | IC Engine | WECC_NNV | Nevada | 32 | Storey | 29 | 32029 | 7.9 | 10872 | 2005 | 9999 |  |  | N | Natural Gas | [13 empty] | 1.061 | 1.061 | 1.061 | 1.061 | [11 empty] | Barrick Gold Corp | 100 | Barrick Gold Corp | 100
Western 102 Power Plant | 56500_G_C202 | 56500 | G | C202 |  | Combustion Turbine | IC Engine | WECC_NNV | Nevada | 32 | Storey | 29 | 32029 | 7.9 | 10872 | 2005 | 9999 |  |  | N | Natural Gas | [13 empty] | 1.061 | 1.061 | 1.061 | 1.061 | [11 empty] | Barrick Gold Corp | 100 | Barrick Gold Corp | 100
Western 102 Power Plant | 56500_G_D101 | 56500 | G | D101 |  | Combustion Turbine | IC Engine | WECC_NNV | Nevada | 32 | Storey | 29 | 32029 | 7.9 | 10872 | 2005 | 9999 |  |  | N | Natural Gas | [13 empty] | 1.061 | 1.061 | 1.061 | 1.061 | [11 empty] | Barrick Gold Corp | 100 | Barrick Gold Corp | 100
Western 102 Power Plant | 56500_G_E102 | 56500 | G | E102 |  | Combustion Turbine | IC Engine | WECC_NNV | Nevada | 32 | Storey | 29 | 32029 | 7.9 | 10872 | 2005 | 9999 |  |  | N | Natural Gas | [13 empty] | 1.061 | 1.061 | 1.061 | 1.061 | [11 empty] | Barrick Gold Corp | 100 | Barrick Gold Corp | 100
Western 102 Power Plant | 56500_G_E202 | 56500 | G | E202 |  | Combustion Turbine | IC Engine | WECC_NNV | Nevada | 32 | Storey | 29 | 32029 | 7.9 | 10872 | 2005 | 9999 |  |  | N | Natural Gas | [13 empty] | 1.061 | 1.061 | 1.061 | 1.061 | [11 empty] | Barrick Gold Corp | 100 | Barrick Gold Corp | 100
Western 102 Power Plant | 56500_G_F102 | 56500 | G | F102 |  | Combustion Turbine | IC Engine | WECC_NNV | Nevada | 32 | Storey | 29 | 32029 | 7.9 | 10872 | 2005 | 9999 |  |  | N | Natural Gas | [13 empty] | 1.061 | 1.061 | 1.061 | 1.061 | [11 empty] | Barrick Gold Corp | 100 | Barrick Gold Corp | 100
Western 102 Power Plant | 56500_G_F202 | 56500 | G | F202 |  | Combustion Turbine | IC Engine | WECC_NNV | Nevada | 32 | Storey | 29 | 32029 | 7.9 | 10872 | 2005 | 9999 |  |  | N | Natural Gas | [13 empty] | 1.061 | 1.061 | 1.061 | 1.061 | [11 empty] | Barrick Gold Corp | 100 | Barrick Gold Corp | 100
Western 102 Power Plant | 56500_G_G102 | 56500 | G | G102 |  | Combustion Turbine | IC Engine | WECC_NNV | Nevada | 32 | Storey | 29 | 32029 | 7.9 | 10872 | 2005 | 9999 |  |  | N | Natural Gas | [13 empty] | 1.061 | 1.061 | 1.061 | 1.061 | [11 empty] | Barrick Gold Corp | 100 | Barrick Gold Corp | 100
Western 102 Power Plant | 56500_G_G202 | 56500 | G | G202 |  | Combustion Turbine | IC Engine | WECC_NNV | Nevada | 32 | Storey | 29 | 32029 | 7.9 | 10872 | 2005 | 9999 |  |  | N | Natural Gas | [13 empty] | 1.061 | 1.061 | 1.061 | 1.061 | [11 empty] | Barrick Gold Corp | 100 | Barrick Gold Corp | 100
Western 102 Power Plant | 56500_G_H102 | 56500 | G | H102 |  | Combustion Turbine | IC Engine | WECC_NNV | Nevada | 32 | Storey | 29 | 32029 | 7.9 | 10872 | 2005 | 9999 |  |  | N | Natural Gas | [13 empty] | 1.061 | 1.061 | 1.061 | 1.061 | [11 empty] | Barrick Gold Corp | 100 | Barrick Gold Corp | 100
Western 102 Power Plant | 56500_G_H202 | 56500 | G | H202 |  | Combustion Turbine | IC Engine | WECC_NNV | Nevada | 32 | Storey | 29 | 32029 | 7.9 | 10872 | 2005 | 9999 |  |  | N | Natural Gas | [13 empty] | 1.061 | 1.061 | 1.061 | 1.061 | [11 empty] | Barrick Gold Corp | 100 | Barrick Gold Corp | 100
Western 102 Power Plant | 56500_G_PV1 | 56500 | G | PV1 |  | Solar PV |  | WECC_NNV | Nevada | 32 | Storey | 29 | 32029 | 1 | 0 | 2007 | 9999 |  |  | N | Solar | [13 empty] | 0 | 0 | 0 | 0 | [11 empty] | Barrick Gold Corp | 100 | Barrick Gold Corp | 100
Pomeroy Wind Farm | 56501_G_PWF | 56501 | G | PWF |  | Onshore Wind |  | MIS_MIDA | Iowa | 19 | Pocahontas | 151 | 19151 | 123 | 0 | 2007 | 9999 |  |  | N | Wind | [13 empty] | 0 | 0 | 0 | 0 | [11 empty] | MidAmerican Energy Co | 100 | Berkshire Hathaway Inc | 100
Pomeroy Wind Farm | 56501_G_PWF2 | 56501 | G | PWF2 |  | Onshore Wind |  | MIS_MIDA | Iowa | 19 | Pocahontas | 151 | 19151 | 75 | 0 | 2007 | 9999 |  |  | N | Wind | [13 empty] | 0 | 0 | 0 | 0 | [11 empty] | MidAmerican Energy Co | 100 | Berkshire Hathaway Inc | 100
Pomeroy Wind Farm | 56501_G_PWF3 | 56501 | G | PWF3 |  | Onshore Wind |  | MIS_MIDA | Iowa | 19 | Pocahontas | 151 | 19151 | 58.5 | 0 | 2008 | 9999 |  |  | N | Wind | [13 empty] | 0 | 0 | 0 | 0 | [11 empty] | MidAmerican Energy Co | 100 | Berkshire Hathaway Inc | 100
Pomeroy Wind Farm | 56501_G_PWF4 | 56501 | G | PWF4 |  | Onshore Wind |  | MIS_MIDA | Iowa | 19 | Pocahontas | 151 | 19151 | 29.9 | 0 | 2011 | 9999 |  |  | N | Wind | [13 empty] | 0 | 0 | 0 | 0 | [11 empty] | MidAmerican Energy Co | 100 | Berkshire Hathaway Inc | 100
Emporia Energy Center | 56502_G_1 | 56502 | G | 1 | 89850 | Combustion Turbine |  | SPP_N | Kansas | 20 | Lyon | 111 | 20111 | 45 | 11390 | 2008 | 9999 |  |  | N | Natural Gas |  |  |  | H2O | [9 empty] | 0.09611 | 0.09611 | 0.09611 | 0.09611 | [11 empty] | Evergy Kansas Central Inc | 100 | Evergy Inc | 100
Emporia Energy Center | 56502_G_2 | 56502 | G | 2 | 89851 | Combustion Turbine |  | SPP_N | Kansas | 20 | Lyon | 111 | 20111 | 44 | 11393 | 2008 | 9999 |  |  | N | Natural Gas |  |  |  | H2O | [9 empty] | 0.09695 | 0.09695 | 0.09695 | 0.09695 | [11 empty] | Evergy Kansas Central Inc | 100 | Evergy Inc | 100
Emporia Energy Center | 56502_G_3 | 56502 | G | 3 | 89852 | Combustion Turbine |  | SPP_N | Kansas | 20 | Lyon | 111 | 20111 | 43 | 11393 | 2008 | 9999 |  |  | N | Natural Gas |  |  |  | H2O | [9 empty] | 0.09346 | 0.09346 | 0.09346 | 0.09346 | [11 empty] | Evergy Kansas Central Inc | 100 | Evergy Inc | 100
Emporia Energy Center | 56502_G_4 | 56502 | G | 4 | 89853 | Combustion Turbine |  | SPP_N | Kansas | 20 | Lyon | 111 | 20111 | 44 | 11395 | 2008 | 9999 |  |  | N | Natural Gas |  |  |  | H2O | [9 empty] | 0.09757 | 0.09757 | 0.09757 | 0.09757 | [11 empty] | Evergy Kansas Central Inc | 100 | Evergy Inc | 100
Emporia Energy Center | 56502_G_5 | 56502 | G | 5 | 89854 | Combustion Turbine |  | SPP_N | Kansas | 20 | Lyon | 111 | 20111 | 158 | 11389 | 2008 | 9999 |  |  | N | Natural Gas |  |  |  | DLNB | [9 empty] | 0.03272 | 0.03272 | 0.03272 | 0.03272 | [11 empty] | Evergy Kansas Central Inc | 100 | Evergy Inc | 100
Emporia Energy Center | 56502_G_6 | 56502 | G | 6 | 89855 | Combustion Turbine |  | SPP_N | Kansas | 20 | Lyon | 111 | 20111 | 155 | 11389 | 2009 | 9999 |  |  | N | Natural Gas |  |  |  | DLNB | [9 empty] | 0.0328 | 0.0328 | 0.0328 | 0.0328 | [11 empty] | Evergy Kansas Central Inc | 100 | Evergy Inc | 100
Emporia Energy Center | 56502_G_7 | 56502 | G | 7 | 89856 | Combustion Turbine |  | SPP_N | Kansas | 20 | Lyon | 111 | 20111 | 157 | 11389 | 2009 | 9999 |  |  | N | Natural Gas |  |  |  | DLNB | [9 empty] | 0.03507 | 0.03507 | 0.03507 | 0.03507 | [11 empty] | Evergy Kansas Central Inc | 100 | Evergy Inc | 100
Riley Generating Station | 56503_G_1 | 56503 | G | 1 |  | Combustion Turbine | IC Engine | MIS_LMI | Michigan | 26 | Ottawa | 139 | 26139 | 2 | 13438 | 2006 | 9999 |  |  | N | Natural Gas | [13 empty] | 0.03562 | 0.03562 | 0.03562 | 0.03562 | [11 empty] | Zeeland MI (City of) | 100 | Zeeland MI (City of) | 100
Riley Generating Station | 56503_G_2 | 56503 | G | 2 |  | Combustion Turbine | IC Engine | MIS_LMI | Michigan | 26 | Ottawa | 139 | 26139 | 2 | 13418 | 2006 | 9999 |  |  | N | Natural Gas | [13 empty] | 0.03524 | 0.03524 | 0.03524 | 0.03524 | [11 empty] | Zeeland MI (City of) | 100 | Zeeland MI (City of) | 100
Riley Generating Station | 56503_G_3 | 56503 | G | 3 |  | Combustion Turbine | IC Engine | MIS_LMI | Michigan | 26 | Ottawa | 139 | 26139 | 2 | 13418 | 2006 | 9999 |  |  | N | Natural Gas |  |  |  |  | SCR | [8 empty] | 1.061 | 0.21219 | 1.061 | 0.21219 | [11 empty] | Zeeland MI (City of) | 100 | Zeeland MI (City of) | 100
Riley Generating Station | 56503_G_4 | 56503 | G | 4 |  | Combustion Turbine | IC Engine | MIS_LMI | Michigan | 26 | Ottawa | 139 | 26139 | 2 | 13418 | 2006 | 9999 |  |  | N | Natural Gas |  |  |  |  | SCR | [8 empty] | 1.061 | 0.21219 | 1.061 | 0.21219 | [11 empty] | Zeeland MI (City of) | 100 | Zeeland MI (City of) | 100
Riley Generating Station | 56503_G_5 | 56503 | G | 5 |  | Combustion Turbine | IC Engine | MIS_LMI | Michigan | 26 | Ottawa | 139 | 26139 | 2 | 13418 | 2006 | 9999 |  |  | N | Natural Gas | [13 empty] | 1.061 | 1.061 | 1.061 | 1.061 | [11 empty] | Zeeland MI (City of) | 100 | Zeeland MI (City of) | 100
Municipal Power Plant | 56504_G_1 | 56504 | G | 1 |  | Combustion Turbine | IC Engine | MIS_LMI | Michigan | 26 | Ottawa | 139 | 26139 | 1 | 11772 | 2002 | 9999 |  |  | N | Natural Gas | [13 empty] | 1.061 | 1.061 | 1.061 | 1.061 | [11 empty] | Zeeland MI (City of) | 100 | Zeeland MI (City of) | 100
Municipal Power Plant | 56504_G_2 | 56504 | G | 2 |  | Combustion Turbine | IC Engine | MIS_LMI | Michigan | 26 | Ottawa | 139 | 26139 | 1 | 11863 | 2002 | 9999 |  |  | N | Natural Gas | [13 empty] | 1.061 | 1.061 | 1.061 | 1.061 | [11 empty] | Zeeland MI (City of) | 100 | Zeeland MI (City of) | 100
Jonesboro City Water & Light Plant | 56505_G_SN01 | 56505 | G | SN01 |  | Combustion Turbine |  | MIS_AR | Arkansas | 5 | Craighead | 31 | 05031 | 20 | 11561 | 1999 | 9999 |  |  | N | Natural Gas, Distillate Fuel Oil | [13 empty] | 0.23894 | 0.23894 | 0.23894 | 0.23894 | [11 empty] | Jonesboro Water & Light | 100 | Jonesboro Water & Light | 100
Jonesboro City Water & Light Plant | 56505_G_SN02 | 56505 | G | SN02 |  | Combustion Turbine |  | MIS_AR | Arkansas | 5 | Craighead | 31 | 05031 | 19 | 11562 | 1999 | 9999 |  |  | N | Natural Gas, Distillate Fuel Oil | [13 empty] | 0.23894 | 0.23894 | 0.23894 | 0.23894 | [11 empty] | Jonesboro Water & Light | 100 | Jonesboro Water & Light | 100
Jonesboro City Water & Light Plant | 56505_G_SN04 | 56505 | G | SN04 | 89827 | Combustion Turbine |  | MIS_AR | Arkansas | 5 | Craighead | 31 | 05031 | 46 | 11560 | 2000 | 9999 |  |  | N | Natural Gas, Distillate Fuel Oil |  |  |  | H2O | [9 empty] | 0.1535 | 0.1535 | 0.1535 | 0.1535 | [11 empty] | Jonesboro Water & Light | 100 | Jonesboro Water & Light | 100
Jonesboro City Water & Light Plant | 56505_G_SN06 | 56505 | G | SN06 | 89828 | Combustion Turbine |  | MIS_AR | Arkansas | 5 | Craighead | 31 | 05031 | 46 | 11562 | 2003 | 9999 |  |  | N | Natural Gas, Distillate Fuel Oil |  |  |  | H2O | [9 empty] | 0.113 | 0.113 | 0.113 | 0.113 | [11 empty] | Jonesboro Water & Light | 100 | Jonesboro Water & Light | 100
Jonesboro City Water & Light Plant | 56505_G_SN07 | 56505 | G | SN07 | 89829 | Combustion Turbine |  | MIS_AR | Arkansas | 5 | Craighead | 31 | 05031 | 46 | 11562 | 2007 | 9999 |  |  | N | Natural Gas |  |  |  | H2O | [9 empty] | 0.08299 | 0.08299 | 0.08299 | 0.08299 | [11 empty] | Jonesboro Water & Light | 100 | Jonesboro Water & Light | 100
Scurry County Wind LP | 56506_G_SCW | 56506 | G | SCW |  | Onshore Wind |  | ERC_WEST | Texas | 48 | Scurry | 415 | 48415 | 130.5 | 0 | 2007 | 9999 |  |  | N | Wind | [13 empty] | 0 | 0 | 0 | 0 | [11 empty] | Scurry County Wind LP | 100 | Invenergy LLC | 100
Tesoro SLC Cogeneration Plant | 56509_G_1 | 56509 | G | 1 |  | Combustion Turbine |  | WECC_UT | Utah | 49 | Salt Lake | 35 | 49035 | 11.6 | 11409 | 2004 | 9999 |  |  | Y | Natural Gas | [13 empty] | 0.23894 | 0.23894 | 0.23894 | 0.23894 | [11 empty] | Tesoro Petroleum Corp | 100 | Andeavor | 100
Tesoro SLC Cogeneration Plant | 56509_G_2 | 56509 | G | 2 |  | Combustion Turbine |  | WECC_UT | Utah | 49 | Salt Lake | 35 | 49035 | 11.6 | 11409 | 2004 | 9999 |  |  | Y | Natural Gas | [13 empty] | 0.23894 | 0.23894 | 0.23894 | 0.23894 | [11 empty] | Tesoro Petroleum Corp | 100 | Andeavor | 100
Frey Farm Landfill | 56510_G_GEN2 | 56510 | G | GEN2 |  | Landfill Gas |  | PJM_EMAC | Pennsylvania | 42 | Lancaster | 71 | 42071 | 1.6 | 10885 | 2006 | 9999 |  |  | Y | Landfill Gas | [13 empty] | 0.22117 | 0.22117 | 0.22117 | 0.22117 | [11 empty] | Talen Generation LLC | 100 | Riverstone Holdings LLC | 100
Pennsauken Landfill | 56511_G_GEN1 | 56511 | G | GEN1 |  | Landfill Gas |  | PJM_EMAC | New Jersey | 34 | Camden | 7 | 34007 | 0.9 | 13500 | 2004 | 9999 |  |  | N | Landfill Gas | [13 empty] | 0.22117 | 0.22117 | 0.22117 | 0.22117 | [11 empty] | EPP New Jersey Biogas LLC | 100 | Exelon Corp | 100
Pennsauken Landfill | 56511_G_GEN2 | 56511 | G | GEN2 |  | Landfill Gas |  | PJM_EMAC | New Jersey | 34 | Camden | 7 | 34007 | 0.9 | 13500 | 2004 | 9999 |  |  | N | Landfill Gas | [13 empty] | 0.22117 | 0.22117 | 0.22117 | 0.22117 | [11 empty] | EPP New Jersey Biogas LLC | 100 | Exelon Corp | 100
GLRA Landfill | 56512_G_GEN1 | 56512 | G | GEN1 |  | Landfill Gas |  | PJM_WMAC | Pennsylvania | 42 | Lebanon | 75 | 42075 | 1.6 | 13500 | 2007 | 9999 |  |  | N | Landfill Gas | [13 empty] | 0.22117 | 0.22117 | 0.22117 | 0.22117 | [11 empty] | Lebanon Methane Recovery Inc | 100 | Lebanon Methane Recovery Inc | 100
GLRA Landfill | 56512_G_GEN2 | 56512 | G | GEN2 |  | Landfill Gas |  | PJM_WMAC | Pennsylvania | 42 | Lebanon | 75 | 42075 | 1.6 | 13500 | 2007 | 9999 |  |  | N | Landfill Gas | [13 empty] | 0.22117 | 0.22117 | 0.22117 | 0.22117 | [11 empty] | Lebanon Methane Recovery Inc | 100 | Lebanon Methane Recovery Inc | 100
Whitemarsh Central Utility Plant | 56513_G_CGE | 56513 | G | CGE |  | Combustion Turbine | IC Engine | PJM_EMAC | Pennsylvania | 42 | Montgomery | 91 | 42091 | 1.6 | 15215 | 2007 | 9999 |  |  | N | Natural Gas | [13 empty] | 0.2883 | 0.2883 | 0.2883 | 0.2883 | [11 empty] | EPP Renewable Energy LLC | 100 | Exelon Corp | 100
Plains End II LLC | 56516_G_2G01 | 56516 | G | 2G01 |  | Combustion Turbine | IC Engine | WECC_CO | Colorado | 8 | Jefferson | 59 | 08059 | 8.3 | 10745 | 2008 | 9999 |  |  | N | Natural Gas | [13 empty] | 4.3026 | 4.3026 | 4.3026 | 4.3026 | [11 empty] | Plains End II LLC | 100 | Ares Management LP | 100
Plains End II LLC | 56516_G_2G02 | 56516 | G | 2G02 |  | Combustion Turbine | IC Engine | WECC_CO | Colorado | 8 | Jefferson | 59 | 08059 | 8.3 | 10745 | 2008 | 9999 |  |  | N | Natural Gas | [13 empty] | 4.3026 | 4.3026 | 4.3026 | 4.3026 | [11 empty] | Plains End II LLC | 100 | Ares Management LP | 100
Plains End II LLC | 56516_G_2G03 | 56516 | G | 2G03 |  | Combustion Turbine | IC Engine | WECC_CO | Colorado | 8 | Jefferson | 59 | 08059 | 8.3 | 10745 | 2008 | 9999 |  |  | N | Natural Gas | [13 empty] | 4.3026 | 4.3026 | 4.3026 | 4.3026 | [11 empty] | Plains End II LLC | 100 | Ares Management LP | 100
Plains End II LLC | 56516_G_2G04 | 56516 | G | 2G04 |  | Combustion Turbine | IC Engine | WECC_CO | Colorado | 8 | Jefferson | 59 | 08059 | 8.3 | 10745 | 2008 | 9999 |  |  | N | Natural Gas | [13 empty] | 4.3026 | 4.3026 | 4.3026 | 4.3026 | [11 empty] | Plains End II LLC | 100 | Ares Management LP | 100
Plains End II LLC | 56516_G_2G05 | 56516 | G | 2G05 |  | Combustion Turbine | IC Engine | WECC_CO | Colorado | 8 | Jefferson | 59 | 08059 | 8.3 | 10745 | 2008 | 9999 |  |  | N | Natural Gas | [13 empty] | 4.3026 | 4.3026 | 4.3026 | 4.3026 | [11 empty] | Plains End II LLC | 100 | Ares Management LP | 100
Plains End II LLC | 56516_G_2G06 | 56516 | G | 2G06 |  | Combustion Turbine | IC Engine | WECC_CO | Colorado | 8 | Jefferson | 59 | 08059 | 8.3 | 10745 | 2008 | 9999 |  |  | N | Natural Gas | [13 empty] | 4.3026 | 4.3026 | 4.3026 | 4.3026 | [11 empty] | Plains End II LLC | 100 | Ares Management LP | 100
Plains End II LLC | 56516_G_2G07 | 56516 | G | 2G07 |  | Combustion Turbine | IC Engine | WECC_CO | Colorado | 8 | Jefferson | 59 | 08059 | 8.3 | 10745 | 2008 | 9999 |  |  | N | Natural Gas | [13 empty] | 4.3026 | 4.3026 | 4.3026 | 4.3026 | [11 empty] | Plains End II LLC | 100 | Ares Management LP | 100
Plains End II LLC | 56516_G_2G08 | 56516 | G | 2G08 |  | Combustion Turbine | IC Engine | WECC_CO | Colorado | 8 | Jefferson | 59 | 08059 | 8.3 | 10745 | 2008 | 9999 |  |  | N | Natural Gas | [13 empty] | 4.3026 | 4.3026 | 4.3026 | 4.3026 | [11 empty] | Plains End II LLC | 100 | Ares Management LP | 100
Plains End II LLC | 56516_G_2G09 | 56516 | G | 2G09 |  | Combustion Turbine | IC Engine | WECC_CO | Colorado | 8 | Jefferson | 59 | 08059 | 8.3 | 10745 | 2008 | 9999 |  |  | N | Natural Gas | [13 empty] | 4.3026 | 4.3026 | 4.3026 | 4.3026 | [11 empty] | Plains End II LLC | 100 | Ares Management LP | 100
Plains End II LLC | 56516_G_2G10 | 56516 | G | 2G10 |  | Combustion Turbine | IC Engine | WECC_CO | Colorado | 8 | Jefferson | 59 | 08059 | 8.3 | 10745 | 2008 | 9999 |  |  | N | Natural Gas | [13 empty] | 4.3026 | 4.3026 | 4.3026 | 4.3026 | [11 empty] | Plains End II LLC | 100 | Ares Management LP | 100
Plains End II LLC | 56516_G_2G11 | 56516 | G | 2G11 |  | Combustion Turbine | IC Engine | WECC_CO | Colorado | 8 | Jefferson | 59 | 08059 | 8.3 | 10745 | 2008 | 9999 |  |  | N | Natural Gas | [13 empty] | 4.3026 | 4.3026 | 4.3026 | 4.3026 | [11 empty] | Plains End II LLC | 100 | Ares Management LP | 100
Plains End II LLC | 56516_G_2G12 | 56516 | G | 2G12 |  | Combustion Turbine | IC Engine | WECC_CO | Colorado | 8 | Jefferson | 59 | 08059 | 8.3 | 10745 | 2008 | 9999 |  |  | N | Natural Gas | [13 empty] | 4.3026 | 4.3026 | 4.3026 | 4.3026 | [11 empty] | Plains End II LLC | 100 | Ares Management LP | 100
Plains End II LLC | 56516_G_2G13 | 56516 | G | 2G13 |  | Combustion Turbine | IC Engine | WECC_CO | Colorado | 8 | Jefferson | 59 | 08059 | 8.3 | 10745 | 2008 | 9999 |  |  | N | Natural Gas | [13 empty] | 4.3026 | 4.3026 | 4.3026 | 4.3026 | [11 empty] | Plains End II LLC | 100 | Ares Management LP | 100
Plains End II LLC | 56516_G_2G14 | 56516 | G | 2G14 |  | Combustion Turbine | IC Engine | WECC_CO | Colorado | 8 | Jefferson | 59 | 08059 | 8.3 | 10745 | 2008 | 9999 |  |  | N | Natural Gas | [13 empty] | 4.3026 | 4.3026 | 4.3026 | 4.3026 | [11 empty] | Plains End II LLC | 100 | Ares Management LP | 100
West Diesel Generation Unit | 56517_G_East | 56517 | G | East |  | Combustion Turbine | IC Engine | MIS_MIDA | Iowa | 19 | Pocahontas | 151 | 19151 | 1.9 | 15448 | 2006 | 9999 |  |  | N | Distillate Fuel Oil | [13 empty] | 1.6498 | 1.6498 | 1.6498 | 1.6498 | [11 empty] | Pocahontas City (IA) | 100 | Pocahontas City (IA) | 100
West Diesel Generation Unit | 56517_G_West | 56517 | G | West |  | Combustion Turbine | IC Engine | MIS_MIDA | Iowa | 19 | Pocahontas | 151 | 19151 | 1.9 | 15442 | 2006 | 9999 |  |  | N | Distillate Fuel Oil | [13 empty] | 1.6498 | 1.6498 | 1.6498 | 1.6498 | [11 empty] | Pocahontas City (IA) | 100 | Pocahontas City (IA) | 100
South Energy Center | 56518_G_GT1 | 56518 | G | GT1 |  | Combustion Turbine |  | FRCC | Florida | 12 | Alachua | 1 | 12001 | 4.3 | 8700 | 2009 | 9999 |  |  | Y | Natural Gas | [13 empty] | 0.17799 | 0.17799 | 0.17799 | 0.17799 | [11 empty] | Gainesville Regional Utilities | 100 | Gainesville Regional Utilities | 100
South Energy Center | 56518_G_REG1 | 56518 | G | REG1 |  | Combustion Turbine | IC Engine | FRCC | Florida | 12 | Alachua | 1 | 12001 | 7.4 | 10745 | 2017 | 9999 |  |  | N | Natural Gas | [13 empty] | 0.17799 | 0.17799 | 0.17799 | 0.17799 | [11 empty] | Gainesville Regional Utilities | 100 | Gainesville Regional Utilities | 100
Salem Electric Department | 56519_G_1 | 56519 | G | 1 |  | Combustion Turbine | IC Engine | PJM_West | Virginia | 51 | Salem City | 775 | 51775 | 1.3 | 10745 | 2007 | 9999 |  |  | N | Distillate Fuel Oil | [13 empty] | 1.6498 | 1.6498 | 1.6498 | 1.6498 | [11 empty] | Salem VA (City of) | 100 | Salem VA (City of) | 100
Deertrack Park Gas Recovery | 56520_G_GEN1 | 56520 | G | GEN1 |  | Landfill Gas |  | MIS_WUMS | Wisconsin | 55 | Jefferson | 55 | 55055 | 0.8 | 13500 | 2006 | 9999 |  |  | N | Landfill Gas | [13 empty] | 0.22117 | 0.22117 | 0.22117 | 0.22117 | [11 empty] | WM Renewable Energy LLC | 100 | Waste Management Inc | 100
Deertrack Park Gas Recovery | 56520_G_GEN2 | 56520 | G | GEN2 |  | Landfill Gas |  | MIS_WUMS | Wisconsin | 55 | Jefferson | 55 | 55055 | 0.8 | 13500 | 2006 | 9999 |  |  | N | Landfill Gas | [13 empty] | 0.22117 | 0.22117 | 0.22117 | 0.22117 | [11 empty] | WM Renewable Energy LLC | 100 | Waste Management Inc | 100
Deertrack Park Gas Recovery | 56520_G_GEN3 | 56520 | G | GEN3 |  | Landfill Gas |  | MIS_WUMS | Wisconsin | 55 | Jefferson | 55 | 55055 | 0.8 | 13500 | 2006 | 9999 |  |  | N | Landfill Gas | [13 empty] | 0.22117 | 0.22117 | 0.22117 | 0.22117 | [11 empty] | WM Renewable Energy LLC | 100 | Waste Management Inc | 100
Deertrack Park Gas Recovery | 56520_G_GEN4 | 56520 | G | GEN4 |  | Landfill Gas |  | MIS_WUMS | Wisconsin | 55 | Jefferson | 55 | 55055 | 0.8 | 13500 | 2006 | 9999 |  |  | N | Landfill Gas | [13 empty] | 0.22117 | 0.22117 | 0.22117 | 0.22117 | [11 empty] | WM Renewable Energy LLC | 100 | Waste Management Inc | 100
Deertrack Park Gas Recovery | 56520_G_GEN5 | 56520 | G | GEN5 |  | Landfill Gas |  | MIS_WUMS | Wisconsin | 55 | Jefferson | 55 | 55055 | 0.8 | 13500 | 2007 | 9999 |  |  | N | Landfill Gas | [13 empty] | 0.22117 | 0.22117 | 0.22117 | 0.22117 | [11 empty] | WM Renewable Energy LLC | 100 | Waste Management Inc | 100
Deertrack Park Gas Recovery | 56520_G_GEN6 | 56520 | G | GEN6 |  | Landfill Gas |  | MIS_WUMS | Wisconsin | 55 | Jefferson | 55 | 55055 | 0.8 | 13500 | 2007 | 9999 |  |  | N | Landfill Gas | [13 empty] | 0.22117 | 0.22117 | 0.22117 | 0.22117 | [11 empty] | WM Renewable Energy LLC | 100 | Waste Management Inc | 100
Deertrack Park Gas Recovery | 56520_G_GEN7 | 56520 | G | GEN7 |  | Landfill Gas |  | MIS_WUMS | Wisconsin | 55 | Jefferson | 55 | 55055 | 0.8 | 13500 | 2007 | 9999 |  |  | N | Landfill Gas | [13 empty] | 0.22117 | 0.22117 | 0.22117 | 0.22117 | [11 empty] | WM Renewable Energy LLC | 100 | Waste Management Inc | 100
Deertrack Park Gas Recovery | 56520_G_GEN8 | 56520 | G | GEN8 |  | Landfill Gas |  | MIS_WUMS | Wisconsin | 55 | Jefferson | 55 | 55055 | 0.8 | 13500 | 2007 | 9999 |  |  | N | Landfill Gas | [13 empty] | 0.22117 | 0.22117 | 0.22117 | 0.22117 | [11 empty] | WM Renewable Energy LLC | 100 | Waste Management Inc | 100
Lake Mills Gas Recovery | 56521_G_GEN1 | 56521 | G | GEN1 |  | Landfill Gas |  | MIS_IA | Iowa | 19 | Winnebago | 189 | 19189 | 0.8 | 13500 | 2006 | 9999 |  |  | N | Landfill Gas | [13 empty] | 0.22117 | 0.22117 | 0.22117 | 0.22117 | [11 empty] | Waste Management Inc | 100 | Waste Management Inc | 100
Lake Mills Gas Recovery | 56521_G_GEN2 | 56521 | G | GEN2 |  | Landfill Gas |  | MIS_IA | Iowa | 19 | Winnebago | 189 | 19189 | 0.8 | 13500 | 2006 | 9999 |  |  | N | Landfill Gas | [13 empty] | 0.22117 | 0.22117 | 0.22117 | 0.22117 | [11 empty] | Waste Management Inc | 100 | Waste Management Inc | 100
Lake Mills Gas Recovery | 56521_G_GEN3 | 56521 | G | GEN3 |  | Landfill Gas |  | MIS_IA | Iowa | 19 | Winnebago | 189 | 19189 | 0.8 | 13500 | 2006 | 9999 |  |  | N | Landfill Gas | [13 empty] | 0.22117 | 0.22117 | 0.22117 | 0.22117 | [11 empty] | Waste Management Inc | 100 | Waste Management Inc | 100
Lake Mills Gas Recovery | 56521_G_GEN4 | 56521 | G | GEN4 |  | Landfill Gas |  | MIS_IA | Iowa | 19 | Winnebago | 189 | 19189 | 0.8 | 13500 | 2006 | 9999 |  |  | N | Landfill Gas | [13 empty] | 0.22117 | 0.22117 | 0.22117 | 0.22117 | [11 empty] | Waste Management Inc | 100 | Waste Management Inc | 100
Lake Mills Gas Recovery | 56521_G_GEN5 | 56521 | G | GEN5 |  | Landfill Gas |  | MIS_IA | Iowa | 19 | Winnebago | 189 | 19189 | 0.8 | 13500 | 2006 | 9999 |  |  | N | Landfill Gas | [13 empty] | 0.22117 | 0.22117 | 0.22117 | 0.22117 | [11 empty] | Waste Management Inc | 100 | Waste Management Inc | 100
Springhill Gas Recovery Plant | 56522_G_GEN1 | 56522 | G | GEN1 |  | Landfill Gas |  | S_SOU | Florida | 12 | Jackson | 63 | 12063 | 0.8 | 13500 | 2006 | 9999 |  |  | N | Landfill Gas | [13 empty] | 0.22117 | 0.22117 | 0.22117 | 0.22117 | [11 empty] | WM Renewable Energy LLC | 100 | Waste Management Inc | 100
Springhill Gas Recovery Plant | 56522_G_GEN2 | 56522 | G | GEN2 |  | Landfill Gas |  | S_SOU | Florida | 12 | Jackson | 63 | 12063 | 0.8 | 13500 | 2006 | 9999 |  |  | N | Landfill Gas | [13 empty] | 0.22117 | 0.22117 | 0.22117 | 0.22117 | [11 empty] | WM Renewable Energy LLC | 100 | Waste Management Inc | 100
Springhill Gas Recovery Plant | 56522_G_GEN3 | 56522 | G | GEN3 |  | Landfill Gas |  | S_SOU | Florida | 12 | Jackson | 63 | 12063 | 0.8 | 13500 | 2006 | 9999 |  |  | N | Landfill Gas | [13 empty] | 0.22117 | 0.22117 | 0.22117 | 0.22117 | [11 empty] | WM Renewable Energy LLC | 100 | Waste Management Inc | 100
Springhill Gas Recovery Plant | 56522_G_GEN4 | 56522 | G | GEN4 |  | Landfill Gas |  | S_SOU | Florida | 12 | Jackson | 63 | 12063 | 0.8 | 13500 | 2006 | 9999 |  |  | N | Landfill Gas | [13 empty] | 0.22117 | 0.22117 | 0.22117 | 0.22117 | [11 empty] | WM Renewable Energy LLC | 100 | Waste Management Inc | 100
Springhill Gas Recovery Plant | 56522_G_GEN5 | 56522 | G | GEN5 |  | Landfill Gas |  | S_SOU | Florida | 12 | Jackson | 63 | 12063 | 0.8 | 13500 | 2006 | 9999 |  |  | N | Landfill Gas | [13 empty] | 0.22117 | 0.22117 | 0.22117 | 0.22117 | [11 empty] | WM Renewable Energy LLC | 100 | Waste Management Inc | 100
Springhill Gas Recovery Plant | 56522_G_GEN6 | 56522 | G | GEN6 |  | Landfill Gas |  | S_SOU | Florida | 12 | Jackson | 63 | 12063 | 0.8 | 13500 | 2006 | 9999 |  |  | N | Landfill Gas | [13 empty] | 0.22117 | 0.22117 | 0.22117 | 0.22117 | [11 empty] | WM Renewable Energy LLC | 100 | Waste Management Inc | 100
Two Pine Landfill Gas Recovery | 56523_G_GEN1 | 56523 | G | GEN1 |  | Landfill Gas |  | MIS_AR | Arkansas | 5 | Pulaski | 119 | 05119 | 0.8 | 13500 | 2006 | 9999 |  |  | N | Landfill Gas | [13 empty] | 0.23013 | 0.23013 | 0.23013 | 0.23013 | [11 empty] | WM Renewable Energy LLC | 100 | Waste Management Inc | 100
Two Pine Landfill Gas Recovery | 56523_G_GEN2 | 56523 | G | GEN2 |  | Landfill Gas |  | MIS_AR | Arkansas | 5 | Pulaski | 119 | 05119 | 0.8 | 13500 | 2006 | 9999 |  |  | N | Landfill Gas | [13 empty] | 0.23013 | 0.23013 | 0.23013 | 0.23013 | [11 empty] | WM Renewable Energy LLC | 100 | Waste Management Inc | 100
Two Pine Landfill Gas Recovery | 56523_G_GEN3 | 56523 | G | GEN3 |  | Landfill Gas |  | MIS_AR | Arkansas | 5 | Pulaski | 119 | 05119 | 0.8 | 13500 | 2006 | 9999 |  |  | N | Landfill Gas | [13 empty] | 0.23013 | 0.23013 | 0.23013 | 0.23013 | [11 empty] | WM Renewable Energy LLC | 100 | Waste Management Inc | 100
Two Pine Landfill Gas Recovery | 56523_G_GEN4 | 56523 | G | GEN4 |  | Landfill Gas |  | MIS_AR | Arkansas | 5 | Pulaski | 119 | 05119 | 0.8 | 13500 | 2006 | 9999 |  |  | N | Landfill Gas | [13 empty] | 0.23013 | 0.23013 | 0.23013 | 0.23013 | [11 empty] | WM Renewable Energy LLC | 100 | Waste Management Inc | 100
Two Pine Landfill Gas Recovery | 56523_G_GEN5 | 56523 | G | GEN5 |  | Landfill Gas |  | MIS_AR | Arkansas | 5 | Pulaski | 119 | 05119 | 0.8 | 13500 | 2006 | 9999 |  |  | N | Landfill Gas | [13 empty] | 0.23013 | 0.23013 | 0.23013 | 0.23013 | [11 empty] | WM Renewable Energy LLC | 100 | Waste Management Inc | 100
Austin Gas Recovery | 56524_G_GEN1 | 56524 | G | GEN1 |  | Landfill Gas |  | ERC_REST | Texas | 48 | Travis | 453 | 48453 | 1.6 | 13500 | 2007 | 9999 |  |  | N | Landfill Gas | [13 empty] | 0.22117 | 0.22117 | 0.22117 | 0.22117 | [11 empty] | WM Renewable Energy LLC | 100 | Waste Management Inc | 100
Austin Gas Recovery | 56524_G_GEN2 | 56524 | G | GEN2 |  | Landfill Gas |  | ERC_REST | Texas | 48 | Travis | 453 | 48453 | 1.6 | 13500 | 2007 | 9999 |  |  | N | Landfill Gas | [13 empty] | 0.22117 | 0.22117 | 0.22117 | 0.22117 | [11 empty] | WM Renewable Energy LLC | 100 | Waste Management Inc | 100
Austin Gas Recovery | 56524_G_GEN3 | 56524 | G | GEN3 |  | Landfill Gas |  | ERC_REST | Texas | 48 | Travis | 453 | 48453 | 1.6 | 13500 | 2007 | 9999 |  |  | N | Landfill Gas | [13 empty] | 0.22117 | 0.22117 | 0.22117 | 0.22117 | [11 empty] | WM Renewable Energy LLC | 100 | Waste Management Inc | 100
Timberline Trail Gas Recovery | 56525_G_GEN1 | 56525 | G | GEN1 |  | Landfill Gas |  | MIS_MNWI | Wisconsin | 55 | Rusk | 107 | 55107 | 0.8 | 13500 | 2006 | 9999 |  |  | N | Landfill Gas | [13 empty] | 0.22117 | 0.22117 | 0.22117 | 0.22117 | [11 empty] | Waste Management Inc | 100 | Waste Management Inc | 100
Timberline Trail Gas Recovery | 56525_G_GEN2 | 56525 | G | GEN2 |  | Landfill Gas |  | MIS_MNWI | Wisconsin | 55 | Rusk | 107 | 55107 | 0.8 | 13500 | 2006 | 9999 |  |  | N | Landfill Gas | [13 empty] | 0.22117 | 0.22117 | 0.22117 | 0.22117 | [11 empty] | Waste Management Inc | 100 | Waste Management Inc | 100
Timberline Trail Gas Recovery | 56525_G_GEN3 | 56525 | G | GEN3 |  | Landfill Gas |  | MIS_MNWI | Wisconsin | 55 | Rusk | 107 | 55107 | 0.8 | 13500 | 2006 | 9999 |  |  | N | Landfill Gas | [13 empty] | 0.22117 | 0.22117 | 0.22117 | 0.22117 | [11 empty] | Waste Management Inc | 100 | Waste Management Inc | 100
Timberline Trail Gas Recovery | 56525_G_GEN4 | 56525 | G | GEN4 |  | Landfill Gas |  | MIS_MNWI | Wisconsin | 55 | Rusk | 107 | 55107 | 0.8 | 13500 | 2006 | 9999 |  |  | N | Landfill Gas | [13 empty] | 0.22117 | 0.22117 | 0.22117 | 0.22117 | [11 empty] | Waste Management Inc | 100 | Waste Management Inc | 100
Timberline Trail Gas Recovery | 56525_G_GEN5 | 56525 | G | GEN5 |  | Landfill Gas |  | MIS_MNWI | Wisconsin | 55 | Rusk | 107 | 55107 | 0.8 | 13500 | 2007 | 9999 |  |  | N | Landfill Gas | [13 empty] | 0.22117 | 0.22117 | 0.22117 | 0.22117 | [11 empty] | Waste Management Inc | 100 | Waste Management Inc | 100
Chaffee Gas Recovery | 56526_G_GEN1 | 56526 | G | GEN1 |  | Landfill Gas |  | NY_Z_A | New York | 36 | Erie | 29 | 36029 | 0.8 | 13500 | 2007 | 9999 |  |  | N | Landfill Gas | [13 empty] | 0.22117 | 0.22117 | 0.22117 | 0.22117 | [11 empty] | Waste Management Inc | 100 | Waste Management Inc | 100
Chaffee Gas Recovery | 56526_G_GEN2 | 56526 | G | GEN2 |  | Landfill Gas |  | NY_Z_A | New York | 36 | Erie | 29 | 36029 | 0.8 | 13500 | 2007 | 9999 |  |  | N | Landfill Gas | [13 empty] | 0.22117 | 0.22117 | 0.22117 | 0.22117 | [11 empty] | Waste Management Inc | 100 | Waste Management Inc | 100
Chaffee Gas Recovery | 56526_G_GEN3 | 56526 | G | GEN3 |  | Landfill Gas |  | NY_Z_A | New York | 36 | Erie | 29 | 36029 | 0.8 | 13500 | 2007 | 9999 |  |  | N | Landfill Gas | [13 empty] | 0.22117 | 0.22117 | 0.22117 | 0.22117 | [11 empty] | Waste Management Inc | 100 | Waste Management Inc | 100
Chaffee Gas Recovery | 56526_G_GEN4 | 56526 | G | GEN4 |  | Landfill Gas |  | NY_Z_A | New York | 36 | Erie | 29 | 36029 | 0.8 | 13500 | 2007 | 9999 |  |  | N | Landfill Gas | [13 empty] | 0.22117 | 0.22117 | 0.22117 | 0.22117 | [11 empty] | Waste Management Inc | 100 | Waste Management Inc | 100
Chaffee Gas Recovery | 56526_G_GEN5 | 56526 | G | GEN5 |  | Landfill Gas |  | NY_Z_A | New York | 36 | Erie | 29 | 36029 | 0.8 | 13500 | 2007 | 9999 |  |  | N | Landfill Gas | [13 empty] | 0.22117 | 0.22117 | 0.22117 | 0.22117 | [11 empty] | Waste Management Inc | 100 | Waste Management Inc | 100
Chaffee Gas Recovery | 56526_G_GEN6 | 56526 | G | GEN6 |  | Landfill Gas |  | NY_Z_A | New York | 36 | Erie | 29 | 36029 | 0.8 | 13500 | 2007 | 9999 |  |  | N | Landfill Gas | [13 empty] | 0.22117 | 0.22117 | 0.22117 | 0.22117 | [11 empty] | Waste Management Inc | 100 | Waste Management Inc | 100
Chaffee Gas Recovery | 56526_G_GEN7 | 56526 | G | GEN7 |  | Landfill Gas |  | NY_Z_A | New York | 36 | Erie | 29 | 36029 | 0.8 | 13500 | 2009 | 9999 |  |  | N | Landfill Gas | [13 empty] | 0.22117 | 0.22117 | 0.22117 | 0.22117 | [11 empty] | Waste Management Inc | 100 | Waste Management Inc | 100
Chaffee Gas Recovery | 56526_G_GEN8 | 56526 | G | GEN8 |  | Landfill Gas |  | NY_Z_A | New York | 36 | Erie | 29 | 36029 | 0.8 | 13500 | 2009 | 9999 |  |  | N | Landfill Gas | [13 empty] | 0.22117 | 0.22117 | 0.22117 | 0.22117 | [11 empty] | Waste Management Inc | 100 | Waste Management Inc | 100
Fitchburg Gas Recovery | 56527_G_GEN1 | 56527 | G | GEN1 |  | Landfill Gas |  | NENGREST | Massachusetts | 25 | Worcester | 27 | 25027 | 1.6 | 13500 | 2007 | 9999 |  |  | N | Landfill Gas | [13 empty] | 0.10047 | 0.10047 | 0.10047 | 0.10047 | [11 empty] | WM Renewable Energy LLC | 100 | Waste Management Inc | 100
Fitchburg Gas Recovery | 56527_G_GEN2 | 56527 | G | GEN2 |  | Landfill Gas |  | NENGREST | Massachusetts | 25 | Worcester | 27 | 25027 | 1.6 | 13500 | 2007 | 9999 |  |  | N | Landfill Gas | [13 empty] | 0.0973 | 0.0973 | 0.0973 | 0.0973 | [11 empty] | WM Renewable Energy LLC | 100 | Waste Management Inc | 100
Fitchburg Gas Recovery | 56527_G_GEN3 | 56527 | G | GEN3 |  | Landfill Gas |  | NENGREST | Massachusetts | 25 | Worcester | 27 | 25027 | 1.6 | 13500 | 2009 | 9999 |  |  | N | Landfill Gas | [13 empty] | 0.09567 | 0.09567 | 0.09567 | 0.09567 | [11 empty] | WM Renewable Energy LLC | 100 | Waste Management Inc | 100
Five Oaks Gas Recovery | 56529_G_GEN1 | 56529 | G | GEN1 |  | Landfill Gas |  | MIS_IL | Illinois | 17 | Christian | 21 | 17021 | 0.8 | 13500 | 2008 | 9999 |  |  | N | Landfill Gas | [13 empty] | 0.22117 | 0.22117 | 0.22117 | 0.22117 | [11 empty] | WM Renewable Energy LLC | 100 | Waste Management Inc | 100
Five Oaks Gas Recovery | 56529_G_GEN2 | 56529 | G | GEN2 |  | Landfill Gas |  | MIS_IL | Illinois | 17 | Christian | 21 | 17021 | 0.8 | 13500 | 2008 | 9999 |  |  | N | Landfill Gas | [13 empty] | 0.22117 | 0.22117 | 0.22117 | 0.22117 | [11 empty] | WM Renewable Energy LLC | 100 | Waste Management Inc | 100
Five Oaks Gas Recovery | 56529_G_GEN3 | 56529 | G | GEN3 |  | Landfill Gas |  | MIS_IL | Illinois | 17 | Christian | 21 | 17021 | 0.8 | 13500 | 2008 | 9999 |  |  | N | Landfill Gas | [13 empty] | 0.22117 | 0.22117 | 0.22117 | 0.22117 | [11 empty] | WM Renewable Energy LLC | 100 | Waste Management Inc | 100
Five Oaks Gas Recovery | 56529_G_GEN4 | 56529 | G | GEN4 |  | Landfill Gas |  | MIS_IL | Illinois | 17 | Christian | 21 | 17021 | 0.8 | 13500 | 2008 | 9999 |  |  | N | Landfill Gas | [13 empty] | 0.22117 | 0.22117 | 0.22117 | 0.22117 | [11 empty] | WM Renewable Energy LLC | 100 | Waste Management Inc | 100
DADS Gas Recovery | 56530_G_GEN1 | 56530 | G | GEN1 |  | Landfill Gas |  | WECC_CO | Colorado | 8 | Arapahoe | 5 | 08005 | 0.8 | 13500 | 2008 | 9999 |  |  | N | Landfill Gas | [13 empty] | 0.22117 | 0.22117 | 0.22117 | 0.22117 | [11 empty] | Waste Management Inc | 100 | Waste Management Inc | 100
DADS Gas Recovery | 56530_G_GEN2 | 56530 | G | GEN2 |  | Landfill Gas |  | WECC_CO | Colorado | 8 | Arapahoe | 5 | 08005 | 0.8 | 13500 | 2008 | 9999 |  |  | N | Landfill Gas | [13 empty] | 0.22117 | 0.22117 | 0.22117 | 0.22117 | [11 empty] | Waste Management Inc | 100 | Waste Management Inc | 100
DADS Gas Recovery | 56530_G_GEN3 | 56530 | G | GEN3 |  | Landfill Gas |  | WECC_CO | Colorado | 8 | Arapahoe | 5 | 08005 | 0.8 | 13500 | 2008 | 9999 |  |  | N | Landfill Gas | [13 empty] | 0.22117 | 0.22117 | 0.22117 | 0.22117 | [11 empty] | Waste Management Inc | 100 | Waste Management Inc | 100
DADS Gas Recovery | 56530_G_GEN4 | 56530 | G | GEN4 |  | Landfill Gas |  | WECC_CO | Colorado | 8 | Arapahoe | 5 | 08005 | 0.8 | 13500 | 2008 | 9999 |  |  | N | Landfill Gas | [13 empty] | 0.22117 | 0.22117 | 0.22117 | 0.22117 | [11 empty] | Waste Management Inc | 100 | Waste Management Inc | 100
Waste Management Bethel LFGTE | 56531_G_GEN1 | 56531 | G | GEN1 |  | Landfill Gas |  | PJM_Dom | Virginia | 51 | Hampton City | 650 | 51650 | 0.8 | 13500 | 2008 | 9999 |  |  | N | Landfill Gas | [13 empty] | 0.6 | 0.6 | 0.6 | 0.6 | [11 empty] | WM Renewable Energy LLC | 100 | Waste Management Inc | 100
Waste Management Bethel LFGTE | 56531_G_GEN2 | 56531 | G | GEN2 |  | Landfill Gas |  | PJM_Dom | Virginia | 51 | Hampton City | 650 | 51650 | 0.8 | 13500 | 2008 | 9999 |  |  | N | Landfill Gas | [13 empty] | 0.6 | 0.6 | 0.6 | 0.6 | [11 empty] | WM Renewable Energy LLC | 100 | Waste Management Inc | 100
Waste Management Bethel LFGTE | 56531_G_GEN3 | 56531 | G | GEN3 |  | Landfill Gas |  | PJM_Dom | Virginia | 51 | Hampton City | 650 | 51650 | 0.8 | 13500 | 2008 | 9999 |  |  | N | Landfill Gas | [13 empty] | 0.6 | 0.6 | 0.6 | 0.6 | [11 empty] | WM Renewable Energy LLC | 100 | Waste Management Inc | 100
Waste Management Bethel LFGTE | 56531_G_GEN4 | 56531 | G | GEN4 |  | Landfill Gas |  | PJM_Dom | Virginia | 51 | Hampton City | 650 | 51650 | 0.8 | 13500 | 2008 | 9999 |  |  | N | Landfill Gas | [13 empty] | 0.6 | 0.6 | 0.6 | 0.6 | [11 empty] | WM Renewable Energy LLC | 100 | Waste Management Inc | 100
Waste Management Bethel LFGTE | 56531_G_GEN5 | 56531 | G | GEN5 |  | Landfill Gas |  | PJM_Dom | Virginia | 51 | Hampton City | 650 | 51650 | 0.8 | 13500 | 2008 | 9999 |  |  | N | Landfill Gas | [13 empty] | 0.6 | 0.6 | 0.6 | 0.6 | [11 empty] | WM Renewable Energy LLC | 100 | Waste Management Inc | 100
Waste Management Bethel LFGTE | 56531_G_GEN6 | 56531 | G | GEN6 |  | Landfill Gas |  | PJM_Dom | Virginia | 51 | Hampton City | 650 | 51650 | 0.8 | 13500 | 2008 | 9999 |  |  | N | Landfill Gas | [13 empty] | 0.6 | 0.6 | 0.6 | 0.6 | [11 empty] | WM Renewable Energy LLC | 100 | Waste Management Inc | 100
Colusa Generating Station | 56532_G_A | 56532 | G | A | 90561 | Combined Cycle |  | WEC_CALN | California | 6 | Colusa | 11 | 06011 | 167 | 7212 | 2010 | 9999 |  |  | N | Natural Gas |  |  |  | DLNB | SCR | [8 empty] | 0.0039813 | 0.0039813 | 0.0039813 | 0.0039813 | [11 empty] | Pacific Gas & Electric Co | 100 | PG&E Corp | 100
Colusa Generating Station | 56532_G_B | 56532 | G | B | 90562 | Combined Cycle |  | WEC_CALN | California | 6 | Colusa | 11 | 06011 | 167 | 7212 | 2010 | 9999 |  |  | N | Natural Gas |  |  |  | DLNB | SCR | [8 empty] | 0.0039813 | 0.0039813 | 0.0039813 | 0.0039813 | [11 empty] | Pacific Gas & Electric Co | 100 | PG&E Corp | 100
Colusa Generating Station | 56532_G_C | 56532 | G | C | 90561 | Combined Cycle |  | WEC_CALN | California | 6 | Colusa | 11 | 06011 | 306 | 7212 | 2010 | 9999 |  |  | N | Natural Gas |  |  |  | LNB | SCR | [8 empty] | 0.0039813 | 0.0039813 | 0.0039813 | 0.0039813 | [11 empty] | Pacific Gas & Electric Co | 100 | PG&E Corp | 100
Cow Branch | 56536_G_1 | 56536 | G | 1 |  | Onshore Wind |  | S_D_AECI | Missouri | 29 | Atchison | 5 | 29005 | 50.4 | 0 | 2008 | 9999 |  |  | N | Wind | [13 empty] | 0 | 0 | 0 | 0 | [11 empty] | Cow Branch Wind Power LLC | 100 | Exelon Corp | 100
Conception | 56537_G_1 | 56537 | G | 1 |  | Onshore Wind |  | S_D_AECI | Missouri | 29 | Nodaway | 147 | 29147 | 50.4 | 0 | 2008 | 9999 |  |  | N | Wind | [13 empty] | 0 | 0 | 0 | 0 | [11 empty] | CR Clearing LLC | 100 | Exelon Corp | 100
Loess Hills | 56538_G_1 | 56538 | G | 1 |  | Onshore Wind |  | S_D_AECI | Missouri | 29 | Atchison | 5 | 29005 | 5 | 0 | 2008 | 9999 |  |  | N | Wind | [13 empty] | 0 | 0 | 0 | 0 | [11 empty] | Loess Hills Wind Farm LLC | 100 | Exelon Corp | 100
Galena 2 Geothermal Power Plant | 56540_G_GEN1 | 56540 | G | GEN1 |  | Geothermal |  | WECC_NNV | Nevada | 32 | Washoe | 31 | 32031 | 9 | 9771 | 2007 | 9999 |  |  | N | Geothermal | [13 empty] | 0 | 0 | 0 | 0 | 0.4563 | 0.4563 | 0.4563 | [8 empty] | Steamboat Hills LLC | 100 | Ormat Technologies Inc | 100
Galena 3 Geothermal Power Plant | 56541_G_GEN1 | 56541 | G | GEN1 |  | Geothermal |  | WECC_NNV | Nevada | 32 | Washoe | 31 | 32031 | 10 | 9771 | 2008 | 9999 |  |  | N | Geothermal | [13 empty] | 0 | 0 | 0 | 0 | 0.4563 | 0.4563 | 0.4563 | [8 empty] | ORNI 14 LLC | 100 | Ormat Technologies Inc | 100
Galena 3 Geothermal Power Plant | 56541_G_GEN2 | 56541 | G | GEN2 |  | Geothermal |  | WECC_NNV | Nevada | 32 | Washoe | 31 | 32031 | 10 | 9771 | 2008 | 9999 |  |  | N | Geothermal | [13 empty] | 0 | 0 | 0 | 0 | 0.4563 | 0.4563 | 0.4563 | [8 empty] | ORNI 14 LLC | 100 | Ormat Technologies Inc | 100
Eastridge Wind Project | 56543_G_1 | 56543 | G | 1 |  | Onshore Wind |  | MIS_MNWI | Minnesota | 27 | Murray | 101 | 27101 | 10.4 | 0 | 2006 | 9999 |  |  | N | Wind | [13 empty] | 0 | 0 | 0 | 0 | [11 empty] | Bendwind LLC | 12.5 | NRG Energy Inc | 100
Windom Wind Project | 56544_G_1 | 56544 | G | 1 |  | Onshore Wind |  | MIS_IA | Minnesota | 27 | Cottonwood | 33 | 27033 | 15.6 | 0 | 2006 | 9999 |  |  | N | Wind | [13 empty] | 0 | 0 | 0 | 0 | [11 empty] | ALP Wind LLC | 8.3333 | NRG Energy Inc | 16.6667
Seneca City of | 56545_G_PPG1 | 56545 | G | PPG1 |  | Combustion Turbine | IC Engine | S_VACA | South Carolina | 45 | Oconee | 73 | 45073 | 1.8 | 10745 | 2004 | 9999 |  |  | N | Distillate Fuel Oil | [13 empty] | 1.6498 | 1.6498 | 1.6498 | 1.6498 | [11 empty] | Seneca SC (City of) | 100 | Seneca SC (City of) | 100
Seneca City of | 56545_G_PPG2 | 56545 | G | PPG2 |  | Combustion Turbine | IC Engine | S_VACA | South Carolina | 45 | Oconee | 73 | 45073 | 1.8 | 10745 | 2004 | 9999 |  |  | N | Distillate Fuel Oil | [13 empty] | 1.6498 | 1.6498 | 1.6498 | 1.6498 | [11 empty] | Seneca SC (City of) | 100 | Seneca SC (City of) | 100
Seneca City of | 56545_G_PPG3 | 56545 | G | PPG3 |  | Combustion Turbine | IC Engine | S_VACA | South Carolina | 45 | Oconee | 73 | 45073 | 1.8 | 10745 | 2004 | 9999 |  |  | N | Distillate Fuel Oil | [13 empty] | 1.6498 | 1.6498 | 1.6498 | 1.6498 | [11 empty] | Seneca SC (City of) | 100 | Seneca SC (City of) | 100
Seneca City of | 56545_G_WPG1 | 56545 | G | WPG1 |  | Combustion Turbine | IC Engine | S_VACA | South Carolina | 45 | Oconee | 73 | 45073 | 1.8 | 10745 | 2004 | 9999 |  |  | N | Distillate Fuel Oil | [13 empty] | 1.6498 | 1.6498 | 1.6498 | 1.6498 | [11 empty] | Seneca SC (City of) | 100 | Seneca SC (City of) | 100
Seneca City of | 56545_G_WPG2 | 56545 | G | WPG2 |  | Combustion Turbine | IC Engine | S_VACA | South Carolina | 45 | Oconee | 73 | 45073 | 1.8 | 10745 | 2004 | 9999 |  |  | N | Distillate Fuel Oil | [13 empty] | 1.6498 | 1.6498 | 1.6498 | 1.6498 | [11 empty] | Seneca SC (City of) | 100 | Seneca SC (City of) | 100
Cornelius Delivery No 1 | 56546_G_1 | 56546 | G | 1 |  | Combustion Turbine | IC Engine | S_VACA | North Carolina | 37 | Mecklenburg | 119 | 37119 | 2 | 12283 | 2007 | 9999 |  |  | N | Distillate Fuel Oil | [13 empty] | 1.6498 | 1.6498 | 1.6498 | 1.6498 | [11 empty] | North Carolina Municipal Power Agency No 1 | 100 | North Carolina Municipal Power Agency No 1 | 100
Bostic Delivery No 2 | 56547_G_1 | 56547 | G | 1 |  | Combustion Turbine | IC Engine | S_VACA | North Carolina | 37 | Rutherford | 161 | 37161 | 1 | 12283 | 2007 | 9999 |  |  | N | Distillate Fuel Oil | [13 empty] | 1.6498 | 1.6498 | 1.6498 | 1.6498 | [11 empty] | North Carolina Municipal Power Agency No 1 | 100 | North Carolina Municipal Power Agency No 1 | 100
Drexel Operations Center | 56548_G_1 | 56548 | G | 1 |  | Combustion Turbine | IC Engine | S_VACA | North Carolina | 37 | Burke | 23 | 37023 | 2 | 25000 | 2007 | 9999 |  |  | N | Distillate Fuel Oil | [13 empty] | 1.6498 | 1.6498 | 1.6498 | 1.6498 | [11 empty] | North Carolina Municipal Power Agency No 1 | 100 | North Carolina Municipal Power Agency No 1 | 100
Granite Falls Walmart | 56549_G_1 | 56549 | G | 1 |  | Combustion Turbine | IC Engine | S_VACA | North Carolina | 37 | Caldwell | 27 | 37027 | 2 | 22434 | 2007 | 9999 |  |  | N | Distillate Fuel Oil | [13 empty] | 1.6498 | 1.6498 | 1.6498 | 1.6498 | [11 empty] | North Carolina Municipal Power Agency No 1 | 100 | North Carolina Municipal Power Agency No 1 | 100
Huntersville Delivery No 2 | 56550_G_1 | 56550 | G | 1 |  | Combustion Turbine | IC Engine | S_VACA | North Carolina | 37 | Mecklenburg | 119 | 37119 | 2 | 12283 | 2007 | 9999 |  |  | N | Distillate Fuel Oil | [13 empty] | 1.6498 | 1.6498 | 1.6498 | 1.6498 | [11 empty] | North Carolina Municipal Power Agency No 1 | 100 | North Carolina Municipal Power Agency No 1 | 100
Landis Delivery No 2 | 56551_G_1 | 56551 | G | 1 |  | Combustion Turbine | IC Engine | S_VACA | North Carolina | 37 | Rowan | 159 | 37159 | 2 | 12283 | 2007 | 9999 |  |  | N | Distillate Fuel Oil | [13 empty] | 1.6498 | 1.6498 | 1.6498 | 1.6498 | [11 empty] | North Carolina Municipal Power Agency No 1 | 100 | North Carolina Municipal Power Agency No 1 | 100
Statesville Delivery No 3 | 56552_G_1 | 56552 | G | 1 |  | Combustion Turbine | IC Engine | S_VACA | North Carolina | 37 | Iredell | 97 | 37097 | 2 | 12283 | 2007 | 9999 |  |  | N | Distillate Fuel Oil | [13 empty] | 1.6498 | 1.6498 | 1.6498 | 1.6498 | [11 empty] | North Carolina Municipal Power Agency No 1 | 100 | North Carolina Municipal Power Agency No 1 | 100
Catawba River Pollution Control | 56553_G_1234 | 56553 | G | 1234 |  | Combustion Turbine | IC Engine | S_VACA | North Carolina | 37 | Burke | 23 | 37023 | 1.1 | 13469 | 2009 | 9999 |  |  | N | Distillate Fuel Oil | [13 empty] | 1.6498 | 1.6498 | 1.6498 | 1.6498 | [11 empty] | Morganton NC (City of) | 100 | Morganton NC (City of) | 100
Salt Lake Energy Systems | 56554_G_Unit1 | 56554 | G | Unit1 |  | Landfill Gas |  | WECC_UT | Utah | 49 | Salt Lake | 35 | 49035 | 0.8 | 13500 | 2006 | 9999 |  |  | N | Landfill Gas | [13 empty] | 0.22117 | 0.22117 | 0.22117 | 0.22117 | [11 empty] | Salt Lake Energy Systems | 100 | DTE Energy Co | 100
Salt Lake Energy Systems | 56554_G_Unit2 | 56554 | G | Unit2 |  | Landfill Gas |  | WECC_UT | Utah | 49 | Salt Lake | 35 | 49035 | 0.8 | 13500 | 2006 | 9999 |  |  | N | Landfill Gas | [13 empty] | 0.22117 | 0.22117 | 0.22117 | 0.22117 | [11 empty] | Salt Lake Energy Systems | 100 | DTE Energy Co | 100
Salt Lake Energy Systems | 56554_G_Unit3 | 56554 | G | Unit3 |  | Landfill Gas |  | WECC_UT | Utah | 49 | Salt Lake | 35 | 49035 | 1.5 | 13500 | 2006 | 9999 |  |  | N | Landfill Gas | [13 empty] | 0.22117 | 0.22117 | 0.22117 | 0.22117 | [11 empty] | Salt Lake Energy Systems | 100 | DTE Energy Co | 100
Bluegrass Ridge | 56555_G_1 | 56555 | G | 1 |  | Onshore Wind |  | S_D_AECI | Missouri | 29 | Gentry | 75 | 29075 | 56.7 | 0 | 2007 | 9999 |  |  | N | Wind | [13 empty] | 0 | 0 | 0 | 0 | [11 empty] | Wind Capital Holdings LLC | 100 | Exelon Corp | 100
PPS Power Plant No 1 | 56556_G_1 | 56556 | G | 1 | 90590 | Combustion Turbine |  | S_C_KY | Kentucky | 21 | McCracken | 145 | 21145 | 55 | 11653 | 2010 | 9999 |  |  | N | Natural Gas |  |  |  | H2O | [9 empty] | 0.10606 | 0.10606 | 0.10606 | 0.10606 | [11 empty] | Paducah Energy LLC | 100 | Paducah Power | 100
PPS Power Plant No 1 | 56556_G_2 | 56556 | G | 2 | 90592 | Combustion Turbine |  | S_C_KY | Kentucky | 21 | McCracken | 145 | 21145 | 55 | 11654 | 2010 | 9999 |  |  | N | Natural Gas |  |  |  | H2O | [9 empty] | 0.10591 | 0.10591 | 0.10591 | 0.10591 | [11 empty] | Paducah Energy LLC | 100 | Paducah Power | 100
Porterhouse Wind (4) LLC | 56560_G_JDW4 | 56560 | G | JDW4 |  | Onshore Wind |  | SPP_SPS | Texas | 48 | Hansford | 195 | 48195 | 79.8 | 0 | 2008 | 9999 |  |  | N | Wind | [13 empty] | 0 | 0 | 0 | 0 | [11 empty] | Porterhouse Wind 4 LLC | 100 | Quinbrook Infrastructure Partners | 100
Filet Wind (5) LLC | 56561_G_JDW5 | 56561 | G | JDW5 |  | Onshore Wind |  | SPP_SPS | Texas | 48 | Sherman | 421 | 48421 | 10 | 0 | 2006 | 9999 |  |  | N | Wind | [13 empty] | 0 | 0 | 0 | 0 | [11 empty] | Exelon Wind 5 LLC | 100 | Quinbrook Infrastructure Partners | 100
Tenderloin Wind (6) LLC | 56562_G_JDW6 | 56562 | G | JDW6 |  | Onshore Wind |  | SPP_SPS | Texas | 48 | Sherman | 421 | 48421 | 10 | 0 | 2007 | 9999 |  |  | N | Wind | [13 empty] | 0 | 0 | 0 | 0 | [11 empty] | Exelon Wind 6 LLC | 100 | Quinbrook Infrastructure Partners | 100
Peetz Table Wind Energy | 56563_G_GE | 56563 | G | GE |  | Onshore Wind |  | WECC_CO | Colorado | 8 | Logan | 75 | 08075 | 199.5 | 0 | 2007 | 9999 |  |  | N | Wind | [13 empty] | 0 | 0 | 0 | 0 | [11 empty] | Peetz Table Wind LLC | 100 | NextEra Energy Inc | 100
J Lamar Stall Unit | 56565_G_6A | 56565 | G | 6A | 90566 | Combined Cycle |  | SPP_WEST | Louisiana | 22 | Caddo | 17 | 22017 | 160 | 7187 | 2010 | 9999 |  |  | N | Natural Gas |  |  |  | DLNB | SCR | [8 empty] | 0.01086 | 0.01086 | 0.01086 | 0.01086 | [11 empty] | Southwestern Electric Power Co | 100 | American Electric Power Co Inc | 100
J Lamar Stall Unit | 56565_G_6B | 56565 | G | 6B | 90567 | Combined Cycle |  | SPP_WEST | Louisiana | 22 | Caddo | 17 | 22017 | 160 | 7187 | 2010 | 9999 |  |  | N | Natural Gas |  |  |  | DLNB | SCR | [8 empty] | 0.01086 | 0.01086 | 0.01086 | 0.01086 | [11 empty] | Southwestern Electric Power Co | 100 | American Electric Power Co Inc | 100
J Lamar Stall Unit | 56565_G_6STG | 56565 | G | 6STG | 90566 | Combined Cycle |  | SPP_WEST | Louisiana | 22 | Caddo | 17 | 22017 | 187 | 7187 | 2010 | 9999 |  |  | N | Natural Gas |  |  |  | DLNB | SCR | [8 empty] | 0.01086 | 0.01086 | 0.01086 | 0.01086 | [11 empty] | Southwestern Electric Power Co | 100 | American Electric Power Co Inc | 100
Nellis Air Force Base Solar Array | 56568_G_NS1 | 56568 | G | NS1 |  | Solar PV |  | WECC_SNV | Nevada | 32 | Clark | 3 | 32003 | 4.9 | 0 | 2007 | 9999 |  |  | N | Solar | [13 empty] | 0 | 0 | 0 | 0 | [11 empty] | Solar Star NAFB LLC | 100 | SunEdison | 100
Nellis Air Force Base Solar Array | 56568_G_NS2 | 56568 | G | NS2 |  | Solar PV |  | WECC_SNV | Nevada | 32 | Clark | 3 | 32003 | 5.2 | 0 | 2007 | 9999 |  |  | N | Solar | [13 empty] | 0 | 0 | 0 | 0 | [11 empty] | Solar Star NAFB LLC | 100 | SunEdison | 100
Nellis Air Force Base Solar Array | 56568_G_NS3 | 56568 | G | NS3 |  | Solar PV |  | WECC_SNV | Nevada | 32 | Clark | 3 | 32003 | 3.9 | 0 | 2007 | 9999 |  |  | N | Solar | [13 empty] | 0 | 0 | 0 | 0 | [11 empty] | Solar Star NAFB LLC | 100 | SunEdison | 100
Niland Gas Turbine Plant | 56569_G_1 | 56569 | G | 1 | 90279 | Combustion Turbine |  | WECC_IID | California | 6 | Imperial | 25 | 06025 | 47.5 | 10745 | 2008 | 9999 |  |  | N | Natural Gas |  |  |  | DLNB | SCR | [8 empty] | 0.00618 | 0.00618 | 0.00618 | 0.00618 | [11 empty] | Imperial Irrigation District | 100 | Imperial Irrigation District | 100
Niland Gas Turbine Plant | 56569_G_2 | 56569 | G | 2 | 90280 | Combustion Turbine |  | WECC_IID | California | 6 | Imperial | 25 | 06025 | 47.5 | 10745 | 2008 | 9999 |  |  | N | Natural Gas |  |  |  | DLNB | SCR | [8 empty] | 0.00787 | 0.00787 | 0.00787 | 0.00787 | [11 empty] | Imperial Irrigation District | 100 | Imperial Irrigation District | 100
Terra-Gen VG Wind LLC | 56570_G_WGNS | 56570 | G | WGNS |  | Onshore Wind |  | WECC_SCE | California | 6 | Kern | 29 | 06029 | 7.4 | 0 | 1984 | 9999 |  |  | N | Wind | [13 empty] | 0 | 0 | 0 | 0 | [11 empty] | Terra Gen VG Wind LLC | 100 | Energy Capital Partners | 100
Eastern Landfill Gas LLC | 56571_G_1 | 56571 | G | 1 |  | Landfill Gas |  | PJM_SMAC | Maryland | 24 | Baltimore | 5 | 24005 | 1.3 | 14103 | 2006 | 9999 |  |  | N | Landfill Gas | [13 empty] | 0.14607 | 0.14607 | 0.14607 | 0.14607 | [11 empty] | Energy Power Partners | 100 | Energy Power Partners | 100
Eastern Landfill Gas LLC | 56571_G_2 | 56571 | G | 2 |  | Landfill Gas |  | PJM_SMAC | Maryland | 24 | Baltimore | 5 | 24005 | 1.3 | 14103 | 2006 | 9999 |  |  | N | Landfill Gas | [13 empty] | 0.23762 | 0.23762 | 0.23762 | 0.23762 | [11 empty] | Energy Power Partners | 100 | Energy Power Partners | 100
Eastern Landfill Gas LLC | 56571_G_3 | 56571 | G | 3 |  | Landfill Gas |  | PJM_SMAC | Maryland | 24 | Baltimore | 5 | 24005 | 1.3 | 14103 | 2006 | 9999 |  |  | N | Landfill Gas | [13 empty] | 0.16489 | 0.16489 | 0.16489 | 0.16489 | [11 empty] | Energy Power Partners | 100 | Energy Power Partners | 100
FPL Energy Oliver Wind II LLC | 56573_G_2 | 56573 | G | 2 |  | Onshore Wind |  | MIS_MAPP | North Dakota | 38 | Oliver | 65 | 38065 | 48 | 0 | 2007 | 9999 |  |  | N | Wind | [13 empty] | 0 | 0 | 0 | 0 | [11 empty] | Oliver Wind Energy Center II LLC | 100 | NextEra Energy Inc | 100
Steel Winds Wind Farm | 56575_G_1 | 56575 | G | 1 |  | Onshore Wind |  | NY_Z_A | New York | 36 | Erie | 29 | 36029 | 20 | 0 | 2007 | 9999 |  |  | N | Wind | [13 empty] | 0 | 0 | 0 | 0 | [11 empty] | Niagara Wind Power LLC | 100 | BQ Energy LLC | 100
Shane's Wind Machine | 56577_G_1 | 56577 | G | 1 |  | Onshore Wind |  | MIS_MNWI | Minnesota | 27 | Pipestone | 117 | 27117 | 1.3 | 0 | 2006 | 9999 |  |  | N | Wind | [13 empty] | 0 | 0 | 0 | 0 | [11 empty] | Shanes Wind Machine LLC | 100 | Exelon Corp | 100
Roadrunner I LLC | 56578_G_1 | 56578 | G | 1 |  | Onshore Wind |  | MIS_MNWI | Minnesota | 27 | Lincoln | 81 | 27081 | 1.3 | 0 | 2006 | 9999 |  |  | N | Wind | [13 empty] | 0 | 0 | 0 | 0 | [11 empty] | Roadrunner I LLC | 100 | Exelon Corp | 100
Windy Dog I LLC | 56579_G_1 | 56579 | G | 1 |  | Onshore Wind |  | MIS_MNWI | Minnesota | 27 | Lincoln | 81 | 27081 | 1.3 | 0 | 2006 | 9999 |  |  | N | Wind | [13 empty] | 0 | 0 | 0 | 0 | [11 empty] | Windy Dog I LLC | 100 | Exelon Corp | 100
Blue Breezes LLC | 56580_G_1 | 56580 | G | 1 |  | Onshore Wind |  | MIS_MNWI | Minnesota | 27 | Faribault | 43 | 27043 | 1.3 | 0 | 2006 | 9999 |  |  | N | Wind | [13 empty] | 0 | 0 | 0 | 0 | [11 empty] | Blue Breezes LLC | 100 | Exelon Corp | 100
Blue Breezes II LLC | 56581_G_1 | 56581 | G | 1 |  | Onshore Wind |  | MIS_MNWI | Minnesota | 27 | Faribault | 43 | 27043 | 1.3 | 0 | 2006 | 9999 |  |  | N | Wind | [13 empty] | 0 | 0 | 0 | 0 | [11 empty] | Blue Breezes II LLC | 100 | Exelon Corp | 100
Breezy Bucks II LLC | 56582_G_1 | 56582 | G | 1 |  | Onshore Wind |  | MIS_MNWI | Minnesota | 27 | Lincoln | 81 | 27081 | 1.3 | 0 | 2006 | 9999 |  |  | N | Wind | [13 empty] | 0 | 0 | 0 | 0 | [11 empty] | Breezy Bucks II LLC | 100 | Exelon Corp | 100
Salty Dog I LLC | 56583_G_1 | 56583 | G | 1 |  | Onshore Wind |  | MIS_MNWI | Minnesota | 27 | Lincoln | 81 | 27081 | 1.3 | 0 | 2006 | 9999 |  |  | N | Wind | [13 empty] | 0 | 0 | 0 | 0 | [11 empty] | Salty Dog I LLC | 100 | Exelon Corp | 100
Salty Dog II LLC | 56584_G_1 | 56584 | G | 1 |  | Onshore Wind |  | MIS_MNWI | Minnesota | 27 | Lincoln | 81 | 27081 | 1.3 | 0 | 2006 | 9999 |  |  | N | Wind | [13 empty] | 0 | 0 | 0 | 0 | [11 empty] | Salty Dog II LLC | 100 | Exelon Corp | 100
Wallys Wind Farm LLC | 56585_G_1 | 56585 | G | 1 |  | Onshore Wind |  | MIS_MNWI | Minnesota | 27 | Lincoln | 81 | 27081 | 1.3 | 0 | 2006 | 9999 |  |  | N | Wind | [13 empty] | 0 | 0 | 0 | 0 | [11 empty] | Wallys Wind Farm LLC | 100 | Exelon Corp | 100
Sunset Breeze LLC | 56586_G_1 | 56586 | G | 1 |  | Onshore Wind |  | MIS_MNWI | Minnesota | 27 | Nobles | 105 | 27105 | 1.3 | 0 | 2006 | 9999 |  |  | N | Wind | [13 empty] | 0 | 0 | 0 | 0 | [11 empty] | Sunset Breeze LLC | 100 | Exelon Corp | 100
Minnesota Breeze LLC | 56587_G_1 | 56587 | G | 1 |  | Onshore Wind |  | MIS_MNWI | Minnesota | 27 | Nobles | 105 | 27105 | 1.3 | 0 | 2006 | 9999 |  |  | N | Wind | [13 empty] | 0 | 0 | 0 | 0 | [11 empty] | Minnesota Breeze LLC | 100 | Exelon Corp | 100
G Flow Wind LLC | 56588_G_1 | 56588 | G | 1 |  | Onshore Wind |  | MIS_MNWI | Minnesota | 27 | Nobles | 105 | 27105 | 1.3 | 0 | 2006 | 9999 |  |  | N | Wind | [13 empty] | 0 | 0 | 0 | 0 | [11 empty] | Green Acres Breeze LLC | 100 | Exelon Corp | 100
Wolf Wind Enterprises LLC | 56589_G_1 | 56589 | G | 1 |  | Onshore Wind |  | MIS_IA | Minnesota | 27 | Nobles | 105 | 27105 | 1.3 | 0 | 2006 | 9999 |  |  | N | Wind | [13 empty] | 0 | 0 | 0 | 0 | [11 empty] | Wolf Wind Enterprises LLC | 100 | Exelon Corp | 100
Green Acres Breeze LLC | 56590_G_1 | 56590 | G | 1 |  | Onshore Wind |  | MIS_MNWI | Minnesota | 27 | Nobles | 105 | 27105 | 1.3 | 0 | 2006 | 9999 |  |  | N | Wind | [13 empty] | 0 | 0 | 0 | 0 | [11 empty] | Green Acres Breeze LLC | 100 | Exelon Corp | 100
Horseshoe Bend Wind Park | 56591_G_HBWP | 56591 | G | HBWP |  | Onshore Wind |  | WECC_MT | Montana | 30 | Cascade | 13 | 30013 | 9 | 0 | 2006 | 9999 |  |  | N | Wind | [13 empty] | 0 | 0 | 0 | 0 | [11 empty] | Cycle Horseshoe Bend Wind LLC | 100 | Cycle Horseshoe Bend Wind LLC | 100
Champion Wind Farm LLC | 56592_G_CH1 | 56592 | G | CH1 |  | Onshore Wind |  | ERC_WEST | Texas | 48 | Nolan | 353 | 48353 | 126.5 | 0 | 2008 | 9999 |  |  | N | Wind | [13 empty] | 0 | 0 | 0 | 0 | [11 empty] | Airtricity Champion Wind LLC | 100 | E.ON Group | 100
Roscoe Wind Farm LLC | 56593_G_RO1 | 56593 | G | RO1 |  | Onshore Wind |  | ERC_WEST | Texas | 48 | Nolan | 353 | 48353 | 209 | 0 | 2008 | 9999 |  |  | N | Wind | [13 empty] | 0 | 0 | 0 | 0 | [11 empty] | Airtricity Roscoe Wind Farm LLC | 100 | E.ON Group | 100
Munnsville Wind Farm LLC | 56594_G_MU1 | 56594 | G | MU1 |  | Onshore Wind |  | NY_Z_C&E | New York | 36 | Madison | 53 | 36053 | 34.5 | 0 | 2007 | 9999 |  |  | N | Wind | [13 empty] | 0 | 0 | 0 | 0 | [11 empty] | Munnsville Wind Farm LLC | 100 | RWE Group | 100
Breezy Bucks I LLC | 56595_G_1 | 56595 | G | 1 |  | Onshore Wind |  | MIS_MNWI | Minnesota | 27 | Lincoln | 81 | 27081 | 1.3 | 0 | 2006 | 9999 |  |  | N | Wind | [13 empty] | 0 | 0 | 0 | 0 | [11 empty] | Breezy Bucks I LLC | 100 | Exelon Corp | 100
Elm Street Substation Generators | 56597_G_EP01 | 56597 | G | EP01 |  | Combustion Turbine | IC Engine | MIS_MO | Missouri | 29 | St Francois | 187 | 29187 | 1.3 | 15990 | 2002 | 9999 |  |  | N | Distillate Fuel Oil | [13 empty] | 1.6498 | 1.6498 | 1.6498 | 1.6498 | [11 empty] | Farmington Light & Power | 100 | Farmington Light & Power | 100
Elm Street Substation Generators | 56597_G_EP02 | 56597 | G | EP02 |  | Combustion Turbine | IC Engine | MIS_MO | Missouri | 29 | St Francois | 187 | 29187 | 1.3 | 15425 | 2002 | 9999 |  |  | N | Distillate Fuel Oil | [13 empty] | 1.6498 | 1.6498 | 1.6498 | 1.6498 | [11 empty] | Farmington Light & Power | 100 | Farmington Light & Power | 100
Elm Street Substation Generators | 56597_G_EP03 | 56597 | G | EP03 |  | Combustion Turbine | IC Engine | MIS_MO | Missouri | 29 | St Francois | 187 | 29187 | 1.3 | 15425 | 2002 | 9999 |  |  | N | Distillate Fuel Oil | [13 empty] | 1.6498 | 1.6498 | 1.6498 | 1.6498 | [11 empty] | Farmington Light & Power | 100 | Farmington Light & Power | 100
Walton Street Substation | 56598_G_EP07 | 56598 | G | EP07 |  | Combustion Turbine | IC Engine | MIS_MO | Missouri | 29 | St Francois | 187 | 29187 | 1.3 | 20180 | 2003 | 9999 |  |  | N | Distillate Fuel Oil | [13 empty] | 1.6498 | 1.6498 | 1.6498 | 1.6498 | [11 empty] | Farmington Light & Power | 100 | Farmington Light & Power | 100
Millstone | 566_G_2 | 566 | G | 2 |  | Nuclear |  | NENG_CT | Connecticut | 9 | New London | 11 | 09011 | 853 | 10456 | 1975 | 9999 |  |  | N | Nuclear Fuel | [13 empty] | 0 | 0 | 0 | 0 | [11 empty] | Dominion Energy Nuclear Connecticut Inc | 100 | Dominion Energy Inc | 100
Millstone | 566_G_3 | 566 | G | 3 |  | Nuclear |  | NENG_CT | Connecticut | 9 | New London | 11 | 09011 | 1220.1 | 10456 | 1986 | 9999 |  |  | N | Nuclear Fuel | [13 empty] | 0 | 0 | 0 | 0 | [11 empty] | Dominion Energy Nuclear Connecticut Inc | 93.47 | Dominion Energy Inc | 93.47
Overall Road Station | 56600_G_EP11 | 56600 | G | EP11 |  | Combustion Turbine | IC Engine | MIS_MO | Missouri | 29 | St Francois | 187 | 29187 | 1.3 | 20013 | 2003 | 9999 |  |  | N | Distillate Fuel Oil | [13 empty] | 1.6498 | 1.6498 | 1.6498 | 1.6498 | [11 empty] | Farmington Light & Power | 100 | Farmington Light & Power | 100
Overall Road Station | 56600_G_EP12 | 56600 | G | EP12 |  | Combustion Turbine | IC Engine | MIS_MO | Missouri | 29 | St Francois | 187 | 29187 | 1.3 | 18677 | 2003 | 9999 |  |  | N | Distillate Fuel Oil | [13 empty] | 1.6498 | 1.6498 | 1.6498 | 1.6498 | [11 empty] | Farmington Light & Power | 100 | Farmington Light & Power | 100
Overall Road Station | 56600_G_EP13 | 56600 | G | EP13 |  | Combustion Turbine | IC Engine | MIS_MO | Missouri | 29 | St Francois | 187 | 29187 | 1.3 | 18677 | 2003 | 9999 |  |  | N | Distillate Fuel Oil | [13 empty] | 1.6498 | 1.6498 | 1.6498 | 1.6498 | [11 empty] | Farmington Light & Power | 100 | Farmington Light & Power | 100
Overall Road Station | 56600_G_EP14 | 56600 | G | EP14 |  | Combustion Turbine | IC Engine | MIS_MO | Missouri | 29 | St Francois | 187 | 29187 | 1.3 | 18677 | 2003 | 9999 |  |  | N | Distillate Fuel Oil | [13 empty] | 1.6498 | 1.6498 | 1.6498 | 1.6498 | [11 empty] | Farmington Light & Power | 100 | Farmington Light & Power | 100
San Jacinto County Peaking Facility | 56603_G_SJC1 | 56603 | G | SJC1 | 91257 | Combustion Turbine |  | MIS_WOTA | Texas | 48 | San Jacinto | 407 | 48407 | 73 | 12649 | 2001 | 9999 |  |  | N | Natural Gas |  |  |  | DLNB | [9 empty] | 0.02729 | 0.02729 | 0.02729 | 0.02729 | [11 empty] | East Texas Electric Coop Inc | 100 | East Texas Electric Coop Inc | 100
San Jacinto County Peaking Facility | 56603_G_SJC2 | 56603 | G | SJC2 | 91258 | Combustion Turbine |  | MIS_WOTA | Texas | 48 | San Jacinto | 407 | 48407 | 73 | 12649 | 2001 | 9999 |  |  | N | Natural Gas |  |  |  | DLNB | [9 empty] | 0.02655 | 0.02655 | 0.02655 | 0.02655 | [11 empty] | East Texas Electric Coop Inc | 100 | East Texas Electric Coop Inc | 100
Hardin County Peaking Facility | 56604_G_HC1 | 56604 | G | HC1 | 91256 | Combustion Turbine |  | MIS_WOTA | Texas | 48 | Hardin | 199 | 48199 | 73 | 12230 | 2001 | 9999 |  |  | N | Natural Gas |  |  |  | DLNB | [9 empty] | 0.03001 | 0.03001 | 0.03001 | 0.03001 | [11 empty] | Entergy Texas Inc | 100 | Entergy Corp | 100
Hardin County Peaking Facility | 56604_G_HC2 | 56604 | G | HC2 | 91259 | Combustion Turbine |  | MIS_WOTA | Texas | 48 | Hardin | 199 | 48199 | 73 | 12230 | 2001 | 9999 |  |  | N | Natural Gas |  |  |  | DLNB | [9 empty] | 0.03445 | 0.03445 | 0.03445 | 0.03445 | [11 empty] | Entergy Texas Inc | 100 | Entergy Corp | 100
Langdon Renewables, LLC | 56605_G_GE15 | 56605 | G | GE15 |  | Onshore Wind |  | MIS_MAPP | North Dakota | 38 | Cavalier | 19 | 38019 | 118.5 | 0 | 2007 | 9999 |  |  | N | Wind | [13 empty] | 0 | 0 | 0 | 0 | [11 empty] | Langdon Renewables LLC | 100 | NextEra Energy Inc | 100
Culbertson Generation Station | 56606_G_01 | 56606 | G | 01 | 90550 | Combustion Turbine |  | SPP_WAUE | Montana | 30 | Roosevelt | 85 | 30085 | 90.8 | 10745 | 2010 | 9999 |  |  | N | Natural Gas |  |  |  | H2O | [9 empty] | 0.09126 | 0.09126 | 0.09126 | 0.09126 | [11 empty] | Basin Electric Power Coop | 100 | Basin Electric Power Coop | 100
Prairie Winds ND1 | 56607_G_ND1 | 56607 | G | ND1 |  | Onshore Wind |  | SPP_WAUE | North Dakota | 38 | Ward | 101 | 38101 | 115.5 | 0 | 2009 | 9999 |  |  | N | Wind | [13 empty] | 0 | 0 | 0 | 0 | [11 empty] | PrairieWinds ND1 Inc | 100 | Basin Electric Power Coop | 100
Prairie Winds SD1 | 56608_G_SD1 | 56608 | G | SD1 |  | Onshore Wind |  | SPP_WAUE | South Dakota | 46 | Jerauld | 73 | 46073 | 150 | 0 | 2011 | 9999 |  |  | N | Wind | [13 empty] | 0 | 0 | 0 | 0 | [11 empty] | PrairieWinds SD 1 Inc | 100 | Basin Electric Power Coop | 100
Prairie Winds SD1 | 56608_G_SD2 | 56608 | G | SD2 |  | Onshore Wind |  | SPP_WAUE | South Dakota | 46 | Jerauld | 73 | 46073 | 10.5 | 0 | 2011 | 9999 |  |  | N | Wind | [13 empty] | 0 | 0 | 0 | 0 | [11 empty] | PrairieWinds SD 1 Inc | 100 | Basin Electric Power Coop | 100
Prairie Winds SD1 | 56608_G_SD3 | 56608 | G | SD3 |  | Onshore Wind |  | SPP_WAUE | South Dakota | 46 | Jerauld | 73 | 46073 | 1.5 | 0 | 2011 | 9999 |  |  | N | Wind | [13 empty] | 0 | 0 | 0 | 0 | [11 empty] | PrairieWinds SD 1 Inc | 100 | Basin Electric Power Coop | 100
Deer Creek Station | 56610_G_01 | 56610 | G | 01 | 90691 | Combined Cycle |  | SPP_WAUE | South Dakota | 46 | Brookings | 11 | 46011 | 150 | 7539 | 2012 | 9999 |  |  | N | Natural Gas |  |  |  |  | SCR | [8 empty] | 0.01816 | 0.01816 | 0.01816 | 0.01816 | [11 empty] | Basin Electric Power Coop | 100 | Basin Electric Power Coop | 100
Deer Creek Station | 56610_G_02 | 56610 | G | 02 | 90691 | Combined Cycle |  | SPP_WAUE | South Dakota | 46 | Brookings | 11 | 46011 | 140 | 7539 | 2012 | 9999 |  |  | N | Natural Gas |  |  |  |  | SCR | [8 empty] | 0.01816 | 0.01816 | 0.01816 | 0.01816 | [11 empty] | Basin Electric Power Coop | 100 | Basin Electric Power Coop | 100
Logan Wind Energy | 56613_G_1 | 56613 | G | 1 |  | Onshore Wind |  | WECC_CO | Colorado | 8 | Logan | 75 | 08075 | 201 | 0 | 2007 | 9999 |  |  | N | Wind | [13 empty] | 0 | 0 | 0 | 0 | [11 empty] | Logan Wind Energy LLC | 100 | NextEra Energy Inc | 100
Old Trail Wind Farm | 56614_G_2 | 56614 | G | 2 |  | Onshore Wind |  | PJM_COMD | Illinois | 17 | McLean | 113 | 17113 | 198 | 0 | 2007 | 9999 |  |  | N | Wind | [13 empty] | 0 | 0 | 0 | 0 | [11 empty] | Old Trail Wind Farm LLC | 100 | Energias de Portugal SA | 100
Rancho Penasquitos | 56615_G_G100 | 56615 | G | G100 |  | Hydro |  | WEC_SDGE | California | 6 | San Diego | 73 | 06073 | 4.4 | 0 | 2007 | 9999 |  |  | N | Hydro | [13 empty] | 0 | 0 | 0 | 0 | [11 empty] | San Diego County Water Authority | 100 | San Diego County Water Authority | 100
Fenton Wind Farm | 56617_G_1 | 56617 | G | 1 |  | Onshore Wind |  | MIS_MNWI | Minnesota | 27 | Murray | 101 | 27101 | 205.5 | 0 | 2007 | 9999 |  |  | N | Wind | [13 empty] | 0 | 0 | 0 | 0 | [11 empty] | Fenton Power Partners LLC | 100 | General Electric Co | 100
Noble Clinton Windpark LLC | 56618_G_1 | 56618 | G | 1 |  | Onshore Wind |  | NY_Z_D | New York | 36 | Clinton | 19 | 36019 | 100.5 | 0 | 2008 | 9999 |  |  | N | Wind | [13 empty] | 0 | 0 | 0 | 0 | [11 empty] | Valcour Clinton Windpark LLC | 100 | AES Corp (The) | 100
Noble Ellenburg Windpark LLC | 56619_G_1 | 56619 | G | 1 |  | Onshore Wind |  | NY_Z_D | New York | 36 | Clinton | 19 | 36019 | 81 | 0 | 2008 | 9999 |  |  | N | Wind | [13 empty] | 0 | 0 | 0 | 0 | [11 empty] | Valcour Ellenburg Windpark LLC | 100 | AES Corp (The) | 100
Noble Bliss Windpark LLC | 56620_G_1 | 56620 | G | 1 |  | Onshore Wind |  | NY_Z_A | New York | 36 | Wyoming | 121 | 36121 | 100.5 | 0 | 2008 | 9999 |  |  | N | Wind | [13 empty] | 0 | 0 | 0 | 0 | [11 empty] | Valcour Bliss Windpark LLC | 100 | AES Corp (The) | 100
Sleeping Bear LLC | 56621_G_1 | 56621 | G | 1 |  | Onshore Wind |  | SPP_WEST | Oklahoma | 40 | Harper | 59 | 40059 | 94.5 | 0 | 2007 | 9999 |  |  | N | Wind | [13 empty] | 0 | 0 | 0 | 0 | [11 empty] | Sleeping Bear LLC | 100 | Global Infrastructure Partners | 100
Providence Heights Wind LLC | 56622_G_1 | 56622 | G | 1 |  | Onshore Wind |  | PJM_COMD | Illinois | 17 | Bureau | 11 | 17011 | 72 | 0 | 2008 | 9999 |  |  | N | Wind | [13 empty] | 0 | 0 | 0 | 0 | [11 empty] | Providence Heights Wind LLC | 100 | Iberdrola SA | 100
Elkhorn Valley Wind Farm | 56623_G_EH1 | 56623 | G | EH1 |  | Onshore Wind |  | WECC_PNW | Oregon | 41 | Union | 61 | 41061 | 100.7 | 0 | 2007 | 9999 |  |  | N | Wind | [13 empty] | 0 | 0 | 0 | 0 | [11 empty] | Telocaset Wind Power Partners LLC | 100 | Energias de Portugal SA | 100
BC Energy LLC | 56624_G_1 | 56624 | G | 1 |  | Onshore Wind |  | MIS_IA | Minnesota | 27 | Jackson | 63 | 27063 | 4 | 0 | 2008 | 9999 |  |  | N | Wind | [13 empty] | 0 | 0 | 0 | 0 | [11 empty] | BC Energy LLC | 20 | Exelon Corp | 100
KC Energy LLC | 56625_G_1 | 56625 | G | 1 |  | Onshore Wind |  | MIS_IA | Minnesota | 27 | Jackson | 63 | 27063 | 4 | 0 | 2008 | 9999 |  |  | N | Wind | [13 empty] | 0 | 0 | 0 | 0 | [11 empty] | BC Energy LLC | 20 | Exelon Corp | 100
K&D Energy LLC | 56626_G_1 | 56626 | G | 1 |  | Onshore Wind |  | MIS_IA | Minnesota | 27 | Jackson | 63 | 27063 | 4 | 0 | 2008 | 9999 |  |  | N | Wind | [13 empty] | 0 | 0 | 0 | 0 | [11 empty] | BC Energy LLC | 20 | Exelon Corp | 100
KSS Turbines LLC | 56627_G_1 | 56627 | G | 1 |  | Onshore Wind |  | MIS_IA | Minnesota | 27 | Jackson | 63 | 27063 | 4 | 0 | 2008 | 9999 |  |  | N | Wind | [13 empty] | 0 | 0 | 0 | 0 | [11 empty] | BC Energy LLC | 20 | Exelon Corp | 100
Prairie Wind Power LLC | 56628_G_1 | 56628 | G | 1 |  | Onshore Wind |  | MIS_IA | Minnesota | 27 | Jackson | 63 | 27063 | 4 | 0 | 2008 | 9999 |  |  | N | Wind | [13 empty] | 0 | 0 | 0 | 0 | [11 empty] | BC Energy LLC | 20 | Exelon Corp | 100
Waterbury Generation | 56629_G_10 | 56629 | G | 10 | 90207 | Combustion Turbine |  | NENG_CT | Connecticut | 9 | New Haven | 9 | 09009 | 95 | 10745 | 2009 | 9999 |  |  | N | Natural Gas, Distillate Fuel Oil |  |  |  | H2O | SCR | [8 empty] | 0.0196 | 0.0196 | 0.0196 | 0.0196 | [11 empty] | Waterbury Generation LLC | 100 | Hull Street Energy LLC | 100
Taconite Ridge 1 Wind Energy Center | 56630_G_1 | 56630 | G | 1 |  | Onshore Wind |  | MIS_MNWI | Minnesota | 27 | St Louis | 137 | 27137 | 25 | 0 | 2008 | 9999 |  |  | N | Wind | [13 empty] | 0 | 0 | 0 | 0 | [11 empty] | ALLETE Inc | 100 | ALLETE Inc | 100
Dutch Hill Wind Project | 56633_G_1 | 56633 | G | 1 |  | Onshore Wind |  | NY_Z_C&E | New York | 36 | Steuben | 101 | 36101 | 37.5 | 0 | 2009 | 9999 |  |  | N | Wind | [13 empty] | 0 | 0 | 0 | 0 | [11 empty] | Canandaigua Power Partners II LLC | 100 | Brookfield Asset Management Inc | 100
Cohocton Wind Project | 56634_G_1 | 56634 | G | 1 |  | Onshore Wind |  | NY_Z_C&E | New York | 36 | Steuben | 101 | 36101 | 87.5 | 0 | 2009 | 9999 |  |  | N | Wind | [13 empty] | 0 | 0 | 0 | 0 | [11 empty] | Canandaigua Power Partners LLC | 100 | Brookfield Asset Management Inc | 100
Harvest | 56635_G_1 | 56635 | G | 1 |  | Onshore Wind |  | MIS_LMI | Michigan | 26 | Huron | 63 | 26063 | 52.8 | 0 | 2008 | 9999 |  |  | N | Wind | [13 empty] | 0 | 0 | 0 | 0 | [11 empty] | Harvest Windfarm LLC | 100 | Exelon Corp | 100
Mountain Home | 56636_G_1 | 56636 | G | 1 |  | Onshore Wind |  | WECC_ID | Idaho | 16 | Elmore | 39 | 16039 | 21 | 0 | 2008 | 9999 |  |  | N | Wind | [13 empty] | 0 | 0 | 0 | 0 | [11 empty] | Hot Springs Windfarm LLC | 100 | Exelon Corp | 100
Bennett Creek Windfarm LLC - Mountain Home | 56637_G_1 | 56637 | G | 1 |  | Onshore Wind |  | WECC_ID | Idaho | 16 | Elmore | 39 | 16039 | 21 | 0 | 2008 | 9999 |  |  | N | Wind | [13 empty] | 0 | 0 | 0 | 0 | [11 empty] | Bennett Creek Windfarm LLC | 100 | Exelon Corp | 100
Buffalo Gap 3 Wind Farm | 56638_G_GEN1 | 56638 | G | GEN1 |  | Onshore Wind |  | ERC_WEST | Texas | 48 | Nolan | 353 | 48353 | 170.2 | 0 | 2008 | 9999 |  |  | N | Wind | [13 empty] | 0 | 0 | 0 | 0 | [11 empty] | Buffalo Gap Wind Farm 3 LLC | 100 | AES Corp (The) | 100
Midway Peaking LLC | 56639_G_1 | 56639 | G | 1 | 90382 | Combustion Turbine |  | WEC_CALN | California | 6 | Fresno | 19 | 06019 | 55.6 | 10959 | 2009 | 9999 |  |  | N | Natural Gas |  |  |  | H2O + NH3 | SCR | [8 empty] | 0.01898 | 0.01898 | 0.01898 | 0.01898 | [11 empty] | Midway Peaking LLC | 100 | Carlyle Group (The) | 100
Midway Peaking LLC | 56639_G_2 | 56639 | G | 2 | 90383 | Combustion Turbine |  | WEC_CALN | California | 6 | Fresno | 19 | 06019 | 55.6 | 10960 | 2009 | 9999 |  |  | N | Natural Gas |  |  |  | H2O + NH3 | SCR | [8 empty] | 0.01771 | 0.01771 | 0.01771 | 0.01771 | [11 empty] | Midway Peaking LLC | 100 | Carlyle Group (The) | 100
Camp Grove Wind Farm | 56640_G_1 | 56640 | G | 1 |  | Onshore Wind |  | PJM_COMD | Illinois | 17 | STARK | 175 | 17175 | 150 | 0 | 2007 | 9999 |  |  | N | Wind | [13 empty] | 0 | 0 | 0 | 0 | [11 empty] | Camp Grove Wind Farm LLC | 100 | General Electric Co | 100
Stanton Wind Energy LLC | 56644_G_1 | 56644 | G | 1 |  | Onshore Wind |  | ERC_WEST | Texas | 48 | Martin | 317 | 48317 | 120 | 0 | 2008 | 9999 |  |  | N | Wind | [13 empty] | 0 | 0 | 0 | 0 | [11 empty] | Stanton Wind Energy LLC | 100 | General Electric Co | 100
Osceola Windpower LLC | 56645_G_CL25 | 56645 | G | CL25 |  | Onshore Wind |  | MIS_IA | Iowa | 19 | Osceola | 143 | 19143 | 100 | 0 | 2008 | 9999 |  |  | N | Wind | [13 empty] | 0 | 0 | 0 | 0 | [11 empty] | Endeavor Wind I LLC | 100 | NextEra Energy Inc | 100
Butler Ridge | 56647_G_1 | 56647 | G | 1 |  | Onshore Wind |  | MIS_WUMS | Wisconsin | 55 | Dodge | 27 | 55027 | 54 | 0 | 2009 | 9999 |  |  | N | Wind | [13 empty] | 0 | 0 | 0 | 0 | [11 empty] | Butler Ridge Wind Energy Center LLC | 100 | NextEra Energy Inc | 100
Majestic 1 Wind Farm | 56648_G_1 | 56648 | G | 1 |  | Onshore Wind |  | SPP_SPS | Texas | 48 | Carson | 65 | 48065 | 79.5 | 0 | 2009 | 9999 |  |  | N | Wind | [13 empty] | 0 | 0 | 0 | 0 | [11 empty] | High Majestic Wind I LLC | 100 | NextEra Energy Inc | 100
South Trent Wind Farm | 56649_G_1 | 56649 | G | 1 |  | Onshore Wind |  | ERC_WEST | Texas | 48 | Nolan | 353 | 48353 | 101.2 | 0 | 2009 | 9999 |  |  | N | Wind | [13 empty] | 0 | 0 | 0 | 0 | [11 empty] | Clearway Yield Operating LLC | 100 | Global Infrastructure Partners | 100
Wessington Springs | 56650_G_1 | 56650 | G | 1 |  | Onshore Wind |  | SPP_WAUE | South Dakota | 46 | Jerauld | 73 | 46073 | 51 | 0 | 2009 | 9999 |  |  | N | Wind | [13 empty] | 0 | 0 | 0 | 0 | [11 empty] | Wessington Wind Energy Center LLC | 100 | NextEra Energy Inc | 100
North Allegheny Windpower Project | 56651_G_1 | 56651 | G | 1 |  | Onshore Wind |  | PJM_PENE | Pennsylvania | 42 | Blair | 13 | 42013 | 70 | 0 | 2009 | 9999 |  |  | N | Wind | [13 empty] | 0 | 0 | 0 | 0 | [11 empty] | DEGS Wind I LLC | 100 | Duke Energy Corp | 100
Hatchet Ridge Wind Project | 56654_G_1 | 56654 | G | 1 |  | Onshore Wind |  | WEC_CALN | California | 6 | Shasta | 89 | 06089 | 101.2 | 0 | 2010 | 9999 |  |  | N | Wind | [13 empty] | 0 | 0 | 0 | 0 | [11 empty] | Pattern Energy Group LP | 100 | Riverstone Holdings LLC | 100
Michigan Wind 2 | 56659_G_1 | 56659 | G | 1 |  | Onshore Wind |  | MIS_LMI | Michigan | 26 | Sanilac | 151 | 26151 | 90 | 0 | 2011 | 9999 |  |  | N | Wind | [13 empty] | 0 | 0 | 0 | 0 | [11 empty] | Michigan Wind 2 LLC | 100 | Exelon Corp | 100
Pattern Gulf Wind | 56661_G_1 | 56661 | G | 1 |  | Onshore Wind |  | ERC_REST | Texas | 48 | Kenedy | 261 | 48261 | 283.2 | 0 | 2008 | 9999 |  |  | N | Wind | [13 empty] | 0 | 0 | 0 | 0 | [11 empty] | Pattern Gulf Wind LLC | 100 | Riverstone Holdings LLC | 100
Dempsey Ridge Wind Farm | 56665_G_DR | 56665 | G | DR |  | Onshore Wind |  | SPP_WEST | Oklahoma | 40 | Roger Mills | 129 | 40129 | 132 | 0 | 2012 | 9999 |  |  | N | Wind | [13 empty] | 0 | 0 | 0 | 0 | [11 empty] | Dempsey Ridge Wind Farm LLC | 100 | Acciona Energia | 100
Goodnoe Hills | 56666_G_1 | 56666 | G | 1 |  | Onshore Wind |  | WECC_PNW | Washington | 53 | Klickitat | 39 | 53039 | 94 | 0 | 2008 | 9999 |  |  | N | Wind | [13 empty] | 0 | 0 | 0 | 0 | [11 empty] | PacifiCorp | 100 | Berkshire Hathaway Inc | 100
NIH Cogeneration Facility | 56668_G_CGT | 56668 | G | CGT |  | Combustion Turbine |  | PJM_SMAC | Maryland | 24 | Montgomery | 31 | 24031 | 27.6 | 12369 | 2018 | 9999 |  |  | N | Natural Gas | [13 empty] | 0.011 | 0.011 | 0.011 | 0.011 | [11 empty] | Pepco Energy Services Inc | 100 | Exelon Corp | 100
Tatanka Wind Power LLC | 56669_G_TW1 | 56669 | G | TW1 |  | Onshore Wind |  | MIS_MAPP | North Dakota | 38 | Dickey | 21 | 38021 | 180 | 0 | 2008 | 9999 |  |  | N | Wind | [13 empty] | 0 | 0 | 0 | 0 | [11 empty] | Tatanka Wind Power LLC | 100 | Acciona Energia | 100
Velva Windfarm LLC | 56670_G_VW1 | 56670 | G | VW1 |  | Onshore Wind |  | MIS_MNWI | North Dakota | 38 | McHenry | 49 | 38049 | 11.9 | 0 | 2005 | 9999 |  |  | N | Wind | [13 empty] | 0 | 0 | 0 | 0 | [11 empty] | Velva Wind Farm LLC | 100 | Acciona Energia | 100
Whirlwind Energy Center | 56673_G_WEC | 56673 | G | WEC |  | Onshore Wind |  | ERC_PHDL | Texas | 48 | Floyd | 153 | 48153 | 57 | 0 | 2007 | 9999 |  |  | N | Wind | [13 empty] | 0 | 0 | 0 | 0 | [11 empty] | Whirlwind Energy LLC | 100 | RES Group | 100
Winchester Power Park | 56674_G_CGT1 | 56674 | G | CGT1 | 90317 | Combustion Turbine |  | ERC_REST | Texas | 48 | Fayette | 149 | 48149 | 44 | 10745 | 2010 | 9999 |  |  | N | Natural Gas |  |  |  |  | SCR | [8 empty] | 0.01134 | 0.00935 | 0.01134 | 0.00935 | [11 empty] | Lower Colorado River Authority | 100 | Lower Colorado River Authority | 100
Winchester Power Park | 56674_G_CGT2 | 56674 | G | CGT2 | 90318 | Combustion Turbine |  | ERC_REST | Texas | 48 | Fayette | 149 | 48149 | 44 | 10745 | 2010 | 9999 |  |  | N | Natural Gas |  |  |  |  | SCR | [8 empty] | 0.0092 | 0.00896 | 0.0092 | 0.00896 | [11 empty] | Lower Colorado River Authority | 100 | Lower Colorado River Authority | 100
Winchester Power Park | 56674_G_CGT3 | 56674 | G | CGT3 | 90319 | Combustion Turbine |  | ERC_REST | Texas | 48 | Fayette | 149 | 48149 | 44 | 10745 | 2010 | 9999 |  |  | N | Natural Gas |  |  |  |  | SCR | [8 empty] | 0.01 | 0.00957 | 0.01 | 0.00957 | [11 empty] | Lower Colorado River Authority | 100 | Lower Colorado River Authority | 100
Winchester Power Park | 56674_G_CGT4 | 56674 | G | CGT4 | 90320 | Combustion Turbine |  | ERC_REST | Texas | 48 | Fayette | 149 | 48149 | 44 | 10745 | 2010 | 9999 |  |  | N | Natural Gas |  |  |  |  | SCR | [8 empty] | 0.00352 | 0.003 | 0.00352 | 0.003 | [11 empty] | Lower Colorado River Authority | 100 | Lower Colorado River Authority | 100
Charles City Wind Farm | 56677_G_CCWF | 56677 | G | CCWF |  | Onshore Wind |  | MIS_MIDA | Iowa | 19 | Floyd | 67 | 19067 | 75 | 0 | 2008 | 9999 |  |  | N | Wind | [13 empty] | 0 | 0 | 0 | 0 | [11 empty] | MidAmerican Energy Co | 100 | Berkshire Hathaway Inc | 100
Benton County Wind Farm | 56679_G_1 | 56679 | G | 1 |  | Onshore Wind |  | MIS_INKY | Indiana | 18 | Benton | 7 | 18007 | 130.5 | 0 | 2008 | 9999 |  |  | N | Wind | [13 empty] | 0 | 0 | 0 | 0 | [11 empty] | Benton County Wind Farm LLC | 100 | General Electric Co | 100
Wicomico | 56680_G_1 | 56680 | G | 1 |  | Landfill Gas |  | PJM_EMAC | Maryland | 24 | Wicomico | 45 | 24045 | 0.3 | 13500 | 2007 | 9999 |  |  | N | Landfill Gas | [13 empty] | 0.22117 | 0.22117 | 0.22117 | 0.22117 | [11 empty] | INGENCO Wholesale Power LLC | 100 | INGENCO | 100
Wicomico | 56680_G_10 | 56680 | G | 10 |  | Landfill Gas |  | PJM_EMAC | Maryland | 24 | Wicomico | 45 | 24045 | 0.3 | 13500 | 2007 | 9999 |  |  | N | Landfill Gas | [13 empty] | 0.22117 | 0.22117 | 0.22117 | 0.22117 | [11 empty] | INGENCO Wholesale Power LLC | 100 | INGENCO | 100
Wicomico | 56680_G_11 | 56680 | G | 11 |  | Landfill Gas |  | PJM_EMAC | Maryland | 24 | Wicomico | 45 | 24045 | 0.3 | 13500 | 2007 | 9999 |  |  | N | Landfill Gas | [13 empty] | 0.22117 | 0.22117 | 0.22117 | 0.22117 | [11 empty] | INGENCO Wholesale Power LLC | 100 | INGENCO | 100
Wicomico | 56680_G_12 | 56680 | G | 12 |  | Landfill Gas |  | PJM_EMAC | Maryland | 24 | Wicomico | 45 | 24045 | 0.3 | 13500 | 2007 | 9999 |  |  | N | Landfill Gas | [13 empty] | 0.22117 | 0.22117 | 0.22117 | 0.22117 | [11 empty] | INGENCO Wholesale Power LLC | 100 | INGENCO | 100
Wicomico | 56680_G_13 | 56680 | G | 13 |  | Landfill Gas |  | PJM_EMAC | Maryland | 24 | Wicomico | 45 | 24045 | 0.3 | 13500 | 2007 | 9999 |  |  | N | Landfill Gas | [13 empty] | 0.22117 | 0.22117 | 0.22117 | 0.22117 | [11 empty] | INGENCO Wholesale Power LLC | 100 | INGENCO | 100
Wicomico | 56680_G_14 | 56680 | G | 14 |  | Landfill Gas |  | PJM_EMAC | Maryland | 24 | Wicomico | 45 | 24045 | 0.3 | 13500 | 2007 | 9999 |  |  | N | Landfill Gas | [13 empty] | 0.22117 | 0.22117 | 0.22117 | 0.22117 | [11 empty] | INGENCO Wholesale Power LLC | 100 | INGENCO | 100
Wicomico | 56680_G_15 | 56680 | G | 15 |  | Landfill Gas |  | PJM_EMAC | Maryland | 24 | Wicomico | 45 | 24045 | 0.3 | 13500 | 2007 | 9999 |  |  | N | Landfill Gas | [13 empty] | 0.22117 | 0.22117 | 0.22117 | 0.22117 | [11 empty] | INGENCO Wholesale Power LLC | 100 | INGENCO | 100
Wicomico | 56680_G_16 | 56680 | G | 16 |  | Landfill Gas |  | PJM_EMAC | Maryland | 24 | Wicomico | 45 | 24045 | 0.3 | 13500 | 2007 | 9999 |  |  | N | Landfill Gas | [13 empty] | 0.22117 | 0.22117 | 0.22117 | 0.22117 | [11 empty] | INGENCO Wholesale Power LLC | 100 | INGENCO | 100
Wicomico | 56680_G_17 | 56680 | G | 17 |  | Landfill Gas |  | PJM_EMAC | Maryland | 24 | Wicomico | 45 | 24045 | 0.3 | 13500 | 2007 | 9999 |  |  | N | Landfill Gas | [13 empty] | 0.22117 | 0.22117 | 0.22117 | 0.22117 | [11 empty] | INGENCO Wholesale Power LLC | 100 | INGENCO | 100
Wicomico | 56680_G_18 | 56680 | G | 18 |  | Landfill Gas |  | PJM_EMAC | Maryland | 24 | Wicomico | 45 | 24045 | 0.3 | 13500 | 2007 | 9999 |  |  | N | Landfill Gas | [13 empty] | 0.22117 | 0.22117 | 0.22117 | 0.22117 | [11 empty] | INGENCO Wholesale Power LLC | 100 | INGENCO | 100
Wicomico | 56680_G_2 | 56680 | G | 2 |  | Landfill Gas |  | PJM_EMAC | Maryland | 24 | Wicomico | 45 | 24045 | 0.3 | 13500 | 2007 | 9999 |  |  | N | Landfill Gas | [13 empty] | 0.22117 | 0.22117 | 0.22117 | 0.22117 | [11 empty] | INGENCO Wholesale Power LLC | 100 | INGENCO | 100
Wicomico | 56680_G_3 | 56680 | G | 3 |  | Landfill Gas |  | PJM_EMAC | Maryland | 24 | Wicomico | 45 | 24045 | 0.3 | 13500 | 2007 | 9999 |  |  | N | Landfill Gas | [13 empty] | 0.22117 | 0.22117 | 0.22117 | 0.22117 | [11 empty] | INGENCO Wholesale Power LLC | 100 | INGENCO | 100
Wicomico | 56680_G_4 | 56680 | G | 4 |  | Landfill Gas |  | PJM_EMAC | Maryland | 24 | Wicomico | 45 | 24045 | 0.3 | 13500 | 2007 | 9999 |  |  | N | Landfill Gas | [13 empty] | 0.22117 | 0.22117 | 0.22117 | 0.22117 | [11 empty] | INGENCO Wholesale Power LLC | 100 | INGENCO | 100
Wicomico | 56680_G_5 | 56680 | G | 5 |  | Landfill Gas |  | PJM_EMAC | Maryland | 24 | Wicomico | 45 | 24045 | 0.3 | 13500 | 2007 | 9999 |  |  | N | Landfill Gas | [13 empty] | 0.22117 | 0.22117 | 0.22117 | 0.22117 | [11 empty] | INGENCO Wholesale Power LLC | 100 | INGENCO | 100
Wicomico | 56680_G_6 | 56680 | G | 6 |  | Landfill Gas |  | PJM_EMAC | Maryland | 24 | Wicomico | 45 | 24045 | 0.3 | 13500 | 2007 | 9999 |  |  | N | Landfill Gas | [13 empty] | 0.22117 | 0.22117 | 0.22117 | 0.22117 | [11 empty] | INGENCO Wholesale Power LLC | 100 | INGENCO | 100
Wicomico | 56680_G_7 | 56680 | G | 7 |  | Landfill Gas |  | PJM_EMAC | Maryland | 24 | Wicomico | 45 | 24045 | 0.3 | 13500 | 2007 | 9999 |  |  | N | Landfill Gas | [13 empty] | 0.22117 | 0.22117 | 0.22117 | 0.22117 | [11 empty] | INGENCO Wholesale Power LLC | 100 | INGENCO | 100
Wicomico | 56680_G_8 | 56680 | G | 8 |  | Landfill Gas |  | PJM_EMAC | Maryland | 24 | Wicomico | 45 | 24045 | 0.3 | 13500 | 2007 | 9999 |  |  | N | Landfill Gas | [13 empty] | 0.22117 | 0.22117 | 0.22117 | 0.22117 | [11 empty] | INGENCO Wholesale Power LLC | 100 | INGENCO | 100
Wicomico | 56680_G_9 | 56680 | G | 9 |  | Landfill Gas |  | PJM_EMAC | Maryland | 24 | Wicomico | 45 | 24045 | 0.3 | 13500 | 2007 | 9999 |  |  | N | Landfill Gas | [13 empty] | 0.22117 | 0.22117 | 0.22117 | 0.22117 | [11 empty] | INGENCO Wholesale Power LLC | 100 | INGENCO | 100
Amelia | 56681_G_1 | 56681 | G | 1 |  | Landfill Gas |  | PJM_Dom | Virginia | 51 | Amelia | 7 | 51007 | 0.3 | 13500 | 2001 | 9999 |  |  | N | Landfill Gas | [13 empty] | 0.6 | 0.6 | 0.6 | 0.6 | [11 empty] | INGENCO | 100 | INGENCO | 100
Amelia | 56681_G_10 | 56681 | G | 10 |  | Landfill Gas |  | PJM_Dom | Virginia | 51 | Amelia | 7 | 51007 | 0.3 | 13500 | 2001 | 9999 |  |  | N | Landfill Gas | [13 empty] | 0.6 | 0.6 | 0.6 | 0.6 | [11 empty] | INGENCO | 100 | INGENCO | 100
Amelia | 56681_G_11 | 56681 | G | 11 |  | Landfill Gas |  | PJM_Dom | Virginia | 51 | Amelia | 7 | 51007 | 0.3 | 13500 | 2001 | 9999 |  |  | N | Landfill Gas | [13 empty] | 0.6 | 0.6 | 0.6 | 0.6 | [11 empty] | INGENCO | 100 | INGENCO | 100
Amelia | 56681_G_12 | 56681 | G | 12 |  | Landfill Gas |  | PJM_Dom | Virginia | 51 | Amelia | 7 | 51007 | 0.3 | 13500 | 2001 | 9999 |  |  | N | Landfill Gas | [13 empty] | 0.6 | 0.6 | 0.6 | 0.6 | [11 empty] | INGENCO | 100 | INGENCO | 100
Amelia | 56681_G_13 | 56681 | G | 13 |  | Landfill Gas |  | PJM_Dom | Virginia | 51 | Amelia | 7 | 51007 | 0.3 | 13500 | 2001 | 9999 |  |  | N | Landfill Gas | [13 empty] | 0.6 | 0.6 | 0.6 | 0.6 | [11 empty] | INGENCO | 100 | INGENCO | 100
Amelia | 56681_G_14 | 56681 | G | 14 |  | Landfill Gas |  | PJM_Dom | Virginia | 51 | Amelia | 7 | 51007 | 0.3 | 13500 | 2001 | 9999 |  |  | N | Landfill Gas | [13 empty] | 0.6 | 0.6 | 0.6 | 0.6 | [11 empty] | INGENCO | 100 | INGENCO | 100
Amelia | 56681_G_15 | 56681 | G | 15 |  | Landfill Gas |  | PJM_Dom | Virginia | 51 | Amelia | 7 | 51007 | 0.3 | 13500 | 2001 | 9999 |  |  | N | Landfill Gas | [13 empty] | 0.6 | 0.6 | 0.6 | 0.6 | [11 empty] | INGENCO | 100 | INGENCO | 100
Amelia | 56681_G_16 | 56681 | G | 16 |  | Landfill Gas |  | PJM_Dom | Virginia | 51 | Amelia | 7 | 51007 | 0.3 | 13500 | 2001 | 9999 |  |  | N | Landfill Gas | [13 empty] | 0.6 | 0.6 | 0.6 | 0.6 | [11 empty] | INGENCO | 100 | INGENCO | 100
Amelia | 56681_G_17 | 56681 | G | 17 |  | Landfill Gas |  | PJM_Dom | Virginia | 51 | Amelia | 7 | 51007 | 0.3 | 13500 | 2001 | 9999 |  |  | N | Landfill Gas | [13 empty] | 0.6 | 0.6 | 0.6 | 0.6 | [11 empty] | INGENCO | 100 | INGENCO | 100
Amelia | 56681_G_18 | 56681 | G | 18 |  | Landfill Gas |  | PJM_Dom | Virginia | 51 | Amelia | 7 | 51007 | 0.3 | 13500 | 2001 | 9999 |  |  | N | Landfill Gas | [13 empty] | 0.6 | 0.6 | 0.6 | 0.6 | [11 empty] | INGENCO | 100 | INGENCO | 100
Amelia | 56681_G_19 | 56681 | G | 19 |  | Landfill Gas |  | PJM_Dom | Virginia | 51 | Amelia | 7 | 51007 | 0.3 | 13500 | 2001 | 9999 |  |  | N | Landfill Gas | [13 empty] | 0.6 | 0.6 | 0.6 | 0.6 | [11 empty] | INGENCO | 100 | INGENCO | 100
Amelia | 56681_G_2 | 56681 | G | 2 |  | Landfill Gas |  | PJM_Dom | Virginia | 51 | Amelia | 7 | 51007 | 0.3 | 13500 | 2001 | 9999 |  |  | N | Landfill Gas | [13 empty] | 0.6 | 0.6 | 0.6 | 0.6 | [11 empty] | INGENCO | 100 | INGENCO | 100
Amelia | 56681_G_20 | 56681 | G | 20 |  | Landfill Gas |  | PJM_Dom | Virginia | 51 | Amelia | 7 | 51007 | 0.3 | 13500 | 2001 | 9999 |  |  | N | Landfill Gas | [13 empty] | 0.6 | 0.6 | 0.6 | 0.6 | [11 empty] | INGENCO | 100 | INGENCO | 100
Amelia | 56681_G_21 | 56681 | G | 21 |  | Landfill Gas |  | PJM_Dom | Virginia | 51 | Amelia | 7 | 51007 | 0.3 | 13500 | 2001 | 9999 |  |  | N | Landfill Gas | [13 empty] | 0.6 | 0.6 | 0.6 | 0.6 | [11 empty] | INGENCO | 100 | INGENCO | 100
Amelia | 56681_G_22 | 56681 | G | 22 |  | Landfill Gas |  | PJM_Dom | Virginia | 51 | Amelia | 7 | 51007 | 0.3 | 13500 | 2001 | 9999 |  |  | N | Landfill Gas | [13 empty] | 0.6 | 0.6 | 0.6 | 0.6 | [11 empty] | INGENCO | 100 | INGENCO | 100
Amelia | 56681_G_23 | 56681 | G | 23 |  | Landfill Gas |  | PJM_Dom | Virginia | 51 | Amelia | 7 | 51007 | 0.3 | 13500 | 2001 | 9999 |  |  | N | Landfill Gas | [13 empty] | 0.6 | 0.6 | 0.6 | 0.6 | [11 empty] | INGENCO | 100 | INGENCO | 100
Amelia | 56681_G_24 | 56681 | G | 24 |  | Landfill Gas |  | PJM_Dom | Virginia | 51 | Amelia | 7 | 51007 | 0.3 | 13500 | 2001 | 9999 |  |  | N | Landfill Gas | [13 empty] | 0.6 | 0.6 | 0.6 | 0.6 | [11 empty] | INGENCO | 100 | INGENCO | 100
Amelia | 56681_G_25 | 56681 | G | 25 |  | Landfill Gas |  | PJM_Dom | Virginia | 51 | Amelia | 7 | 51007 | 0.3 | 13500 | 2001 | 9999 |  |  | N | Landfill Gas | [13 empty] | 0.6 | 0.6 | 0.6 | 0.6 | [11 empty] | INGENCO | 100 | INGENCO | 100
Amelia | 56681_G_26 | 56681 | G | 26 |  | Landfill Gas |  | PJM_Dom | Virginia | 51 | Amelia | 7 | 51007 | 0.3 | 13500 | 2001 | 9999 |  |  | N | Landfill Gas | [13 empty] | 0.6 | 0.6 | 0.6 | 0.6 | [11 empty] | INGENCO | 100 | INGENCO | 100
Amelia | 56681_G_27 | 56681 | G | 27 |  | Landfill Gas |  | PJM_Dom | Virginia | 51 | Amelia | 7 | 51007 | 0.3 | 13500 | 2001 | 9999 |  |  | N | Landfill Gas | [13 empty] | 0.6 | 0.6 | 0.6 | 0.6 | [11 empty] | INGENCO | 100 | INGENCO | 100
Amelia | 56681_G_28 | 56681 | G | 28 |  | Landfill Gas |  | PJM_Dom | Virginia | 51 | Amelia | 7 | 51007 | 0.3 | 13500 | 2001 | 9999 |  |  | N | Landfill Gas | [13 empty] | 0.6 | 0.6 | 0.6 | 0.6 | [11 empty] | INGENCO | 100 | INGENCO | 100
Amelia | 56681_G_29 | 56681 | G | 29 |  | Landfill Gas |  | PJM_Dom | Virginia | 51 | Amelia | 7 | 51007 | 0.3 | 13500 | 2001 | 9999 |  |  | N | Landfill Gas | [13 empty] | 0.6 | 0.6 | 0.6 | 0.6 | [11 empty] | INGENCO | 100 | INGENCO | 100
Amelia | 56681_G_3 | 56681 | G | 3 |  | Landfill Gas |  | PJM_Dom | Virginia | 51 | Amelia | 7 | 51007 | 0.3 | 13500 | 2001 | 9999 |  |  | N | Landfill Gas | [13 empty] | 0.6 | 0.6 | 0.6 | 0.6 | [11 empty] | INGENCO | 100 | INGENCO | 100
Amelia | 56681_G_30 | 56681 | G | 30 |  | Landfill Gas |  | PJM_Dom | Virginia | 51 | Amelia | 7 | 51007 | 0.3 | 13500 | 2001 | 9999 |  |  | N | Landfill Gas | [13 empty] | 0.6 | 0.6 | 0.6 | 0.6 | [11 empty] | INGENCO | 100 | INGENCO | 100
Amelia | 56681_G_31 | 56681 | G | 31 |  | Landfill Gas |  | PJM_Dom | Virginia | 51 | Amelia | 7 | 51007 | 0.3 | 13500 | 2001 | 9999 |  |  | N | Landfill Gas | [13 empty] | 0.6 | 0.6 | 0.6 | 0.6 | [11 empty] | INGENCO | 100 | INGENCO | 100
Amelia | 56681_G_32 | 56681 | G | 32 |  | Landfill Gas |  | PJM_Dom | Virginia | 51 | Amelia | 7 | 51007 | 0.3 | 13500 | 2001 | 9999 |  |  | N | Landfill Gas | [13 empty] | 0.6 | 0.6 | 0.6 | 0.6 | [11 empty] | INGENCO | 100 | INGENCO | 100
Amelia | 56681_G_33 | 56681 | G | 33 |  | Landfill Gas |  | PJM_Dom | Virginia | 51 | Amelia | 7 | 51007 | 0.3 | 13500 | 2001 | 9999 |  |  | N | Landfill Gas | [13 empty] | 0.6 | 0.6 | 0.6 | 0.6 | [11 empty] | INGENCO | 100 | INGENCO | 100
Amelia | 56681_G_34 | 56681 | G | 34 |  | Landfill Gas |  | PJM_Dom | Virginia | 51 | Amelia | 7 | 51007 | 0.3 | 13500 | 2001 | 9999 |  |  | N | Landfill Gas | [13 empty] | 0.6 | 0.6 | 0.6 | 0.6 | [11 empty] | INGENCO | 100 | INGENCO | 100
Amelia | 56681_G_35 | 56681 | G | 35 |  | Landfill Gas |  | PJM_Dom | Virginia | 51 | Amelia | 7 | 51007 | 0.3 | 13500 | 2001 | 9999 |  |  | N | Landfill Gas | [13 empty] | 0.6 | 0.6 | 0.6 | 0.6 | [11 empty] | INGENCO | 100 | INGENCO | 100
Amelia | 56681_G_36 | 56681 | G | 36 |  | Landfill Gas |  | PJM_Dom | Virginia | 51 | Amelia | 7 | 51007 | 0.3 | 13500 | 2001 | 9999 |  |  | N | Landfill Gas | [13 empty] | 0.6 | 0.6 | 0.6 | 0.6 | [11 empty] | INGENCO | 100 | INGENCO | 100
Amelia | 56681_G_37 | 56681 | G | 37 |  | Landfill Gas |  | PJM_Dom | Virginia | 51 | Amelia | 7 | 51007 | 0.3 | 13500 | 2001 | 9999 |  |  | N | Landfill Gas | [13 empty] | 0.6 | 0.6 | 0.6 | 0.6 | [11 empty] | INGENCO | 100 | INGENCO | 100
Amelia | 56681_G_38 | 56681 | G | 38 |  | Landfill Gas |  | PJM_Dom | Virginia | 51 | Amelia | 7 | 51007 | 0.3 | 13500 | 2001 | 9999 |  |  | N | Landfill Gas | [13 empty] | 0.6 | 0.6 | 0.6 | 0.6 | [11 empty] | INGENCO | 100 | INGENCO | 100
Amelia | 56681_G_39 | 56681 | G | 39 |  | Landfill Gas |  | PJM_Dom | Virginia | 51 | Amelia | 7 | 51007 | 0.3 | 13500 | 2001 | 9999 |  |  | N | Landfill Gas | [13 empty] | 0.6 | 0.6 | 0.6 | 0.6 | [11 empty] | INGENCO | 100 | INGENCO | 100
Amelia | 56681_G_4 | 56681 | G | 4 |  | Landfill Gas |  | PJM_Dom | Virginia | 51 | Amelia | 7 | 51007 | 0.3 | 13500 | 2001 | 9999 |  |  | N | Landfill Gas | [13 empty] | 0.6 | 0.6 | 0.6 | 0.6 | [11 empty] | INGENCO | 100 | INGENCO | 100
Amelia | 56681_G_40 | 56681 | G | 40 |  | Landfill Gas |  | PJM_Dom | Virginia | 51 | Amelia | 7 | 51007 | 0.3 | 13500 | 2001 | 9999 |  |  | N | Landfill Gas | [13 empty] | 0.6 | 0.6 | 0.6 | 0.6 | [11 empty] | INGENCO | 100 | INGENCO | 100
Amelia | 56681_G_41 | 56681 | G | 41 |  | Landfill Gas |  | PJM_Dom | Virginia | 51 | Amelia | 7 | 51007 | 0.3 | 13500 | 2001 | 9999 |  |  | N | Landfill Gas | [13 empty] | 0.6 | 0.6 | 0.6 | 0.6 | [11 empty] | INGENCO | 100 | INGENCO | 100
Amelia | 56681_G_42 | 56681 | G | 42 |  | Landfill Gas |  | PJM_Dom | Virginia | 51 | Amelia | 7 | 51007 | 0.3 | 13500 | 2001 | 9999 |  |  | N | Landfill Gas | [13 empty] | 0.6 | 0.6 | 0.6 | 0.6 | [11 empty] | INGENCO | 100 | INGENCO | 100
Amelia | 56681_G_43 | 56681 | G | 43 |  | Landfill Gas |  | PJM_Dom | Virginia | 51 | Amelia | 7 | 51007 | 0.3 | 13500 | 2001 | 9999 |  |  | N | Landfill Gas | [13 empty] | 0.6 | 0.6 | 0.6 | 0.6 | [11 empty] | INGENCO | 100 | INGENCO | 100
Amelia | 56681_G_44 | 56681 | G | 44 |  | Landfill Gas |  | PJM_Dom | Virginia | 51 | Amelia | 7 | 51007 | 0.3 | 13500 | 2001 | 9999 |  |  | N | Landfill Gas | [13 empty] | 0.6 | 0.6 | 0.6 | 0.6 | [11 empty] | INGENCO | 100 | INGENCO | 100
Amelia | 56681_G_45 | 56681 | G | 45 |  | Landfill Gas |  | PJM_Dom | Virginia | 51 | Amelia | 7 | 51007 | 0.3 | 13500 | 2001 | 9999 |  |  | N | Landfill Gas | [13 empty] | 0.6 | 0.6 | 0.6 | 0.6 | [11 empty] | INGENCO | 100 | INGENCO | 100
Amelia | 56681_G_46 | 56681 | G | 46 |  | Landfill Gas |  | PJM_Dom | Virginia | 51 | Amelia | 7 | 51007 | 0.3 | 13500 | 2001 | 9999 |  |  | N | Landfill Gas | [13 empty] | 0.6 | 0.6 | 0.6 | 0.6 | [11 empty] | INGENCO | 100 | INGENCO | 100
Amelia | 56681_G_47 | 56681 | G | 47 |  | Landfill Gas |  | PJM_Dom | Virginia | 51 | Amelia | 7 | 51007 | 0.3 | 13500 | 2001 | 9999 |  |  | N | Landfill Gas | [13 empty] | 0.6 | 0.6 | 0.6 | 0.6 | [11 empty] | INGENCO | 100 | INGENCO | 100
Amelia | 56681_G_48 | 56681 | G | 48 |  | Landfill Gas |  | PJM_Dom | Virginia | 51 | Amelia | 7 | 51007 | 0.3 | 13500 | 2001 | 9999 |  |  | N | Landfill Gas | [13 empty] | 0.6 | 0.6 | 0.6 | 0.6 | [11 empty] | INGENCO | 100 | INGENCO | 100
Amelia | 56681_G_5 | 56681 | G | 5 |  | Landfill Gas |  | PJM_Dom | Virginia | 51 | Amelia | 7 | 51007 | 0.3 | 13500 | 2001 | 9999 |  |  | N | Landfill Gas | [13 empty] | 0.6 | 0.6 | 0.6 | 0.6 | [11 empty] | INGENCO | 100 | INGENCO | 100
Amelia | 56681_G_6 | 56681 | G | 6 |  | Landfill Gas |  | PJM_Dom | Virginia | 51 | Amelia | 7 | 51007 | 0.3 | 13500 | 2001 | 9999 |  |  | N | Landfill Gas | [13 empty] | 0.6 | 0.6 | 0.6 | 0.6 | [11 empty] | INGENCO | 100 | INGENCO | 100
Amelia | 56681_G_7 | 56681 | G | 7 |  | Landfill Gas |  | PJM_Dom | Virginia | 51 | Amelia | 7 | 51007 | 0.3 | 13500 | 2001 | 9999 |  |  | N | Landfill Gas | [13 empty] | 0.6 | 0.6 | 0.6 | 0.6 | [11 empty] | INGENCO | 100 | INGENCO | 100
Amelia | 56681_G_8 | 56681 | G | 8 |  | Landfill Gas |  | PJM_Dom | Virginia | 51 | Amelia | 7 | 51007 | 0.3 | 13500 | 2001 | 9999 |  |  | N | Landfill Gas | [13 empty] | 0.6 | 0.6 | 0.6 | 0.6 | [11 empty] | INGENCO | 100 | INGENCO | 100
Amelia | 56681_G_9 | 56681 | G | 9 |  | Landfill Gas |  | PJM_Dom | Virginia | 51 | Amelia | 7 | 51007 | 0.3 | 13500 | 2001 | 9999 |  |  | N | Landfill Gas | [13 empty] | 0.6 | 0.6 | 0.6 | 0.6 | [11 empty] | INGENCO | 100 | INGENCO | 100
Brunswick Landfill Gas | 56682_G_10 | 56682 | G | 10 |  | Landfill Gas |  | PJM_Dom | Virginia | 51 | Brunswick | 25 | 51025 | 0.3 | 13500 | 2007 | 9999 |  |  | N | Landfill Gas | [13 empty] | 0.6 | 0.6 | 0.6 | 0.6 | [11 empty] | INGENCO Wholesale Power LLC | 100 | INGENCO | 100
Brunswick Landfill Gas | 56682_G_11 | 56682 | G | 11 |  | Landfill Gas |  | PJM_Dom | Virginia | 51 | Brunswick | 25 | 51025 | 0.3 | 13500 | 2007 | 9999 |  |  | N | Landfill Gas | [13 empty] | 0.6 | 0.6 | 0.6 | 0.6 | [11 empty] | INGENCO Wholesale Power LLC | 100 | INGENCO | 100
Brunswick Landfill Gas | 56682_G_12 | 56682 | G | 12 |  | Landfill Gas |  | PJM_Dom | Virginia | 51 | Brunswick | 25 | 51025 | 0.3 | 13500 | 2007 | 9999 |  |  | N | Landfill Gas | [13 empty] | 0.6 | 0.6 | 0.6 | 0.6 | [11 empty] | INGENCO Wholesale Power LLC | 100 | INGENCO | 100
Brunswick Landfill Gas | 56682_G_13 | 56682 | G | 13 |  | Landfill Gas |  | PJM_Dom | Virginia | 51 | Brunswick | 25 | 51025 | 0.3 | 13500 | 2007 | 9999 |  |  | N | Landfill Gas | [13 empty] | 0.6 | 0.6 | 0.6 | 0.6 | [11 empty] | INGENCO Wholesale Power LLC | 100 | INGENCO | 100
Brunswick Landfill Gas | 56682_G_14 | 56682 | G | 14 |  | Landfill Gas |  | PJM_Dom | Virginia | 51 | Brunswick | 25 | 51025 | 0.3 | 13500 | 2007 | 9999 |  |  | N | Landfill Gas | [13 empty] | 0.6 | 0.6 | 0.6 | 0.6 | [11 empty] | INGENCO Wholesale Power LLC | 100 | INGENCO | 100
Brunswick Landfill Gas | 56682_G_15 | 56682 | G | 15 |  | Landfill Gas |  | PJM_Dom | Virginia | 51 | Brunswick | 25 | 51025 | 0.3 | 13500 | 2007 | 9999 |  |  | N | Landfill Gas | [13 empty] | 0.6 | 0.6 | 0.6 | 0.6 | [11 empty] | INGENCO Wholesale Power LLC | 100 | INGENCO | 100
Brunswick Landfill Gas | 56682_G_16 | 56682 | G | 16 |  | Landfill Gas |  | PJM_Dom | Virginia | 51 | Brunswick | 25 | 51025 | 0.3 | 13500 | 2007 | 9999 |  |  | N | Landfill Gas | [13 empty] | 0.6 | 0.6 | 0.6 | 0.6 | [11 empty] | INGENCO Wholesale Power LLC | 100 | INGENCO | 100
Brunswick Landfill Gas | 56682_G_17 | 56682 | G | 17 |  | Landfill Gas |  | PJM_Dom | Virginia | 51 | Brunswick | 25 | 51025 | 0.3 | 13500 | 2007 | 9999 |  |  | N | Landfill Gas | [13 empty] | 0.6 | 0.6 | 0.6 | 0.6 | [11 empty] | INGENCO Wholesale Power LLC | 100 | INGENCO | 100
Brunswick Landfill Gas | 56682_G_18 | 56682 | G | 18 |  | Landfill Gas |  | PJM_Dom | Virginia | 51 | Brunswick | 25 | 51025 | 0.3 | 13500 | 2007 | 9999 |  |  | N | Landfill Gas | [13 empty] | 0.6 | 0.6 | 0.6 | 0.6 | [11 empty] | INGENCO Wholesale Power LLC | 100 | INGENCO | 100
Brunswick Landfill Gas | 56682_G_19 | 56682 | G | 19 |  | Landfill Gas |  | PJM_Dom | Virginia | 51 | Brunswick | 25 | 51025 | 0.3 | 13500 | 2007 | 9999 |  |  | N | Landfill Gas | [13 empty] | 0.6 | 0.6 | 0.6 | 0.6 | [11 empty] | INGENCO Wholesale Power LLC | 100 | INGENCO | 100
Brunswick Landfill Gas | 56682_G_2 | 56682 | G | 2 |  | Landfill Gas |  | PJM_Dom | Virginia | 51 | Brunswick | 25 | 51025 | 0.3 | 13500 | 2007 | 9999 |  |  | N | Landfill Gas | [13 empty] | 0.6 | 0.6 | 0.6 | 0.6 | [11 empty] | INGENCO Wholesale Power LLC | 100 | INGENCO | 100
Brunswick Landfill Gas | 56682_G_20 | 56682 | G | 20 |  | Landfill Gas |  | PJM_Dom | Virginia | 51 | Brunswick | 25 | 51025 | 0.3 | 13500 | 2007 | 9999 |  |  | N | Landfill Gas | [13 empty] | 0.6 | 0.6 | 0.6 | 0.6 | [11 empty] | INGENCO Wholesale Power LLC | 100 | INGENCO | 100
Brunswick Landfill Gas | 56682_G_21 | 56682 | G | 21 |  | Landfill Gas |  | PJM_Dom | Virginia | 51 | Brunswick | 25 | 51025 | 0.3 | 13500 | 2007 | 9999 |  |  | N | Landfill Gas | [13 empty] | 0.6 | 0.6 | 0.6 | 0.6 | [11 empty] | INGENCO Wholesale Power LLC | 100 | INGENCO | 100
Brunswick Landfill Gas | 56682_G_22 | 56682 | G | 22 |  | Landfill Gas |  | PJM_Dom | Virginia | 51 | Brunswick | 25 | 51025 | 0.3 | 13500 | 2007 | 9999 |  |  | N | Landfill Gas | [13 empty] | 0.6 | 0.6 | 0.6 | 0.6 | [11 empty] | INGENCO Wholesale Power LLC | 100 | INGENCO | 100
Brunswick Landfill Gas | 56682_G_23 | 56682 | G | 23 |  | Landfill Gas |  | PJM_Dom | Virginia | 51 | Brunswick | 25 | 51025 | 0.3 | 13500 | 2007 | 9999 |  |  | N | Landfill Gas | [13 empty] | 0.6 | 0.6 | 0.6 | 0.6 | [11 empty] | INGENCO Wholesale Power LLC | 100 | INGENCO | 100
Brunswick Landfill Gas | 56682_G_24 | 56682 | G | 24 |  | Landfill Gas |  | PJM_Dom | Virginia | 51 | Brunswick | 25 | 51025 | 0.3 | 13500 | 2007 | 9999 |  |  | N | Landfill Gas | [13 empty] | 0.6 | 0.6 | 0.6 | 0.6 | [11 empty] | INGENCO Wholesale Power LLC | 100 | INGENCO | 100
Brunswick Landfill Gas | 56682_G_25 | 56682 | G | 25 |  | Landfill Gas |  | PJM_Dom | Virginia | 51 | Brunswick | 25 | 51025 | 0.3 | 13500 | 2007 | 9999 |  |  | N | Landfill Gas | [13 empty] | 0.6 | 0.6 | 0.6 | 0.6 | [11 empty] | INGENCO Wholesale Power LLC | 100 | INGENCO | 100
Brunswick Landfill Gas | 56682_G_26 | 56682 | G | 26 |  | Landfill Gas |  | PJM_Dom | Virginia | 51 | Brunswick | 25 | 51025 | 0.3 | 13500 | 2007 | 9999 |  |  | N | Landfill Gas | [13 empty] | 0.6 | 0.6 | 0.6 | 0.6 | [11 empty] | INGENCO Wholesale Power LLC | 100 | INGENCO | 100
Brunswick Landfill Gas | 56682_G_27 | 56682 | G | 27 |  | Landfill Gas |  | PJM_Dom | Virginia | 51 | Brunswick | 25 | 51025 | 0.3 | 13500 | 2007 | 9999 |  |  | N | Landfill Gas | [13 empty] | 0.6 | 0.6 | 0.6 | 0.6 | [11 empty] | INGENCO Wholesale Power LLC | 100 | INGENCO | 100
Brunswick Landfill Gas | 56682_G_28 | 56682 | G | 28 |  | Landfill Gas |  | PJM_Dom | Virginia | 51 | Brunswick | 25 | 51025 | 0.3 | 13500 | 2007 | 9999 |  |  | N | Landfill Gas | [13 empty] | 0.6 | 0.6 | 0.6 | 0.6 | [11 empty] | INGENCO Wholesale Power LLC | 100 | INGENCO | 100
Brunswick Landfill Gas | 56682_G_29 | 56682 | G | 29 |  | Landfill Gas |  | PJM_Dom | Virginia | 51 | Brunswick | 25 | 51025 | 0.3 | 13500 | 2007 | 9999 |  |  | N | Landfill Gas | [13 empty] | 0.6 | 0.6 | 0.6 | 0.6 | [11 empty] | INGENCO Wholesale Power LLC | 100 | INGENCO | 100
Brunswick Landfill Gas | 56682_G_3 | 56682 | G | 3 |  | Landfill Gas |  | PJM_Dom | Virginia | 51 | Brunswick | 25 | 51025 | 0.3 | 13500 | 2007 | 9999 |  |  | N | Landfill Gas | [13 empty] | 0.6 | 0.6 | 0.6 | 0.6 | [11 empty] | INGENCO Wholesale Power LLC | 100 | INGENCO | 100
Brunswick Landfill Gas | 56682_G_30 | 56682 | G | 30 |  | Landfill Gas |  | PJM_Dom | Virginia | 51 | Brunswick | 25 | 51025 | 0.3 | 13500 | 2007 | 9999 |  |  | N | Landfill Gas | [13 empty] | 0.6 | 0.6 | 0.6 | 0.6 | [11 empty] | INGENCO Wholesale Power LLC | 100 | INGENCO | 100
Brunswick Landfill Gas | 56682_G_31 | 56682 | G | 31 |  | Landfill Gas |  | PJM_Dom | Virginia | 51 | Brunswick | 25 | 51025 | 0.3 | 13500 | 2007 | 9999 |  |  | N | Landfill Gas | [13 empty] | 0.6 | 0.6 | 0.6 | 0.6 | [11 empty] | INGENCO Wholesale Power LLC | 100 | INGENCO | 100
Brunswick Landfill Gas | 56682_G_32 | 56682 | G | 32 |  | Landfill Gas |  | PJM_Dom | Virginia | 51 | Brunswick | 25 | 51025 | 0.3 | 13500 | 2007 | 9999 |  |  | N | Landfill Gas | [13 empty] | 0.6 | 0.6 | 0.6 | 0.6 | [11 empty] | INGENCO Wholesale Power LLC | 100 | INGENCO | 100
Brunswick Landfill Gas | 56682_G_33 | 56682 | G | 33 |  | Landfill Gas |  | PJM_Dom | Virginia | 51 | Brunswick | 25 | 51025 | 0.3 | 13500 | 2007 | 9999 |  |  | N | Landfill Gas | [13 empty] | 0.6 | 0.6 | 0.6 | 0.6 | [11 empty] | INGENCO Wholesale Power LLC | 100 | INGENCO | 100
Brunswick Landfill Gas | 56682_G_34 | 56682 | G | 34 |  | Landfill Gas |  | PJM_Dom | Virginia | 51 | Brunswick | 25 | 51025 | 0.3 | 13500 | 2007 | 9999 |  |  | N | Landfill Gas | [13 empty] | 0.6 | 0.6 | 0.6 | 0.6 | [11 empty] | INGENCO Wholesale Power LLC | 100 | INGENCO | 100
Brunswick Landfill Gas | 56682_G_35 | 56682 | G | 35 |  | Landfill Gas |  | PJM_Dom | Virginia | 51 | Brunswick | 25 | 51025 | 0.3 | 13500 | 2007 | 9999 |  |  | N | Landfill Gas | [13 empty] | 0.6 | 0.6 | 0.6 | 0.6 | [11 empty] | INGENCO Wholesale Power LLC | 100 | INGENCO | 100
Brunswick Landfill Gas | 56682_G_36 | 56682 | G | 36 |  | Landfill Gas |  | PJM_Dom | Virginia | 51 | Brunswick | 25 | 51025 | 0.3 | 13500 | 2007 | 9999 |  |  | N | Landfill Gas | [13 empty] | 0.6 | 0.6 | 0.6 | 0.6 | [11 empty] | INGENCO Wholesale Power LLC | 100 | INGENCO | 100
Brunswick Landfill Gas | 56682_G_4 | 56682 | G | 4 |  | Landfill Gas |  | PJM_Dom | Virginia | 51 | Brunswick | 25 | 51025 | 0.3 | 13500 | 2007 | 9999 |  |  | N | Landfill Gas | [13 empty] | 0.6 | 0.6 | 0.6 | 0.6 | [11 empty] | INGENCO Wholesale Power LLC | 100 | INGENCO | 100
Brunswick Landfill Gas | 56682_G_5 | 56682 | G | 5 |  | Landfill Gas |  | PJM_Dom | Virginia | 51 | Brunswick | 25 | 51025 | 0.3 | 13500 | 2007 | 9999 |  |  | N | Landfill Gas | [13 empty] | 0.6 | 0.6 | 0.6 | 0.6 | [11 empty] | INGENCO Wholesale Power LLC | 100 | INGENCO | 100
Brunswick Landfill Gas | 56682_G_6 | 56682 | G | 6 |  | Landfill Gas |  | PJM_Dom | Virginia | 51 | Brunswick | 25 | 51025 | 0.3 | 13500 | 2007 | 9999 |  |  | N | Landfill Gas | [13 empty] | 0.6 | 0.6 | 0.6 | 0.6 | [11 empty] | INGENCO Wholesale Power LLC | 100 | INGENCO | 100
Brunswick Landfill Gas | 56682_G_7 | 56682 | G | 7 |  | Landfill Gas |  | PJM_Dom | Virginia | 51 | Brunswick | 25 | 51025 | 0.3 | 13500 | 2007 | 9999 |  |  | N | Landfill Gas | [13 empty] | 0.6 | 0.6 | 0.6 | 0.6 | [11 empty] | INGENCO Wholesale Power LLC | 100 | INGENCO | 100
Brunswick Landfill Gas | 56682_G_8 | 56682 | G | 8 |  | Landfill Gas |  | PJM_Dom | Virginia | 51 | Brunswick | 25 | 51025 | 0.3 | 13500 | 2007 | 9999 |  |  | N | Landfill Gas | [13 empty] | 0.6 | 0.6 | 0.6 | 0.6 | [11 empty] | INGENCO Wholesale Power LLC | 100 | INGENCO | 100
Brunswick Landfill Gas | 56682_G_9 | 56682 | G | 9 |  | Landfill Gas |  | PJM_Dom | Virginia | 51 | Brunswick | 25 | 51025 | 0.3 | 13500 | 2007 | 9999 |  |  | N | Landfill Gas | [13 empty] | 0.6 | 0.6 | 0.6 | 0.6 | [11 empty] | INGENCO Wholesale Power LLC | 100 | INGENCO | 100
Charles City | 56683_G_1 | 56683 | G | 1 |  | Landfill Gas |  | PJM_Dom | Virginia | 51 | Charles City | 36 | 51036 | 0.3 | 13500 | 2003 | 9999 |  |  | N | Landfill Gas | [13 empty] | 0.6 | 0.6 | 0.6 | 0.6 | [11 empty] | INGENCO Wholesale Power LLC | 100 | INGENCO | 100
Charles City | 56683_G_10 | 56683 | G | 10 |  | Landfill Gas |  | PJM_Dom | Virginia | 51 | Charles City | 36 | 51036 | 0.3 | 13500 | 2003 | 9999 |  |  | N | Landfill Gas | [13 empty] | 0.6 | 0.6 | 0.6 | 0.6 | [11 empty] | INGENCO Wholesale Power LLC | 100 | INGENCO | 100
Charles City | 56683_G_11 | 56683 | G | 11 |  | Landfill Gas |  | PJM_Dom | Virginia | 51 | Charles City | 36 | 51036 | 0.3 | 13500 | 2003 | 9999 |  |  | N | Landfill Gas | [13 empty] | 0.6 | 0.6 | 0.6 | 0.6 | [11 empty] | INGENCO Wholesale Power LLC | 100 | INGENCO | 100
Charles City | 56683_G_12 | 56683 | G | 12 |  | Landfill Gas |  | PJM_Dom | Virginia | 51 | Charles City | 36 | 51036 | 0.3 | 13500 | 2003 | 9999 |  |  | N | Landfill Gas | [13 empty] | 0.6 | 0.6 | 0.6 | 0.6 | [11 empty] | INGENCO Wholesale Power LLC | 100 | INGENCO | 100
Charles City | 56683_G_13 | 56683 | G | 13 |  | Landfill Gas |  | PJM_Dom | Virginia | 51 | Charles City | 36 | 51036 | 0.3 | 13500 | 2003 | 9999 |  |  | N | Landfill Gas | [13 empty] | 0.6 | 0.6 | 0.6 | 0.6 | [11 empty] | INGENCO Wholesale Power LLC | 100 | INGENCO | 100
Charles City | 56683_G_14 | 56683 | G | 14 |  | Landfill Gas |  | PJM_Dom | Virginia | 51 | Charles City | 36 | 51036 | 0.3 | 13500 | 2003 | 9999 |  |  | N | Landfill Gas | [13 empty] | 0.6 | 0.6 | 0.6 | 0.6 | [11 empty] | INGENCO Wholesale Power LLC | 100 | INGENCO | 100
Charles City | 56683_G_15 | 56683 | G | 15 |  | Landfill Gas |  | PJM_Dom | Virginia | 51 | Charles City | 36 | 51036 | 0.3 | 13500 | 2003 | 9999 |  |  | N | Landfill Gas | [13 empty] | 0.6 | 0.6 | 0.6 | 0.6 | [11 empty] | INGENCO Wholesale Power LLC | 100 | INGENCO | 100
Charles City | 56683_G_16 | 56683 | G | 16 |  | Landfill Gas |  | PJM_Dom | Virginia | 51 | Charles City | 36 | 51036 | 0.3 | 13500 | 2003 | 9999 |  |  | N | Landfill Gas | [13 empty] | 0.6 | 0.6 | 0.6 | 0.6 | [11 empty] | INGENCO Wholesale Power LLC | 100 | INGENCO | 100
Charles City | 56683_G_17 | 56683 | G | 17 |  | Landfill Gas |  | PJM_Dom | Virginia | 51 | Charles City | 36 | 51036 | 0.3 | 13500 | 2003 | 9999 |  |  | N | Landfill Gas | [13 empty] | 0.6 | 0.6 | 0.6 | 0.6 | [11 empty] | INGENCO Wholesale Power LLC | 100 | INGENCO | 100
Charles City | 56683_G_18 | 56683 | G | 18 |  | Landfill Gas |  | PJM_Dom | Virginia | 51 | Charles City | 36 | 51036 | 0.3 | 13500 | 2003 | 9999 |  |  | N | Landfill Gas | [13 empty] | 0.6 | 0.6 | 0.6 | 0.6 | [11 empty] | INGENCO Wholesale Power LLC | 100 | INGENCO | 100
Charles City | 56683_G_19 | 56683 | G | 19 |  | Landfill Gas |  | PJM_Dom | Virginia | 51 | Charles City | 36 | 51036 | 0.3 | 13500 | 2003 | 9999 |  |  | N | Landfill Gas | [13 empty] | 0.6 | 0.6 | 0.6 | 0.6 | [11 empty] | INGENCO Wholesale Power LLC | 100 | INGENCO | 100
Charles City | 56683_G_2 | 56683 | G | 2 |  | Landfill Gas |  | PJM_Dom | Virginia | 51 | Charles City | 36 | 51036 | 0.3 | 13500 | 2003 | 9999 |  |  | N | Landfill Gas | [13 empty] | 0.6 | 0.6 | 0.6 | 0.6 | [11 empty] | INGENCO Wholesale Power LLC | 100 | INGENCO | 100
Charles City | 56683_G_20 | 56683 | G | 20 |  | Landfill Gas |  | PJM_Dom | Virginia | 51 | Charles City | 36 | 51036 | 0.3 | 13500 | 2003 | 9999 |  |  | N | Landfill Gas | [13 empty] | 0.6 | 0.6 | 0.6 | 0.6 | [11 empty] | INGENCO Wholesale Power LLC | 100 | INGENCO | 100
Charles City | 56683_G_21 | 56683 | G | 21 |  | Landfill Gas |  | PJM_Dom | Virginia | 51 | Charles City | 36 | 51036 | 0.3 | 13500 | 2003 | 9999 |  |  | N | Landfill Gas | [13 empty] | 0.6 | 0.6 | 0.6 | 0.6 | [11 empty] | INGENCO Wholesale Power LLC | 100 | INGENCO | 100
Charles City | 56683_G_22 | 56683 | G | 22 |  | Landfill Gas |  | PJM_Dom | Virginia | 51 | Charles City | 36 | 51036 | 0.3 | 13500 | 2003 | 9999 |  |  | N | Landfill Gas | [13 empty] | 0.6 | 0.6 | 0.6 | 0.6 | [11 empty] | INGENCO Wholesale Power LLC | 100 | INGENCO | 100
Charles City | 56683_G_23 | 56683 | G | 23 |  | Landfill Gas |  | PJM_Dom | Virginia | 51 | Charles City | 36 | 51036 | 0.3 | 13500 | 2003 | 9999 |  |  | N | Landfill Gas | [13 empty] | 0.6 | 0.6 | 0.6 | 0.6 | [11 empty] | INGENCO Wholesale Power LLC | 100 | INGENCO | 100
Charles City | 56683_G_24 | 56683 | G | 24 |  | Landfill Gas |  | PJM_Dom | Virginia | 51 | Charles City | 36 | 51036 | 0.3 | 13500 | 2003 | 9999 |  |  | N | Landfill Gas | [13 empty] | 0.6 | 0.6 | 0.6 | 0.6 | [11 empty] | INGENCO Wholesale Power LLC | 100 | INGENCO | 100
Charles City | 56683_G_25 | 56683 | G | 25 |  | Landfill Gas |  | PJM_Dom | Virginia | 51 | Charles City | 36 | 51036 | 0.3 | 13500 | 2003 | 9999 |  |  | N | Landfill Gas | [13 empty] | 0.6 | 0.6 | 0.6 | 0.6 | [11 empty] | INGENCO Wholesale Power LLC | 100 | INGENCO | 100
Charles City | 56683_G_26 | 56683 | G | 26 |  | Landfill Gas |  | PJM_Dom | Virginia | 51 | Charles City | 36 | 51036 | 0.3 | 13500 | 2003 | 9999 |  |  | N | Landfill Gas | [13 empty] | 0.6 | 0.6 | 0.6 | 0.6 | [11 empty] | INGENCO Wholesale Power LLC | 100 | INGENCO | 100
Charles City | 56683_G_27 | 56683 | G | 27 |  | Landfill Gas |  | PJM_Dom | Virginia | 51 | Charles City | 36 | 51036 | 0.3 | 13500 | 2003 | 9999 |  |  | N | Landfill Gas | [13 empty] | 0.6 | 0.6 | 0.6 | 0.6 | [11 empty] | INGENCO Wholesale Power LLC | 100 | INGENCO | 100
Charles City | 56683_G_28 | 56683 | G | 28 |  | Landfill Gas |  | PJM_Dom | Virginia | 51 | Charles City | 36 | 51036 | 0.3 | 13500 | 2003 | 9999 |  |  | N | Landfill Gas | [13 empty] | 0.6 | 0.6 | 0.6 | 0.6 | [11 empty] | INGENCO Wholesale Power LLC | 100 | INGENCO | 100
Charles City | 56683_G_29 | 56683 | G | 29 |  | Landfill Gas |  | PJM_Dom | Virginia | 51 | Charles City | 36 | 51036 | 0.3 | 13500 | 2003 | 9999 |  |  | N | Landfill Gas | [13 empty] | 0.6 | 0.6 | 0.6 | 0.6 | [11 empty] | INGENCO Wholesale Power LLC | 100 | INGENCO | 100
Charles City | 56683_G_3 | 56683 | G | 3 |  | Landfill Gas |  | PJM_Dom | Virginia | 51 | Charles City | 36 | 51036 | 0.3 | 13500 | 2003 | 9999 |  |  | N | Landfill Gas | [13 empty] | 0.6 | 0.6 | 0.6 | 0.6 | [11 empty] | INGENCO Wholesale Power LLC | 100 | INGENCO | 100
Charles City | 56683_G_30 | 56683 | G | 30 |  | Landfill Gas |  | PJM_Dom | Virginia | 51 | Charles City | 36 | 51036 | 0.3 | 13500 | 2003 | 9999 |  |  | N | Landfill Gas | [13 empty] | 0.6 | 0.6 | 0.6 | 0.6 | [11 empty] | INGENCO Wholesale Power LLC | 100 | INGENCO | 100
Charles City | 56683_G_31 | 56683 | G | 31 |  | Landfill Gas |  | PJM_Dom | Virginia | 51 | Charles City | 36 | 51036 | 0.3 | 13500 | 2003 | 9999 |  |  | N | Landfill Gas | [13 empty] | 0.6 | 0.6 | 0.6 | 0.6 | [11 empty] | INGENCO Wholesale Power LLC | 100 | INGENCO | 100
Charles City | 56683_G_32 | 56683 | G | 32 |  | Landfill Gas |  | PJM_Dom | Virginia | 51 | Charles City | 36 | 51036 | 0.3 | 13500 | 2003 | 9999 |  |  | N | Landfill Gas | [13 empty] | 0.6 | 0.6 | 0.6 | 0.6 | [11 empty] | INGENCO Wholesale Power LLC | 100 | INGENCO | 100
Charles City | 56683_G_33 | 56683 | G | 33 |  | Landfill Gas |  | PJM_Dom | Virginia | 51 | Charles City | 36 | 51036 | 0.3 | 13500 | 2003 | 9999 |  |  | N | Landfill Gas | [13 empty] | 0.6 | 0.6 | 0.6 | 0.6 | [11 empty] | INGENCO Wholesale Power LLC | 100 | INGENCO | 100
Charles City | 56683_G_34 | 56683 | G | 34 |  | Landfill Gas |  | PJM_Dom | Virginia | 51 | Charles City | 36 | 51036 | 0.3 | 13500 | 2003 | 9999 |  |  | N | Landfill Gas | [13 empty] | 0.6 | 0.6 | 0.6 | 0.6 | [11 empty] | INGENCO Wholesale Power LLC | 100 | INGENCO | 100
Charles City | 56683_G_35 | 56683 | G | 35 |  | Landfill Gas |  | PJM_Dom | Virginia | 51 | Charles City | 36 | 51036 | 0.3 | 13500 | 2003 | 9999 |  |  | N | Landfill Gas | [13 empty] | 0.6 | 0.6 | 0.6 | 0.6 | [11 empty] | INGENCO Wholesale Power LLC | 100 | INGENCO | 100
Charles City | 56683_G_36 | 56683 | G | 36 |  | Landfill Gas |  | PJM_Dom | Virginia | 51 | Charles City | 36 | 51036 | 0.3 | 13500 | 2003 | 9999 |  |  | N | Landfill Gas | [13 empty] | 0.6 | 0.6 | 0.6 | 0.6 | [11 empty] | INGENCO Wholesale Power LLC | 100 | INGENCO | 100
Charles City | 56683_G_37 | 56683 | G | 37 |  | Landfill Gas |  | PJM_Dom | Virginia | 51 | Charles City | 36 | 51036 | 0.3 | 13500 | 2003 | 9999 |  |  | N | Landfill Gas | [13 empty] | 0.6 | 0.6 | 0.6 | 0.6 | [11 empty] | INGENCO Wholesale Power LLC | 100 | INGENCO | 100
Charles City | 56683_G_38 | 56683 | G | 38 |  | Landfill Gas |  | PJM_Dom | Virginia | 51 | Charles City | 36 | 51036 | 0.3 | 13500 | 2003 | 9999 |  |  | N | Landfill Gas | [13 empty] | 0.6 | 0.6 | 0.6 | 0.6 | [11 empty] | INGENCO Wholesale Power LLC | 100 | INGENCO | 100
Charles City | 56683_G_39 | 56683 | G | 39 |  | Landfill Gas |  | PJM_Dom | Virginia | 51 | Charles City | 36 | 51036 | 0.3 | 13500 | 2003 | 9999 |  |  | N | Landfill Gas | [13 empty] | 0.6 | 0.6 | 0.6 | 0.6 | [11 empty] | INGENCO Wholesale Power LLC | 100 | INGENCO | 100
Charles City | 56683_G_4 | 56683 | G | 4 |  | Landfill Gas |  | PJM_Dom | Virginia | 51 | Charles City | 36 | 51036 | 0.3 | 13500 | 2003 | 9999 |  |  | N | Landfill Gas | [13 empty] | 0.6 | 0.6 | 0.6 | 0.6 | [11 empty] | INGENCO Wholesale Power LLC | 100 | INGENCO | 100
Charles City | 56683_G_40 | 56683 | G | 40 |  | Landfill Gas |  | PJM_Dom | Virginia | 51 | Charles City | 36 | 51036 | 0.3 | 13500 | 2003 | 9999 |  |  | N | Landfill Gas | [13 empty] | 0.6 | 0.6 | 0.6 | 0.6 | [11 empty] | INGENCO Wholesale Power LLC | 100 | INGENCO | 100
Charles City | 56683_G_41 | 56683 | G | 41 |  | Landfill Gas |  | PJM_Dom | Virginia | 51 | Charles City | 36 | 51036 | 0.3 | 13500 | 2003 | 9999 |  |  | N | Landfill Gas | [13 empty] | 0.6 | 0.6 | 0.6 | 0.6 | [11 empty] | INGENCO Wholesale Power LLC | 100 | INGENCO | 100
Charles City | 56683_G_42 | 56683 | G | 42 |  | Landfill Gas |  | PJM_Dom | Virginia | 51 | Charles City | 36 | 51036 | 0.3 | 13500 | 2003 | 9999 |  |  | N | Landfill Gas | [13 empty] | 0.6 | 0.6 | 0.6 | 0.6 | [11 empty] | INGENCO Wholesale Power LLC | 100 | INGENCO | 100
Charles City | 56683_G_43 | 56683 | G | 43 |  | Landfill Gas |  | PJM_Dom | Virginia | 51 | Charles City | 36 | 51036 | 0.3 | 13500 | 2003 | 9999 |  |  | N | Landfill Gas | [13 empty] | 0.6 | 0.6 | 0.6 | 0.6 | [11 empty] | INGENCO Wholesale Power LLC | 100 | INGENCO | 100
Charles City | 56683_G_44 | 56683 | G | 44 |  | Landfill Gas |  | PJM_Dom | Virginia | 51 | Charles City | 36 | 51036 | 0.3 | 13500 | 2003 | 9999 |  |  | N | Landfill Gas | [13 empty] | 0.6 | 0.6 | 0.6 | 0.6 | [11 empty] | INGENCO Wholesale Power LLC | 100 | INGENCO | 100
Charles City | 56683_G_45 | 56683 | G | 45 |  | Landfill Gas |  | PJM_Dom | Virginia | 51 | Charles City | 36 | 51036 | 0.3 | 13500 | 2003 | 9999 |  |  | N | Landfill Gas | [13 empty] | 0.6 | 0.6 | 0.6 | 0.6 | [11 empty] | INGENCO Wholesale Power LLC | 100 | INGENCO | 100
Charles City | 56683_G_46 | 56683 | G | 46 |  | Landfill Gas |  | PJM_Dom | Virginia | 51 | Charles City | 36 | 51036 | 0.3 | 13500 | 2003 | 9999 |  |  | N | Landfill Gas | [13 empty] | 0.6 | 0.6 | 0.6 | 0.6 | [11 empty] | INGENCO Wholesale Power LLC | 100 | INGENCO | 100
Charles City | 56683_G_47 | 56683 | G | 47 |  | Landfill Gas |  | PJM_Dom | Virginia | 51 | Charles City | 36 | 51036 | 0.3 | 13500 | 2003 | 9999 |  |  | N | Landfill Gas | [13 empty] | 0.6 | 0.6 | 0.6 | 0.6 | [11 empty] | INGENCO Wholesale Power LLC | 100 | INGENCO | 100
Charles City | 56683_G_48 | 56683 | G | 48 |  | Landfill Gas |  | PJM_Dom | Virginia | 51 | Charles City | 36 | 51036 | 0.3 | 13500 | 2003 | 9999 |  |  | N | Landfill Gas | [13 empty] | 0.6 | 0.6 | 0.6 | 0.6 | [11 empty] | INGENCO Wholesale Power LLC | 100 | INGENCO | 100
Charles City | 56683_G_5 | 56683 | G | 5 |  | Landfill Gas |  | PJM_Dom | Virginia | 51 | Charles City | 36 | 51036 | 0.3 | 13500 | 2003 | 9999 |  |  | N | Landfill Gas | [13 empty] | 0.6 | 0.6 | 0.6 | 0.6 | [11 empty] | INGENCO Wholesale Power LLC | 100 | INGENCO | 100
Charles City | 56683_G_6 | 56683 | G | 6 |  | Landfill Gas |  | PJM_Dom | Virginia | 51 | Charles City | 36 | 51036 | 0.3 | 13500 | 2003 | 9999 |  |  | N | Landfill Gas | [13 empty] | 0.6 | 0.6 | 0.6 | 0.6 | [11 empty] | INGENCO Wholesale Power LLC | 100 | INGENCO | 100
Charles City | 56683_G_7 | 56683 | G | 7 |  | Landfill Gas |  | PJM_Dom | Virginia | 51 | Charles City | 36 | 51036 | 0.3 | 13500 | 2003 | 9999 |  |  | N | Landfill Gas | [13 empty] | 0.6 | 0.6 | 0.6 | 0.6 | [11 empty] | INGENCO Wholesale Power LLC | 100 | INGENCO | 100
Charles City | 56683_G_8 | 56683 | G | 8 |  | Landfill Gas |  | PJM_Dom | Virginia | 51 | Charles City | 36 | 51036 | 0.3 | 13500 | 2003 | 9999 |  |  | N | Landfill Gas | [13 empty] | 0.6 | 0.6 | 0.6 | 0.6 | [11 empty] | INGENCO Wholesale Power LLC | 100 | INGENCO | 100
Charles City | 56683_G_9 | 56683 | G | 9 |  | Landfill Gas |  | PJM_Dom | Virginia | 51 | Charles City | 36 | 51036 | 0.3 | 13500 | 2003 | 9999 |  |  | N | Landfill Gas | [13 empty] | 0.6 | 0.6 | 0.6 | 0.6 | [11 empty] | INGENCO Wholesale Power LLC | 100 | INGENCO | 100
Chesterfield Landfill Gas | 56684_G_1 | 56684 | G | 1 |  | Landfill Gas |  | PJM_Dom | Virginia | 51 | Chesterfield | 41 | 51041 | 0.3 | 13500 | 2004 | 9999 |  |  | N | Landfill Gas | [13 empty] | 0.6 | 0.6 | 0.6 | 0.6 | [11 empty] | INGENCO Wholesale Power LLC | 100 | INGENCO | 100
Chesterfield Landfill Gas | 56684_G_10 | 56684 | G | 10 |  | Landfill Gas |  | PJM_Dom | Virginia | 51 | Chesterfield | 41 | 51041 | 0.3 | 13500 | 2004 | 9999 |  |  | N | Landfill Gas | [13 empty] | 0.6 | 0.6 | 0.6 | 0.6 | [11 empty] | INGENCO Wholesale Power LLC | 100 | INGENCO | 100
Chesterfield Landfill Gas | 56684_G_11 | 56684 | G | 11 |  | Landfill Gas |  | PJM_Dom | Virginia | 51 | Chesterfield | 41 | 51041 | 0.3 | 13500 | 2004 | 9999 |  |  | N | Landfill Gas | [13 empty] | 0.6 | 0.6 | 0.6 | 0.6 | [11 empty] | INGENCO Wholesale Power LLC | 100 | INGENCO | 100
Chesterfield Landfill Gas | 56684_G_12 | 56684 | G | 12 |  | Landfill Gas |  | PJM_Dom | Virginia | 51 | Chesterfield | 41 | 51041 | 0.3 | 13500 | 2004 | 9999 |  |  | N | Landfill Gas | [13 empty] | 0.6 | 0.6 | 0.6 | 0.6 | [11 empty] | INGENCO Wholesale Power LLC | 100 | INGENCO | 100
Chesterfield Landfill Gas | 56684_G_13 | 56684 | G | 13 |  | Landfill Gas |  | PJM_Dom | Virginia | 51 | Chesterfield | 41 | 51041 | 0.3 | 13500 | 2004 | 9999 |  |  | N | Landfill Gas | [13 empty] | 0.6 | 0.6 | 0.6 | 0.6 | [11 empty] | INGENCO Wholesale Power LLC | 100 | INGENCO | 100
Chesterfield Landfill Gas | 56684_G_14 | 56684 | G | 14 |  | Landfill Gas |  | PJM_Dom | Virginia | 51 | Chesterfield | 41 | 51041 | 0.3 | 13500 | 2004 | 9999 |  |  | N | Landfill Gas | [13 empty] | 0.6 | 0.6 | 0.6 | 0.6 | [11 empty] | INGENCO Wholesale Power LLC | 100 | INGENCO | 100
Chesterfield Landfill Gas | 56684_G_15 | 56684 | G | 15 |  | Landfill Gas |  | PJM_Dom | Virginia | 51 | Chesterfield | 41 | 51041 | 0.3 | 13500 | 2004 | 9999 |  |  | N | Landfill Gas | [13 empty] | 0.6 | 0.6 | 0.6 | 0.6 | [11 empty] | INGENCO Wholesale Power LLC | 100 | INGENCO | 100
Chesterfield Landfill Gas | 56684_G_16 | 56684 | G | 16 |  | Landfill Gas |  | PJM_Dom | Virginia | 51 | Chesterfield | 41 | 51041 | 0.3 | 13500 | 2004 | 9999 |  |  | N | Landfill Gas | [13 empty] | 0.6 | 0.6 | 0.6 | 0.6 | [11 empty] | INGENCO Wholesale Power LLC | 100 | INGENCO | 100
Chesterfield Landfill Gas | 56684_G_17 | 56684 | G | 17 |  | Landfill Gas |  | PJM_Dom | Virginia | 51 | Chesterfield | 41 | 51041 | 0.3 | 13500 | 2004 | 9999 |  |  | N | Landfill Gas | [13 empty] | 0.6 | 0.6 | 0.6 | 0.6 | [11 empty] | INGENCO Wholesale Power LLC | 100 | INGENCO | 100
Chesterfield Landfill Gas | 56684_G_18 | 56684 | G | 18 |  | Landfill Gas |  | PJM_Dom | Virginia | 51 | Chesterfield | 41 | 51041 | 0.3 | 13500 | 2004 | 9999 |  |  | N | Landfill Gas | [13 empty] | 0.6 | 0.6 | 0.6 | 0.6 | [11 empty] | INGENCO Wholesale Power LLC | 100 | INGENCO | 100
Chesterfield Landfill Gas | 56684_G_19 | 56684 | G | 19 |  | Landfill Gas |  | PJM_Dom | Virginia | 51 | Chesterfield | 41 | 51041 | 0.3 | 13500 | 2004 | 9999 |  |  | N | Landfill Gas | [13 empty] | 0.6 | 0.6 | 0.6 | 0.6 | [11 empty] | INGENCO Wholesale Power LLC | 100 | INGENCO | 100
Chesterfield Landfill Gas | 56684_G_2 | 56684 | G | 2 |  | Landfill Gas |  | PJM_Dom | Virginia | 51 | Chesterfield | 41 | 51041 | 0.3 | 13500 | 2004 | 9999 |  |  | N | Landfill Gas | [13 empty] | 0.6 | 0.6 | 0.6 | 0.6 | [11 empty] | INGENCO Wholesale Power LLC | 100 | INGENCO | 100
Chesterfield Landfill Gas | 56684_G_20 | 56684 | G | 20 |  | Landfill Gas |  | PJM_Dom | Virginia | 51 | Chesterfield | 41 | 51041 | 0.3 | 13500 | 2004 | 9999 |  |  | N | Landfill Gas | [13 empty] | 0.6 | 0.6 | 0.6 | 0.6 | [11 empty] | INGENCO Wholesale Power LLC | 100 | INGENCO | 100
Chesterfield Landfill Gas | 56684_G_21 | 56684 | G | 21 |  | Landfill Gas |  | PJM_Dom | Virginia | 51 | Chesterfield | 41 | 51041 | 0.3 | 13500 | 2004 | 9999 |  |  | N | Landfill Gas | [13 empty] | 0.6 | 0.6 | 0.6 | 0.6 | [11 empty] | INGENCO Wholesale Power LLC | 100 | INGENCO | 100
Chesterfield Landfill Gas | 56684_G_22 | 56684 | G | 22 |  | Landfill Gas |  | PJM_Dom | Virginia | 51 | Chesterfield | 41 | 51041 | 0.3 | 13500 | 2004 | 9999 |  |  | N | Landfill Gas | [13 empty] | 0.6 | 0.6 | 0.6 | 0.6 | [11 empty] | INGENCO Wholesale Power LLC | 100 | INGENCO | 100
Chesterfield Landfill Gas | 56684_G_23 | 56684 | G | 23 |  | Landfill Gas |  | PJM_Dom | Virginia | 51 | Chesterfield | 41 | 51041 | 0.3 | 13500 | 2004 | 9999 |  |  | N | Landfill Gas | [13 empty] | 0.6 | 0.6 | 0.6 | 0.6 | [11 empty] | INGENCO Wholesale Power LLC | 100 | INGENCO | 100
Chesterfield Landfill Gas | 56684_G_24 | 56684 | G | 24 |  | Landfill Gas |  | PJM_Dom | Virginia | 51 | Chesterfield | 41 | 51041 | 0.3 | 13500 | 2004 | 9999 |  |  | N | Landfill Gas | [13 empty] | 0.6 | 0.6 | 0.6 | 0.6 | [11 empty] | INGENCO Wholesale Power LLC | 100 | INGENCO | 100
Chesterfield Landfill Gas | 56684_G_25 | 56684 | G | 25 |  | Landfill Gas |  | PJM_Dom | Virginia | 51 | Chesterfield | 41 | 51041 | 0.3 | 13500 | 2004 | 9999 |  |  | N | Landfill Gas | [13 empty] | 0.6 | 0.6 | 0.6 | 0.6 | [11 empty] | INGENCO Wholesale Power LLC | 100 | INGENCO | 100
Chesterfield Landfill Gas | 56684_G_26 | 56684 | G | 26 |  | Landfill Gas |  | PJM_Dom | Virginia | 51 | Chesterfield | 41 | 51041 | 0.3 | 13500 | 2004 | 9999 |  |  | N | Landfill Gas | [13 empty] | 0.6 | 0.6 | 0.6 | 0.6 | [11 empty] | INGENCO Wholesale Power LLC | 100 | INGENCO | 100
Chesterfield Landfill Gas | 56684_G_27 | 56684 | G | 27 |  | Landfill Gas |  | PJM_Dom | Virginia | 51 | Chesterfield | 41 | 51041 | 0.3 | 13500 | 2004 | 9999 |  |  | N | Landfill Gas | [13 empty] | 0.6 | 0.6 | 0.6 | 0.6 | [11 empty] | INGENCO Wholesale Power LLC | 100 | INGENCO | 100
Chesterfield Landfill Gas | 56684_G_28 | 56684 | G | 28 |  | Landfill Gas |  | PJM_Dom | Virginia | 51 | Chesterfield | 41 | 51041 | 0.3 | 13500 | 2004 | 9999 |  |  | N | Landfill Gas | [13 empty] | 0.6 | 0.6 | 0.6 | 0.6 | [11 empty] | INGENCO Wholesale Power LLC | 100 | INGENCO | 100
Chesterfield Landfill Gas | 56684_G_29 | 56684 | G | 29 |  | Landfill Gas |  | PJM_Dom | Virginia | 51 | Chesterfield | 41 | 51041 | 0.3 | 13500 | 2004 | 9999 |  |  | N | Landfill Gas | [13 empty] | 0.6 | 0.6 | 0.6 | 0.6 | [11 empty] | INGENCO Wholesale Power LLC | 100 | INGENCO | 100
Chesterfield Landfill Gas | 56684_G_3 | 56684 | G | 3 |  | Landfill Gas |  | PJM_Dom | Virginia | 51 | Chesterfield | 41 | 51041 | 0.3 | 13500 | 2004 | 9999 |  |  | N | Landfill Gas | [13 empty] | 0.6 | 0.6 | 0.6 | 0.6 | [11 empty] | INGENCO Wholesale Power LLC | 100 | INGENCO | 100
Chesterfield Landfill Gas | 56684_G_30 | 56684 | G | 30 |  | Landfill Gas |  | PJM_Dom | Virginia | 51 | Chesterfield | 41 | 51041 | 0.3 | 13500 | 2004 | 9999 |  |  | N | Landfill Gas | [13 empty] | 0.6 | 0.6 | 0.6 | 0.6 | [11 empty] | INGENCO Wholesale Power LLC | 100 | INGENCO | 100
Chesterfield Landfill Gas | 56684_G_31 | 56684 | G | 31 |  | Landfill Gas |  | PJM_Dom | Virginia | 51 | Chesterfield | 41 | 51041 | 0.3 | 13500 | 2004 | 9999 |  |  | N | Landfill Gas | [13 empty] | 0.6 | 0.6 | 0.6 | 0.6 | [11 empty] | INGENCO Wholesale Power LLC | 100 | INGENCO | 100
Chesterfield Landfill Gas | 56684_G_32 | 56684 | G | 32 |  | Landfill Gas |  | PJM_Dom | Virginia | 51 | Chesterfield | 41 | 51041 | 0.3 | 13500 | 2004 | 9999 |  |  | N | Landfill Gas | [13 empty] | 0.6 | 0.6 | 0.6 | 0.6 | [11 empty] | INGENCO Wholesale Power LLC | 100 | INGENCO | 100
Chesterfield Landfill Gas | 56684_G_33 | 56684 | G | 33 |  | Landfill Gas |  | PJM_Dom | Virginia | 51 | Chesterfield | 41 | 51041 | 0.3 | 13500 | 2004 | 9999 |  |  | N | Landfill Gas | [13 empty] | 0.6 | 0.6 | 0.6 | 0.6 | [11 empty] | INGENCO Wholesale Power LLC | 100 | INGENCO | 100
Chesterfield Landfill Gas | 56684_G_34 | 56684 | G | 34 |  | Landfill Gas |  | PJM_Dom | Virginia | 51 | Chesterfield | 41 | 51041 | 0.3 | 13500 | 2004 | 9999 |  |  | N | Landfill Gas | [13 empty] | 0.6 | 0.6 | 0.6 | 0.6 | [11 empty] | INGENCO Wholesale Power LLC | 100 | INGENCO | 100
Chesterfield Landfill Gas | 56684_G_35 | 56684 | G | 35 |  | Landfill Gas |  | PJM_Dom | Virginia | 51 | Chesterfield | 41 | 51041 | 0.3 | 13500 | 2004 | 9999 |  |  | N | Landfill Gas | [13 empty] | 0.6 | 0.6 | 0.6 | 0.6 | [11 empty] | INGENCO Wholesale Power LLC | 100 | INGENCO | 100
Chesterfield Landfill Gas | 56684_G_36 | 56684 | G | 36 |  | Landfill Gas |  | PJM_Dom | Virginia | 51 | Chesterfield | 41 | 51041 | 0.3 | 13500 | 2004 | 9999 |  |  | N | Landfill Gas | [13 empty] | 0.6 | 0.6 | 0.6 | 0.6 | [11 empty] | INGENCO Wholesale Power LLC | 100 | INGENCO | 100
Chesterfield Landfill Gas | 56684_G_37 | 56684 | G | 37 |  | Landfill Gas |  | PJM_Dom | Virginia | 51 | Chesterfield | 41 | 51041 | 0.3 | 13500 | 2004 | 9999 |  |  | N | Landfill Gas | [13 empty] | 0.6 | 0.6 | 0.6 | 0.6 | [11 empty] | INGENCO Wholesale Power LLC | 100 | INGENCO | 100
Chesterfield Landfill Gas | 56684_G_38 | 56684 | G | 38 |  | Landfill Gas |  | PJM_Dom | Virginia | 51 | Chesterfield | 41 | 51041 | 0.3 | 13500 | 2004 | 9999 |  |  | N | Landfill Gas | [13 empty] | 0.6 | 0.6 | 0.6 | 0.6 | [11 empty] | INGENCO Wholesale Power LLC | 100 | INGENCO | 100
Chesterfield Landfill Gas | 56684_G_39 | 56684 | G | 39 |  | Landfill Gas |  | PJM_Dom | Virginia | 51 | Chesterfield | 41 | 51041 | 0.3 | 13500 | 2004 | 9999 |  |  | N | Landfill Gas | [13 empty] | 0.6 | 0.6 | 0.6 | 0.6 | [11 empty] | INGENCO Wholesale Power LLC | 100 | INGENCO | 100
Chesterfield Landfill Gas | 56684_G_4 | 56684 | G | 4 |  | Landfill Gas |  | PJM_Dom | Virginia | 51 | Chesterfield | 41 | 51041 | 0.3 | 13500 | 2004 | 9999 |  |  | N | Landfill Gas | [13 empty] | 0.6 | 0.6 | 0.6 | 0.6 | [11 empty] | INGENCO Wholesale Power LLC | 100 | INGENCO | 100
Chesterfield Landfill Gas | 56684_G_40 | 56684 | G | 40 |  | Landfill Gas |  | PJM_Dom | Virginia | 51 | Chesterfield | 41 | 51041 | 0.3 | 13500 | 2004 | 9999 |  |  | N | Landfill Gas | [13 empty] | 0.6 | 0.6 | 0.6 | 0.6 | [11 empty] | INGENCO Wholesale Power LLC | 100 | INGENCO | 100
Chesterfield Landfill Gas | 56684_G_41 | 56684 | G | 41 |  | Landfill Gas |  | PJM_Dom | Virginia | 51 | Chesterfield | 41 | 51041 | 0.3 | 13500 | 2004 | 9999 |  |  | N | Landfill Gas | [13 empty] | 0.6 | 0.6 | 0.6 | 0.6 | [11 empty] | INGENCO Wholesale Power LLC | 100 | INGENCO | 100
Chesterfield Landfill Gas | 56684_G_42 | 56684 | G | 42 |  | Landfill Gas |  | PJM_Dom | Virginia | 51 | Chesterfield | 41 | 51041 | 0.3 | 13500 | 2004 | 9999 |  |  | N | Landfill Gas | [13 empty] | 0.6 | 0.6 | 0.6 | 0.6 | [11 empty] | INGENCO Wholesale Power LLC | 100 | INGENCO | 100
Chesterfield Landfill Gas | 56684_G_43 | 56684 | G | 43 |  | Landfill Gas |  | PJM_Dom | Virginia | 51 | Chesterfield | 41 | 51041 | 0.3 | 13500 | 2004 | 9999 |  |  | N | Landfill Gas | [13 empty] | 0.6 | 0.6 | 0.6 | 0.6 | [11 empty] | INGENCO Wholesale Power LLC | 100 | INGENCO | 100
Chesterfield Landfill Gas | 56684_G_44 | 56684 | G | 44 |  | Landfill Gas |  | PJM_Dom | Virginia | 51 | Chesterfield | 41 | 51041 | 0.3 | 13500 | 2004 | 9999 |  |  | N | Landfill Gas | [13 empty] | 0.6 | 0.6 | 0.6 | 0.6 | [11 empty] | INGENCO Wholesale Power LLC | 100 | INGENCO | 100
Chesterfield Landfill Gas | 56684_G_45 | 56684 | G | 45 |  | Landfill Gas |  | PJM_Dom | Virginia | 51 | Chesterfield | 41 | 51041 | 0.3 | 13500 | 2004 | 9999 |  |  | N | Landfill Gas | [13 empty] | 0.6 | 0.6 | 0.6 | 0.6 | [11 empty] | INGENCO Wholesale Power LLC | 100 | INGENCO | 100
Chesterfield Landfill Gas | 56684_G_46 | 56684 | G | 46 |  | Landfill Gas |  | PJM_Dom | Virginia | 51 | Chesterfield | 41 | 51041 | 0.3 | 13500 | 2004 | 9999 |  |  | N | Landfill Gas | [13 empty] | 0.6 | 0.6 | 0.6 | 0.6 | [11 empty] | INGENCO Wholesale Power LLC | 100 | INGENCO | 100
Chesterfield Landfill Gas | 56684_G_47 | 56684 | G | 47 |  | Landfill Gas |  | PJM_Dom | Virginia | 51 | Chesterfield | 41 | 51041 | 0.3 | 13500 | 2004 | 9999 |  |  | N | Landfill Gas | [13 empty] | 0.6 | 0.6 | 0.6 | 0.6 | [11 empty] | INGENCO Wholesale Power LLC | 100 | INGENCO | 100
Chesterfield Landfill Gas | 56684_G_48 | 56684 | G | 48 |  | Landfill Gas |  | PJM_Dom | Virginia | 51 | Chesterfield | 41 | 51041 | 0.3 | 13500 | 2004 | 9999 |  |  | N | Landfill Gas | [13 empty] | 0.6 | 0.6 | 0.6 | 0.6 | [11 empty] | INGENCO Wholesale Power LLC | 100 | INGENCO | 100
Chesterfield Landfill Gas | 56684_G_5 | 56684 | G | 5 |  | Landfill Gas |  | PJM_Dom | Virginia | 51 | Chesterfield | 41 | 51041 | 0.3 | 13500 | 2004 | 9999 |  |  | N | Landfill Gas | [13 empty] | 0.6 | 0.6 | 0.6 | 0.6 | [11 empty] | INGENCO Wholesale Power LLC | 100 | INGENCO | 100
Chesterfield Landfill Gas | 56684_G_6 | 56684 | G | 6 |  | Landfill Gas |  | PJM_Dom | Virginia | 51 | Chesterfield | 41 | 51041 | 0.3 | 13500 | 2004 | 9999 |  |  | N | Landfill Gas | [13 empty] | 0.6 | 0.6 | 0.6 | 0.6 | [11 empty] | INGENCO Wholesale Power LLC | 100 | INGENCO | 100
Chesterfield Landfill Gas | 56684_G_7 | 56684 | G | 7 |  | Landfill Gas |  | PJM_Dom | Virginia | 51 | Chesterfield | 41 | 51041 | 0.3 | 13500 | 2004 | 9999 |  |  | N | Landfill Gas | [13 empty] | 0.6 | 0.6 | 0.6 | 0.6 | [11 empty] | INGENCO Wholesale Power LLC | 100 | INGENCO | 100
Chesterfield Landfill Gas | 56684_G_8 | 56684 | G | 8 |  | Landfill Gas |  | PJM_Dom | Virginia | 51 | Chesterfield | 41 | 51041 | 0.3 | 13500 | 2004 | 9999 |  |  | N | Landfill Gas | [13 empty] | 0.6 | 0.6 | 0.6 | 0.6 | [11 empty] | INGENCO Wholesale Power LLC | 100 | INGENCO | 100
Chesterfield Landfill Gas | 56684_G_9 | 56684 | G | 9 |  | Landfill Gas |  | PJM_Dom | Virginia | 51 | Chesterfield | 41 | 51041 | 0.3 | 13500 | 2004 | 9999 |  |  | N | Landfill Gas | [13 empty] | 0.6 | 0.6 | 0.6 | 0.6 | [11 empty] | INGENCO Wholesale Power LLC | 100 | INGENCO | 100
King & Queen | 56686_G_1 | 56686 | G | 1 |  | Landfill Gas |  | PJM_Dom | Virginia | 51 | King and Queen | 97 | 51097 | 0.3 | 13500 | 2008 | 9999 |  |  | N | Landfill Gas | [13 empty] | 0.6 | 0.6 | 0.6 | 0.6 | [11 empty] | INGENCO Wholesale Power LLC | 100 | INGENCO | 100
King & Queen | 56686_G_10 | 56686 | G | 10 |  | Landfill Gas |  | PJM_Dom | Virginia | 51 | King and Queen | 97 | 51097 | 0.3 | 13500 | 2008 | 9999 |  |  | N | Landfill Gas | [13 empty] | 0.6 | 0.6 | 0.6 | 0.6 | [11 empty] | INGENCO Wholesale Power LLC | 100 | INGENCO | 100
King & Queen | 56686_G_11 | 56686 | G | 11 |  | Landfill Gas |  | PJM_Dom | Virginia | 51 | King and Queen | 97 | 51097 | 0.3 | 13500 | 2008 | 9999 |  |  | N | Landfill Gas | [13 empty] | 0.6 | 0.6 | 0.6 | 0.6 | [11 empty] | INGENCO Wholesale Power LLC | 100 | INGENCO | 100
King & Queen | 56686_G_12 | 56686 | G | 12 |  | Landfill Gas |  | PJM_Dom | Virginia | 51 | King and Queen | 97 | 51097 | 0.3 | 13500 | 2008 | 9999 |  |  | N | Landfill Gas | [13 empty] | 0.6 | 0.6 | 0.6 | 0.6 | [11 empty] | INGENCO Wholesale Power LLC | 100 | INGENCO | 100
King & Queen | 56686_G_13 | 56686 | G | 13 |  | Landfill Gas |  | PJM_Dom | Virginia | 51 | King and Queen | 97 | 51097 | 0.3 | 13500 | 2008 | 9999 |  |  | N | Landfill Gas | [13 empty] | 0.6 | 0.6 | 0.6 | 0.6 | [11 empty] | INGENCO Wholesale Power LLC | 100 | INGENCO | 100
King & Queen | 56686_G_14 | 56686 | G | 14 |  | Landfill Gas |  | PJM_Dom | Virginia | 51 | King and Queen | 97 | 51097 | 0.3 | 13500 | 2008 | 9999 |  |  | N | Landfill Gas | [13 empty] | 0.6 | 0.6 | 0.6 | 0.6 | [11 empty] | INGENCO Wholesale Power LLC | 100 | INGENCO | 100
King & Queen | 56686_G_15 | 56686 | G | 15 |  | Landfill Gas |  | PJM_Dom | Virginia | 51 | King and Queen | 97 | 51097 | 0.3 | 13500 | 2008 | 9999 |  |  | N | Landfill Gas | [13 empty] | 0.6 | 0.6 | 0.6 | 0.6 | [11 empty] | INGENCO Wholesale Power LLC | 100 | INGENCO | 100
King & Queen | 56686_G_16 | 56686 | G | 16 |  | Landfill Gas |  | PJM_Dom | Virginia | 51 | King and Queen | 97 | 51097 | 0.3 | 13500 | 2008 | 9999 |  |  | N | Landfill Gas | [13 empty] | 0.6 | 0.6 | 0.6 | 0.6 | [11 empty] | INGENCO Wholesale Power LLC | 100 | INGENCO | 100
King & Queen | 56686_G_17 | 56686 | G | 17 |  | Landfill Gas |  | PJM_Dom | Virginia | 51 | King and Queen | 97 | 51097 | 0.3 | 13500 | 2008 | 9999 |  |  | N | Landfill Gas | [13 empty] | 0.6 | 0.6 | 0.6 | 0.6 | [11 empty] | INGENCO Wholesale Power LLC | 100 | INGENCO | 100
King & Queen | 56686_G_18 | 56686 | G | 18 |  | Landfill Gas |  | PJM_Dom | Virginia | 51 | King and Queen | 97 | 51097 | 0.3 | 13500 | 2008 | 9999 |  |  | N | Landfill Gas | [13 empty] | 0.6 | 0.6 | 0.6 | 0.6 | [11 empty] | INGENCO Wholesale Power LLC | 100 | INGENCO | 100
King & Queen | 56686_G_19 | 56686 | G | 19 |  | Landfill Gas |  | PJM_Dom | Virginia | 51 | King and Queen | 97 | 51097 | 0.3 | 13500 | 2008 | 9999 |  |  | N | Landfill Gas | [13 empty] | 0.6 | 0.6 | 0.6 | 0.6 | [11 empty] | INGENCO Wholesale Power LLC | 100 | INGENCO | 100
King & Queen | 56686_G_2 | 56686 | G | 2 |  | Landfill Gas |  | PJM_Dom | Virginia | 51 | King and Queen | 97 | 51097 | 0.3 | 13500 | 2008 | 9999 |  |  | N | Landfill Gas | [13 empty] | 0.6 | 0.6 | 0.6 | 0.6 | [11 empty] | INGENCO Wholesale Power LLC | 100 | INGENCO | 100
King & Queen | 56686_G_20 | 56686 | G | 20 |  | Landfill Gas |  | PJM_Dom | Virginia | 51 | King and Queen | 97 | 51097 | 0.3 | 13500 | 2008 | 9999 |  |  | N | Landfill Gas | [13 empty] | 0.6 | 0.6 | 0.6 | 0.6 | [11 empty] | INGENCO Wholesale Power LLC | 100 | INGENCO | 100
King & Queen | 56686_G_21 | 56686 | G | 21 |  | Landfill Gas |  | PJM_Dom | Virginia | 51 | King and Queen | 97 | 51097 | 0.3 | 13500 | 2008 | 9999 |  |  | N | Landfill Gas | [13 empty] | 0.6 | 0.6 | 0.6 | 0.6 | [11 empty] | INGENCO Wholesale Power LLC | 100 | INGENCO | 100
King & Queen | 56686_G_22 | 56686 | G | 22 |  | Landfill Gas |  | PJM_Dom | Virginia | 51 | King and Queen | 97 | 51097 | 0.3 | 13500 | 2008 | 9999 |  |  | N | Landfill Gas | [13 empty] | 0.6 | 0.6 | 0.6 | 0.6 | [11 empty] | INGENCO Wholesale Power LLC | 100 | INGENCO | 100
King & Queen | 56686_G_23 | 56686 | G | 23 |  | Landfill Gas |  | PJM_Dom | Virginia | 51 | King and Queen | 97 | 51097 | 0.3 | 13500 | 2008 | 9999 |  |  | N | Landfill Gas | [13 empty] | 0.6 | 0.6 | 0.6 | 0.6 | [11 empty] | INGENCO Wholesale Power LLC | 100 | INGENCO | 100
King & Queen | 56686_G_24 | 56686 | G | 24 |  | Landfill Gas |  | PJM_Dom | Virginia | 51 | King and Queen | 97 | 51097 | 0.3 | 13500 | 2008 | 9999 |  |  | N | Landfill Gas | [13 empty] | 0.6 | 0.6 | 0.6 | 0.6 | [11 empty] | INGENCO Wholesale Power LLC | 100 | INGENCO | 100
King & Queen | 56686_G_25 | 56686 | G | 25 |  | Landfill Gas |  | PJM_Dom | Virginia | 51 | King and Queen | 97 | 51097 | 0.3 | 13500 | 2008 | 9999 |  |  | N | Landfill Gas | [13 empty] | 0.6 | 0.6 | 0.6 | 0.6 | [11 empty] | INGENCO Wholesale Power LLC | 100 | INGENCO | 100
King & Queen | 56686_G_26 | 56686 | G | 26 |  | Landfill Gas |  | PJM_Dom | Virginia | 51 | King and Queen | 97 | 51097 | 0.3 | 13500 | 2008 | 9999 |  |  | N | Landfill Gas | [13 empty] | 0.6 | 0.6 | 0.6 | 0.6 | [11 empty] | INGENCO Wholesale Power LLC | 100 | INGENCO | 100
King & Queen | 56686_G_27 | 56686 | G | 27 |  | Landfill Gas |  | PJM_Dom | Virginia | 51 | King and Queen | 97 | 51097 | 0.3 | 13500 | 2008 | 9999 |  |  | N | Landfill Gas | [13 empty] | 0.6 | 0.6 | 0.6 | 0.6 | [11 empty] | INGENCO Wholesale Power LLC | 100 | INGENCO | 100
King & Queen | 56686_G_28 | 56686 | G | 28 |  | Landfill Gas |  | PJM_Dom | Virginia | 51 | King and Queen | 97 | 51097 | 0.3 | 13500 | 2008 | 9999 |  |  | N | Landfill Gas | [13 empty] | 0.6 | 0.6 | 0.6 | 0.6 | [11 empty] | INGENCO Wholesale Power LLC | 100 | INGENCO | 100
King & Queen | 56686_G_29 | 56686 | G | 29 |  | Landfill Gas |  | PJM_Dom | Virginia | 51 | King and Queen | 97 | 51097 | 0.3 | 13500 | 2008 | 9999 |  |  | N | Landfill Gas | [13 empty] | 0.6 | 0.6 | 0.6 | 0.6 | [11 empty] | INGENCO Wholesale Power LLC | 100 | INGENCO | 100
King & Queen | 56686_G_3 | 56686 | G | 3 |  | Landfill Gas |  | PJM_Dom | Virginia | 51 | King and Queen | 97 | 51097 | 0.3 | 13500 | 2008 | 9999 |  |  | N | Landfill Gas | [13 empty] | 0.6 | 0.6 | 0.6 | 0.6 | [11 empty] | INGENCO Wholesale Power LLC | 100 | INGENCO | 100
King & Queen | 56686_G_30 | 56686 | G | 30 |  | Landfill Gas |  | PJM_Dom | Virginia | 51 | King and Queen | 97 | 51097 | 0.3 | 13500 | 2008 | 9999 |  |  | N | Landfill Gas | [13 empty] | 0.6 | 0.6 | 0.6 | 0.6 | [11 empty] | INGENCO Wholesale Power LLC | 100 | INGENCO | 100
King & Queen | 56686_G_31 | 56686 | G | 31 |  | Landfill Gas |  | PJM_Dom | Virginia | 51 | King and Queen | 97 | 51097 | 0.3 | 13500 | 2008 | 9999 |  |  | N | Landfill Gas | [13 empty] | 0.6 | 0.6 | 0.6 | 0.6 | [11 empty] | INGENCO Wholesale Power LLC | 100 | INGENCO | 100
King & Queen | 56686_G_32 | 56686 | G | 32 |  | Landfill Gas |  | PJM_Dom | Virginia | 51 | King and Queen | 97 | 51097 | 0.3 | 13500 | 2008 | 9999 |  |  | N | Landfill Gas | [13 empty] | 0.6 | 0.6 | 0.6 | 0.6 | [11 empty] | INGENCO Wholesale Power LLC | 100 | INGENCO | 100
King & Queen | 56686_G_33 | 56686 | G | 33 |  | Landfill Gas |  | PJM_Dom | Virginia | 51 | King and Queen | 97 | 51097 | 0.3 | 13500 | 2008 | 9999 |  |  | N | Landfill Gas | [13 empty] | 0.6 | 0.6 | 0.6 | 0.6 | [11 empty] | INGENCO Wholesale Power LLC | 100 | INGENCO | 100
King & Queen | 56686_G_34 | 56686 | G | 34 |  | Landfill Gas |  | PJM_Dom | Virginia | 51 | King and Queen | 97 | 51097 | 0.3 | 13500 | 2008 | 9999 |  |  | N | Landfill Gas | [13 empty] | 0.6 | 0.6 | 0.6 | 0.6 | [11 empty] | INGENCO Wholesale Power LLC | 100 | INGENCO | 100
King & Queen | 56686_G_35 | 56686 | G | 35 |  | Landfill Gas |  | PJM_Dom | Virginia | 51 | King and Queen | 97 | 51097 | 0.3 | 13500 | 2008 | 9999 |  |  | N | Landfill Gas | [13 empty] | 0.6 | 0.6 | 0.6 | 0.6 | [11 empty] | INGENCO Wholesale Power LLC | 100 | INGENCO | 100
King & Queen | 56686_G_36 | 56686 | G | 36 |  | Landfill Gas |  | PJM_Dom | Virginia | 51 | King and Queen | 97 | 51097 | 0.3 | 13500 | 2008 | 9999 |  |  | N | Landfill Gas | [13 empty] | 0.6 | 0.6 | 0.6 | 0.6 | [11 empty] | INGENCO Wholesale Power LLC | 100 | INGENCO | 100
King & Queen | 56686_G_4 | 56686 | G | 4 |  | Landfill Gas |  | PJM_Dom | Virginia | 51 | King and Queen | 97 | 51097 | 0.3 | 13500 | 2008 | 9999 |  |  | N | Landfill Gas | [13 empty] | 0.6 | 0.6 | 0.6 | 0.6 | [11 empty] | INGENCO Wholesale Power LLC | 100 | INGENCO | 100
King & Queen | 56686_G_5 | 56686 | G | 5 |  | Landfill Gas |  | PJM_Dom | Virginia | 51 | King and Queen | 97 | 51097 | 0.3 | 13500 | 2008 | 9999 |  |  | N | Landfill Gas | [13 empty] | 0.6 | 0.6 | 0.6 | 0.6 | [11 empty] | INGENCO Wholesale Power LLC | 100 | INGENCO | 100
King & Queen | 56686_G_6 | 56686 | G | 6 |  | Landfill Gas |  | PJM_Dom | Virginia | 51 | King and Queen | 97 | 51097 | 0.3 | 13500 | 2008 | 9999 |  |  | N | Landfill Gas | [13 empty] | 0.6 | 0.6 | 0.6 | 0.6 | [11 empty] | INGENCO Wholesale Power LLC | 100 | INGENCO | 100
King & Queen | 56686_G_7 | 56686 | G | 7 |  | Landfill Gas |  | PJM_Dom | Virginia | 51 | King and Queen | 97 | 51097 | 0.3 | 13500 | 2008 | 9999 |  |  | N | Landfill Gas | [13 empty] | 0.6 | 0.6 | 0.6 | 0.6 | [11 empty] | INGENCO Wholesale Power LLC | 100 | INGENCO | 100
King & Queen | 56686_G_8 | 56686 | G | 8 |  | Landfill Gas |  | PJM_Dom | Virginia | 51 | King and Queen | 97 | 51097 | 0.3 | 13500 | 2008 | 9999 |  |  | N | Landfill Gas | [13 empty] | 0.6 | 0.6 | 0.6 | 0.6 | [11 empty] | INGENCO Wholesale Power LLC | 100 | INGENCO | 100
King & Queen | 56686_G_9 | 56686 | G | 9 |  | Landfill Gas |  | PJM_Dom | Virginia | 51 | King and Queen | 97 | 51097 | 0.3 | 13500 | 2008 | 9999 |  |  | N | Landfill Gas | [13 empty] | 0.6 | 0.6 | 0.6 | 0.6 | [11 empty] | INGENCO Wholesale Power LLC | 100 | INGENCO | 100
Mountain View | 56687_G_1 | 56687 | G | 1 |  | Landfill Gas |  | PJM_AP | Pennsylvania | 42 | Franklin | 55 | 42055 | 0.3 | 13500 | 2003 | 9999 |  |  | N | Landfill Gas | [13 empty] | 0.22117 | 0.22117 | 0.22117 | 0.22117 | [11 empty] | INGENCO | 100 | INGENCO | 100
Mountain View | 56687_G_10 | 56687 | G | 10 |  | Landfill Gas |  | PJM_AP | Pennsylvania | 42 | Franklin | 55 | 42055 | 0.3 | 13500 | 2003 | 9999 |  |  | N | Landfill Gas | [13 empty] | 0.22117 | 0.22117 | 0.22117 | 0.22117 | [11 empty] | INGENCO | 100 | INGENCO | 100
Mountain View | 56687_G_11 | 56687 | G | 11 |  | Landfill Gas |  | PJM_AP | Pennsylvania | 42 | Franklin | 55 | 42055 | 0.3 | 13500 | 2003 | 9999 |  |  | N | Landfill Gas | [13 empty] | 0.22117 | 0.22117 | 0.22117 | 0.22117 | [11 empty] | INGENCO | 100 | INGENCO | 100
Mountain View | 56687_G_12 | 56687 | G | 12 |  | Landfill Gas |  | PJM_AP | Pennsylvania | 42 | Franklin | 55 | 42055 | 0.3 | 13500 | 2003 | 9999 |  |  | N | Landfill Gas | [13 empty] | 0.22117 | 0.22117 | 0.22117 | 0.22117 | [11 empty] | INGENCO | 100 | INGENCO | 100
Mountain View | 56687_G_13 | 56687 | G | 13 |  | Landfill Gas |  | PJM_AP | Pennsylvania | 42 | Franklin | 55 | 42055 | 0.3 | 13500 | 2003 | 9999 |  |  | N | Landfill Gas | [13 empty] | 0.22117 | 0.22117 | 0.22117 | 0.22117 | [11 empty] | INGENCO | 100 | INGENCO | 100
Mountain View | 56687_G_14 | 56687 | G | 14 |  | Landfill Gas |  | PJM_AP | Pennsylvania | 42 | Franklin | 55 | 42055 | 0.3 | 13500 | 2003 | 9999 |  |  | N | Landfill Gas | [13 empty] | 0.22117 | 0.22117 | 0.22117 | 0.22117 | [11 empty] | INGENCO | 100 | INGENCO | 100
Mountain View | 56687_G_15 | 56687 | G | 15 |  | Landfill Gas |  | PJM_AP | Pennsylvania | 42 | Franklin | 55 | 42055 | 0.3 | 13500 | 2003 | 9999 |  |  | N | Landfill Gas | [13 empty] | 0.22117 | 0.22117 | 0.22117 | 0.22117 | [11 empty] | INGENCO | 100 | INGENCO | 100
Mountain View | 56687_G_16 | 56687 | G | 16 |  | Landfill Gas |  | PJM_AP | Pennsylvania | 42 | Franklin | 55 | 42055 | 0.3 | 13500 | 2003 | 9999 |  |  | N | Landfill Gas | [13 empty] | 0.22117 | 0.22117 | 0.22117 | 0.22117 | [11 empty] | INGENCO | 100 | INGENCO | 100
Mountain View | 56687_G_17 | 56687 | G | 17 |  | Landfill Gas |  | PJM_AP | Pennsylvania | 42 | Franklin | 55 | 42055 | 0.3 | 13500 | 2003 | 9999 |  |  | N | Landfill Gas | [13 empty] | 0.22117 | 0.22117 | 0.22117 | 0.22117 | [11 empty] | INGENCO | 100 | INGENCO | 100
Mountain View | 56687_G_18 | 56687 | G | 18 |  | Landfill Gas |  | PJM_AP | Pennsylvania | 42 | Franklin | 55 | 42055 | 0.3 | 13500 | 2003 | 9999 |  |  | N | Landfill Gas | [13 empty] | 0.22117 | 0.22117 | 0.22117 | 0.22117 | [11 empty] | INGENCO | 100 | INGENCO | 100
Mountain View | 56687_G_19 | 56687 | G | 19 |  | Landfill Gas |  | PJM_AP | Pennsylvania | 42 | Franklin | 55 | 42055 | 0.3 | 13500 | 2003 | 9999 |  |  | N | Landfill Gas | [13 empty] | 0.22117 | 0.22117 | 0.22117 | 0.22117 | [11 empty] | INGENCO | 100 | INGENCO | 100
Mountain View | 56687_G_2 | 56687 | G | 2 |  | Landfill Gas |  | PJM_AP | Pennsylvania | 42 | Franklin | 55 | 42055 | 0.3 | 13500 | 2003 | 9999 |  |  | N | Landfill Gas | [13 empty] | 0.22117 | 0.22117 | 0.22117 | 0.22117 | [11 empty] | INGENCO | 100 | INGENCO | 100
Mountain View | 56687_G_20 | 56687 | G | 20 |  | Landfill Gas |  | PJM_AP | Pennsylvania | 42 | Franklin | 55 | 42055 | 0.3 | 13500 | 2003 | 9999 |  |  | N | Landfill Gas | [13 empty] | 0.22117 | 0.22117 | 0.22117 | 0.22117 | [11 empty] | INGENCO | 100 | INGENCO | 100
Mountain View | 56687_G_21 | 56687 | G | 21 |  | Landfill Gas |  | PJM_AP | Pennsylvania | 42 | Franklin | 55 | 42055 | 0.3 | 13500 | 2003 | 9999 |  |  | N | Landfill Gas | [13 empty] | 0.22117 | 0.22117 | 0.22117 | 0.22117 | [11 empty] | INGENCO | 100 | INGENCO | 100
Mountain View | 56687_G_22 | 56687 | G | 22 |  | Landfill Gas |  | PJM_AP | Pennsylvania | 42 | Franklin | 55 | 42055 | 0.3 | 13500 | 2003 | 9999 |  |  | N | Landfill Gas | [13 empty] | 0.22117 | 0.22117 | 0.22117 | 0.22117 | [11 empty] | INGENCO | 100 | INGENCO | 100
Mountain View | 56687_G_23 | 56687 | G | 23 |  | Landfill Gas |  | PJM_AP | Pennsylvania | 42 | Franklin | 55 | 42055 | 0.3 | 13500 | 2003 | 9999 |  |  | N | Landfill Gas | [13 empty] | 0.22117 | 0.22117 | 0.22117 | 0.22117 | [11 empty] | INGENCO | 100 | INGENCO | 100
Mountain View | 56687_G_24 | 56687 | G | 24 |  | Landfill Gas |  | PJM_AP | Pennsylvania | 42 | Franklin | 55 | 42055 | 0.3 | 13500 | 2003 | 9999 |  |  | N | Landfill Gas | [13 empty] | 0.22117 | 0.22117 | 0.22117 | 0.22117 | [11 empty] | INGENCO | 100 | INGENCO | 100
Mountain View | 56687_G_25 | 56687 | G | 25 |  | Landfill Gas |  | PJM_AP | Pennsylvania | 42 | Franklin | 55 | 42055 | 0.3 | 13500 | 2003 | 9999 |  |  | N | Landfill Gas | [13 empty] | 0.22117 | 0.22117 | 0.22117 | 0.22117 | [11 empty] | INGENCO | 100 | INGENCO | 100
Mountain View | 56687_G_26 | 56687 | G | 26 |  | Landfill Gas |  | PJM_AP | Pennsylvania | 42 | Franklin | 55 | 42055 | 0.3 | 13500 | 2003 | 9999 |  |  | N | Landfill Gas | [13 empty] | 0.22117 | 0.22117 | 0.22117 | 0.22117 | [11 empty] | INGENCO | 100 | INGENCO | 100
Mountain View | 56687_G_27 | 56687 | G | 27 |  | Landfill Gas |  | PJM_AP | Pennsylvania | 42 | Franklin | 55 | 42055 | 0.3 | 13500 | 2003 | 9999 |  |  | N | Landfill Gas | [13 empty] | 0.22117 | 0.22117 | 0.22117 | 0.22117 | [11 empty] | INGENCO | 100 | INGENCO | 100
Mountain View | 56687_G_28 | 56687 | G | 28 |  | Landfill Gas |  | PJM_AP | Pennsylvania | 42 | Franklin | 55 | 42055 | 0.3 | 13500 | 2003 | 9999 |  |  | N | Landfill Gas | [13 empty] | 0.22117 | 0.22117 | 0.22117 | 0.22117 | [11 empty] | INGENCO | 100 | INGENCO | 100
Mountain View | 56687_G_29 | 56687 | G | 29 |  | Landfill Gas |  | PJM_AP | Pennsylvania | 42 | Franklin | 55 | 42055 | 0.3 | 13500 | 2003 | 9999 |  |  | N | Landfill Gas | [13 empty] | 0.22117 | 0.22117 | 0.22117 | 0.22117 | [11 empty] | INGENCO | 100 | INGENCO | 100
Mountain View | 56687_G_3 | 56687 | G | 3 |  | Landfill Gas |  | PJM_AP | Pennsylvania | 42 | Franklin | 55 | 42055 | 0.3 | 13500 | 2003 | 9999 |  |  | N | Landfill Gas | [13 empty] | 0.22117 | 0.22117 | 0.22117 | 0.22117 | [11 empty] | INGENCO | 100 | INGENCO | 100
Mountain View | 56687_G_30 | 56687 | G | 30 |  | Landfill Gas |  | PJM_AP | Pennsylvania | 42 | Franklin | 55 | 42055 | 0.3 | 13500 | 2003 | 9999 |  |  | N | Landfill Gas | [13 empty] | 0.22117 | 0.22117 | 0.22117 | 0.22117 | [11 empty] | INGENCO | 100 | INGENCO | 100
Mountain View | 56687_G_31 | 56687 | G | 31 |  | Landfill Gas |  | PJM_AP | Pennsylvania | 42 | Franklin | 55 | 42055 | 0.3 | 13500 | 2003 | 9999 |  |  | N | Landfill Gas | [13 empty] | 0.22117 | 0.22117 | 0.22117 | 0.22117 | [11 empty] | INGENCO | 100 | INGENCO | 100
Mountain View | 56687_G_32 | 56687 | G | 32 |  | Landfill Gas |  | PJM_AP | Pennsylvania | 42 | Franklin | 55 | 42055 | 0.3 | 13500 | 2003 | 9999 |  |  | N | Landfill Gas | [13 empty] | 0.22117 | 0.22117 | 0.22117 | 0.22117 | [11 empty] | INGENCO | 100 | INGENCO | 100
Mountain View | 56687_G_33 | 56687 | G | 33 |  | Landfill Gas |  | PJM_AP | Pennsylvania | 42 | Franklin | 55 | 42055 | 0.3 | 13500 | 2003 | 9999 |  |  | N | Landfill Gas | [13 empty] | 0.22117 | 0.22117 | 0.22117 | 0.22117 | [11 empty] | INGENCO | 100 | INGENCO | 100
Mountain View | 56687_G_34 | 56687 | G | 34 |  | Landfill Gas |  | PJM_AP | Pennsylvania | 42 | Franklin | 55 | 42055 | 0.3 | 13500 | 2003 | 9999 |  |  | N | Landfill Gas | [13 empty] | 0.22117 | 0.22117 | 0.22117 | 0.22117 | [11 empty] | INGENCO | 100 | INGENCO | 100
Mountain View | 56687_G_35 | 56687 | G | 35 |  | Landfill Gas |  | PJM_AP | Pennsylvania | 42 | Franklin | 55 | 42055 | 0.3 | 13500 | 2003 | 9999 |  |  | N | Landfill Gas | [13 empty] | 0.22117 | 0.22117 | 0.22117 | 0.22117 | [11 empty] | INGENCO | 100 | INGENCO | 100
Mountain View | 56687_G_36 | 56687 | G | 36 |  | Landfill Gas |  | PJM_AP | Pennsylvania | 42 | Franklin | 55 | 42055 | 0.3 | 13500 | 2003 | 9999 |  |  | N | Landfill Gas | [13 empty] | 0.22117 | 0.22117 | 0.22117 | 0.22117 | [11 empty] | INGENCO | 100 | INGENCO | 100
Mountain View | 56687_G_37 | 56687 | G | 37 |  | Landfill Gas |  | PJM_AP | Pennsylvania | 42 | Franklin | 55 | 42055 | 0.3 | 13500 | 2003 | 9999 |  |  | N | Landfill Gas | [13 empty] | 0.22117 | 0.22117 | 0.22117 | 0.22117 | [11 empty] | INGENCO | 100 | INGENCO | 100
Mountain View | 56687_G_38 | 56687 | G | 38 |  | Landfill Gas |  | PJM_AP | Pennsylvania | 42 | Franklin | 55 | 42055 | 0.3 | 13500 | 2003 | 9999 |  |  | N | Landfill Gas | [13 empty] | 0.22117 | 0.22117 | 0.22117 | 0.22117 | [11 empty] | INGENCO | 100 | INGENCO | 100
Mountain View | 56687_G_39 | 56687 | G | 39 |  | Landfill Gas |  | PJM_AP | Pennsylvania | 42 | Franklin | 55 | 42055 | 0.3 | 13500 | 2003 | 9999 |  |  | N | Landfill Gas | [13 empty] | 0.22117 | 0.22117 | 0.22117 | 0.22117 | [11 empty] | INGENCO | 100 | INGENCO | 100
Mountain View | 56687_G_4 | 56687 | G | 4 |  | Landfill Gas |  | PJM_AP | Pennsylvania | 42 | Franklin | 55 | 42055 | 0.3 | 13500 | 2003 | 9999 |  |  | N | Landfill Gas | [13 empty] | 0.22117 | 0.22117 | 0.22117 | 0.22117 | [11 empty] | INGENCO | 100 | INGENCO | 100
Mountain View | 56687_G_40 | 56687 | G | 40 |  | Landfill Gas |  | PJM_AP | Pennsylvania | 42 | Franklin | 55 | 42055 | 0.3 | 13500 | 2003 | 9999 |  |  | N | Landfill Gas | [13 empty] | 0.22117 | 0.22117 | 0.22117 | 0.22117 | [11 empty] | INGENCO | 100 | INGENCO | 100
Mountain View | 56687_G_41 | 56687 | G | 41 |  | Landfill Gas |  | PJM_AP | Pennsylvania | 42 | Franklin | 55 | 42055 | 0.3 | 13500 | 2003 | 9999 |  |  | N | Landfill Gas | [13 empty] | 0.22117 | 0.22117 | 0.22117 | 0.22117 | [11 empty] | INGENCO | 100 | INGENCO | 100
Mountain View | 56687_G_42 | 56687 | G | 42 |  | Landfill Gas |  | PJM_AP | Pennsylvania | 42 | Franklin | 55 | 42055 | 0.3 | 13500 | 2003 | 9999 |  |  | N | Landfill Gas | [13 empty] | 0.22117 | 0.22117 | 0.22117 | 0.22117 | [11 empty] | INGENCO | 100 | INGENCO | 100
Mountain View | 56687_G_43 | 56687 | G | 43 |  | Landfill Gas |  | PJM_AP | Pennsylvania | 42 | Franklin | 55 | 42055 | 0.3 | 13500 | 2003 | 9999 |  |  | N | Landfill Gas | [13 empty] | 0.22117 | 0.22117 | 0.22117 | 0.22117 | [11 empty] | INGENCO | 100 | INGENCO | 100
Mountain View | 56687_G_44 | 56687 | G | 44 |  | Landfill Gas |  | PJM_AP | Pennsylvania | 42 | Franklin | 55 | 42055 | 0.3 | 13500 | 2003 | 9999 |  |  | N | Landfill Gas | [13 empty] | 0.22117 | 0.22117 | 0.22117 | 0.22117 | [11 empty] | INGENCO | 100 | INGENCO | 100
Mountain View | 56687_G_45 | 56687 | G | 45 |  | Landfill Gas |  | PJM_AP | Pennsylvania | 42 | Franklin | 55 | 42055 | 0.3 | 13500 | 2003 | 9999 |  |  | N | Landfill Gas | [13 empty] | 0.22117 | 0.22117 | 0.22117 | 0.22117 | [11 empty] | INGENCO | 100 | INGENCO | 100
Mountain View | 56687_G_46 | 56687 | G | 46 |  | Landfill Gas |  | PJM_AP | Pennsylvania | 42 | Franklin | 55 | 42055 | 0.3 | 13500 | 2003 | 9999 |  |  | N | Landfill Gas | [13 empty] | 0.22117 | 0.22117 | 0.22117 | 0.22117 | [11 empty] | INGENCO | 100 | INGENCO | 100
Mountain View | 56687_G_47 | 56687 | G | 47 |  | Landfill Gas |  | PJM_AP | Pennsylvania | 42 | Franklin | 55 | 42055 | 0.3 | 13500 | 2003 | 9999 |  |  | N | Landfill Gas | [13 empty] | 0.22117 | 0.22117 | 0.22117 | 0.22117 | [11 empty] | INGENCO | 100 | INGENCO | 100
Mountain View | 56687_G_48 | 56687 | G | 48 |  | Landfill Gas |  | PJM_AP | Pennsylvania | 42 | Franklin | 55 | 42055 | 0.3 | 13500 | 2003 | 9999 |  |  | N | Landfill Gas | [13 empty] | 0.22117 | 0.22117 | 0.22117 | 0.22117 | [11 empty] | INGENCO | 100 | INGENCO | 100
Mountain View | 56687_G_5 | 56687 | G | 5 |  | Landfill Gas |  | PJM_AP | Pennsylvania | 42 | Franklin | 55 | 42055 | 0.3 | 13500 | 2003 | 9999 |  |  | N | Landfill Gas | [13 empty] | 0.22117 | 0.22117 | 0.22117 | 0.22117 | [11 empty] | INGENCO | 100 | INGENCO | 100
Mountain View | 56687_G_6 | 56687 | G | 6 |  | Landfill Gas |  | PJM_AP | Pennsylvania | 42 | Franklin | 55 | 42055 | 0.3 | 13500 | 2003 | 9999 |  |  | N | Landfill Gas | [13 empty] | 0.22117 | 0.22117 | 0.22117 | 0.22117 | [11 empty] | INGENCO | 100 | INGENCO | 100
Mountain View | 56687_G_7 | 56687 | G | 7 |  | Landfill Gas |  | PJM_AP | Pennsylvania | 42 | Franklin | 55 | 42055 | 0.3 | 13500 | 2003 | 9999 |  |  | N | Landfill Gas | [13 empty] | 0.22117 | 0.22117 | 0.22117 | 0.22117 | [11 empty] | INGENCO | 100 | INGENCO | 100
Mountain View | 56687_G_8 | 56687 | G | 8 |  | Landfill Gas |  | PJM_AP | Pennsylvania | 42 | Franklin | 55 | 42055 | 0.3 | 13500 | 2003 | 9999 |  |  | N | Landfill Gas | [13 empty] | 0.22117 | 0.22117 | 0.22117 | 0.22117 | [11 empty] | INGENCO | 100 | INGENCO | 100
Mountain View | 56687_G_9 | 56687 | G | 9 |  | Landfill Gas |  | PJM_AP | Pennsylvania | 42 | Franklin | 55 | 42055 | 0.3 | 13500 | 2003 | 9999 |  |  | N | Landfill Gas | [13 empty] | 0.22117 | 0.22117 | 0.22117 | 0.22117 | [11 empty] | INGENCO | 100 | INGENCO | 100
New Bern | 56688_G_1 | 56688 | G | 1 |  | Landfill Gas |  | S_VACA | North Carolina | 37 | Craven | 49 | 37049 | 0.3 | 13500 | 2007 | 9999 |  |  | N | Landfill Gas | [13 empty] | 0.32586 | 0.32586 | 0.32586 | 0.32586 | [11 empty] | INGENCO Wholesale Power LLC | 100 | INGENCO | 100
New Bern | 56688_G_10 | 56688 | G | 10 |  | Landfill Gas |  | S_VACA | North Carolina | 37 | Craven | 49 | 37049 | 0.3 | 13500 | 2007 | 9999 |  |  | N | Landfill Gas | [13 empty] | 0.32586 | 0.32586 | 0.32586 | 0.32586 | [11 empty] | INGENCO Wholesale Power LLC | 100 | INGENCO | 100
New Bern | 56688_G_11 | 56688 | G | 11 |  | Landfill Gas |  | S_VACA | North Carolina | 37 | Craven | 49 | 37049 | 0.3 | 13500 | 2007 | 9999 |  |  | N | Landfill Gas | [13 empty] | 0.32586 | 0.32586 | 0.32586 | 0.32586 | [11 empty] | INGENCO Wholesale Power LLC | 100 | INGENCO | 100
New Bern | 56688_G_12 | 56688 | G | 12 |  | Landfill Gas |  | S_VACA | North Carolina | 37 | Craven | 49 | 37049 | 0.3 | 13500 | 2007 | 9999 |  |  | N | Landfill Gas | [13 empty] | 0.32586 | 0.32586 | 0.32586 | 0.32586 | [11 empty] | INGENCO Wholesale Power LLC | 100 | INGENCO | 100
New Bern | 56688_G_13 | 56688 | G | 13 |  | Landfill Gas |  | S_VACA | North Carolina | 37 | Craven | 49 | 37049 | 0.3 | 13500 | 2011 | 9999 |  |  | N | Landfill Gas | [13 empty] | 0.32586 | 0.32586 | 0.32586 | 0.32586 | [11 empty] | INGENCO Wholesale Power LLC | 100 | INGENCO | 100
New Bern | 56688_G_14 | 56688 | G | 14 |  | Landfill Gas |  | S_VACA | North Carolina | 37 | Craven | 49 | 37049 | 0.3 | 13500 | 2011 | 9999 |  |  | N | Landfill Gas | [13 empty] | 0.32586 | 0.32586 | 0.32586 | 0.32586 | [11 empty] | INGENCO Wholesale Power LLC | 100 | INGENCO | 100
New Bern | 56688_G_15 | 56688 | G | 15 |  | Landfill Gas |  | S_VACA | North Carolina | 37 | Craven | 49 | 37049 | 0.3 | 13500 | 2011 | 9999 |  |  | N | Landfill Gas | [13 empty] | 0.32586 | 0.32586 | 0.32586 | 0.32586 | [11 empty] | INGENCO Wholesale Power LLC | 100 | INGENCO | 100
New Bern | 56688_G_16 | 56688 | G | 16 |  | Landfill Gas |  | S_VACA | North Carolina | 37 | Craven | 49 | 37049 | 0.3 | 13500 | 2011 | 9999 |  |  | N | Landfill Gas | [13 empty] | 0.32586 | 0.32586 | 0.32586 | 0.32586 | [11 empty] | INGENCO Wholesale Power LLC | 100 | INGENCO | 100
New Bern | 56688_G_17 | 56688 | G | 17 |  | Landfill Gas |  | S_VACA | North Carolina | 37 | Craven | 49 | 37049 | 0.3 | 13500 | 2011 | 9999 |  |  | N | Landfill Gas | [13 empty] | 0.32586 | 0.32586 | 0.32586 | 0.32586 | [11 empty] | INGENCO Wholesale Power LLC | 100 | INGENCO | 100
New Bern | 56688_G_18 | 56688 | G | 18 |  | Landfill Gas |  | S_VACA | North Carolina | 37 | Craven | 49 | 37049 | 0.3 | 13500 | 2011 | 9999 |  |  | N | Landfill Gas | [13 empty] | 0.32586 | 0.32586 | 0.32586 | 0.32586 | [11 empty] | INGENCO Wholesale Power LLC | 100 | INGENCO | 100
New Bern | 56688_G_2 | 56688 | G | 2 |  | Landfill Gas |  | S_VACA | North Carolina | 37 | Craven | 49 | 37049 | 0.3 | 13500 | 2007 | 9999 |  |  | N | Landfill Gas | [13 empty] | 0.32586 | 0.32586 | 0.32586 | 0.32586 | [11 empty] | INGENCO Wholesale Power LLC | 100 | INGENCO | 100
New Bern | 56688_G_3 | 56688 | G | 3 |  | Landfill Gas |  | S_VACA | North Carolina | 37 | Craven | 49 | 37049 | 0.3 | 13500 | 2007 | 9999 |  |  | N | Landfill Gas | [13 empty] | 0.32586 | 0.32586 | 0.32586 | 0.32586 | [11 empty] | INGENCO Wholesale Power LLC | 100 | INGENCO | 100
New Bern | 56688_G_4 | 56688 | G | 4 |  | Landfill Gas |  | S_VACA | North Carolina | 37 | Craven | 49 | 37049 | 0.3 | 13500 | 2007 | 9999 |  |  | N | Landfill Gas | [13 empty] | 0.32586 | 0.32586 | 0.32586 | 0.32586 | [11 empty] | INGENCO Wholesale Power LLC | 100 | INGENCO | 100
New Bern | 56688_G_5 | 56688 | G | 5 |  | Landfill Gas |  | S_VACA | North Carolina | 37 | Craven | 49 | 37049 | 0.3 | 13500 | 2007 | 9999 |  |  | N | Landfill Gas | [13 empty] | 0.32586 | 0.32586 | 0.32586 | 0.32586 | [11 empty] | INGENCO Wholesale Power LLC | 100 | INGENCO | 100
New Bern | 56688_G_6 | 56688 | G | 6 |  | Landfill Gas |  | S_VACA | North Carolina | 37 | Craven | 49 | 37049 | 0.3 | 13500 | 2007 | 9999 |  |  | N | Landfill Gas | [13 empty] | 0.32586 | 0.32586 | 0.32586 | 0.32586 | [11 empty] | INGENCO Wholesale Power LLC | 100 | INGENCO | 100
New Bern | 56688_G_7 | 56688 | G | 7 |  | Landfill Gas |  | S_VACA | North Carolina | 37 | Craven | 49 | 37049 | 0.3 | 13500 | 2007 | 9999 |  |  | N | Landfill Gas | [13 empty] | 0.32586 | 0.32586 | 0.32586 | 0.32586 | [11 empty] | INGENCO Wholesale Power LLC | 100 | INGENCO | 100
New Bern | 56688_G_8 | 56688 | G | 8 |  | Landfill Gas |  | S_VACA | North Carolina | 37 | Craven | 49 | 37049 | 0.3 | 13500 | 2007 | 9999 |  |  | N | Landfill Gas | [13 empty] | 0.32586 | 0.32586 | 0.32586 | 0.32586 | [11 empty] | INGENCO Wholesale Power LLC | 100 | INGENCO | 100
New Bern | 56688_G_9 | 56688 | G | 9 |  | Landfill Gas |  | S_VACA | North Carolina | 37 | Craven | 49 | 37049 | 0.3 | 13500 | 2007 | 9999 |  |  | N | Landfill Gas | [13 empty] | 0.32586 | 0.32586 | 0.32586 | 0.32586 | [11 empty] | INGENCO Wholesale Power LLC | 100 | INGENCO | 100
Pine Grove | 56690_G_1 | 56690 | G | 1 |  | Landfill Gas |  | PJM_WMAC | Pennsylvania | 42 | Schuylkill | 107 | 42107 | 0.3 | 13500 | 2008 | 9999 |  |  | N | Landfill Gas | [13 empty] | 0.22117 | 0.22117 | 0.22117 | 0.22117 | [11 empty] | INGENCO Wholesale Power LLC | 100 | INGENCO | 100
Pine Grove | 56690_G_10 | 56690 | G | 10 |  | Landfill Gas |  | PJM_WMAC | Pennsylvania | 42 | Schuylkill | 107 | 42107 | 0.3 | 13500 | 2008 | 9999 |  |  | N | Landfill Gas | [13 empty] | 0.22117 | 0.22117 | 0.22117 | 0.22117 | [11 empty] | INGENCO Wholesale Power LLC | 100 | INGENCO | 100
Pine Grove | 56690_G_11 | 56690 | G | 11 |  | Landfill Gas |  | PJM_WMAC | Pennsylvania | 42 | Schuylkill | 107 | 42107 | 0.3 | 13500 | 2008 | 9999 |  |  | N | Landfill Gas | [13 empty] | 0.22117 | 0.22117 | 0.22117 | 0.22117 | [11 empty] | INGENCO Wholesale Power LLC | 100 | INGENCO | 100
Pine Grove | 56690_G_12 | 56690 | G | 12 |  | Landfill Gas |  | PJM_WMAC | Pennsylvania | 42 | Schuylkill | 107 | 42107 | 0.3 | 13500 | 2008 | 9999 |  |  | N | Landfill Gas | [13 empty] | 0.22117 | 0.22117 | 0.22117 | 0.22117 | [11 empty] | INGENCO Wholesale Power LLC | 100 | INGENCO | 100
Pine Grove | 56690_G_13 | 56690 | G | 13 |  | Landfill Gas |  | PJM_WMAC | Pennsylvania | 42 | Schuylkill | 107 | 42107 | 0.3 | 13500 | 2008 | 9999 |  |  | N | Landfill Gas | [13 empty] | 0.22117 | 0.22117 | 0.22117 | 0.22117 | [11 empty] | INGENCO Wholesale Power LLC | 100 | INGENCO | 100
Pine Grove | 56690_G_14 | 56690 | G | 14 |  | Landfill Gas |  | PJM_WMAC | Pennsylvania | 42 | Schuylkill | 107 | 42107 | 0.3 | 13500 | 2008 | 9999 |  |  | N | Landfill Gas | [13 empty] | 0.22117 | 0.22117 | 0.22117 | 0.22117 | [11 empty] | INGENCO Wholesale Power LLC | 100 | INGENCO | 100
Pine Grove | 56690_G_15 | 56690 | G | 15 |  | Landfill Gas |  | PJM_WMAC | Pennsylvania | 42 | Schuylkill | 107 | 42107 | 0.3 | 13500 | 2008 | 9999 |  |  | N | Landfill Gas | [13 empty] | 0.22117 | 0.22117 | 0.22117 | 0.22117 | [11 empty] | INGENCO Wholesale Power LLC | 100 | INGENCO | 100
Pine Grove | 56690_G_16 | 56690 | G | 16 |  | Landfill Gas |  | PJM_WMAC | Pennsylvania | 42 | Schuylkill | 107 | 42107 | 0.3 | 13500 | 2008 | 9999 |  |  | N | Landfill Gas | [13 empty] | 0.22117 | 0.22117 | 0.22117 | 0.22117 | [11 empty] | INGENCO Wholesale Power LLC | 100 | INGENCO | 100
Pine Grove | 56690_G_17 | 56690 | G | 17 |  | Landfill Gas |  | PJM_WMAC | Pennsylvania | 42 | Schuylkill | 107 | 42107 | 0.3 | 13500 | 2008 | 9999 |  |  | N | Landfill Gas | [13 empty] | 0.22117 | 0.22117 | 0.22117 | 0.22117 | [11 empty] | INGENCO Wholesale Power LLC | 100 | INGENCO | 100
Pine Grove | 56690_G_18 | 56690 | G | 18 |  | Landfill Gas |  | PJM_WMAC | Pennsylvania | 42 | Schuylkill | 107 | 42107 | 0.3 | 13500 | 2008 | 9999 |  |  | N | Landfill Gas | [13 empty] | 0.22117 | 0.22117 | 0.22117 | 0.22117 | [11 empty] | INGENCO Wholesale Power LLC | 100 | INGENCO | 100
Pine Grove | 56690_G_2 | 56690 | G | 2 |  | Landfill Gas |  | PJM_WMAC | Pennsylvania | 42 | Schuylkill | 107 | 42107 | 0.3 | 13500 | 2008 | 9999 |  |  | N | Landfill Gas | [13 empty] | 0.22117 | 0.22117 | 0.22117 | 0.22117 | [11 empty] | INGENCO Wholesale Power LLC | 100 | INGENCO | 100
Pine Grove | 56690_G_3 | 56690 | G | 3 |  | Landfill Gas |  | PJM_WMAC | Pennsylvania | 42 | Schuylkill | 107 | 42107 | 0.3 | 13500 | 2008 | 9999 |  |  | N | Landfill Gas | [13 empty] | 0.22117 | 0.22117 | 0.22117 | 0.22117 | [11 empty] | INGENCO Wholesale Power LLC | 100 | INGENCO | 100
Pine Grove | 56690_G_4 | 56690 | G | 4 |  | Landfill Gas |  | PJM_WMAC | Pennsylvania | 42 | Schuylkill | 107 | 42107 | 0.3 | 13500 | 2008 | 9999 |  |  | N | Landfill Gas | [13 empty] | 0.22117 | 0.22117 | 0.22117 | 0.22117 | [11 empty] | INGENCO Wholesale Power LLC | 100 | INGENCO | 100
Pine Grove | 56690_G_5 | 56690 | G | 5 |  | Landfill Gas |  | PJM_WMAC | Pennsylvania | 42 | Schuylkill | 107 | 42107 | 0.3 | 13500 | 2008 | 9999 |  |  | N | Landfill Gas | [13 empty] | 0.22117 | 0.22117 | 0.22117 | 0.22117 | [11 empty] | INGENCO Wholesale Power LLC | 100 | INGENCO | 100
Pine Grove | 56690_G_6 | 56690 | G | 6 |  | Landfill Gas |  | PJM_WMAC | Pennsylvania | 42 | Schuylkill | 107 | 42107 | 0.3 | 13500 | 2008 | 9999 |  |  | N | Landfill Gas | [13 empty] | 0.22117 | 0.22117 | 0.22117 | 0.22117 | [11 empty] | INGENCO Wholesale Power LLC | 100 | INGENCO | 100
Pine Grove | 56690_G_7 | 56690 | G | 7 |  | Landfill Gas |  | PJM_WMAC | Pennsylvania | 42 | Schuylkill | 107 | 42107 | 0.3 | 13500 | 2008 | 9999 |  |  | N | Landfill Gas | [13 empty] | 0.22117 | 0.22117 | 0.22117 | 0.22117 | [11 empty] | INGENCO Wholesale Power LLC | 100 | INGENCO | 100
Pine Grove | 56690_G_8 | 56690 | G | 8 |  | Landfill Gas |  | PJM_WMAC | Pennsylvania | 42 | Schuylkill | 107 | 42107 | 0.3 | 13500 | 2008 | 9999 |  |  | N | Landfill Gas | [13 empty] | 0.22117 | 0.22117 | 0.22117 | 0.22117 | [11 empty] | INGENCO Wholesale Power LLC | 100 | INGENCO | 100
Pine Grove | 56690_G_9 | 56690 | G | 9 |  | Landfill Gas |  | PJM_WMAC | Pennsylvania | 42 | Schuylkill | 107 | 42107 | 0.3 | 13500 | 2008 | 9999 |  |  | N | Landfill Gas | [13 empty] | 0.22117 | 0.22117 | 0.22117 | 0.22117 | [11 empty] | INGENCO Wholesale Power LLC | 100 | INGENCO | 100
Virginia Beach | 56693_G_1 | 56693 | G | 1 |  | Landfill Gas |  | PJM_Dom | Virginia | 51 | Virginia Beach City | 810 | 51810 | 0.3 | 13500 | 2001 | 9999 |  |  | N | Landfill Gas | [13 empty] | 0.6 | 0.6 | 0.6 | 0.6 | [11 empty] | INGENCO | 100 | INGENCO | 100
Virginia Beach | 56693_G_10 | 56693 | G | 10 |  | Landfill Gas |  | PJM_Dom | Virginia | 51 | Virginia Beach City | 810 | 51810 | 0.3 | 13500 | 2001 | 9999 |  |  | N | Landfill Gas | [13 empty] | 0.6 | 0.6 | 0.6 | 0.6 | [11 empty] | INGENCO | 100 | INGENCO | 100
Virginia Beach | 56693_G_11 | 56693 | G | 11 |  | Landfill Gas |  | PJM_Dom | Virginia | 51 | Virginia Beach City | 810 | 51810 | 0.3 | 13500 | 2001 | 9999 |  |  | N | Landfill Gas | [13 empty] | 0.6 | 0.6 | 0.6 | 0.6 | [11 empty] | INGENCO | 100 | INGENCO | 100
Virginia Beach | 56693_G_12 | 56693 | G | 12 |  | Landfill Gas |  | PJM_Dom | Virginia | 51 | Virginia Beach City | 810 | 51810 | 0.3 | 13500 | 2001 | 9999 |  |  | N | Landfill Gas | [13 empty] | 0.6 | 0.6 | 0.6 | 0.6 | [11 empty] | INGENCO | 100 | INGENCO | 100
Virginia Beach | 56693_G_13 | 56693 | G | 13 |  | Landfill Gas |  | PJM_Dom | Virginia | 51 | Virginia Beach City | 810 | 51810 | 0.3 | 13500 | 2001 | 9999 |  |  | N | Landfill Gas | [13 empty] | 0.6 | 0.6 | 0.6 | 0.6 | [11 empty] | INGENCO | 100 | INGENCO | 100
Virginia Beach | 56693_G_14 | 56693 | G | 14 |  | Landfill Gas |  | PJM_Dom | Virginia | 51 | Virginia Beach City | 810 | 51810 | 0.3 | 13500 | 2001 | 9999 |  |  | N | Landfill Gas | [13 empty] | 0.6 | 0.6 | 0.6 | 0.6 | [11 empty] | INGENCO | 100 | INGENCO | 100
Virginia Beach | 56693_G_15 | 56693 | G | 15 |  | Landfill Gas |  | PJM_Dom | Virginia | 51 | Virginia Beach City | 810 | 51810 | 0.3 | 13500 | 2001 | 9999 |  |  | N | Landfill Gas | [13 empty] | 0.6 | 0.6 | 0.6 | 0.6 | [11 empty] | INGENCO | 100 | INGENCO | 100
Virginia Beach | 56693_G_16 | 56693 | G | 16 |  | Landfill Gas |  | PJM_Dom | Virginia | 51 | Virginia Beach City | 810 | 51810 | 0.3 | 13500 | 2001 | 9999 |  |  | N | Landfill Gas | [13 empty] | 0.6 | 0.6 | 0.6 | 0.6 | [11 empty] | INGENCO | 100 | INGENCO | 100
Virginia Beach | 56693_G_17 | 56693 | G | 17 |  | Landfill Gas |  | PJM_Dom | Virginia | 51 | Virginia Beach City | 810 | 51810 | 0.3 | 13500 | 2001 | 9999 |  |  | N | Landfill Gas | [13 empty] | 0.6 | 0.6 | 0.6 | 0.6 | [11 empty] | INGENCO | 100 | INGENCO | 100
Virginia Beach | 56693_G_18 | 56693 | G | 18 |  | Landfill Gas |  | PJM_Dom | Virginia | 51 | Virginia Beach City | 810 | 51810 | 0.3 | 13500 | 2001 | 9999 |  |  | N | Landfill Gas | [13 empty] | 0.6 | 0.6 | 0.6 | 0.6 | [11 empty] | INGENCO | 100 | INGENCO | 100
Virginia Beach | 56693_G_19 | 56693 | G | 19 |  | Landfill Gas |  | PJM_Dom | Virginia | 51 | Virginia Beach City | 810 | 51810 | 0.3 | 13500 | 2001 | 9999 |  |  | N | Landfill Gas | [13 empty] | 0.6 | 0.6 | 0.6 | 0.6 | [11 empty] | INGENCO | 100 | INGENCO | 100
Virginia Beach | 56693_G_2 | 56693 | G | 2 |  | Landfill Gas |  | PJM_Dom | Virginia | 51 | Virginia Beach City | 810 | 51810 | 0.3 | 13500 | 2001 | 9999 |  |  | N | Landfill Gas | [13 empty] | 0.6 | 0.6 | 0.6 | 0.6 | [11 empty] | INGENCO | 100 | INGENCO | 100
Virginia Beach | 56693_G_20 | 56693 | G | 20 |  | Landfill Gas |  | PJM_Dom | Virginia | 51 | Virginia Beach City | 810 | 51810 | 0.3 | 13500 | 2001 | 9999 |  |  | N | Landfill Gas | [13 empty] | 0.6 | 0.6 | 0.6 | 0.6 | [11 empty] | INGENCO | 100 | INGENCO | 100
Virginia Beach | 56693_G_21 | 56693 | G | 21 |  | Landfill Gas |  | PJM_Dom | Virginia | 51 | Virginia Beach City | 810 | 51810 | 0.3 | 13500 | 2001 | 9999 |  |  | N | Landfill Gas | [13 empty] | 0.6 | 0.6 | 0.6 | 0.6 | [11 empty] | INGENCO | 100 | INGENCO | 100
Virginia Beach | 56693_G_22 | 56693 | G | 22 |  | Landfill Gas |  | PJM_Dom | Virginia | 51 | Virginia Beach City | 810 | 51810 | 0.3 | 13500 | 2001 | 9999 |  |  | N | Landfill Gas | [13 empty] | 0.6 | 0.6 | 0.6 | 0.6 | [11 empty] | INGENCO | 100 | INGENCO | 100
Virginia Beach | 56693_G_23 | 56693 | G | 23 |  | Landfill Gas |  | PJM_Dom | Virginia | 51 | Virginia Beach City | 810 | 51810 | 0.3 | 13500 | 2001 | 9999 |  |  | N | Landfill Gas | [13 empty] | 0.6 | 0.6 | 0.6 | 0.6 | [11 empty] | INGENCO | 100 | INGENCO | 100
Virginia Beach | 56693_G_24 | 56693 | G | 24 |  | Landfill Gas |  | PJM_Dom | Virginia | 51 | Virginia Beach City | 810 | 51810 | 0.3 | 13500 | 2001 | 9999 |  |  | N | Landfill Gas | [13 empty] | 0.6 | 0.6 | 0.6 | 0.6 | [11 empty] | INGENCO | 100 | INGENCO | 100
Virginia Beach | 56693_G_25 | 56693 | G | 25 |  | Landfill Gas |  | PJM_Dom | Virginia | 51 | Virginia Beach City | 810 | 51810 | 0.3 | 13500 | 2001 | 9999 |  |  | N | Landfill Gas | [13 empty] | 0.6 | 0.6 | 0.6 | 0.6 | [11 empty] | INGENCO | 100 | INGENCO | 100
Virginia Beach | 56693_G_26 | 56693 | G | 26 |  | Landfill Gas |  | PJM_Dom | Virginia | 51 | Virginia Beach City | 810 | 51810 | 0.3 | 13500 | 2001 | 9999 |  |  | N | Landfill Gas | [13 empty] | 0.6 | 0.6 | 0.6 | 0.6 | [11 empty] | INGENCO | 100 | INGENCO | 100
Virginia Beach | 56693_G_27 | 56693 | G | 27 |  | Landfill Gas |  | PJM_Dom | Virginia | 51 | Virginia Beach City | 810 | 51810 | 0.3 | 13500 | 2001 | 9999 |  |  | N | Landfill Gas | [13 empty] | 0.6 | 0.6 | 0.6 | 0.6 | [11 empty] | INGENCO | 100 | INGENCO | 100
Virginia Beach | 56693_G_28 | 56693 | G | 28 |  | Landfill Gas |  | PJM_Dom | Virginia | 51 | Virginia Beach City | 810 | 51810 | 0.3 | 13500 | 2001 | 9999 |  |  | N | Landfill Gas | [13 empty] | 0.6 | 0.6 | 0.6 | 0.6 | [11 empty] | INGENCO | 100 | INGENCO | 100
Virginia Beach | 56693_G_29 | 56693 | G | 29 |  | Landfill Gas |  | PJM_Dom | Virginia | 51 | Virginia Beach City | 810 | 51810 | 0.3 | 13500 | 2001 | 9999 |  |  | N | Landfill Gas | [13 empty] | 0.6 | 0.6 | 0.6 | 0.6 | [11 empty] | INGENCO | 100 | INGENCO | 100
Virginia Beach | 56693_G_3 | 56693 | G | 3 |  | Landfill Gas |  | PJM_Dom | Virginia | 51 | Virginia Beach City | 810 | 51810 | 0.3 | 13500 | 2001 | 9999 |  |  | N | Landfill Gas | [13 empty] | 0.6 | 0.6 | 0.6 | 0.6 | [11 empty] | INGENCO | 100 | INGENCO | 100
Virginia Beach | 56693_G_30 | 56693 | G | 30 |  | Landfill Gas |  | PJM_Dom | Virginia | 51 | Virginia Beach City | 810 | 51810 | 0.3 | 13500 | 2001 | 9999 |  |  | N | Landfill Gas | [13 empty] | 0.6 | 0.6 | 0.6 | 0.6 | [11 empty] | INGENCO | 100 | INGENCO | 100
Virginia Beach | 56693_G_31 | 56693 | G | 31 |  | Landfill Gas |  | PJM_Dom | Virginia | 51 | Virginia Beach City | 810 | 51810 | 0.3 | 13500 | 2001 | 9999 |  |  | N | Landfill Gas | [13 empty] | 0.6 | 0.6 | 0.6 | 0.6 | [11 empty] | INGENCO | 100 | INGENCO | 100
Virginia Beach | 56693_G_32 | 56693 | G | 32 |  | Landfill Gas |  | PJM_Dom | Virginia | 51 | Virginia Beach City | 810 | 51810 | 0.3 | 13500 | 2001 | 9999 |  |  | N | Landfill Gas | [13 empty] | 0.6 | 0.6 | 0.6 | 0.6 | [11 empty] | INGENCO | 100 | INGENCO | 100
Virginia Beach | 56693_G_33 | 56693 | G | 33 |  | Landfill Gas |  | PJM_Dom | Virginia | 51 | Virginia Beach City | 810 | 51810 | 0.3 | 13500 | 2001 | 9999 |  |  | N | Landfill Gas | [13 empty] | 0.6 | 0.6 | 0.6 | 0.6 | [11 empty] | INGENCO | 100 | INGENCO | 100
Virginia Beach | 56693_G_34 | 56693 | G | 34 |  | Landfill Gas |  | PJM_Dom | Virginia | 51 | Virginia Beach City | 810 | 51810 | 0.3 | 13500 | 2001 | 9999 |  |  | N | Landfill Gas | [13 empty] | 0.6 | 0.6 | 0.6 | 0.6 | [11 empty] | INGENCO | 100 | INGENCO | 100
Virginia Beach | 56693_G_35 | 56693 | G | 35 |  | Landfill Gas |  | PJM_Dom | Virginia | 51 | Virginia Beach City | 810 | 51810 | 0.3 | 13500 | 2001 | 9999 |  |  | N | Landfill Gas | [13 empty] | 0.6 | 0.6 | 0.6 | 0.6 | [11 empty] | INGENCO | 100 | INGENCO | 100
Virginia Beach | 56693_G_36 | 56693 | G | 36 |  | Landfill Gas |  | PJM_Dom | Virginia | 51 | Virginia Beach City | 810 | 51810 | 0.3 | 13500 | 2001 | 9999 |  |  | N | Landfill Gas | [13 empty] | 0.6 | 0.6 | 0.6 | 0.6 | [11 empty] | INGENCO | 100 | INGENCO | 100
Virginia Beach | 56693_G_4 | 56693 | G | 4 |  | Landfill Gas |  | PJM_Dom | Virginia | 51 | Virginia Beach City | 810 | 51810 | 0.3 | 13500 | 2001 | 9999 |  |  | N | Landfill Gas | [13 empty] | 0.6 | 0.6 | 0.6 | 0.6 | [11 empty] | INGENCO | 100 | INGENCO | 100
Virginia Beach | 56693_G_5 | 56693 | G | 5 |  | Landfill Gas |  | PJM_Dom | Virginia | 51 | Virginia Beach City | 810 | 51810 | 0.3 | 13500 | 2001 | 9999 |  |  | N | Landfill Gas | [13 empty] | 0.6 | 0.6 | 0.6 | 0.6 | [11 empty] | INGENCO | 100 | INGENCO | 100
Virginia Beach | 56693_G_6 | 56693 | G | 6 |  | Landfill Gas |  | PJM_Dom | Virginia | 51 | Virginia Beach City | 810 | 51810 | 0.3 | 13500 | 2001 | 9999 |  |  | N | Landfill Gas | [13 empty] | 0.6 | 0.6 | 0.6 | 0.6 | [11 empty] | INGENCO | 100 | INGENCO | 100
Virginia Beach | 56693_G_7 | 56693 | G | 7 |  | Landfill Gas |  | PJM_Dom | Virginia | 51 | Virginia Beach City | 810 | 51810 | 0.3 | 13500 | 2001 | 9999 |  |  | N | Landfill Gas | [13 empty] | 0.6 | 0.6 | 0.6 | 0.6 | [11 empty] | INGENCO | 100 | INGENCO | 100
Virginia Beach | 56693_G_8 | 56693 | G | 8 |  | Landfill Gas |  | PJM_Dom | Virginia | 51 | Virginia Beach City | 810 | 51810 | 0.3 | 13500 | 2001 | 9999 |  |  | N | Landfill Gas | [13 empty] | 0.6 | 0.6 | 0.6 | 0.6 | [11 empty] | INGENCO | 100 | INGENCO | 100
Virginia Beach | 56693_G_9 | 56693 | G | 9 |  | Landfill Gas |  | PJM_Dom | Virginia | 51 | Virginia Beach City | 810 | 51810 | 0.3 | 13500 | 2001 | 9999 |  |  | N | Landfill Gas | [13 empty] | 0.6 | 0.6 | 0.6 | 0.6 | [11 empty] | INGENCO | 100 | INGENCO | 100
Russell D Smith | 56694_G_1 | 56694 | G | 1 |  | Hydro |  | WECC_PNW | Washington | 53 | Adams | 1 | 53001 | 6.1 | 0 | 1982 | 9999 |  |  | N | Hydro | [13 empty] | 0 | 0 | 0 | 0 | [11 empty] | Tacoma Public Utilities | 100 | Tacoma Public Utilities | 100
Summer Falls Power Plant | 56695_G_1 | 56695 | G | 1 |  | Hydro |  | WECC_PNW | Washington | 53 | Grant | 25 | 53025 | 46 | 0 | 1985 | 9999 |  |  | N | Hydro | [13 empty] | 0 | 0 | 0 | 0 | [11 empty] | East Columbia Basin Irrigation District | 100 | East Columbia Basin Irrigation District | 100
Summer Falls Power Plant | 56695_G_2 | 56695 | G | 2 |  | Hydro |  | WECC_PNW | Washington | 53 | Grant | 25 | 53025 | 46 | 0 | 1985 | 9999 |  |  | N | Hydro | [13 empty] | 0 | 0 | 0 | 0 | [11 empty] | East Columbia Basin Irrigation District | 100 | East Columbia Basin Irrigation District | 100
Eltopia Branch Canal 4.6 | 56696_G_1 | 56696 | G | 1 |  | Hydro |  | WECC_PNW | Washington | 53 | Franklin | 21 | 53021 | 2.2 | 0 | 1983 | 9999 |  |  | N | Hydro | [13 empty] | 0 | 0 | 0 | 0 | [11 empty] | Grand Coulee Project Hydroelectric Authority | 100 | East Columbia Basin Irrigation District | 100
Potholes East Canal 66.0 | 56697_G_1 | 56697 | G | 1 |  | Hydro |  | WECC_PNW | Washington | 53 | Franklin | 21 | 53021 | 2.3 | 0 | 1985 | 9999 |  |  | N | Hydro | [13 empty] | 0 | 0 | 0 | 0 | [11 empty] | Grand Coulee Project Hydroelectric Authority | 100 | East Columbia Basin Irrigation District | 100
Main Canal Headworks | 56698_G_1 | 56698 | G | 1 |  | Hydro |  | WECC_PNW | Washington | 53 | Grant | 25 | 53025 | 26.8 | 0 | 1987 | 9999 |  |  | N | Hydro | [13 empty] | 0 | 0 | 0 | 0 | [11 empty] | East Columbia Basin Irrigation District | 100 | East Columbia Basin Irrigation District | 100
Forward Windpower LLC | 56699_G_1 | 56699 | G | 1 |  | Onshore Wind |  | PJM_PENE | Pennsylvania | 42 | Somerset | 111 | 42111 | 29.4 | 0 | 2008 | 9999 |  |  | N | Wind | [13 empty] | 0 | 0 | 0 | 0 | [11 empty] | Forward Windpower LLC | 100 | NRG Energy Inc | 100
Lookout Windpower LLC | 56700_G_1 | 56700 | G | 1 |  | Onshore Wind |  | PJM_PENE | Pennsylvania | 42 | Somerset | 111 | 42111 | 37.8 | 0 | 2008 | 9999 |  |  | N | Wind | [13 empty] | 0 | 0 | 0 | 0 | [11 empty] | Lookout Windpower LLC | 100 | Global Infrastructure Partners | 100
Haworth Water Treatment Plant | 56701_G_GEN1 | 56701 | G | GEN1 |  | Combustion Turbine | IC Engine | PJM_EMAC | New Jersey | 34 | Bergen | 3 | 34003 | 2 | 11110 | 2004 | 9999 |  |  | N | Natural Gas | [13 empty] | 0.2021 | 0.2021 | 0.2021 | 0.2021 | [11 empty] | EPP Renewable Energy LLC | 100 | Exelon Corp | 100
Haworth Water Treatment Plant | 56701_G_GEN2 | 56701 | G | GEN2 |  | Combustion Turbine | IC Engine | PJM_EMAC | New Jersey | 34 | Bergen | 3 | 34003 | 2 | 11112 | 2004 | 9999 |  |  | N | Natural Gas | [13 empty] | 0.202 | 0.202 | 0.202 | 0.202 | [11 empty] | EPP Renewable Energy LLC | 100 | Exelon Corp | 100
Haworth Water Treatment Plant | 56701_G_GEN3 | 56701 | G | GEN3 |  | Combustion Turbine | IC Engine | PJM_EMAC | New Jersey | 34 | Bergen | 3 | 34003 | 2 | 11112 | 2004 | 9999 |  |  | N | Natural Gas | [13 empty] | 0.202 | 0.202 | 0.202 | 0.202 | [11 empty] | EPP Renewable Energy LLC | 100 | Exelon Corp | 100
Haworth Water Treatment Plant | 56701_G_GEN4 | 56701 | G | GEN4 |  | Combustion Turbine | IC Engine | PJM_EMAC | New Jersey | 34 | Bergen | 3 | 34003 | 2 | 11112 | 2004 | 9999 |  |  | N | Natural Gas | [13 empty] | 0.202 | 0.202 | 0.202 | 0.202 | [11 empty] | EPP Renewable Energy LLC | 100 | Exelon Corp | 100
Haworth Water Treatment Plant | 56701_G_GEN5 | 56701 | G | GEN5 |  | Combustion Turbine | IC Engine | PJM_EMAC | New Jersey | 34 | Bergen | 3 | 34003 | 3.9 | 10745 | 2018 | 9999 |  |  | N | Distillate Fuel Oil | [13 empty] | 1.6498 | 1.6498 | 1.6498 | 1.6498 | [11 empty] | EPP Renewable Energy LLC | 100 | Exelon Corp | 100
Haworth Water Treatment Plant | 56701_G_GEN6 | 56701 | G | GEN6 |  | Combustion Turbine | IC Engine | PJM_EMAC | New Jersey | 34 | Bergen | 3 | 34003 | 3.9 | 10745 | 2018 | 9999 |  |  | N | Distillate Fuel Oil | [13 empty] | 1.6498 | 1.6498 | 1.6498 | 1.6498 | [11 empty] | EPP Renewable Energy LLC | 100 | Exelon Corp | 100
Tuolumne Wind Project | 56702_G_WPT1 | 56702 | G | WPT1 |  | Onshore Wind |  | WECC_PNW | Washington | 53 | Klickitat | 39 | 53039 | 136.3 | 0 | 2009 | 9999 |  |  | N | Wind | [13 empty] | 0 | 0 | 0 | 0 | [11 empty] | Tuolumne Wind Project Authority | 100 | Tuolumne Wind Project Authority | 100
Lyons Falls Hydroelectric | 56703_G_1 | 56703 | G | 1 |  | Hydro |  | NY_Z_C&E | New York | 36 | Lewis | 49 | 36049 | 1 | 0 | 1923 | 9999 |  |  | N | Hydro | [13 empty] | 0 | 0 | 0 | 0 | [11 empty] | Northbrook Lyons Falls LLC | 100 | Northbrook Lyons Falls LLC | 100
Lyons Falls Hydroelectric | 56703_G_6 | 56703 | G | 6 |  | Hydro |  | NY_Z_C&E | New York | 36 | Lewis | 49 | 36049 | 1.2 | 0 | 1963 | 9999 |  |  | N | Hydro | [13 empty] | 0 | 0 | 0 | 0 | [11 empty] | Northbrook Lyons Falls LLC | 100 | Northbrook Lyons Falls LLC | 100
Lyons Falls Hydroelectric | 56703_G_7 | 56703 | G | 7 |  | Hydro |  | NY_Z_C&E | New York | 36 | Lewis | 49 | 36049 | 1.2 | 0 | 1966 | 9999 |  |  | N | Hydro | [13 empty] | 0 | 0 | 0 | 0 | [11 empty] | Northbrook Lyons Falls LLC | 100 | Northbrook Lyons Falls LLC | 100
Lyons Falls Hydroelectric | 56703_G_8 | 56703 | G | 8 |  | Hydro |  | NY_Z_C&E | New York | 36 | Lewis | 49 | 36049 | 1.2 | 0 | 1974 | 9999 |  |  | N | Hydro | [13 empty] | 0 | 0 | 0 | 0 | [11 empty] | Northbrook Lyons Falls LLC | 100 | Northbrook Lyons Falls LLC | 100
Lyons Falls Hydroelectric | 56703_G_9 | 56703 | G | 9 |  | Hydro |  | NY_Z_C&E | New York | 36 | Lewis | 49 | 36049 | 0.9 | 0 | 1971 | 9999 |  |  | N | Hydro | [13 empty] | 0 | 0 | 0 | 0 | [11 empty] | Northbrook Lyons Falls LLC | 100 | Northbrook Lyons Falls LLC | 100
Gouldtown | 56704_G_3 | 56704 | G | 3 |  | Hydro |  | NY_Z_C&E | New York | 36 | Lewis | 49 | 36049 | 2 | 0 | 1953 | 9999 |  |  | N | Hydro | [13 empty] | 0 | 0 | 0 | 0 | [11 empty] | Northbrook Lyons Falls LLC | 100 | Northbrook Lyons Falls LLC | 100
Kosterville | 56705_G_4 | 56705 | G | 4 |  | Hydro |  | NY_Z_C&E | New York | 36 | Lewis | 49 | 36049 | 0.5 | 0 | 1955 | 9999 |  |  | N | Hydro | [13 empty] | 0 | 0 | 0 | 0 | [11 empty] | Northbrook Lyons Falls LLC | 100 | Northbrook Lyons Falls LLC | 100
Kosterville | 56705_G_5 | 56705 | G | 5 |  | Hydro |  | NY_Z_C&E | New York | 36 | Lewis | 49 | 36049 | 0.5 | 0 | 1958 | 9999 |  |  | N | Hydro | [13 empty] | 0 | 0 | 0 | 0 | [11 empty] | Northbrook Lyons Falls LLC | 100 | Northbrook Lyons Falls LLC | 100
Christoffer Wind Energy I LLC | 56709_G_1 | 56709 | G | 1 |  | Onshore Wind |  | MIS_IA | Minnesota | 27 | Jackson | 63 | 27063 | 2.1 | 0 | 2008 | 9999 |  |  | N | Wind | [13 empty] | 0 | 0 | 0 | 0 | [11 empty] | Christoffer Wind Energy I LLC | 100 | Exelon Corp | 100
Christoffer Wind Energy II LLC | 56710_G_1 | 56710 | G | 1 |  | Onshore Wind |  | MIS_IA | Minnesota | 27 | Jackson | 63 | 27063 | 2.1 | 0 | 2008 | 9999 |  |  | N | Wind | [13 empty] | 0 | 0 | 0 | 0 | [11 empty] | Christoffer Wind Energy II LLC | 100 | Exelon Corp | 100
Christoffer Wind Energy III LLC | 56711_G_1 | 56711 | G | 1 |  | Onshore Wind |  | MIS_IA | Minnesota | 27 | Jackson | 63 | 27063 | 2.1 | 0 | 2008 | 9999 |  |  | N | Wind | [13 empty] | 0 | 0 | 0 | 0 | [11 empty] | Christoffer Wind Energy III LLC | 100 | Exelon Corp | 100
Christoffer Wind Energy IV LLC | 56712_G_1 | 56712 | G | 1 |  | Onshore Wind |  | MIS_IA | Minnesota | 27 | Jackson | 63 | 27063 | 2.1 | 0 | 2008 | 9999 |  |  | N | Wind | [13 empty] | 0 | 0 | 0 | 0 | [11 empty] | Christoffer Wind Energy IV LLC | 100 | Exelon Corp | 100
Jeffers Wind 20 LLC | 56750_G_1 | 56750 | G | 1 |  | Onshore Wind |  | MIS_IA | Minnesota | 27 | Cottonwood | 33 | 27033 | 50 | 0 | 2008 | 9999 |  |  | N | Wind | [13 empty] | 0 | 0 | 0 | 0 | [11 empty] | Jeffers Wind 20 LLC | 100 | Longroad Energy Holdings LLC | 100
Spanish Fork Wind Park 2 LLC | 56751_G_1 | 56751 | G | 1 |  | Onshore Wind |  | WECC_UT | Utah | 49 | Utah | 49 | 49049 | 18.9 | 0 | 2008 | 9999 |  |  | N | Wind | [13 empty] | 0 | 0 | 0 | 0 | [11 empty] | Spanish Fork Wind Park 2 LLC | 100 | NRG Energy Inc | 100
Mountain Wind Power LLC | 56752_G_1 | 56752 | G | 1 |  | Onshore Wind |  | WECC_WY | Wyoming | 56 | Uinta | 41 | 56041 | 61 | 0 | 2008 | 9999 |  |  | N | Wind | [13 empty] | 0 | 0 | 0 | 0 | [11 empty] | Mountain Wind LLC | 100 | Edison International | 100
Mountain Wind Power II LLC | 56753_G_1 | 56753 | G | 1 |  | Onshore Wind |  | WECC_WY | Wyoming | 56 | Uinta | 41 | 56041 | 80 | 0 | 2008 | 9999 |  |  | N | Wind | [13 empty] | 0 | 0 | 0 | 0 | [11 empty] | Mountain Wind Power II LLC | 100 | Edison International | 100
Goat Wind LP | 56754_G_1 | 56754 | G | 1 |  | Onshore Wind |  | ERC_WEST | Texas | 48 | Sterling | 431 | 48431 | 80 | 0 | 2008 | 9999 |  |  | N | Wind | [13 empty] | 0 | 0 | 0 | 0 | [11 empty] | Goat Wind LLC | 100 | NRG Energy Inc | 100
Goat Wind LP | 56754_G_2 | 56754 | G | 2 |  | Onshore Wind |  | ERC_WEST | Texas | 48 | Sterling | 431 | 48431 | 69.6 | 0 | 2009 | 9999 |  |  | N | Wind | [13 empty] | 0 | 0 | 0 | 0 | [11 empty] | Goat Wind LLC | 100 | NRG Energy Inc | 100
Odin Wind Farm LLC | 56755_G_1 | 56755 | G | 1 |  | Onshore Wind |  | MIS_MNWI | Minnesota | 27 | Cottonwood | 33 | 27033 | 20 | 0 | 2008 | 9999 |  |  | N | Wind | [13 empty] | 0 | 0 | 0 | 0 | [11 empty] | OWF One LLC | 20 | NRG Energy Inc | 100
Capricorn Ridge Wind LLC | 56763_G_1 | 56763 | G | 1 |  | Onshore Wind |  | ERC_WEST | Texas | 48 | Sterling | 431 | 48431 | 149.5 | 0 | 2007 | 9999 |  |  | N | Wind | [13 empty] | 0 | 0 | 0 | 0 | [11 empty] | Cap Ridge Wind 1 LLC | 100 | NextEra Energy Inc | 100
Capricorn Ridge Wind LLC | 56763_G_2 | 56763 | G | 2 |  | Onshore Wind |  | ERC_WEST | Texas | 48 | Sterling | 431 | 48431 | 214.5 | 0 | 2007 | 9999 |  |  | N | Wind | [13 empty] | 0 | 0 | 0 | 0 | [11 empty] | Capricorn Ridge Wind LLC | 100 | NextEra Energy Inc | 100
Capricorn Ridge Wind LLC | 56763_G_3 | 56763 | G | 3 |  | Onshore Wind |  | ERC_WEST | Texas | 48 | Sterling | 431 | 48431 | 186 | 0 | 2008 | 9999 |  |  | N | Wind | [13 empty] | 0 | 0 | 0 | 0 | [11 empty] | Capricorn Ridge Wind II LLC | 100 | NextEra Energy Inc | 100
Capricorn Ridge Wind LLC | 56763_G_4 | 56763 | G | 4 |  | Onshore Wind |  | ERC_WEST | Texas | 48 | Sterling | 431 | 48431 | 112.5 | 0 | 2008 | 9999 |  |  | N | Wind | [13 empty] | 0 | 0 | 0 | 0 | [11 empty] | Capricorn Ridge Wind II LLC | 100 | NextEra Energy Inc | 100
Winnebago Wind Power Project | 56764_G_1 | 56764 | G | 1 |  | Onshore Wind |  | MIS_IA | Iowa | 19 | Winnebago | 189 | 19189 | 20 | 0 | 2008 | 9999 |  |  | N | Wind | [13 empty] | 0 | 0 | 0 | 0 | [11 empty] | Renewable Power Markets Access Inc | 100 | Iberdrola SA | 100
Barton Windpower LLC | 56765_G_1 | 56765 | G | 1 |  | Onshore Wind |  | MIS_IA | Iowa | 19 | Worth | 195 | 19195 | 28 | 0 | 2009 | 9999 |  |  | N | Wind | [13 empty] | 0 | 0 | 0 | 0 | [11 empty] | Barton Windpower LLC | 100 | Iberdrola SA | 100
Barton Windpower LLC | 56765_G_2 | 56765 | G | 2 |  | Onshore Wind |  | MIS_IA | Iowa | 19 | Worth | 195 | 19195 | 132 | 0 | 2009 | 9999 |  |  | N | Wind | [13 empty] | 0 | 0 | 0 | 0 | [11 empty] | Barton Windpower II LLC | 100 | Iberdrola SA | 100
Farmers City Wind LLC | 56767_G_1 | 56767 | G | 1 |  | Onshore Wind |  | MIS_MO | Missouri | 29 | Atchison | 5 | 29005 | 146 | 0 | 2009 | 9999 |  |  | N | Wind | [13 empty] | 0 | 0 | 0 | 0 | [11 empty] | Farmers City Wind LLC | 100 | Iberdrola SA | 100
CalRenew-1 | 56768_G_CR1 | 56768 | G | CR1 |  | Solar PV |  | WEC_CALN | California | 6 | Fresno | 19 | 06019 | 5 | 0 | 2010 | 9999 |  |  | N | Solar | [13 empty] | 0 | 0 | 0 | 0 | [11 empty] | CalRENEW 1 LLC | 100 | Meridian Energy Limited | 100
Locust Ridge II LLC | 56770_G_1 | 56770 | G | 1 |  | Onshore Wind |  | PJM_WMAC | Pennsylvania | 42 | Schuylkill | 107 | 42107 | 102 | 0 | 2009 | 9999 |  |  | N | Wind | [13 empty] | 0 | 0 | 0 | 0 | [11 empty] | Locust Ridge Wind Farm II LLC | 100 | Iberdrola SA | 100
Silver Star I Wind Power Project | 56771_G_1 | 56771 | G | 1 |  | Onshore Wind |  | ERC_REST | Texas | 48 | Erath | 143 | 48143 | 60 | 0 | 2008 | 9999 |  |  | N | Wind | [13 empty] | 0 | 0 | 0 | 0 | [11 empty] | Silver Star I Power Partners LLC | 100 | BP plc | 100
McAdoo Wind Energy LLC | 56773_G_1 | 56773 | G | 1 |  | Onshore Wind |  | ERC_PHDL | Texas | 48 | Dickens | 125 | 48125 | 150 | 0 | 2008 | 9999 |  |  | N | Wind | [13 empty] | 0 | 0 | 0 | 0 | [11 empty] | McAdoo Wind Energy LLC | 100 | Invenergy LLC | 100
Turkey Track Wind Energy LLC | 56774_G_1 | 56774 | G | 1 |  | Onshore Wind |  | ERC_WEST | Texas | 48 | Nolan | 353 | 48353 | 169.5 | 0 | 2008 | 9999 |  |  | N | Wind | [13 empty] | 0 | 0 | 0 | 0 | [11 empty] | Invenergy Renewables LLC | 100 | Invenergy LLC | 100
Scurry County Wind II | 56775_G_1 | 56775 | G | 1 |  | Onshore Wind |  | ERC_WEST | Texas | 48 | Scurry | 415 | 48415 | 120 | 0 | 2007 | 9999 |  |  | N | Wind | [13 empty] | 0 | 0 | 0 | 0 | [11 empty] | Scurry County Wind II LLC | 100 | Invenergy LLC | 100
Gunsight Mountain Wind Energy LLC | 56776_G_1 | 56776 | G | 1 |  | Onshore Wind |  | ERC_WEST | Texas | 48 | Howard | 227 | 48227 | 120 | 0 | 2016 | 9999 |  |  | N | Wind | [13 empty] | 0 | 0 | 0 | 0 | [11 empty] | Gunsight Mountain Wind Energy LLC | 100 | Invenergy LLC | 100
Fowler Ridge Wind Farm LLC | 56777_G_FIA | 56777 | G | FIA |  | Onshore Wind |  | PJM_West | Indiana | 18 | Benton | 7 | 18007 | 201.3 | 0 | 2009 | 9999 |  |  | N | Wind | [13 empty] | 0 | 0 | 0 | 0 | [11 empty] | Fowler Ridge Wind LLC | 100 | Dominion Energy Inc | 100
Fowler Ridge Wind Farm LLC | 56777_G_FIB | 56777 | G | FIB |  | Onshore Wind |  | PJM_West | Indiana | 18 | Benton | 7 | 18007 | 100 | 0 | 2009 | 9999 |  |  | N | Wind | [13 empty] | 0 | 0 | 0 | 0 | [11 empty] | Fowler Ridge Wind LLC | 100 | Dominion Energy Inc | 100
Fowler Ridge Wind Farm LLC | 56777_G_FII | 56777 | G | FII |  | Onshore Wind |  | PJM_West | Indiana | 18 | Benton | 7 | 18007 | 200 | 0 | 2009 | 9999 |  |  | N | Wind | [13 empty] | 0 | 0 | 0 | 0 | [11 empty] | Fowler Ridge II Wind Farm LLC | 50 | Dominion Energy Inc | 50
Fowler Ridge Wind Farm LLC | 56777_G_FIII | 56777 | G | FIII |  | Onshore Wind |  | PJM_West | Indiana | 18 | Benton | 7 | 18007 | 99 | 0 | 2009 | 9999 |  |  | N | Wind | [13 empty] | 0 | 0 | 0 | 0 | [11 empty] | Fowler Ridge III Wind Farm LLC | 100 | BP plc | 100
Diamond Willow Wind Facility | 56782_G_DIAW | 56782 | G | DIAW |  | Onshore Wind |  | MIS_MAPP | Montana | 30 | Fallon | 25 | 30025 | 30 | 0 | 2007 | 9999 |  |  | N | Wind | [13 empty] | 0 | 0 | 0 | 0 | [11 empty] | MDU Resources Group Inc | 100 | MDU Resources Group Inc | 100
Elbow Creek Wind Project LLC | 56783_G_1 | 56783 | G | 1 |  | Onshore Wind |  | ERC_WEST | Texas | 48 | Howard | 227 | 48227 | 121.9 | 0 | 2008 | 9999 |  |  | N | Wind | [13 empty] | 0 | 0 | 0 | 0 | [11 empty] | Elbow Creek Wind Project LLC | 100 | Global Infrastructure Partners | 100
Cloud County Wind Farm | 56784_G_1 | 56784 | G | 1 |  | Onshore Wind |  | SPP_N | Kansas | 20 | Cloud | 29 | 20029 | 105 | 0 | 2008 | 9999 |  |  | N | Wind | [13 empty] | 0 | 0 | 0 | 0 | [11 empty] | Cloud County Wind Farm LLC | 100 | Energias de Portugal SA | 100
Cloud County Wind Farm | 56784_G_2 | 56784 | G | 2 |  | Onshore Wind |  | SPP_N | Kansas | 20 | Cloud | 29 | 20029 | 96 | 0 | 2008 | 9999 |  |  | N | Wind | [13 empty] | 0 | 0 | 0 | 0 | [11 empty] | Cloud County Wind Farm LLC | 100 | Energias de Portugal SA | 100
Virginia Tech Power Plant | 56785_G_WG01 | 56785 | G | WG01 |  | O/G Steam |  | PJM_West | Virginia | 51 | Montgomery | 121 | 51121 | 2.5 | 8300 | 1976 | 9999 |  |  | Y | Natural Gas | [12 empty] | 1.056 | 0.23063 | 0.23063 | 0.23063 | 0.23063 | [11 empty] | Virginia Polytechnic Institute & State University | 100 | Virginia Polytechnic Institute & State University | 100
Pebble Springs Wind LLC | 56789_G_1 | 56789 | G | 1 |  | Onshore Wind |  | WECC_PNW | Oregon | 41 | Gilliam | 21 | 41021 | 98.7 | 0 | 2009 | 9999 |  |  | N | Wind | [13 empty] | 0 | 0 | 0 | 0 | [11 empty] | Pebble Springs Wind LLC | 100 | Iberdrola SA | 100
Hay Canyon Wind Power LLC | 56790_G_1 | 56790 | G | 1 |  | Onshore Wind |  | WECC_PNW | Oregon | 41 | Sherman | 55 | 41055 | 100.8 | 0 | 2009 | 9999 |  |  | N | Wind | [13 empty] | 0 | 0 | 0 | 0 | [11 empty] | Hay Canyon Wind LLC | 100 | Iberdrola SA | 100
Dillon Wind LLC | 56791_G_1 | 56791 | G | 1 |  | Onshore Wind |  | WECC_SCE | California | 6 | Riverside | 65 | 06065 | 45 | 0 | 2008 | 9999 |  |  | N | Wind | [13 empty] | 0 | 0 | 0 | 0 | [11 empty] | Dillon Wind I LLC | 100 | Iberdrola SA | 100
Buffalo Ridge I LLC | 56792_G_1 | 56792 | G | 1 |  | Onshore Wind |  | MIS_MNWI | South Dakota | 46 | Brookings | 11 | 46011 | 50.4 | 0 | 2009 | 9999 |  |  | N | Wind | [13 empty] | 0 | 0 | 0 | 0 | [11 empty] | Buffalo Ridge I LLC | 50 | Iberdrola SA | 50
Elm Creek Wind LLC | 56793_G_1 | 56793 | G | 1 |  | Onshore Wind |  | MIS_MNWI | Minnesota | 27 | Jackson | 63 | 27063 | 99 | 0 | 2008 | 9999 |  |  | N | Wind | [13 empty] | 0 | 0 | 0 | 0 | [11 empty] | Elm Creek Wind LLC | 100 | Iberdrola SA | 100
Moraine II Wind LLC | 56794_G_1 | 56794 | G | 1 |  | Onshore Wind |  | MIS_MNWI | Minnesota | 27 | Pipestone | 117 | 27117 | 49.5 | 0 | 2009 | 9999 |  |  | N | Wind | [13 empty] | 0 | 0 | 0 | 0 | [11 empty] | Moraine Wind II LLC | 100 | Iberdrola SA | 100
Penascal Wind Power LLC | 56795_G_1 | 56795 | G | 1 |  | Onshore Wind |  | ERC_REST | Texas | 48 | Kenedy | 261 | 48261 | 201.6 | 0 | 2009 | 9999 |  |  | N | Wind | [13 empty] | 0 | 0 | 0 | 0 | [11 empty] | Penascal Wind Power LLC | 100 | Iberdrola SA | 100
South Chestnut LLC | 56796_G_1 | 56796 | G | 1 |  | Onshore Wind |  | PJM_AP | Pennsylvania | 42 | Fayette | 51 | 42051 | 50.4 | 0 | 2012 | 9999 |  |  | N | Wind | [13 empty] | 0 | 0 | 0 | 0 | [11 empty] | South Chestnut LLC | 100 | Iberdrola SA | 100
Pioneer Prairie Wind Farm | 56797_G_1 | 56797 | G | 1 |  | Onshore Wind |  | MIS_IA | Iowa | 19 | Mitchell | 131 | 19131 | 300 | 0 | 2008 | 9999 |  |  | N | Wind | [13 empty] | 0 | 0 | 0 | 0 | [11 empty] | Pioneer Prairie Wind Farm I LLC | 66 | Energias de Portugal SA | 100
Kleen Energy Systems Project | 56798_G_ST | 56798 | G | ST | 90386 | Combined Cycle |  | NENG_CT | Connecticut | 9 | Middlesex | 7 | 09007 | 268 | 7118 | 2011 | 9999 |  |  | N | Natural Gas, Distillate Fuel Oil |  |  |  | DLNB + H2O | SCR | [7 empty] | 0.001 | 0.0082747 | 0.0082747 | 0.0082747 | 0.0082747 | [11 empty] | Kleen Energy Systems LLC | 100 | Kleen Energy Systems LLC | 100
Kleen Energy Systems Project | 56798_G_U1 | 56798 | G | U1 | 90386 | Combined Cycle |  | NENG_CT | Connecticut | 9 | Middlesex | 7 | 09007 | 177 | 7118 | 2011 | 9999 |  |  | N | Natural Gas, Distillate Fuel Oil |  |  |  | DLNB + H2O | SCR | [7 empty] | 0.001 | 0.0082747 | 0.0082747 | 0.0082747 | 0.0082747 | [11 empty] | Kleen Energy Systems LLC | 100 | Kleen Energy Systems LLC | 100
Kleen Energy Systems Project | 56798_G_U2 | 56798 | G | U2 | 90387 | Combined Cycle |  | NENG_CT | Connecticut | 9 | Middlesex | 7 | 09007 | 177 | 7118 | 2011 | 9999 |  |  | N | Natural Gas, Distillate Fuel Oil |  |  |  | DLNB + H2O | SCR | [7 empty] | 0.001 | 0.0082747 | 0.0082747 | 0.0082747 | 0.0082747 | [11 empty] | Kleen Energy Systems LLC | 100 | Kleen Energy Systems LLC | 100
Greenland Energy Center | 56799_G_1 | 56799 | G | 1 | 90380 | Combustion Turbine |  | FRCC | Florida | 12 | Duval | 31 | 12031 | 148 | 11206 | 2011 | 9999 |  |  | N | Natural Gas, Distillate Fuel Oil |  |  |  | DLNB + H2O | [9 empty] | 0.0309 | 0.0309 | 0.0309 | 0.0309 | [11 empty] | JEA | 100 | JEA | 100
Greenland Energy Center | 56799_G_2 | 56799 | G | 2 | 90381 | Combustion Turbine |  | FRCC | Florida | 12 | Duval | 31 | 12031 | 148 | 11206 | 2011 | 9999 |  |  | N | Natural Gas, Distillate Fuel Oil |  |  |  | DLNB + H2O | [9 empty] | 0.02998 | 0.02998 | 0.02998 | 0.02998 | [11 empty] | JEA | 100 | JEA | 100
Bridgeport Station | 568_G_501 | 568 | G | 501 | 91155 | Combined Cycle |  | NENG_CT | Connecticut | 9 | Fairfield | 1 | 09001 | 375.7 | 7050 | 2019 | 9999 |  |  | N | Natural Gas | [13 empty] | 0.0061549 | 0.0061549 | 0.0061549 | 0.0061549 | [11 empty] | PSEG Power Connecticut LLC | 100 | Public Service Enterprise Group Inc | 100
Bridgeport Station | 568_G_502 | 568 | G | 502 | 91155 | Combined Cycle |  | NENG_CT | Connecticut | 9 | Fairfield | 1 | 09001 | 200.6 | 7050 | 2019 | 9999 |  |  | N | Natural Gas | [13 empty] | 0.0061549 | 0.0061549 | 0.0061549 | 0.0061549 | [11 empty] | PSEG Power Connecticut LLC | 100 | Public Service Enterprise Group Inc | 100
Hull Wind II | 56800_G_HW2 | 56800 | G | HW2 |  | Onshore Wind |  | NENGREST | Massachusetts | 25 | Plymouth | 23 | 25023 | 1.8 | 0 | 2006 | 9999 |  |  | N | Wind | [13 empty] | 0 | 0 | 0 | 0 | [11 empty] | Hull MA (Town of) | 100 | Hull MA (Town of) | 100
Panoche Energy Center | 56803_G_1 | 56803 | G | 1 | 90388 | Combustion Turbine |  | WEC_CALN | California | 6 | Fresno | 19 | 06019 | 97 | 10745 | 2009 | 9999 |  |  | N | Natural Gas |  |  |  | H2O | SCR | [8 empty] | 0.00975 | 0.00975 | 0.00975 | 0.00975 | [11 empty] | Panoche Energy Center LLC | 100 | Energy Investors Funds Group | 100
Panoche Energy Center | 56803_G_2 | 56803 | G | 2 | 90389 | Combustion Turbine |  | WEC_CALN | California | 6 | Fresno | 19 | 06019 | 97 | 10745 | 2009 | 9999 |  |  | N | Natural Gas |  |  |  | H2O | SCR | [8 empty] | 0.01059 | 0.01059 | 0.01059 | 0.01059 | [11 empty] | Panoche Energy Center LLC | 100 | Energy Investors Funds Group | 100
Panoche Energy Center | 56803_G_3 | 56803 | G | 3 | 90390 | Combustion Turbine |  | WEC_CALN | California | 6 | Fresno | 19 | 06019 | 97 | 10745 | 2009 | 9999 |  |  | N | Natural Gas |  |  |  | H2O | SCR | [8 empty] | 0.01034 | 0.01034 | 0.01034 | 0.01034 | [11 empty] | Panoche Energy Center LLC | 100 | Energy Investors Funds Group | 100
Panoche Energy Center | 56803_G_4 | 56803 | G | 4 | 90391 | Combustion Turbine |  | WEC_CALN | California | 6 | Fresno | 19 | 06019 | 97 | 10745 | 2009 | 9999 |  |  | N | Natural Gas |  |  |  | H2O | SCR | [8 empty] | 0.01098 | 0.01098 | 0.01098 | 0.01098 | [11 empty] | Panoche Energy Center LLC | 100 | Energy Investors Funds Group | 100
Red Hills Wind Project LLC | 56804_G_RH | 56804 | G | RH |  | Onshore Wind |  | SPP_WEST | Oklahoma | 40 | Roger Mills | 129 | 40129 | 123 | 0 | 2008 | 9999 |  |  | N | Wind | [13 empty] | 0 | 0 | 0 | 0 | [11 empty] | Red Hills Wind I LLC | 100 | Acciona Energia | 100
EcoGrove Wind LLC | 56805_G_1 | 56805 | G | 1 |  | Onshore Wind |  | PJM_COMD | Illinois | 17 | Stephenson | 177 | 17177 | 100.5 | 0 | 2009 | 9999 |  |  | N | Wind | [13 empty] | 0 | 0 | 0 | 0 | [11 empty] | EcoGrove Wind LLC | 100 | Acciona Energia | 100
Cedar Bayou 4 | 56806_G_4 | 56806 | G | 4 | 90407 | Combined Cycle |  | ERC_REST | Texas | 48 | Chambers | 71 | 48071 | 172 | 7795 | 2009 | 9999 |  |  | N | Natural Gas |  |  |  | DLNB | SCR | [8 empty] | 0.014744 | 0.014744 | 0.014744 | 0.014744 | [11 empty] | NRG Texas LLC | 50 | Bill Gates | 50
Cedar Bayou 4 | 56806_G_41 | 56806 | G | 41 | 90407 | Combined Cycle |  | ERC_REST | Texas | 48 | Chambers | 71 | 48071 | 165 | 7795 | 2009 | 9999 |  |  | N | Natural Gas |  |  |  | DLNB | SCR | [8 empty] | 0.014744 | 0.014744 | 0.014744 | 0.014744 | [11 empty] | NRG Texas LLC | 50 | Bill Gates | 50
Cedar Bayou 4 | 56806_G_42 | 56806 | G | 42 | 90408 | Combined Cycle |  | ERC_REST | Texas | 48 | Chambers | 71 | 48071 | 165 | 7795 | 2009 | 9999 |  |  | N | Natural Gas |  |  |  | DLNB | SCR | [8 empty] | 0.014744 | 0.014744 | 0.014744 | 0.014744 | [11 empty] | NRG Texas LLC | 50 | Bill Gates | 50
Bear Garden | 56807_G_1A | 56807 | G | 1A | 90440 | Combined Cycle |  | PJM_Dom | Virginia | 51 | Buckingham | 29 | 51029 | 190 | 7050 | 2011 | 9999 |  |  | N | Natural Gas, Distillate Fuel Oil |  |  |  | DLNB + H2O | SCR | [7 empty] | 0.002 | 0.0064973 | 0.0064973 | 0.0064973 | 0.0064973 | [11 empty] | Virginia Electric & Power Co | 100 | Dominion Energy Inc | 100
Bear Garden | 56807_G_1B | 56807 | G | 1B | 90441 | Combined Cycle |  | PJM_Dom | Virginia | 51 | Buckingham | 29 | 51029 | 190 | 7050 | 2011 | 9999 |  |  | N | Natural Gas, Distillate Fuel Oil |  |  |  | DLNB + H2O | SCR | [7 empty] | 0.002 | 0.0064973 | 0.0064973 | 0.0064973 | 0.0064973 | [11 empty] | Virginia Electric & Power Co | 100 | Dominion Energy Inc | 100
Bear Garden | 56807_G_1C | 56807 | G | 1C | 90440 | Combined Cycle |  | PJM_Dom | Virginia | 51 | Buckingham | 29 | 51029 | 242 | 7050 | 2011 | 9999 |  |  | N | Natural Gas, Distillate Fuel Oil |  |  |  | DLNB + H2O | SCR | [7 empty] | 0.002 | 0.0064973 | 0.0064973 | 0.0064973 | 0.0064973 | [11 empty] | Virginia Electric & Power Co | 100 | Dominion Energy Inc | 100
Carroll Wind Farm | 56809_G_CWF | 56809 | G | CWF |  | Onshore Wind |  | MIS_MIDA | Iowa | 19 | Carroll | 27 | 19027 | 150 | 0 | 2008 | 9999 |  |  | N | Wind | [13 empty] | 0 | 0 | 0 | 0 | [11 empty] | MidAmerican Energy Co | 100 | Berkshire Hathaway Inc | 100
Adair Wind Farm | 56810_G_AWF | 56810 | G | AWF |  | Onshore Wind |  | MIS_MIDA | Iowa | 19 | Adair | 1 | 19001 | 174.8 | 0 | 2008 | 9999 |  |  | N | Wind | [13 empty] | 0 | 0 | 0 | 0 | [11 empty] | MidAmerican Energy Co | 100 | Berkshire Hathaway Inc | 100
Walnut Wind Farm | 56811_G_WWF | 56811 | G | WWF |  | Onshore Wind |  | MIS_MIDA | Iowa | 19 | Pottawattamie | 155 | 19155 | 153 | 0 | 2008 | 9999 |  |  | N | Wind | [13 empty] | 0 | 0 | 0 | 0 | [11 empty] | MidAmerican Energy Co | 100 | Berkshire Hathaway Inc | 100
CSU Fresno Solar Project | 56813_G_1 | 56813 | G | 1 |  | Solar PV |  | WEC_CALN | California | 6 | Fresno | 19 | 06019 | 0.5 | 0 | 2007 | 9999 |  |  | N | Solar | [13 empty] | 0 | 0 | 0 | 0 | [11 empty] | MMA Fresno Power LP | 100 | SunEdison | 100
CSU Fresno Solar Project | 56813_G_2 | 56813 | G | 2 |  | Solar PV |  | WEC_CALN | California | 6 | Fresno | 19 | 06019 | 0.5 | 0 | 2007 | 9999 |  |  | N | Solar | [13 empty] | 0 | 0 | 0 | 0 | [11 empty] | MMA Fresno Power LP | 100 | SunEdison | 100
ELACC Photovoltaic Power Facility | 56814_G_PV1 | 56814 | G | PV1 |  | Solar PV |  | WECC_SCE | California | 6 | Los Angeles | 37 | 06037 | 0.4 | 0 | 2008 | 9999 |  |  | N | Solar | [13 empty] | 0 | 0 | 0 | 0 | [11 empty] | MMA LA Power LP | 100 | Fotowatio SL | 100
ELACC Photovoltaic Power Facility | 56814_G_PV2 | 56814 | G | PV2 |  | Solar PV |  | WECC_SCE | California | 6 | Los Angeles | 37 | 06037 | 0.4 | 0 | 2008 | 9999 |  |  | N | Solar | [13 empty] | 0 | 0 | 0 | 0 | [11 empty] | MMA LA Power LP | 100 | Fotowatio SL | 100
Denver Int Airport | 56815_G_1 | 56815 | G | 1 |  | Solar PV |  | WECC_CO | Colorado | 8 | Denver | 31 | 08031 | 1.9 | 0 | 2008 | 9999 |  |  | N | Solar | [13 empty] | 0 | 0 | 0 | 0 | [11 empty] | MMA Das Power | 100 | SunEdison | 100
Central Plains Wind Farm | 56818_G_1 | 56818 | G | 1 |  | Onshore Wind |  | SPP_N | Kansas | 20 | Wichita | 203 | 20203 | 99 | 0 | 2009 | 9999 |  |  | N | Wind | [13 empty] | 0 | 0 | 0 | 0 | [11 empty] | Evergy Kansas Central Inc | 100 | Evergy Inc | 100
Flat Ridge Wind Farm | 56819_G_1 | 56819 | G | 1 |  | Onshore Wind |  | SPP_N | Kansas | 20 | Barber | 7 | 20007 | 50 | 0 | 2009 | 9999 |  |  | N | Wind | [13 empty] | 0 | 0 | 0 | 0 | [11 empty] | Evergy Kansas Central Inc | 50 | BP plc | 50
Hackberry Wind Farm | 56823_G_HWFG1 | 56823 | G | HWFG1 |  | Onshore Wind |  | ERC_WEST | Texas | 48 | Shackelford | 417 | 48417 | 162.3 | 0 | 2008 | 9999 |  |  | N | Wind | [13 empty] | 0 | 0 | 0 | 0 | [11 empty] | Hackberry Wind Project LLC | 100 | RES Group | 100
Marshall Wind 2 LLC | 56824_G_1 | 56824 | G | 1 |  | Onshore Wind |  | MIS_MNWI | Minnesota | 27 | Lyon | 83 | 27083 | 4.2 | 0 | 2007 | 9999 |  |  | N | Wind | [13 empty] | 0 | 0 | 0 | 0 | [11 empty] | Marshall Wind 2 LLC | 100 | Exelon Corp | 100
Marshall Wind 3 LLC | 56825_G_1 | 56825 | G | 1 |  | Onshore Wind |  | MIS_MNWI | Minnesota | 27 | Lyon | 83 | 27083 | 4.2 | 0 | 2007 | 9999 |  |  | N | Wind | [13 empty] | 0 | 0 | 0 | 0 | [11 empty] | Marshall Wind 3 LLC | 100 | Exelon Corp | 100
Marshall Wind 4 LLC | 56826_G_1 | 56826 | G | 1 |  | Onshore Wind |  | MIS_MNWI | Minnesota | 27 | Lyon | 83 | 27083 | 4.2 | 0 | 2007 | 9999 |  |  | N | Wind | [13 empty] | 0 | 0 | 0 | 0 | [11 empty] | Marshall Wind 4 LLC | 100 | Exelon Corp | 100
Marshall Wind 5 LLC | 56827_G_1 | 56827 | G | 1 |  | Onshore Wind |  | MIS_MNWI | Minnesota | 27 | Lyon | 83 | 27083 | 2.1 | 0 | 2007 | 9999 |  |  | N | Wind | [13 empty] | 0 | 0 | 0 | 0 | [11 empty] | Marshall Wind 5 LLC | 100 | Exelon Corp | 100
Marshall Wind 6 LLC | 56828_G_1 | 56828 | G | 1 |  | Onshore Wind |  | MIS_MNWI | Minnesota | 27 | Lyon | 83 | 27083 | 2.1 | 0 | 2007 | 9999 |  |  | N | Wind | [13 empty] | 0 | 0 | 0 | 0 | [11 empty] | Marshall Wind 6 LLC | 100 | Exelon Corp | 100
Kibby Wind Facility | 56829_G_1 | 56829 | G | 1 |  | Onshore Wind |  | NENG_ME | Maine | 23 | Franklin | 7 | 23007 | 66 | 0 | 2009 | 9999 |  |  | N | Wind | [13 empty] | 0 | 0 | 0 | 0 | [11 empty] | Helix Maine Wind Development LLC | 100 | LS Power Group | 100
Kibby Wind Facility | 56829_G_2 | 56829 | G | 2 |  | Onshore Wind |  | NENG_ME | Maine | 23 | Franklin | 7 | 23007 | 66 | 0 | 2010 | 9999 |  |  | N | Wind | [13 empty] | 0 | 0 | 0 | 0 | [11 empty] | Helix Maine Wind Development LLC | 100 | LS Power Group | 100
Crane Creek Wind Energy Center | 56831_G_1 | 56831 | G | 1 |  | Onshore Wind |  | MIS_IA | Iowa | 19 | Howard | 89 | 19089 | 20.8 | 0 | 2009 | 9999 |  |  | N | Wind | [13 empty] | 0 | 0 | 0 | 0 | [11 empty] | Wisconsin Public Service Corp | 100 | WEC Energy Group Inc | 100
North Brawley Geothermal Plant | 56832_G_GE1 | 56832 | G | GE1 |  | Geothermal |  | WECC_IID | California | 6 | Imperial | 25 | 06025 | 10.7 | 9771 | 2009 | 9999 |  |  | N | Geothermal | [13 empty] | 0 | 0 | 0 | 0 | 0.4625 | 0.4625 | 0.4625 | [8 empty] | ORNI 18 LLC | 100 | Ormat Technologies Inc | 100
North Brawley Geothermal Plant | 56832_G_GE2 | 56832 | G | GE2 |  | Geothermal |  | WECC_IID | California | 6 | Imperial | 25 | 06025 | 10.7 | 9771 | 2009 | 9999 |  |  | N | Geothermal | [13 empty] | 0 | 0 | 0 | 0 | 0.4625 | 0.4625 | 0.4625 | [8 empty] | ORNI 18 LLC | 100 | Ormat Technologies Inc | 100
North Brawley Geothermal Plant | 56832_G_GE3 | 56832 | G | GE3 |  | Geothermal |  | WECC_IID | California | 6 | Imperial | 25 | 06025 | 10.7 | 9771 | 2009 | 9999 |  |  | N | Geothermal | [13 empty] | 0 | 0 | 0 | 0 | 0.4625 | 0.4625 | 0.4625 | [8 empty] | ORNI 18 LLC | 100 | Ormat Technologies Inc | 100
North Brawley Geothermal Plant | 56832_G_GE4 | 56832 | G | GE4 |  | Geothermal |  | WECC_IID | California | 6 | Imperial | 25 | 06025 | 10.7 | 9771 | 2009 | 9999 |  |  | N | Geothermal | [13 empty] | 0 | 0 | 0 | 0 | 0.4625 | 0.4625 | 0.4625 | [8 empty] | ORNI 18 LLC | 100 | Ormat Technologies Inc | 100
OREG 1 Inc | 56833_G_CS10 | 56833 | G | CS10 |  | Non-Fossil Waste |  | SPP_WAUE | Montana | 30 | Roosevelt | 85 | 30085 | 5 | 9268 | 2006 | 9999 |  |  | N | Non-Fossil Waste | [13 empty] | 0 | 0 | 0 | 0 | [11 empty] | OREG 1 Inc | 100 | Northleaf Capital Partners | 100
OREG 1 Inc | 56833_G_CS11 | 56833 | G | CS11 |  | Non-Fossil Waste |  | SPP_WAUE | Montana | 30 | Roosevelt | 85 | 30085 | 5 | 9268 | 2006 | 9999 |  |  | N | Non-Fossil Waste | [13 empty] | 0 | 0 | 0 | 0 | [11 empty] | OREG 1 Inc | 100 | Northleaf Capital Partners | 100
OREG 1 Inc | 56833_G_CS7 | 56833 | G | CS7 |  | Non-Fossil Waste |  | SPP_WAUE | Montana | 30 | Roosevelt | 85 | 30085 | 5 | 9268 | 2006 | 9999 |  |  | N | Non-Fossil Waste | [13 empty] | 0 | 0 | 0 | 0 | [11 empty] | OREG 1 Inc | 100 | Northleaf Capital Partners | 100
OREG 1 Inc | 56833_G_CS9 | 56833 | G | CS9 |  | Non-Fossil Waste |  | SPP_WAUE | Montana | 30 | Roosevelt | 85 | 30085 | 5 | 9268 | 2006 | 9999 |  |  | N | Non-Fossil Waste | [13 empty] | 0 | 0 | 0 | 0 | [11 empty] | OREG 1 Inc | 100 | Northleaf Capital Partners | 100
Ribeye Wind (11) LLC | 56835_G_1 | 56835 | G | 1 |  | Onshore Wind |  | SPP_SPS | Texas | 48 | Moore | 341 | 48341 | 10 | 0 | 2008 | 9999 |  |  | N | Wind | [13 empty] | 0 | 0 | 0 | 0 | [11 empty] | Exelon Wind 11 LLC | 100 | Quinbrook Infrastructure Partners | 100
T-Bone Wind (10) LLC | 56836_G_1 | 56836 | G | 1 |  | Onshore Wind |  | SPP_SPS | Texas | 48 | Moore | 341 | 48341 | 10 | 0 | 2008 | 9999 |  |  | N | Wind | [13 empty] | 0 | 0 | 0 | 0 | [11 empty] | Exelon Wind 10 LLC | 100 | Quinbrook Infrastructure Partners | 100
Tri-Tip Wind (9) LLC | 56837_G_1 | 56837 | G | 1 |  | Onshore Wind |  | SPP_SPS | Texas | 48 | Moore | 341 | 48341 | 10 | 0 | 2008 | 9999 |  |  | N | Wind | [13 empty] | 0 | 0 | 0 | 0 | [11 empty] | Exelon Wind 9 LLC | 100 | Quinbrook Infrastructure Partners | 100
Brisket Wind (8) LLC | 56838_G_1 | 56838 | G | 1 |  | Onshore Wind |  | SPP_SPS | Texas | 48 | Moore | 341 | 48341 | 10 | 0 | 2008 | 9999 |  |  | N | Wind | [13 empty] | 0 | 0 | 0 | 0 | [11 empty] | Exelon Wind 8 LLC | 100 | Quinbrook Infrastructure Partners | 100
Flat Iron Wind (7) LLC | 56839_G_1 | 56839 | G | 1 |  | Onshore Wind |  | SPP_SPS | Texas | 48 | Moore | 341 | 48341 | 10 | 0 | 2008 | 9999 |  |  | N | Wind | [13 empty] | 0 | 0 | 0 | 0 | [11 empty] | Exelon Wind 7 LLC | 100 | Quinbrook Infrastructure Partners | 100
Marshall Wind 1 LLC | 56840_G_1 | 56840 | G | 1 |  | Onshore Wind |  | MIS_MNWI | Minnesota | 27 | Lyon | 83 | 27083 | 2.1 | 0 | 2007 | 9999 |  |  | N | Wind | [13 empty] | 0 | 0 | 0 | 0 | [11 empty] | Marshall Wind 1 LLC | 100 | Exelon Corp | 100
Glenrock | 56841_G_1 | 56841 | G | 1 |  | Onshore Wind |  | WECC_WY | Wyoming | 56 | Converse | 9 | 56009 | 119.3 | 0 | 2008 | 9999 |  |  | N | Wind | [13 empty] | 0 | 0 | 0 | 0 | [11 empty] | PacifiCorp | 100 | Berkshire Hathaway Inc | 100
Glenrock | 56841_G_2 | 56841 | G | 2 |  | Onshore Wind |  | WECC_WY | Wyoming | 56 | Converse | 9 | 56009 | 39 | 0 | 2009 | 9999 |  |  | N | Wind | [13 empty] | 0 | 0 | 0 | 0 | [11 empty] | PacifiCorp | 100 | Berkshire Hathaway Inc | 100
Rolling Hills | 56842_G_1 | 56842 | G | 1 |  | Onshore Wind |  | WECC_WY | Wyoming | 56 | Converse | 9 | 56009 | 99 | 0 | 2009 | 9999 |  |  | N | Wind | [13 empty] | 0 | 0 | 0 | 0 | [11 empty] | PacifiCorp | 100 | Berkshire Hathaway Inc | 100
Seven Mile Hill | 56843_G_1 | 56843 | G | 1 |  | Onshore Wind |  | WECC_WY | Wyoming | 56 | Carbon | 7 | 56007 | 122.1 | 0 | 2008 | 9999 |  |  | N | Wind | [13 empty] | 0 | 0 | 0 | 0 | [11 empty] | PacifiCorp | 100 | Berkshire Hathaway Inc | 100
Seven Mile Hill | 56843_G_2 | 56843 | G | 2 |  | Onshore Wind |  | WECC_WY | Wyoming | 56 | Carbon | 7 | 56007 | 24.1 | 0 | 2008 | 9999 |  |  | N | Wind | [13 empty] | 0 | 0 | 0 | 0 | [11 empty] | PacifiCorp | 100 | Berkshire Hathaway Inc | 100
CPV St Charles Energy Center | 56846_G_GTG1 | 56846 | G | GTG1 | 91104 | Combined Cycle |  | PJM_SMAC | Maryland | 24 | Charles | 17 | 24017 | 205 | 7061 | 2017 | 9999 |  |  | N | Natural Gas |  |  |  | DLNB | SCR | [8 empty] | 0.0040666 | 0.0040666 | 0.0040666 | 0.0040666 | [11 empty] | CPV Maryland LLC | 100 | Competitive Power Ventures Inc | 100
CPV St Charles Energy Center | 56846_G_GTG2 | 56846 | G | GTG2 | 91105 | Combined Cycle |  | PJM_SMAC | Maryland | 24 | Charles | 17 | 24017 | 205 | 7061 | 2017 | 9999 |  |  | N | Natural Gas |  |  |  | DLNB | SCR | [8 empty] | 0.0040666 | 0.0040666 | 0.0040666 | 0.0040666 | [11 empty] | CPV Maryland LLC | 100 | Competitive Power Ventures Inc | 100
CPV St Charles Energy Center | 56846_G_STGEN | 56846 | G | STGEN | 91104 | Combined Cycle |  | PJM_SMAC | Maryland | 24 | Charles | 17 | 24017 | 316 | 7061 | 2017 | 9999 |  |  | N | Natural Gas |  |  |  | LNB + NH3 | SCR | [8 empty] | 0.0040666 | 0.0040666 | 0.0040666 | 0.0040666 | [11 empty] | CPV Maryland LLC | 100 | Competitive Power Ventures Inc | 100
Lanchester Generating Station | 56850_G_1 | 56850 | G | 1 |  | Landfill Gas |  | PJM_EMAC | Pennsylvania | 42 | Lancaster | 71 | 42071 | 1.6 | 16174 | 2006 | 9999 |  |  | N | Landfill Gas | [13 empty] | 0.22117 | 0.22117 | 0.22117 | 0.22117 | [11 empty] | Energy Developments Honey Brook LLC | 100 | Energy Developments | 100
Lanchester Generating Station | 56850_G_2 | 56850 | G | 2 |  | Landfill Gas |  | PJM_EMAC | Pennsylvania | 42 | Lancaster | 71 | 42071 | 1.6 | 16175 | 2010 | 9999 |  |  | N | Landfill Gas | [13 empty] | 0.22117 | 0.22117 | 0.22117 | 0.22117 | [11 empty] | Energy Developments Honey Brook LLC | 100 | Energy Developments | 100
Bryon Center | 56851_G_1 | 56851 | G | 1 |  | Landfill Gas |  | MIS_LMI | Michigan | 26 | KENT | 81 | 26081 | 1.5 | 13500 | 2009 | 9999 |  |  | N | Landfill Gas | [13 empty] | 0.22117 | 0.22117 | 0.22117 | 0.22117 | [11 empty] | Energy Developments Byron Center LLC | 100 | Energy Developments | 100
Bryon Center | 56851_G_2 | 56851 | G | 2 |  | Landfill Gas |  | MIS_LMI | Michigan | 26 | KENT | 81 | 26081 | 1.5 | 13500 | 2009 | 9999 |  |  | N | Landfill Gas | [13 empty] | 0.22117 | 0.22117 | 0.22117 | 0.22117 | [11 empty] | Energy Developments Byron Center LLC | 100 | Energy Developments | 100
Pinconning White Feather | 56852_G_1 | 56852 | G | 1 |  | Landfill Gas |  | MIS_LMI | Michigan | 26 | BAY | 17 | 26017 | 1.5 | 13500 | 2009 | 9999 |  |  | N | Landfill Gas | [13 empty] | 0.22117 | 0.22117 | 0.22117 | 0.22117 | [11 empty] | Energy Developments Pinconning LLC | 100 | Energy Developments | 100
Pinconning White Feather | 56852_G_2 | 56852 | G | 2 |  | Landfill Gas |  | MIS_LMI | Michigan | 26 | BAY | 17 | 26017 | 1.5 | 13500 | 2009 | 9999 |  |  | N | Landfill Gas | [13 empty] | 0.22117 | 0.22117 | 0.22117 | 0.22117 | [11 empty] | Energy Developments Pinconning LLC | 100 | Energy Developments | 100
Trans-Jordan Generating Station | 56853_G_1 | 56853 | G | 1 |  | Landfill Gas |  | WECC_UT | Utah | 49 | Salt Lake | 35 | 49035 | 1.5 | 13500 | 2009 | 9999 |  |  | N | Landfill Gas | [13 empty] | 0.22117 | 0.22117 | 0.22117 | 0.22117 | [11 empty] | Energy Developments of South Jordan LLC | 100 | Energy Developments | 100
Trans-Jordan Generating Station | 56853_G_2 | 56853 | G | 2 |  | Landfill Gas |  | WECC_UT | Utah | 49 | Salt Lake | 35 | 49035 | 1.5 | 13500 | 2009 | 9999 |  |  | N | Landfill Gas | [13 empty] | 0.22117 | 0.22117 | 0.22117 | 0.22117 | [11 empty] | Energy Developments of South Jordan LLC | 100 | Energy Developments | 100
Trans-Jordan Generating Station | 56853_G_3 | 56853 | G | 3 |  | Landfill Gas |  | WECC_UT | Utah | 49 | Salt Lake | 35 | 49035 | 1.5 | 13500 | 2009 | 9999 |  |  | N | Landfill Gas | [13 empty] | 0.22117 | 0.22117 | 0.22117 | 0.22117 | [11 empty] | Energy Developments of South Jordan LLC | 100 | Energy Developments | 100
Wheat Field Wind Power Project | 56854_G_GEN1 | 56854 | G | GEN1 |  | Onshore Wind |  | WECC_PNW | Oregon | 41 | Gilliam | 21 | 41021 | 96.6 | 0 | 2009 | 9999 |  |  | N | Wind | [13 empty] | 0 | 0 | 0 | 0 | [11 empty] | Wheatfield Wind Power Project LLC | 100 | Energias de Portugal SA | 100
Arlington Wind Power Project | 56855_G_GEN1 | 56855 | G | GEN1 |  | Onshore Wind |  | WECC_PNW | Oregon | 41 | Gilliam | 21 | 41021 | 102.9 | 0 | 2008 | 9999 |  |  | N | Wind | [13 empty] | 0 | 0 | 0 | 0 | [11 empty] | Arlington Wind Power Project LLC | 100 | Energias de Portugal SA | 100
Rail Splitter Wind Farm | 56856_G_GEN1 | 56856 | G | GEN1 |  | Onshore Wind |  | MIS_IL | Illinois | 17 | Tazewell | 179 | 17179 | 100.5 | 0 | 2009 | 9999 |  |  | N | Wind | [13 empty] | 0 | 0 | 0 | 0 | [11 empty] | Rail Splitter Wind Farm LLC | 100 | Energias de Portugal SA | 100
Marble River Wind Farm | 56857_G_GEN1 | 56857 | G | GEN1 |  | Onshore Wind |  | NY_Z_D | New York | 36 | Clinton | 19 | 36019 | 215 | 0 | 2012 | 9999 |  |  | N | Wind | [13 empty] | 0 | 0 | 0 | 0 | [11 empty] | AES Acciona NY Windpower | 50 | Acciona Energia | 50
Sagebrush Power Partners | 56858_G_GEN1 | 56858 | G | GEN1 |  | Onshore Wind |  | WECC_PNW | Washington | 53 | Kittitas | 37 | 53037 | 100.7 | 0 | 2010 | 9999 |  |  | N | Wind | [13 empty] | 0 | 0 | 0 | 0 | [11 empty] | Sagebrush Power Partners LLC | 100 | Energias de Portugal SA | 100
Crosswind Energy Project | 56859_G_1 | 56859 | G | 1 |  | Onshore Wind |  | MIS_IA | Iowa | 19 | Palo Alto | 147 | 19147 | 21 | 0 | 2007 | 9999 |  |  | N | Wind | [13 empty] | 0 | 0 | 0 | 0 | [11 empty] | Clear View Acres Wind Farm LLC | 10 | Allen Bjork | 10
Hardin Hilltop Wind LLC | 56860_G_1 | 56860 | G | 1 |  | Onshore Wind |  | MIS_IA | Iowa | 19 | Greene | 73 | 19073 | 14.7 | 0 | 2007 | 9999 |  |  | N | Wind | [13 empty] | 0 | 0 | 0 | 0 | [11 empty] | Hardin Hilltop Wind LLC | 100 | NRG Energy Inc | 100
Bolthouse S&P and Rowen Farms Solar | 56862_G_1 | 56862 | G | 1 |  | Solar PV |  | WECC_SCE | California | 6 | Los Angeles | 37 | 06037 | 0.3 | 0 | 2008 | 9999 |  |  | N | Solar | [13 empty] | 0 | 0 | 0 | 0 | [11 empty] | MMA WBF Power LP | 100 | SunEdison | 100
Bolthouse S&P and Rowen Farms Solar | 56862_G_2 | 56862 | G | 2 |  | Solar PV |  | WECC_SCE | California | 6 | Los Angeles | 37 | 06037 | 0.3 | 0 | 2008 | 9999 |  |  | N | Solar | [13 empty] | 0 | 0 | 0 | 0 | [11 empty] | MMA WBF Power LP | 100 | SunEdison | 100
Bolthouse S&P and Rowen Farms Solar | 56862_G_3 | 56862 | G | 3 |  | Solar PV |  | WECC_SCE | California | 6 | Los Angeles | 37 | 06037 | 0.3 | 0 | 2008 | 9999 |  |  | N | Solar | [13 empty] | 0 | 0 | 0 | 0 | [11 empty] | MMA WBF Power LP | 100 | SunEdison | 100
Bolthouse S&P and Rowen Farms Solar | 56862_G_4 | 56862 | G | 4 |  | Solar PV |  | WECC_SCE | California | 6 | Los Angeles | 37 | 06037 | 0.3 | 0 | 2008 | 9999 |  |  | N | Solar | [13 empty] | 0 | 0 | 0 | 0 | [11 empty] | MMA WBF Power LP | 100 | SunEdison | 100
Covel Gardens Gas Recovery | 56864_G_1 | 56864 | G | 1 |  | Landfill Gas |  | ERC_REST | Texas | 48 | Bexar | 29 | 48029 | 1.6 | 14911 | 2005 | 9999 |  |  | N | Landfill Gas | [13 empty] | 0.0887 | 0.0887 | 0.0887 | 0.0887 | [11 empty] | Bio Energy (Texas) LLC | 100 | Energy Developments | 100
Covel Gardens Gas Recovery | 56864_G_2 | 56864 | G | 2 |  | Landfill Gas |  | ERC_REST | Texas | 48 | Bexar | 29 | 48029 | 1.6 | 14912 | 2005 | 9999 |  |  | N | Landfill Gas | [13 empty] | 0.0887 | 0.0887 | 0.0887 | 0.0887 | [11 empty] | Bio Energy (Texas) LLC | 100 | Energy Developments | 100
Covel Gardens Gas Recovery | 56864_G_3 | 56864 | G | 3 |  | Landfill Gas |  | ERC_REST | Texas | 48 | Bexar | 29 | 48029 | 1.6 | 14912 | 2005 | 9999 |  |  | N | Landfill Gas | [13 empty] | 0.0887 | 0.0887 | 0.0887 | 0.0887 | [11 empty] | Bio Energy (Texas) LLC | 100 | Energy Developments | 100
Covel Gardens Gas Recovery | 56864_G_4 | 56864 | G | 4 |  | Landfill Gas |  | ERC_REST | Texas | 48 | Bexar | 29 | 48029 | 1.6 | 14912 | 2005 | 9999 |  |  | N | Landfill Gas | [13 empty] | 0.0887 | 0.0887 | 0.0887 | 0.0887 | [11 empty] | Bio Energy (Texas) LLC | 100 | Energy Developments | 100
Covel Gardens Gas Recovery | 56864_G_5 | 56864 | G | 5 |  | Landfill Gas |  | ERC_REST | Texas | 48 | Bexar | 29 | 48029 | 1.6 | 14912 | 2005 | 9999 |  |  | N | Landfill Gas | [13 empty] | 0.0887 | 0.0887 | 0.0887 | 0.0887 | [11 empty] | Bio Energy (Texas) LLC | 100 | Energy Developments | 100
Covel Gardens Gas Recovery | 56864_G_6 | 56864 | G | 6 |  | Landfill Gas |  | ERC_REST | Texas | 48 | Bexar | 29 | 48029 | 1.6 | 14912 | 2005 | 9999 |  |  | N | Landfill Gas | [13 empty] | 0.0887 | 0.0887 | 0.0887 | 0.0887 | [11 empty] | Bio Energy (Texas) LLC | 100 | Energy Developments | 100
Loraine County Project | 56869_G_1 | 56869 | G | 1 |  | Landfill Gas |  | PJM_ATSI | Ohio | 39 | Lorain | 93 | 39093 | 1.4 | 13500 | 2001 | 9999 |  |  | N | Landfill Gas | [13 empty] | 0.22117 | 0.22117 | 0.22117 | 0.22117 | [11 empty] | Bio Energy (Ohio II) LLC | 100 | Energy Developments | 100
Loraine County Project | 56869_G_10 | 56869 | G | 10 |  | Landfill Gas |  | PJM_ATSI | Ohio | 39 | Lorain | 93 | 39093 | 1.6 | 13500 | 2012 | 9999 |  |  | N | Landfill Gas | [13 empty] | 0.22117 | 0.22117 | 0.22117 | 0.22117 | [11 empty] | Bio Energy (Ohio II) LLC | 100 | Energy Developments | 100
Loraine County Project | 56869_G_11 | 56869 | G | 11 |  | Landfill Gas |  | PJM_ATSI | Ohio | 39 | Lorain | 93 | 39093 | 1.6 | 13500 | 2012 | 9999 |  |  | N | Landfill Gas | [13 empty] | 0.22117 | 0.22117 | 0.22117 | 0.22117 | [11 empty] | Bio Energy (Ohio II) LLC | 100 | Energy Developments | 100
Loraine County Project | 56869_G_12 | 56869 | G | 12 |  | Landfill Gas |  | PJM_ATSI | Ohio | 39 | Lorain | 93 | 39093 | 1.6 | 13500 | 2012 | 9999 |  |  | N | Landfill Gas | [13 empty] | 0.22117 | 0.22117 | 0.22117 | 0.22117 | [11 empty] | Bio Energy (Ohio II) LLC | 100 | Energy Developments | 100
Loraine County Project | 56869_G_13 | 56869 | G | 13 |  | Landfill Gas |  | PJM_ATSI | Ohio | 39 | Lorain | 93 | 39093 | 1.6 | 13500 | 2012 | 9999 |  |  | N | Landfill Gas | [13 empty] | 0.22117 | 0.22117 | 0.22117 | 0.22117 | [11 empty] | Bio Energy (Ohio II) LLC | 100 | Energy Developments | 100
Loraine County Project | 56869_G_14 | 56869 | G | 14 |  | Landfill Gas |  | PJM_ATSI | Ohio | 39 | Lorain | 93 | 39093 | 1.6 | 13500 | 2012 | 9999 |  |  | N | Landfill Gas | [13 empty] | 0.22117 | 0.22117 | 0.22117 | 0.22117 | [11 empty] | Bio Energy (Ohio II) LLC | 100 | Energy Developments | 100
Loraine County Project | 56869_G_15 | 56869 | G | 15 |  | Landfill Gas |  | PJM_ATSI | Ohio | 39 | Lorain | 93 | 39093 | 1.6 | 13500 | 2012 | 9999 |  |  | N | Landfill Gas | [13 empty] | 0.22117 | 0.22117 | 0.22117 | 0.22117 | [11 empty] | Bio Energy (Ohio II) LLC | 100 | Energy Developments | 100
Loraine County Project | 56869_G_16 | 56869 | G | 16 |  | Landfill Gas |  | PJM_ATSI | Ohio | 39 | Lorain | 93 | 39093 | 1.6 | 13500 | 2012 | 9999 |  |  | N | Landfill Gas | [13 empty] | 0.22117 | 0.22117 | 0.22117 | 0.22117 | [11 empty] | Bio Energy (Ohio II) LLC | 100 | Energy Developments | 100
Loraine County Project | 56869_G_17 | 56869 | G | 17 |  | Landfill Gas |  | PJM_ATSI | Ohio | 39 | Lorain | 93 | 39093 | 1.6 | 13500 | 2012 | 9999 |  |  | N | Landfill Gas | [13 empty] | 0.22117 | 0.22117 | 0.22117 | 0.22117 | [11 empty] | Bio Energy (Ohio II) LLC | 100 | Energy Developments | 100
Loraine County Project | 56869_G_18 | 56869 | G | 18 |  | Landfill Gas |  | PJM_ATSI | Ohio | 39 | Lorain | 93 | 39093 | 1.6 | 13500 | 2012 | 9999 |  |  | N | Landfill Gas | [13 empty] | 0.22117 | 0.22117 | 0.22117 | 0.22117 | [11 empty] | Bio Energy (Ohio II) LLC | 100 | Energy Developments | 100
Loraine County Project | 56869_G_2 | 56869 | G | 2 |  | Landfill Gas |  | PJM_ATSI | Ohio | 39 | Lorain | 93 | 39093 | 1.4 | 13500 | 2001 | 9999 |  |  | N | Landfill Gas | [13 empty] | 0.22117 | 0.22117 | 0.22117 | 0.22117 | [11 empty] | Bio Energy (Ohio II) LLC | 100 | Energy Developments | 100
Loraine County Project | 56869_G_3 | 56869 | G | 3 |  | Landfill Gas |  | PJM_ATSI | Ohio | 39 | Lorain | 93 | 39093 | 1.4 | 13500 | 2001 | 9999 |  |  | N | Landfill Gas | [13 empty] | 0.22117 | 0.22117 | 0.22117 | 0.22117 | [11 empty] | Bio Energy (Ohio II) LLC | 100 | Energy Developments | 100
Loraine County Project | 56869_G_4 | 56869 | G | 4 |  | Landfill Gas |  | PJM_ATSI | Ohio | 39 | Lorain | 93 | 39093 | 1.4 | 13500 | 2001 | 9999 |  |  | N | Landfill Gas | [13 empty] | 0.22117 | 0.22117 | 0.22117 | 0.22117 | [11 empty] | Bio Energy (Ohio II) LLC | 100 | Energy Developments | 100
Loraine County Project | 56869_G_5 | 56869 | G | 5 |  | Landfill Gas |  | PJM_ATSI | Ohio | 39 | Lorain | 93 | 39093 | 1.4 | 13500 | 2001 | 9999 |  |  | N | Landfill Gas | [13 empty] | 0.22117 | 0.22117 | 0.22117 | 0.22117 | [11 empty] | Bio Energy (Ohio II) LLC | 100 | Energy Developments | 100
Loraine County Project | 56869_G_6 | 56869 | G | 6 |  | Landfill Gas |  | PJM_ATSI | Ohio | 39 | Lorain | 93 | 39093 | 1.4 | 13500 | 2001 | 9999 |  |  | N | Landfill Gas | [13 empty] | 0.22117 | 0.22117 | 0.22117 | 0.22117 | [11 empty] | Bio Energy (Ohio II) LLC | 100 | Energy Developments | 100
Loraine County Project | 56869_G_7 | 56869 | G | 7 |  | Landfill Gas |  | PJM_ATSI | Ohio | 39 | Lorain | 93 | 39093 | 1.4 | 13500 | 2003 | 9999 |  |  | N | Landfill Gas | [13 empty] | 0.22117 | 0.22117 | 0.22117 | 0.22117 | [11 empty] | Bio Energy (Ohio II) LLC | 100 | Energy Developments | 100
Loraine County Project | 56869_G_8 | 56869 | G | 8 |  | Landfill Gas |  | PJM_ATSI | Ohio | 39 | Lorain | 93 | 39093 | 1.4 | 13500 | 2003 | 9999 |  |  | N | Landfill Gas | [13 empty] | 0.22117 | 0.22117 | 0.22117 | 0.22117 | [11 empty] | Bio Energy (Ohio II) LLC | 100 | Energy Developments | 100
Loraine County Project | 56869_G_9 | 56869 | G | 9 |  | Landfill Gas |  | PJM_ATSI | Ohio | 39 | Lorain | 93 | 39093 | 1.6 | 13500 | 2012 | 9999 |  |  | N | Landfill Gas | [13 empty] | 0.22117 | 0.22117 | 0.22117 | 0.22117 | [11 empty] | Bio Energy (Ohio II) LLC | 100 | Energy Developments | 100
Taylor | 56870_G_1 | 56870 | G | 1 |  | Landfill Gas |  | S_SOU | Georgia | 13 | Taylor | 269 | 13269 | 1 | 13797 | 2003 | 9999 |  |  | N | Landfill Gas | [13 empty] | 0.22117 | 0.22117 | 0.22117 | 0.22117 | [11 empty] | Bio Energy (Georgia) LLC | 100 | Energy Developments | 100
Taylor | 56870_G_2 | 56870 | G | 2 |  | Landfill Gas |  | S_SOU | Georgia | 13 | Taylor | 269 | 13269 | 1 | 13798 | 2003 | 9999 |  |  | N | Landfill Gas | [13 empty] | 0.22117 | 0.22117 | 0.22117 | 0.22117 | [11 empty] | Bio Energy (Georgia) LLC | 100 | Energy Developments | 100
Taylor | 56870_G_3 | 56870 | G | 3 |  | Landfill Gas |  | S_SOU | Georgia | 13 | Taylor | 269 | 13269 | 1 | 13798 | 2003 | 9999 |  |  | N | Landfill Gas | [13 empty] | 0.22117 | 0.22117 | 0.22117 | 0.22117 | [11 empty] | Bio Energy (Georgia) LLC | 100 | Energy Developments | 100
Taylor | 56870_G_4 | 56870 | G | 4 |  | Landfill Gas |  | S_SOU | Georgia | 13 | Taylor | 269 | 13269 | 1 | 13798 | 2003 | 9999 |  |  | N | Landfill Gas | [13 empty] | 0.22117 | 0.22117 | 0.22117 | 0.22117 | [11 empty] | Bio Energy (Georgia) LLC | 100 | Energy Developments | 100
Taylor | 56870_G_5 | 56870 | G | 5 |  | Landfill Gas |  | S_SOU | Georgia | 13 | Taylor | 269 | 13269 | 1 | 13798 | 2011 | 9999 |  |  | N | Landfill Gas | [13 empty] | 0.22117 | 0.22117 | 0.22117 | 0.22117 | [11 empty] | Bio Energy (Georgia) LLC | 100 | Energy Developments | 100
Taylor | 56870_G_6 | 56870 | G | 6 |  | Landfill Gas |  | S_SOU | Georgia | 13 | Taylor | 269 | 13269 | 1 | 13798 | 2011 | 9999 |  |  | N | Landfill Gas | [13 empty] | 0.22117 | 0.22117 | 0.22117 | 0.22117 | [11 empty] | Bio Energy (Georgia) LLC | 100 | Energy Developments | 100
Taylor | 56870_G_7 | 56870 | G | 7 |  | Landfill Gas |  | S_SOU | Georgia | 13 | Taylor | 269 | 13269 | 1 | 13798 | 2011 | 9999 |  |  | N | Landfill Gas | [13 empty] | 0.22117 | 0.22117 | 0.22117 | 0.22117 | [11 empty] | Bio Energy (Georgia) LLC | 100 | Energy Developments | 100
Taylor | 56870_G_8 | 56870 | G | 8 |  | Landfill Gas |  | S_SOU | Georgia | 13 | Taylor | 269 | 13269 | 1 | 13798 | 2011 | 9999 |  |  | N | Landfill Gas | [13 empty] | 0.22117 | 0.22117 | 0.22117 | 0.22117 | [11 empty] | Bio Energy (Georgia) LLC | 100 | Energy Developments | 100
Meldahl Hydroelectric Project | 56872_G_1 | 56872 | G | 1 |  | Hydro |  | PJM_West | Kentucky | 21 | Bracken | 23 | 21023 | 35 | 0 | 2016 | 9999 |  |  | N | Hydro | [13 empty] | 0 | 0 | 0 | 0 | [11 empty] | Hamilton Dept of Public Utilities | 51.4 | Hamilton Dept of Public Utilities | 51.4
Meldahl Hydroelectric Project | 56872_G_2 | 56872 | G | 2 |  | Hydro |  | PJM_West | Kentucky | 21 | Bracken | 23 | 21023 | 35 | 0 | 2016 | 9999 |  |  | N | Hydro | [13 empty] | 0 | 0 | 0 | 0 | [11 empty] | Hamilton Dept of Public Utilities | 51.4 | Hamilton Dept of Public Utilities | 51.4
Meldahl Hydroelectric Project | 56872_G_3 | 56872 | G | 3 |  | Hydro |  | PJM_West | Kentucky | 21 | Bracken | 23 | 21023 | 35 | 0 | 2016 | 9999 |  |  | N | Hydro | [13 empty] | 0 | 0 | 0 | 0 | [11 empty] | Hamilton Dept of Public Utilities | 51.4 | Hamilton Dept of Public Utilities | 51.4
SECCRA Community Landfill | 56873_G_1 | 56873 | G | 1 |  | Landfill Gas |  | PJM_EMAC | Pennsylvania | 42 | Chester | 29 | 42029 | 0.9 | 14103 | 2007 | 9999 |  |  | N | Landfill Gas | [13 empty] | 0.22117 | 0.22117 | 0.22117 | 0.22117 | [11 empty] | Southeastern Chester County Refuse Authority | 100 | Southeastern Chester County Refuse Authority | 100
SECCRA Community Landfill | 56873_G_3 | 56873 | G | 3 |  | Landfill Gas |  | PJM_EMAC | Pennsylvania | 42 | Chester | 29 | 42029 | 1.6 | 14103 | 2010 | 9999 |  |  | N | Landfill Gas | [13 empty] | 0.22117 | 0.22117 | 0.22117 | 0.22117 | [11 empty] | Southeastern Chester County Refuse Authority | 100 | Southeastern Chester County Refuse Authority | 100
Shiloh Wind Project 2 LLC | 56874_G_TBD | 56874 | G | TBD |  | Onshore Wind |  | WEC_CALN | California | 6 | Solano | 95 | 06095 | 150 | 0 | 2009 | 9999 |  |  | N | Wind | [13 empty] | 0 | 0 | 0 | 0 | [11 empty] | Shiloh Wind Project 2 LLC | 100 | EDF Group | 100
Sacramento Soleil LLC | 56875_G_TBD | 56875 | G | TBD |  | Solar PV |  | WEC_BANC | California | 6 | Sacramento | 67 | 06067 | 1 | 0 | 2008 | 9999 |  |  | N | Solar | [13 empty] | 0 | 0 | 0 | 0 | [11 empty] | Sacramento Soleil LLC | 100 | EDF Group | 100
Wapsipinicon Wind Project | 56876_G_TBD | 56876 | G | TBD |  | Onshore Wind |  | MIS_MNWI | Minnesota | 27 | Mower | 99 | 27099 | 100.5 | 0 | 2009 | 9999 |  |  | N | Wind | [13 empty] | 0 | 0 | 0 | 0 | [11 empty] | Wapsipinicon Wind Project LLC | 100 | EDF Group | 100
Hall's Warehouse Solar Project | 56877_G_TBD | 56877 | G | TBD |  | Solar PV |  | PJM_EMAC | New Jersey | 34 | Middlesex | 23 | 34023 | 1.6 | 0 | 2009 | 9999 |  |  | N | Solar | [13 empty] | 0 | 0 | 0 | 0 | [11 empty] | enXco Service Corp | 100 | EDF Group | 100
Hoosier Wind Project LLC | 56878_G_TBD | 56878 | G | TBD |  | Onshore Wind |  | MIS_INKY | Indiana | 18 | Benton | 7 | 18007 | 106 | 0 | 2009 | 9999 |  |  | N | Wind | [13 empty] | 0 | 0 | 0 | 0 | [11 empty] | Hoosier Wind Project LLC | 100 | EDF Group | 100
Flat Ridge Wind Energy LLC | 56879_G_1 | 56879 | G | 1 |  | Onshore Wind |  | SPP_N | Kansas | 20 | Barber | 7 | 20007 | 44 | 0 | 2009 | 9999 |  |  | N | Wind | [13 empty] | 0 | 0 | 0 | 0 | [11 empty] | Evergy Kansas Central Inc | 50 | BP plc | 50
OREG 2 Inc | 56880_G_CS12 | 56880 | G | CS12 |  | Non-Fossil Waste |  | SPP_WAUE | Montana | 30 | Roosevelt | 85 | 30085 | 5 | 9272 | 2009 | 9999 |  |  | N | Non-Fossil Waste | [13 empty] | 0 | 0 | 0 | 0 | [11 empty] | OREG 2 Inc | 100 | Northleaf Capital Partners | 100
OREG 2 Inc | 56880_G_CS3 | 56880 | G | CS3 |  | Non-Fossil Waste |  | SPP_WAUE | Montana | 30 | Roosevelt | 85 | 30085 | 5 | 9273 | 2009 | 9999 |  |  | N | Non-Fossil Waste | [13 empty] | 0 | 0 | 0 | 0 | [11 empty] | OREG 2 Inc | 100 | Northleaf Capital Partners | 100
OREG 2 Inc | 56880_G_CS5 | 56880 | G | CS5 |  | Non-Fossil Waste |  | SPP_WAUE | Montana | 30 | Roosevelt | 85 | 30085 | 5 | 9273 | 2009 | 9999 |  |  | N | Non-Fossil Waste | [13 empty] | 0 | 0 | 0 | 0 | [11 empty] | OREG 2 Inc | 100 | Northleaf Capital Partners | 100
OREG 2 Inc | 56880_G_CS8 | 56880 | G | CS8 |  | Non-Fossil Waste |  | SPP_WAUE | Montana | 30 | Roosevelt | 85 | 30085 | 5 | 9273 | 2008 | 9999 |  |  | N | Non-Fossil Waste | [13 empty] | 0 | 0 | 0 | 0 | [11 empty] | OREG 2 Inc | 100 | Northleaf Capital Partners | 100
Pennsauken Solar | 56883_G_GEN 1 | 56883 | G | GEN 1 |  | Solar PV |  | PJM_EMAC | New Jersey | 34 | Camden | 7 | 34007 | 0.2 | 0 | 2006 | 9999 |  |  | N | Solar | [13 empty] | 0 | 0 | 0 | 0 | [11 empty] | EPP New Jersey Biogas LLC | 100 | Exelon Corp | 100
Pennsauken Solar | 56883_G_GEN 2 | 56883 | G | GEN 2 |  | Solar PV |  | PJM_EMAC | New Jersey | 34 | Camden | 7 | 34007 | 0.2 | 0 | 2006 | 9999 |  |  | N | Solar | [13 empty] | 0 | 0 | 0 | 0 | [11 empty] | EPP New Jersey Biogas LLC | 100 | Exelon Corp | 100
Pennsauken Solar | 56883_G_GEN 3 | 56883 | G | GEN 3 |  | Solar PV |  | PJM_EMAC | New Jersey | 34 | Camden | 7 | 34007 | 0.1 | 0 | 2007 | 9999 |  |  | N | Solar | [13 empty] | 0 | 0 | 0 | 0 | [11 empty] | EPP New Jersey Biogas LLC | 100 | Exelon Corp | 100
Pennsauken Solar | 56883_G_GEN 4 | 56883 | G | GEN 4 |  | Solar PV |  | PJM_EMAC | New Jersey | 34 | Camden | 7 | 34007 | 0.2 | 0 | 2007 | 9999 |  |  | N | Solar | [13 empty] | 0 | 0 | 0 | 0 | [11 empty] | EPP New Jersey Biogas LLC | 100 | Exelon Corp | 100
Pennsauken Solar | 56883_G_GEN 5 | 56883 | G | GEN 5 |  | Solar PV |  | PJM_EMAC | New Jersey | 34 | Camden | 7 | 34007 | 0.1 | 0 | 2007 | 9999 |  |  | N | Solar | [13 empty] | 0 | 0 | 0 | 0 | [11 empty] | EPP New Jersey Biogas LLC | 100 | Exelon Corp | 100
Pennsauken Solar | 56883_G_GEN 6 | 56883 | G | GEN 6 |  | Solar PV |  | PJM_EMAC | New Jersey | 34 | Camden | 7 | 34007 | 0.2 | 0 | 2007 | 9999 |  |  | N | Solar | [13 empty] | 0 | 0 | 0 | 0 | [11 empty] | EPP New Jersey Biogas LLC | 100 | Exelon Corp | 100
Pennsauken Solar | 56883_G_GEN 7 | 56883 | G | GEN 7 |  | Solar PV |  | PJM_EMAC | New Jersey | 34 | Camden | 7 | 34007 | 0.2 | 0 | 2007 | 9999 |  |  | N | Solar | [13 empty] | 0 | 0 | 0 | 0 | [11 empty] | EPP New Jersey Biogas LLC | 100 | Exelon Corp | 100
Pennsauken Solar | 56883_G_GEN 8 | 56883 | G | GEN 8 |  | Solar PV |  | PJM_EMAC | New Jersey | 34 | Camden | 7 | 34007 | 0.2 | 0 | 2007 | 9999 |  |  | N | Solar | [13 empty] | 0 | 0 | 0 | 0 | [11 empty] | EPP New Jersey Biogas LLC | 100 | Exelon Corp | 100
Pennsauken Solar | 56883_G_GEN 9 | 56883 | G | GEN 9 |  | Solar PV |  | PJM_EMAC | New Jersey | 34 | Camden | 7 | 34007 | 0.1 | 0 | 2007 | 9999 |  |  | N | Solar | [13 empty] | 0 | 0 | 0 | 0 | [11 empty] | EPP New Jersey Biogas LLC | 100 | Exelon Corp | 100
Pennsauken Solar | 56883_G_GEN10 | 56883 | G | GEN10 |  | Solar PV |  | PJM_EMAC | New Jersey | 34 | Camden | 7 | 34007 | 2.4 | 0 | 2018 | 9999 |  |  | N | Solar | [13 empty] | 0 | 0 | 0 | 0 | [11 empty] | EPP New Jersey Biogas LLC | 100 | Exelon Corp | 100
Cumberland County Solid Waste Complex | 56884_G_GEN 2 | 56884 | G | GEN 2 |  | Landfill Gas |  | PJM_EMAC | New Jersey | 34 | Cumberland | 11 | 34011 | 1.6 | 13500 | 2008 | 9999 |  |  | N | Landfill Gas | [13 empty] | 0.07761 | 0.07761 | 0.07761 | 0.07761 | [11 empty] | EPP New Jersey Biogas LLC | 100 | Exelon Corp | 100
Cumberland County Solid Waste Complex | 56884_G_GEN 3 | 56884 | G | GEN 3 |  | Landfill Gas |  | PJM_EMAC | New Jersey | 34 | Cumberland | 11 | 34011 | 1.6 | 13500 | 2008 | 9999 |  |  | N | Landfill Gas | [13 empty] | 0.07761 | 0.07761 | 0.07761 | 0.07761 | [11 empty] | EPP New Jersey Biogas LLC | 100 | Exelon Corp | 100
Cumberland County Solid Waste Complex | 56884_G_GEN1 | 56884 | G | GEN1 |  | Landfill Gas |  | PJM_EMAC | New Jersey | 34 | Cumberland | 11 | 34011 | 1.6 | 13500 | 2008 | 9999 |  |  | N | Landfill Gas | [13 empty] | 0.07761 | 0.07761 | 0.07761 | 0.07761 | [11 empty] | EPP New Jersey Biogas LLC | 100 | Exelon Corp | 100
Cumberland County PA LFG Recovery | 56887_G_GEN 1 | 56887 | G | GEN 1 |  | Landfill Gas |  | PJM_PENE | Pennsylvania | 42 | Cumberland | 41 | 42041 | 1.6 | 13500 | 2009 | 9999 |  |  | N | Landfill Gas | [13 empty] | 0.22117 | 0.22117 | 0.22117 | 0.22117 | [11 empty] | EPP Renewable Energy LLC | 100 | Exelon Corp | 100
Cumberland County PA LFG Recovery | 56887_G_GEN 2 | 56887 | G | GEN 2 |  | Landfill Gas |  | PJM_PENE | Pennsylvania | 42 | Cumberland | 41 | 42041 | 1.6 | 13500 | 2009 | 9999 |  |  | N | Landfill Gas | [13 empty] | 0.22117 | 0.22117 | 0.22117 | 0.22117 | [11 empty] | EPP Renewable Energy LLC | 100 | Exelon Corp | 100
Cumberland County PA LFG Recovery | 56887_G_GEN 3 | 56887 | G | GEN 3 |  | Landfill Gas |  | PJM_PENE | Pennsylvania | 42 | Cumberland | 41 | 42041 | 1.6 | 13500 | 2009 | 9999 |  |  | N | Landfill Gas | [13 empty] | 0.22117 | 0.22117 | 0.22117 | 0.22117 | [11 empty] | EPP Renewable Energy LLC | 100 | Exelon Corp | 100
Cumberland County PA LFG Recovery | 56887_G_GEN 4 | 56887 | G | GEN 4 |  | Landfill Gas |  | PJM_PENE | Pennsylvania | 42 | Cumberland | 41 | 42041 | 1.6 | 13500 | 2009 | 9999 |  |  | N | Landfill Gas | [13 empty] | 0.22117 | 0.22117 | 0.22117 | 0.22117 | [11 empty] | EPP Renewable Energy LLC | 100 | Exelon Corp | 100
Warren County Solar | 56888_G_GEN 1 | 56888 | G | GEN 1 |  | Solar PV |  | PJM_EMAC | New Jersey | 34 | Warren | 41 | 34041 | 0.5 | 0 | 2012 | 9999 |  |  | N | Solar | [13 empty] | 0 | 0 | 0 | 0 | [11 empty] | EPP Renewable Energy LLC | 100 | Exelon Corp | 100
Warren County Solar | 56888_G_GEN 2 | 56888 | G | GEN 2 |  | Solar PV |  | PJM_EMAC | New Jersey | 34 | Warren | 41 | 34041 | 0.5 | 0 | 2012 | 9999 |  |  | N | Solar | [13 empty] | 0 | 0 | 0 | 0 | [11 empty] | EPP Renewable Energy LLC | 100 | Exelon Corp | 100
Warren County Solar | 56888_G_GEN 3 | 56888 | G | GEN 3 |  | Solar PV |  | PJM_EMAC | New Jersey | 34 | Warren | 41 | 34041 | 0.5 | 0 | 2012 | 9999 |  |  | N | Solar | [13 empty] | 0 | 0 | 0 | 0 | [11 empty] | EPP Renewable Energy LLC | 100 | Exelon Corp | 100
Warren County Solar | 56888_G_GEN 4 | 56888 | G | GEN 4 |  | Solar PV |  | PJM_EMAC | New Jersey | 34 | Warren | 41 | 34041 | 0.5 | 0 | 2012 | 9999 |  |  | N | Solar | [13 empty] | 0 | 0 | 0 | 0 | [11 empty] | EPP Renewable Energy LLC | 100 | Exelon Corp | 100
PPL Renewable Energy Merck Solar | 56889_G_GEN 1 | 56889 | G | GEN 1 |  | Solar PV |  | PJM_EMAC | New Jersey | 34 | Union | 39 | 34039 | 1.7 | 0 | 2009 | 9999 |  |  | N | Solar | [13 empty] | 0 | 0 | 0 | 0 | [11 empty] | EPP New Jersey Solar LLC | 100 | Exelon Corp | 100
Norther Tier Landfill | 56890_G_GEN 1 | 56890 | G | GEN 1 |  | Landfill Gas |  | PJM_PENE | Pennsylvania | 42 | Bradford | 15 | 42015 | 1.6 | 13500 | 2009 | 9999 |  |  | N | Landfill Gas | [13 empty] | 0.22117 | 0.22117 | 0.22117 | 0.22117 | [11 empty] | Northern Tier Solid Waste Authority | 100 | Exelon Corp | 100
Moretown | 56891_G_GEN 2 | 56891 | G | GEN 2 |  | Landfill Gas |  | NENGREST | Vermont | 50 | Washington | 23 | 50023 | 1.6 | 13500 | 2008 | 9999 |  |  | N | Landfill Gas | [13 empty] | 0.22117 | 0.22117 | 0.22117 | 0.22117 | [11 empty] | EPP Renewable Energy LLC | 50 | Exelon Corp | 50
Chester Diversion Hydroelectric Project | 56893_G_1 | 56893 | G | 1 |  | Hydro |  | WECC_ID | Idaho | 16 | Fremont | 43 | 16043 | 1.2 | 0 | 2014 | 9999 |  |  | N | Hydro | [13 empty] | 0 | 0 | 0 | 0 | [11 empty] | Northwest Power Service Inc | 100 | Riverbank Power Corp | 100
Chester Diversion Hydroelectric Project | 56893_G_2 | 56893 | G | 2 |  | Hydro |  | WECC_ID | Idaho | 16 | Fremont | 43 | 16043 | 1.2 | 0 | 2014 | 9999 |  |  | N | Hydro | [13 empty] | 0 | 0 | 0 | 0 | [11 empty] | Northwest Power Service Inc | 100 | Riverbank Power Corp | 100
Chester Diversion Hydroelectric Project | 56893_G_3 | 56893 | G | 3 |  | Hydro |  | WECC_ID | Idaho | 16 | Fremont | 43 | 16043 | 1.2 | 0 | 2014 | 9999 |  |  | N | Hydro | [13 empty] | 0 | 0 | 0 | 0 | [11 empty] | Northwest Power Service Inc | 100 | Riverbank Power Corp | 100
Ameresco Stafford | 56894_G_1 | 56894 | G | 1 |  | Landfill Gas |  | PJM_Dom | Virginia | 51 | Stafford | 179 | 51179 | 1 | 13500 | 2009 | 9999 |  |  | N | Landfill Gas | [13 empty] | 0.6 | 0.6 | 0.6 | 0.6 | [11 empty] | Ameresco Stafford LLC | 100 | Ameresco Inc | 100
Ameresco Stafford | 56894_G_2 | 56894 | G | 2 |  | Landfill Gas |  | PJM_Dom | Virginia | 51 | Stafford | 179 | 51179 | 1 | 13500 | 2009 | 9999 |  |  | N | Landfill Gas | [13 empty] | 0.6 | 0.6 | 0.6 | 0.6 | [11 empty] | Ameresco Stafford LLC | 100 | Ameresco Inc | 100
Ameresco Ox Mountain | 56895_G_1 | 56895 | G | 1 |  | Landfill Gas |  | WEC_CALN | California | 6 | San Mateo | 81 | 06081 | 1.8 | 13500 | 2008 | 9999 |  |  | N | Landfill Gas | [13 empty] | 0.10624 | 0.10624 | 0.10624 | 0.10624 | [11 empty] | Ameresco Ox Mountain Energy LLC | 100 | Ameresco Inc | 100
Ameresco Ox Mountain | 56895_G_2 | 56895 | G | 2 |  | Landfill Gas |  | WEC_CALN | California | 6 | San Mateo | 81 | 06081 | 1.8 | 13500 | 2008 | 9999 |  |  | N | Landfill Gas | [13 empty] | 0.10624 | 0.10624 | 0.10624 | 0.10624 | [11 empty] | Ameresco Ox Mountain Energy LLC | 100 | Ameresco Inc | 100
Ameresco Ox Mountain | 56895_G_3 | 56895 | G | 3 |  | Landfill Gas |  | WEC_CALN | California | 6 | San Mateo | 81 | 06081 | 1.8 | 13500 | 2008 | 9999 |  |  | N | Landfill Gas | [13 empty] | 0.10624 | 0.10624 | 0.10624 | 0.10624 | [11 empty] | Ameresco Ox Mountain Energy LLC | 100 | Ameresco Inc | 100
Ameresco Ox Mountain | 56895_G_4 | 56895 | G | 4 |  | Landfill Gas |  | WEC_CALN | California | 6 | San Mateo | 81 | 06081 | 1.8 | 13500 | 2008 | 9999 |  |  | N | Landfill Gas | [13 empty] | 0.10624 | 0.10624 | 0.10624 | 0.10624 | [11 empty] | Ameresco Ox Mountain Energy LLC | 100 | Ameresco Inc | 100
Ameresco Ox Mountain | 56895_G_5 | 56895 | G | 5 |  | Landfill Gas |  | WEC_CALN | California | 6 | San Mateo | 81 | 06081 | 1.8 | 13500 | 2008 | 9999 |  |  | N | Landfill Gas | [13 empty] | 0.10624 | 0.10624 | 0.10624 | 0.10624 | [11 empty] | Ameresco Ox Mountain Energy LLC | 100 | Ameresco Inc | 100
Ameresco Ox Mountain | 56895_G_6 | 56895 | G | 6 |  | Landfill Gas |  | WEC_CALN | California | 6 | San Mateo | 81 | 06081 | 1.8 | 13500 | 2008 | 9999 |  |  | N | Landfill Gas | [13 empty] | 0.10624 | 0.10624 | 0.10624 | 0.10624 | [11 empty] | Ameresco Ox Mountain Energy LLC | 100 | Ameresco Inc | 100
Ameresco Jefferson City | 56896_G_1 | 56896 | G | 1 |  | Landfill Gas |  | MIS_MO | Missouri | 29 | Cole | 51 | 29051 | 0.9 | 13500 | 2009 | 9999 |  |  | N | Landfill Gas | [13 empty] | 0.22117 | 0.22117 | 0.22117 | 0.22117 | [11 empty] | Ameresco Jefferson City LLC | 100 | Ameresco Inc | 100
Ameresco Jefferson City | 56896_G_2 | 56896 | G | 2 |  | Landfill Gas |  | MIS_MO | Missouri | 29 | Cole | 51 | 29051 | 0.9 | 13500 | 2009 | 9999 |  |  | N | Landfill Gas | [13 empty] | 0.22117 | 0.22117 | 0.22117 | 0.22117 | [11 empty] | Ameresco Jefferson City LLC | 100 | Ameresco Inc | 100
Ameresco Jefferson City | 56896_G_3 | 56896 | G | 3 |  | Landfill Gas |  | MIS_MO | Missouri | 29 | Cole | 51 | 29051 | 0.9 | 13500 | 2009 | 9999 |  |  | N | Landfill Gas | [13 empty] | 0.22117 | 0.22117 | 0.22117 | 0.22117 | [11 empty] | Ameresco Jefferson City LLC | 100 | Ameresco Inc | 100
Ameresco Keller Canyon | 56897_G_1 | 56897 | G | 1 |  | Landfill Gas |  | WEC_CALN | California | 6 | Contra Costa | 13 | 06013 | 1.8 | 13500 | 2009 | 9999 |  |  | N | Landfill Gas | [13 empty] | 0.19633 | 0.19633 | 0.19633 | 0.19633 | [11 empty] | Ameresco Keller Canyon LLC | 100 | Ameresco Inc | 100
Ameresco Keller Canyon | 56897_G_2 | 56897 | G | 2 |  | Landfill Gas |  | WEC_CALN | California | 6 | Contra Costa | 13 | 06013 | 1.8 | 13500 | 2009 | 9999 |  |  | N | Landfill Gas | [13 empty] | 0.21737 | 0.21737 | 0.21737 | 0.21737 | [11 empty] | Ameresco Keller Canyon LLC | 100 | Ameresco Inc | 100
Ameresco Chiquita Canyon | 56898_G_1 | 56898 | G | 1 |  | Landfill Gas |  | WECC_SCE | California | 6 | Los Angeles | 37 | 06037 | 4 | 13824 | 2010 | 9999 |  |  | N | Landfill Gas | [13 empty] | 0.01489 | 0.01489 | 0.01489 | 0.01489 | [11 empty] | Ameresco Chiquita Energy LLC | 100 | Ameresco Inc | 100
Ameresco Chiquita Canyon | 56898_G_2 | 56898 | G | 2 |  | Landfill Gas |  | WECC_SCE | California | 6 | Los Angeles | 37 | 06037 | 4 | 13824 | 2010 | 9999 |  |  | N | Landfill Gas | [13 empty] | 0.01489 | 0.01489 | 0.01489 | 0.01489 | [11 empty] | Ameresco Chiquita Energy LLC | 100 | Ameresco Inc | 100
IRC Generator Facility | 56899_G_290 | 56899 | G | 290 |  | Combustion Turbine | IC Engine | WECC_AZ | Arizona | 4 | Coconino | 5 | 04005 | 1.5 | 25000 | 1986 | 9999 |  |  | N | Distillate Fuel Oil | [13 empty] | 1.6498 | 1.6498 | 1.6498 | 1.6498 | [11 empty] | Garkane Energy Coop Inc | 100 | Garkane Power Association Inc | 100
IRC Generator Facility | 56899_G_291 | 56899 | G | 291 |  | Combustion Turbine | IC Engine | WECC_AZ | Arizona | 4 | Coconino | 5 | 04005 | 1.5 | 25000 | 1986 | 9999 |  |  | N | Distillate Fuel Oil | [13 empty] | 1.6498 | 1.6498 | 1.6498 | 1.6498 | [11 empty] | Garkane Energy Coop Inc | 100 | Garkane Power Association Inc | 100
Atlantic City Convention Center | 56900_G_1 | 56900 | G | 1 |  | Solar PV |  | PJM_EMAC | New Jersey | 34 | Atlantic | 1 | 34001 | 0.5 | 0 | 2008 | 9999 |  |  | N | Solar | [13 empty] | 0 | 0 | 0 | 0 | [11 empty] | Pepco Energy Services Inc | 100 | Exelon Corp | 100
Atlantic City Convention Center | 56900_G_2 | 56900 | G | 2 |  | Solar PV |  | PJM_EMAC | New Jersey | 34 | Atlantic | 1 | 34001 | 0.5 | 0 | 2008 | 9999 |  |  | N | Solar | [13 empty] | 0 | 0 | 0 | 0 | [11 empty] | Pepco Energy Services Inc | 100 | Exelon Corp | 100
Atlantic City Convention Center | 56900_G_3 | 56900 | G | 3 |  | Solar PV |  | PJM_EMAC | New Jersey | 34 | Atlantic | 1 | 34001 | 0.5 | 0 | 2008 | 9999 |  |  | N | Solar | [13 empty] | 0 | 0 | 0 | 0 | [11 empty] | Pepco Energy Services Inc | 100 | Exelon Corp | 100
Atlantic City Convention Center | 56900_G_4 | 56900 | G | 4 |  | Solar PV |  | PJM_EMAC | New Jersey | 34 | Atlantic | 1 | 34001 | 0.5 | 0 | 2008 | 9999 |  |  | N | Solar | [13 empty] | 0 | 0 | 0 | 0 | [11 empty] | Pepco Energy Services Inc | 100 | Exelon Corp | 100
Noble Altona Windpark LLC | 56901_G_1 | 56901 | G | 1 |  | Onshore Wind |  | NY_Z_D | New York | 36 | Clinton | 19 | 36019 | 97.5 | 0 | 2009 | 9999 |  |  | N | Wind | [13 empty] | 0 | 0 | 0 | 0 | [11 empty] | Valcour Altona Windpark LLC | 100 | AES Corp (The) | 100
Noble Wethersfield Windpark LLC | 56902_G_1 | 56902 | G | 1 |  | Onshore Wind |  | NY_Z_C&E | New York | 36 | Wyoming | 121 | 36121 | 126 | 0 | 2009 | 9999 |  |  | N | Wind | [13 empty] | 0 | 0 | 0 | 0 | [11 empty] | Valcour Wethersfield Windpark LLC | 100 | AES Corp (The) | 100
Noble Chateaugay Windpark LLC | 56904_G_1 | 56904 | G | 1 |  | Onshore Wind |  | NY_Z_D | New York | 36 | Franklin | 33 | 36033 | 106.5 | 0 | 2009 | 9999 |  |  | N | Wind | [13 empty] | 0 | 0 | 0 | 0 | [11 empty] | Valcour Chateaugay Windpark LLC | 100 | AES Corp (The) | 100
Great Plains Windpark LLC | 56905_G_1 | 56905 | G | 1 |  | Onshore Wind |  | SPP_SPS | Texas | 48 | Hansford | 195 | 48195 | 114 | 0 | 2009 | 9999 |  |  | N | Wind | [13 empty] | 0 | 0 | 0 | 0 | [11 empty] | Great Plains Windpark Legacy LLC | 100 | Rahn Group | 100
Dave Gates Generating Station | 56908_G_1 | 56908 | G | 1 | 90619 | Combustion Turbine |  | WECC_MT | Montana | 30 | Deer Lodge | 23 | 30023 | 44.1 | 12179 | 2011 | 9999 |  |  | N | Natural Gas, Distillate Fuel Oil |  |  |  | H2O | SCR | [8 empty] | 0.01234 | 0.01234 | 0.01234 | 0.01234 | [11 empty] | NorthWestern Corp | 100 | NorthWestern Corp | 100
Dave Gates Generating Station | 56908_G_2 | 56908 | G | 2 | 90621 | Combustion Turbine |  | WECC_MT | Montana | 30 | Deer Lodge | 23 | 30023 | 44.1 | 12179 | 2011 | 9999 |  |  | N | Natural Gas, Distillate Fuel Oil |  |  |  | H2O | SCR | [8 empty] | 0.0147 | 0.0147 | 0.0147 | 0.0147 | [11 empty] | NorthWestern Corp | 100 | NorthWestern Corp | 100
Dave Gates Generating Station | 56908_G_3 | 56908 | G | 3 | 90623 | Combustion Turbine |  | WECC_MT | Montana | 30 | Deer Lodge | 23 | 30023 | 44.1 | 12179 | 2011 | 9999 |  |  | N | Natural Gas, Distillate Fuel Oil |  |  |  | H2O | SCR | [8 empty] | 0.01476 | 0.01476 | 0.01476 | 0.01476 | [11 empty] | NorthWestern Corp | 100 | NorthWestern Corp | 100
Gap Pacific Distribution Center | 56909_G_1 | 56909 | G | 1 |  | Solar PV |  | WEC_CALN | California | 6 | Fresno | 19 | 06019 | 0.3 | 0 | 2008 | 9999 |  |  | N | Solar | [13 empty] | 0 | 0 | 0 | 0 | [11 empty] | MMA GDC Power LP | 100 | SunEdison | 100
Gap Pacific Distribution Center | 56909_G_2 | 56909 | G | 2 |  | Solar PV |  | WEC_CALN | California | 6 | Fresno | 19 | 06019 | 0.3 | 0 | 2008 | 9999 |  |  | N | Solar | [13 empty] | 0 | 0 | 0 | 0 | [11 empty] | MMA GDC Power LP | 100 | SunEdison | 100
Gap Pacific Distribution Center | 56909_G_3 | 56909 | G | 3 |  | Solar PV |  | WEC_CALN | California | 6 | Fresno | 19 | 06019 | 0.3 | 0 | 2008 | 9999 |  |  | N | Solar | [13 empty] | 0 | 0 | 0 | 0 | [11 empty] | MMA GDC Power LP | 100 | SunEdison | 100
Gap Pacific Distribution Center | 56909_G_4 | 56909 | G | 4 |  | Solar PV |  | WEC_CALN | California | 6 | Fresno | 19 | 06019 | 0.3 | 0 | 2008 | 9999 |  |  | N | Solar | [13 empty] | 0 | 0 | 0 | 0 | [11 empty] | MMA GDC Power LP | 100 | SunEdison | 100
Broad Mountain | 56911_G_GEN1 | 56911 | G | GEN1 |  | Landfill Gas |  | PJM_WMAC | Pennsylvania | 42 | Schuylkill | 107 | 42107 | 4.1 | 16381 | 2009 | 9999 |  |  | N | Landfill Gas | [13 empty] | 0.22117 | 0.22117 | 0.22117 | 0.22117 | [11 empty] | Commonwealth Environmental Systems LP | 100 | UGI Corp | 100
Broad Mountain | 56911_G_GEN2 | 56911 | G | GEN2 |  | Landfill Gas |  | PJM_WMAC | Pennsylvania | 42 | Schuylkill | 107 | 42107 | 4.1 | 16386 | 2009 | 9999 |  |  | N | Landfill Gas | [13 empty] | 0.22117 | 0.22117 | 0.22117 | 0.22117 | [11 empty] | Commonwealth Environmental Systems LP | 100 | UGI Corp | 100
Langdon Wind II LLC | 56912_G_GE15 | 56912 | G | GE15 |  | Onshore Wind |  | MIS_MAPP | North Dakota | 38 | Cavalier | 19 | 38019 | 40.5 | 0 | 2008 | 9999 |  |  | N | Wind | [13 empty] | 0 | 0 | 0 | 0 | [11 empty] | Otter Tail Power Co | 100 | Otter Tail Corp | 100
Osceola Windpower II | 56913_G_CL25 | 56913 | G | CL25 |  | Onshore Wind |  | MIS_IA | Iowa | 19 | Osceola | 143 | 19143 | 50 | 0 | 2008 | 9999 |  |  | N | Wind | [13 empty] | 0 | 0 | 0 | 0 | [11 empty] | Endeavor Wind II LLC | 100 | NextEra Energy Inc | 100
Orange Grove Peaking Facility | 56914_G_CTG1 | 56914 | G | CTG1 | 90426 | Combustion Turbine |  | WEC_SDGE | California | 6 | San Diego | 73 | 06073 | 49.1 | 10835 | 2010 | 9999 |  |  | N | Natural Gas |  |  |  | H2O + NH3 | SCR | [8 empty] | 0.01464 | 0.01464 | 0.01464 | 0.01464 | [11 empty] | Orange Grove Energy LP | 100 | Electric Power Development Co Ltd (J Power) | 100
Orange Grove Peaking Facility | 56914_G_CTG2 | 56914 | G | CTG2 | 90427 | Combustion Turbine |  | WEC_SDGE | California | 6 | San Diego | 73 | 06073 | 49.1 | 10835 | 2010 | 9999 |  |  | N | Natural Gas |  |  |  | H2O + NH3 | SCR | [8 empty] | 0.01237 | 0.01237 | 0.01237 | 0.01237 | [11 empty] | Orange Grove Energy LP | 100 | Electric Power Development Co Ltd (J Power) | 100
SAS Solar Farm | 56915_G_1 | 56915 | G | 1 |  | Solar PV |  | S_VACA | North Carolina | 37 | Wake | 183 | 37183 | 0.5 | 0 | 2008 | 9999 |  |  | N | Solar | [13 empty] | 0 | 0 | 0 | 0 | [11 empty] | SAS Institute Inc | 100 | SAS Institute Inc | 100
SAS Solar Farm | 56915_G_2 | 56915 | G | 2 |  | Solar PV |  | S_VACA | North Carolina | 37 | Wake | 183 | 37183 | 0.5 | 0 | 2008 | 9999 |  |  | N | Solar | [13 empty] | 0 | 0 | 0 | 0 | [11 empty] | SAS Institute Inc | 100 | SAS Institute Inc | 100
SAS Solar Farm | 56915_G_3 | 56915 | G | 3 |  | Solar PV |  | S_VACA | North Carolina | 37 | Wake | 183 | 37183 | 0.5 | 0 | 2010 | 9999 |  |  | N | Solar | [13 empty] | 0 | 0 | 0 | 0 | [11 empty] | SAS Institute Inc | 100 | SAS Institute Inc | 100
SAS Solar Farm | 56915_G_4 | 56915 | G | 4 |  | Solar PV |  | S_VACA | North Carolina | 37 | Wake | 183 | 37183 | 0.5 | 0 | 2010 | 9999 |  |  | N | Solar | [13 empty] | 0 | 0 | 0 | 0 | [11 empty] | SAS Institute Inc | 100 | SAS Institute Inc | 100
Imperial Valley Solar, LLC | 56917_G_1 | 56917 | G | 1 |  | Solar PV |  | WECC_IID | California | 6 | Imperial | 25 | 06025 | 101 | 0 | 2013 | 9999 |  |  | N | Solar | [13 empty] | 0 | 0 | 0 | 0 | [11 empty] | Imperial Valley Solar 1 LLC | 100 | Brookfield Asset Management Inc | 100
Imperial Valley Solar, LLC | 56917_G_1A | 56917 | G | 1A |  | Solar PV |  | WECC_IID | California | 6 | Imperial | 25 | 06025 | 64.6 | 0 | 2013 | 9999 |  |  | N | Solar | [13 empty] | 0 | 0 | 0 | 0 | [11 empty] | Imperial Valley Solar 1 LLC | 100 | Brookfield Asset Management Inc | 100
Imperial Valley Solar, LLC | 56917_G_1B | 56917 | G | 1B |  | Solar PV |  | WECC_IID | California | 6 | Imperial | 25 | 06025 | 34.3 | 0 | 2014 | 9999 |  |  | N | Solar | [13 empty] | 0 | 0 | 0 | 0 | [11 empty] | Imperial Valley Solar 1 LLC | 100 | Brookfield Asset Management Inc | 100
FPL Energy Ashtabula Wind LLC | 56919_G_GE15 | 56919 | G | GE15 |  | Onshore Wind |  | MIS_MAPP | North Dakota | 38 | Barnes | 3 | 38003 | 148.5 | 0 | 2008 | 9999 |  |  | N | Wind | [13 empty] | 0 | 0 | 0 | 0 | [11 empty] | Ashtabula Wind I LLC | 100 | NextEra Energy Inc | 100
EC&R Panther Creek Wind Farm I | 56920_G_1 | 56920 | G | 1 |  | Onshore Wind |  | ERC_WEST | Texas | 48 | Howard | 227 | 48227 | 142.5 | 0 | 2008 | 9999 |  |  | N | Wind | [13 empty] | 0 | 0 | 0 | 0 | [11 empty] | Panther Creek Wind Farm I & II LLC | 100 | RWE Group | 100
EC&R Panther Creek Wind Farm II | 56921_G_1 | 56921 | G | 1 |  | Onshore Wind |  | ERC_WEST | Texas | 48 | Glasscock | 173 | 48173 | 115.5 | 0 | 2008 | 9999 |  |  | N | Wind | [13 empty] | 0 | 0 | 0 | 0 | [11 empty] | Panther Creek Wind Farm I & II LLC | 100 | RWE Group | 100
WWRF Solar Plant | 56922_G_EAST | 56922 | G | EAST |  | Solar PV |  | WECC_CO | Colorado | 8 | Garfield | 45 | 08045 | 0.4 | 0 | 2009 | 9999 |  |  | N | Solar | [13 empty] | 0 | 0 | 0 | 0 | [11 empty] | SunE SR1 Rifle Eic LLC | 100 | SunEdison | 100
WWRF Solar Plant | 56922_G_WEST | 56922 | G | WEST |  | Solar PV |  | WECC_CO | Colorado | 8 | Garfield | 45 | 08045 | 0.9 | 0 | 2009 | 9999 |  |  | N | Solar | [13 empty] | 0 | 0 | 0 | 0 | [11 empty] | SunE SR1 Rifle Eic LLC | 100 | SunEdison | 100
FPL Energy Crystal Lake Wind LLC | 56923_G_GE15 | 56923 | G | GE15 |  | Onshore Wind |  | MIS_IA | Iowa | 19 | Hancock | 81 | 19081 | 150 | 0 | 2008 | 9999 |  |  | N | Wind | [13 empty] | 0 | 0 | 0 | 0 | [11 empty] | Crystal Lake Wind Energy I LLC | 100 | NextEra Energy Inc | 100
FPL Energy Story Wind LLC | 56924_G_GE15 | 56924 | G | GE15 |  | Onshore Wind |  | MIS_MIDA | Iowa | 19 | Story | 169 | 19169 | 150 | 0 | 2008 | 9999 |  |  | N | Wind | [13 empty] | 0 | 0 | 0 | 0 | [11 empty] | Story County Wind LLC | 100 | NextEra Energy Inc | 100
FPL Energy Crystal Lake Wind II LLC | 56925_G_CL25 | 56925 | G | CL25 |  | Onshore Wind |  | MIS_IA | Iowa | 19 | Hancock | 81 | 19081 | 200 | 0 | 2009 | 9999 |  |  | N | Wind | [13 empty] | 0 | 0 | 0 | 0 | [11 empty] | Crystal Lake Wind Energy II LLC | 100 | NextEra Energy Inc | 100
Fairfield University CHP Plant | 56928_G_CHP1 | 56928 | G | CHP1 |  | Combustion Turbine |  | NENG_CT | Connecticut | 9 | Fairfield | 1 | 09001 | 4.5 | 8700 | 2007 | 9999 |  |  | Y | Natural Gas | [13 empty] | 0.01155 | 0.01155 | 0.01155 | 0.01155 | [11 empty] | Fairfield University | 100 | Fairfield University | 100
DeSoto Next Generation Solar Energy | 56929_G_1 | 56929 | G | 1 |  | Solar PV |  | FRCC | Florida | 12 | DeSoto | 27 | 12027 | 25 | 0 | 2009 | 9999 |  |  | N | Solar | [13 empty] | 0 | 0 | 0 | 0 | [11 empty] | Florida Power & Light Co | 100 | NextEra Energy Inc | 100
Space Coast Next Gen Solar Energy | 56930_G_1 | 56930 | G | 1 |  | Solar PV |  | FRCC | Florida | 12 | Brevard | 9 | 12009 | 10 | 0 | 2010 | 9999 |  |  | N | Solar | [13 empty] | 0 | 0 | 0 | 0 | [11 empty] | Florida Power & Light Co | 100 | NextEra Energy Inc | 100
Biotech LS 0836 | 56932_G_BLS1 | 56932 | G | BLS1 |  | Combustion Turbine | IC Engine | WECC_PNW | Washington | 53 | Whitman | 75 | 53075 | 1 | 13469 | 2009 | 9999 |  |  | N | Distillate Fuel Oil | [13 empty] | 1.6498 | 1.6498 | 1.6498 | 1.6498 | [11 empty] | Washington State University | 100 | Washington State University | 100
Threemile Canyon | 56933_G_1 | 56933 | G | 1 |  | Onshore Wind |  | WECC_PNW | Oregon | 41 | Morrow | 49 | 41049 | 9.9 | 0 | 2009 | 9999 |  |  | N | Wind | [13 empty] | 0 | 0 | 0 | 0 | [11 empty] | Threemile Canyon Wind I LLC | 100 | Exelon Corp | 100
Cassia Wind | 56934_G_1 | 56934 | G | 1 |  | Onshore Wind |  | WECC_ID | Idaho | 16 | Twin Falls | 83 | 16083 | 10.5 | 0 | 2009 | 9999 |  |  | N | Wind | [13 empty] | 0 | 0 | 0 | 0 | [11 empty] | Cassia Wind Farm LLC | 100 | Exelon Corp | 100
Cassia Gulch | 56935_G_1 | 56935 | G | 1 |  | Onshore Wind |  | WECC_ID | Idaho | 16 | Twin Falls | 83 | 16083 | 18.9 | 0 | 2009 | 9999 |  |  | N | Wind | [13 empty] | 0 | 0 | 0 | 0 | [11 empty] | Cassia Gulch Wind Park LLC | 100 | Exelon Corp | 100
Brookfield Power Glen Falls Hydro | 56936_G_GEN1 | 56936 | G | GEN1 |  | Hydro |  | NY_Z_F | New York | 36 | Warren | 113 | 36113 | 2.3 | 0 | 1944 | 9999 |  |  | N | Hydro | [13 empty] | 0 | 0 | 0 | 0 | [11 empty] | Brookfield Renewable Energy Partners LP | 100 | Brookfield Asset Management Inc | 100
Brookfield Power Glen Falls Hydro | 56936_G_GEN2 | 56936 | G | GEN2 |  | Hydro |  | NY_Z_F | New York | 36 | Warren | 113 | 36113 | 1.9 | 0 | 1957 | 9999 |  |  | N | Hydro | [13 empty] | 0 | 0 | 0 | 0 | [11 empty] | Brookfield Renewable Energy Partners LP | 100 | Brookfield Asset Management Inc | 100
Brookfield Power Glen Falls Hydro | 56936_G_GEN3 | 56936 | G | GEN3 |  | Hydro |  | NY_Z_F | New York | 36 | Warren | 113 | 36113 | 2.1 | 0 | 1980 | 9999 |  |  | N | Hydro | [13 empty] | 0 | 0 | 0 | 0 | [11 empty] | Brookfield Renewable Energy Partners LP | 100 | Brookfield Asset Management Inc | 100
Brookfield Power Glen Falls Hydro | 56936_G_GEN4 | 56936 | G | GEN4 |  | Hydro |  | NY_Z_F | New York | 36 | Warren | 113 | 36113 | 2.3 | 0 | 1980 | 9999 |  |  | N | Hydro | [13 empty] | 0 | 0 | 0 | 0 | [11 empty] | Brookfield Renewable Energy Partners LP | 100 | Brookfield Asset Management Inc | 100
Brookfield Power Glen Falls Hydro | 56936_G_GEN5 | 56936 | G | GEN5 |  | Hydro |  | NY_Z_F | New York | 36 | Warren | 113 | 36113 | 2.7 | 0 | 1965 | 9999 |  |  | N | Hydro | [13 empty] | 0 | 0 | 0 | 0 | [11 empty] | Brookfield Renewable Energy Partners LP | 100 | Brookfield Asset Management Inc | 100
Fairbanks Morse Engine | 56937_G_IPE | 56937 | G | IPE |  | Combustion Turbine | IC Engine | MIS_WUMS | Wisconsin | 55 | Rock | 105 | 55105 | 1.5 | 14775 | 1989 | 9999 |  |  | N | Distillate Fuel Oil | [13 empty] | 1.6498 | 1.6498 | 1.6498 | 1.6498 | [11 empty] | Fairbanks Morse Engine | 100 | Enpro Industries | 100
SunEdison LV Sutton Plant Site | 56938_G_NCP1 | 56938 | G | NCP1 |  | Solar PV |  | S_VACA | North Carolina | 37 | New Hanover | 129 | 37129 | 1.2 | 0 | 2008 | 9999 |  |  | N | Solar | [13 empty] | 0 | 0 | 0 | 0 | [11 empty] | WF SE 1 Solar Statutory Trust | 100 | Wells Fargo & Co | 100
NRG Solar Blythe LLC | 56939_G_1 | 56939 | G | 1 |  | Solar PV |  | WECC_SCE | California | 6 | Riverside | 65 | 06065 | 21 | 0 | 2009 | 9999 |  |  | N | Solar | [13 empty] | 0 | 0 | 0 | 0 | [11 empty] | Solar Blythe LLC | 100 | Global Infrastructure Partners | 100
CPV Valley Energy Center | 56940_G_CTG1 | 56940 | G | CTG1 | 90434 | Combined Cycle |  | NY_Z_G-I | New York | 36 | Orange | 71 | 36071 | 198.2 | 7050 | 2018 | 9999 |  |  | N | Natural Gas, Distillate Fuel Oil |  |  |  |  | SCR | [8 empty] | 0.0064927 | 0.0064927 | 0.0064927 | 0.0064927 | [11 empty] | CPV Valley LLC | 100 | Competitive Power Ventures Inc | 100
CPV Valley Energy Center | 56940_G_CTG2 | 56940 | G | CTG2 | 90435 | Combined Cycle |  | NY_Z_G-I | New York | 36 | Orange | 71 | 36071 | 198.2 | 7050 | 2018 | 9999 |  |  | N | Natural Gas, Distillate Fuel Oil |  |  |  |  | SCR | [8 empty] | 0.0064927 | 0.0064927 | 0.0064927 | 0.0064927 | [11 empty] | CPV Valley LLC | 100 | Competitive Power Ventures Inc | 100
CPV Valley Energy Center | 56940_G_STG | 56940 | G | STG | 90434 | Combined Cycle |  | NY_Z_G-I | New York | 36 | Orange | 71 | 36071 | 308.7 | 7050 | 2018 | 9999 | other | dry | N | Natural Gas, Distillate Fuel Oil |  |  |  | LNB + NH3 | SCR | [8 empty] | 0.0064927 | 0.0064927 | 0.0064927 | 0.0064927 | [11 empty] | CPV Valley LLC | 100 | Competitive Power Ventures Inc | 100
Grand Ridge Wind Energy Center | 56941_G_1 | 56941 | G | 1 |  | Onshore Wind |  | PJM_COMD | Illinois | 17 | LaSalle | 99 | 17099 | 99 | 0 | 2008 | 9999 |  |  | N | Wind | [13 empty] | 0 | 0 | 0 | 0 | [11 empty] | Grand Ridge Energy LLC | 100 | Invenergy LLC | 100
Grand Ridge Wind Energy Center | 56941_G_2 | 56941 | G | 2 |  | Onshore Wind |  | PJM_COMD | Illinois | 17 | LaSalle | 99 | 17099 | 51 | 0 | 2009 | 9999 |  |  | N | Wind | [13 empty] | 0 | 0 | 0 | 0 | [11 empty] | Grand Ridge Energy II LLC | 100 | Invenergy LLC | 100
Grand Ridge Wind Energy Center | 56941_G_3 | 56941 | G | 3 |  | Onshore Wind |  | PJM_COMD | Illinois | 17 | LaSalle | 99 | 17099 | 49.5 | 0 | 2009 | 9999 |  |  | N | Wind | [13 empty] | 0 | 0 | 0 | 0 | [11 empty] | Grand Ridge Energy III LLC | 100 | Invenergy LLC | 100
Grand Ridge Wind Energy Center | 56941_G_4 | 56941 | G | 4 |  | Onshore Wind |  | PJM_COMD | Illinois | 17 | LaSalle | 99 | 17099 | 10.5 | 0 | 2009 | 9999 |  |  | N | Wind | [13 empty] | 0 | 0 | 0 | 0 | [11 empty] | Grand Ridge Energy IV LLC | 100 | Invenergy LLC | 100
Forward Wind Energy Center | 56942_G_1 | 56942 | G | 1 |  | Onshore Wind |  | MIS_WUMS | Wisconsin | 55 | Dodge | 27 | 55027 | 99 | 0 | 2008 | 9999 |  |  | N | Wind | [13 empty] | 0 | 0 | 0 | 0 | [11 empty] | Forward Energy LLC | 100 | Invenergy LLC | 100
Forward Wind Energy Center | 56942_G_2 | 56942 | G | 2 |  | Onshore Wind |  | MIS_WUMS | Wisconsin | 55 | Dodge | 27 | 55027 | 30 | 0 | 2009 | 9999 |  |  | N | Wind | [13 empty] | 0 | 0 | 0 | 0 | [11 empty] | Forward Energy LLC | 100 | Invenergy LLC | 100
CM10 | 56944_G_PV01 | 56944 | G | PV01 |  | Solar PV |  | WECC_SNV | Nevada | 32 | Clark | 3 | 32003 | 10 | 0 | 2008 | 9999 |  |  | N | Solar | [13 empty] | 0 | 0 | 0 | 0 | [11 empty] | Copper Mountain Solar 1 LLC | 100 | Sempra Energy | 100
High Lonesome Mesa LLC | 56945_G_1 | 56945 | G | 1 |  | Onshore Wind |  | WECC_NM | New Mexico | 35 | Torrance | 57 | 35057 | 100 | 0 | 2009 | 9999 |  |  | N | Wind | [13 empty] | 0 | 0 | 0 | 0 | [11 empty] | High Lonesome Mesa Wind LLC | 100 | NextEra Energy Inc | 100
Buffalo Bear LLC | 56946_G_1 | 56946 | G | 1 |  | Onshore Wind |  | SPP_WEST | Oklahoma | 40 | Harper | 59 | 40059 | 18.9 | 0 | 2008 | 9999 |  |  | N | Wind | [13 empty] | 0 | 0 | 0 | 0 | [11 empty] | Buffalo Bear LLC | 100 | NRG Energy Inc | 100
Elkhorn Ridge Wind LLC | 56947_G_1 | 56947 | G | 1 |  | Onshore Wind |  | SPP_NEBR | Nebraska | 31 | Knox | 107 | 31107 | 81 | 0 | 2009 | 9999 |  |  | N | Wind | [13 empty] | 0 | 0 | 0 | 0 | [11 empty] | Elkhorn Ridge Wind LLC | 100 | Global Infrastructure Partners | 100
Coolidge Generation Station | 56948_G_1 | 56948 | G | 1 | 90464 | Combustion Turbine |  | WECC_AZ | Arizona | 4 | Pinal | 21 | 04021 | 43.4 | 10745 | 2011 | 9999 |  |  | N | Natural Gas |  |  |  | H2O | SCR | [8 empty] | 0.00789 | 0.00789 | 0.00789 | 0.00789 | [11 empty] | Coolidge Power LLC | 100 | TC Energy Corp | 100
Coolidge Generation Station | 56948_G_10 | 56948 | G | 10 | 90473 | Combustion Turbine |  | WECC_AZ | Arizona | 4 | Pinal | 21 | 04021 | 43.4 | 10745 | 2011 | 9999 |  |  | N | Natural Gas |  |  |  | H2O | SCR | [8 empty] | 0.0087 | 0.0087 | 0.0087 | 0.0087 | [11 empty] | Coolidge Power LLC | 100 | TC Energy Corp | 100
Coolidge Generation Station | 56948_G_11 | 56948 | G | 11 | 90474 | Combustion Turbine |  | WECC_AZ | Arizona | 4 | Pinal | 21 | 04021 | 43.4 | 10745 | 2011 | 9999 |  |  | N | Natural Gas |  |  |  | H2O | SCR | [8 empty] | 0.00898 | 0.00898 | 0.00898 | 0.00898 | [11 empty] | Coolidge Power LLC | 100 | TC Energy Corp | 100
Coolidge Generation Station | 56948_G_12 | 56948 | G | 12 | 90475 | Combustion Turbine |  | WECC_AZ | Arizona | 4 | Pinal | 21 | 04021 | 43.4 | 10745 | 2011 | 9999 |  |  | N | Natural Gas |  |  |  | H2O | SCR | [8 empty] | 0.00852 | 0.00852 | 0.00852 | 0.00852 | [11 empty] | Coolidge Power LLC | 100 | TC Energy Corp | 100
Coolidge Generation Station | 56948_G_2 | 56948 | G | 2 | 90465 | Combustion Turbine |  | WECC_AZ | Arizona | 4 | Pinal | 21 | 04021 | 43.4 | 10745 | 2011 | 9999 |  |  | N | Natural Gas |  |  |  | H2O | SCR | [8 empty] | 0.00828 | 0.00828 | 0.00828 | 0.00828 | [11 empty] | Coolidge Power LLC | 100 | TC Energy Corp | 100
Coolidge Generation Station | 56948_G_3 | 56948 | G | 3 | 90466 | Combustion Turbine |  | WECC_AZ | Arizona | 4 | Pinal | 21 | 04021 | 43.4 | 10745 | 2011 | 9999 |  |  | N | Natural Gas |  |  |  | H2O | SCR | [8 empty] | 0.00889 | 0.00889 | 0.00889 | 0.00889 | [11 empty] | Coolidge Power LLC | 100 | TC Energy Corp | 100
Coolidge Generation Station | 56948_G_4 | 56948 | G | 4 | 90467 | Combustion Turbine |  | WECC_AZ | Arizona | 4 | Pinal | 21 | 04021 | 43.4 | 10745 | 2011 | 9999 |  |  | N | Natural Gas |  |  |  | H2O | SCR | [8 empty] | 0.00886 | 0.00886 | 0.00886 | 0.00886 | [11 empty] | Coolidge Power LLC | 100 | TC Energy Corp | 100
Coolidge Generation Station | 56948_G_5 | 56948 | G | 5 | 90468 | Combustion Turbine |  | WECC_AZ | Arizona | 4 | Pinal | 21 | 04021 | 43.4 | 10745 | 2011 | 9999 |  |  | N | Natural Gas |  |  |  | H2O | SCR | [8 empty] | 0.00967 | 0.00967 | 0.00967 | 0.00967 | [11 empty] | Coolidge Power LLC | 100 | TC Energy Corp | 100
Coolidge Generation Station | 56948_G_6 | 56948 | G | 6 | 90469 | Combustion Turbine |  | WECC_AZ | Arizona | 4 | Pinal | 21 | 04021 | 43.4 | 10745 | 2011 | 9999 |  |  | N | Natural Gas |  |  |  | H2O | SCR | [8 empty] | 0.00956 | 0.00956 | 0.00956 | 0.00956 | [11 empty] | Coolidge Power LLC | 100 | TC Energy Corp | 100
Coolidge Generation Station | 56948_G_7 | 56948 | G | 7 | 90470 | Combustion Turbine |  | WECC_AZ | Arizona | 4 | Pinal | 21 | 04021 | 43.4 | 10745 | 2011 | 9999 |  |  | N | Natural Gas |  |  |  | H2O | SCR | [8 empty] | 0.01041 | 0.01041 | 0.01041 | 0.01041 | [11 empty] | Coolidge Power LLC | 100 | TC Energy Corp | 100
Coolidge Generation Station | 56948_G_8 | 56948 | G | 8 | 90471 | Combustion Turbine |  | WECC_AZ | Arizona | 4 | Pinal | 21 | 04021 | 43.4 | 10745 | 2011 | 9999 |  |  | N | Natural Gas |  |  |  | H2O | SCR | [8 empty] | 0.01045 | 0.01045 | 0.01045 | 0.01045 | [11 empty] | Coolidge Power LLC | 100 | TC Energy Corp | 100
Coolidge Generation Station | 56948_G_9 | 56948 | G | 9 | 90472 | Combustion Turbine |  | WECC_AZ | Arizona | 4 | Pinal | 21 | 04021 | 43.4 | 10745 | 2011 | 9999 |  |  | N | Natural Gas |  |  |  | H2O | SCR | [8 empty] | 0.00966 | 0.00966 | 0.00966 | 0.00966 | [11 empty] | Coolidge Power LLC | 100 | TC Energy Corp | 100
Enoree Phase II Landfill Gas Recovery | 56951_G_1 | 56951 | G | 1 |  | Landfill Gas |  | S_VACA | South Carolina | 45 | Greenville | 45 | 45045 | 1.5 | 13500 | 2008 | 9999 |  |  | N | Landfill Gas | [13 empty] | 0.22117 | 0.22117 | 0.22117 | 0.22117 | [11 empty] | Greenville Gas Producers LLC | 100 | Greenville Gas Producers LLC | 100
Enoree Phase II Landfill Gas Recovery | 56951_G_2 | 56951 | G | 2 |  | Landfill Gas |  | S_VACA | South Carolina | 45 | Greenville | 45 | 45045 | 1.5 | 13500 | 2008 | 9999 |  |  | N | Landfill Gas | [13 empty] | 0.22117 | 0.22117 | 0.22117 | 0.22117 | [11 empty] | Greenville Gas Producers LLC | 100 | Greenville Gas Producers LLC | 100
Willow Creek Energy Center | 56952_G_1 | 56952 | G | 1 |  | Onshore Wind |  | WECC_PNW | Oregon | 41 | Morrow | 49 | 41049 | 72 | 0 | 2009 | 9999 |  |  | N | Wind | [13 empty] | 0 | 0 | 0 | 0 | [11 empty] | Willow Creek Energy LLC | 100 | Invenergy LLC | 100
High Sheldon Wind Farm | 56953_G_1 | 56953 | G | 1 |  | Onshore Wind |  | NY_Z_C&E | New York | 36 | Wyoming | 121 | 36121 | 112 | 0 | 2009 | 9999 |  |  | N | Wind | [13 empty] | 0 | 0 | 0 | 0 | [11 empty] | Sheldon Energy LLC | 100 | Invenergy LLC | 100
Gastonia Prime Power Park | 56954_G_1 | 56954 | G | 1 |  | Combustion Turbine | IC Engine | S_VACA | North Carolina | 37 | Gaston | 71 | 37071 | 2 | 25000 | 2008 | 9999 |  |  | N | Distillate Fuel Oil | [13 empty] | 1.6498 | 1.6498 | 1.6498 | 1.6498 | [11 empty] | North Carolina Municipal Power Agency No 1 | 100 | North Carolina Municipal Power Agency No 1 | 100
Gastonia Prime Power Park | 56954_G_2 | 56954 | G | 2 |  | Combustion Turbine | IC Engine | S_VACA | North Carolina | 37 | Gaston | 71 | 37071 | 2 | 25000 | 2008 | 9999 |  |  | N | Distillate Fuel Oil | [13 empty] | 1.6498 | 1.6498 | 1.6498 | 1.6498 | [11 empty] | North Carolina Municipal Power Agency No 1 | 100 | North Carolina Municipal Power Agency No 1 | 100
Gastonia Prime Power Park | 56954_G_3 | 56954 | G | 3 |  | Combustion Turbine | IC Engine | S_VACA | North Carolina | 37 | Gaston | 71 | 37071 | 1.8 | 25000 | 2012 | 9999 |  |  | N | Distillate Fuel Oil | [13 empty] | 1.6498 | 1.6498 | 1.6498 | 1.6498 | [11 empty] | North Carolina Municipal Power Agency No 1 | 100 | North Carolina Municipal Power Agency No 1 | 100
Gastonia Prime Power Park | 56954_G_4 | 56954 | G | 4 |  | Combustion Turbine | IC Engine | S_VACA | North Carolina | 37 | Gaston | 71 | 37071 | 1.8 | 25000 | 2012 | 9999 |  |  | N | Distillate Fuel Oil | [13 empty] | 1.6498 | 1.6498 | 1.6498 | 1.6498 | [11 empty] | North Carolina Municipal Power Agency No 1 | 100 | North Carolina Municipal Power Agency No 1 | 100
Gastonia Prime Power Park | 56954_G_5 | 56954 | G | 5 |  | Combustion Turbine | IC Engine | S_VACA | North Carolina | 37 | Gaston | 71 | 37071 | 1.8 | 25000 | 2013 | 9999 |  |  | N | Distillate Fuel Oil | [13 empty] | 1.6498 | 1.6498 | 1.6498 | 1.6498 | [11 empty] | North Carolina Municipal Power Agency No 1 | 100 | North Carolina Municipal Power Agency No 1 | 100
Gastonia Prime Power Park | 56954_G_6 | 56954 | G | 6 |  | Combustion Turbine | IC Engine | S_VACA | North Carolina | 37 | Gaston | 71 | 37071 | 1.8 | 25000 | 2013 | 9999 |  |  | N | Distillate Fuel Oil | [13 empty] | 1.6498 | 1.6498 | 1.6498 | 1.6498 | [11 empty] | North Carolina Municipal Power Agency No 1 | 100 | North Carolina Municipal Power Agency No 1 | 100
Bull Creek Wind | 56956_G_001 | 56956 | G | 001 |  | Onshore Wind |  | ERC_WEST | Texas | 48 | Borden | 33 | 48033 | 180 | 0 | 2008 | 9999 |  |  | N | Wind | [13 empty] | 0 | 0 | 0 | 0 | [11 empty] | Bull Creek Wind LLC | 100 | Tokyo Electric Power Co | 100
Pioneer Crossing Energy, LLC | 56957_G_LFG1 | 56957 | G | LFG1 |  | Landfill Gas |  | PJM_WMAC | Pennsylvania | 42 | Berks | 11 | 42011 | 1.6 | 13500 | 2008 | 9999 |  |  | N | Landfill Gas | [13 empty] | 0.12476 | 0.12476 | 0.12476 | 0.12476 | [11 empty] | Green Gas Pioneer Crossing Energy LLC | 100 | Green Gas DPB | 100
Pioneer Crossing Energy, LLC | 56957_G_LFG2 | 56957 | G | LFG2 |  | Landfill Gas |  | PJM_WMAC | Pennsylvania | 42 | Berks | 11 | 42011 | 1.6 | 13500 | 2008 | 9999 |  |  | N | Landfill Gas | [13 empty] | 0.12476 | 0.12476 | 0.12476 | 0.12476 | [11 empty] | Green Gas Pioneer Crossing Energy LLC | 100 | Green Gas DPB | 100
Pioneer Crossing Energy, LLC | 56957_G_LFG3 | 56957 | G | LFG3 |  | Landfill Gas |  | PJM_WMAC | Pennsylvania | 42 | Berks | 11 | 42011 | 1.6 | 13500 | 2008 | 9999 |  |  | N | Landfill Gas | [13 empty] | 0.12476 | 0.12476 | 0.12476 | 0.12476 | [11 empty] | Green Gas Pioneer Crossing Energy LLC | 100 | Green Gas DPB | 100
Pioneer Crossing Energy, LLC | 56957_G_LFG4 | 56957 | G | LFG4 |  | Landfill Gas |  | PJM_WMAC | Pennsylvania | 42 | Berks | 11 | 42011 | 1.6 | 13500 | 2008 | 9999 |  |  | N | Landfill Gas | [13 empty] | 0.12476 | 0.12476 | 0.12476 | 0.12476 | [11 empty] | Green Gas Pioneer Crossing Energy LLC | 100 | Green Gas DPB | 100
Pioneer Crossing Energy, LLC | 56957_G_LFG5 | 56957 | G | LFG5 |  | Landfill Gas |  | PJM_WMAC | Pennsylvania | 42 | Berks | 11 | 42011 | 1.6 | 13500 | 2013 | 9999 |  |  | N | Landfill Gas | [13 empty] | 0.22117 | 0.22117 | 0.22117 | 0.22117 | [11 empty] | Green Gas Pioneer Crossing Energy LLC | 100 | Green Gas DPB | 100
DANC LFGTE Facility | 56958_G_GEN1 | 56958 | G | GEN1 |  | Landfill Gas |  | NY_Z_C&E | New York | 36 | Jefferson | 45 | 36045 | 1.6 | 13500 | 2008 | 9999 |  |  | N | Landfill Gas | [13 empty] | 0.12573 | 0.12573 | 0.12573 | 0.12573 | [11 empty] | Innovative/Danc LLC | 100 | Archaea Energy Inc | 100
DANC LFGTE Facility | 56958_G_GEN2 | 56958 | G | GEN2 |  | Landfill Gas |  | NY_Z_C&E | New York | 36 | Jefferson | 45 | 36045 | 1.6 | 13500 | 2008 | 9999 |  |  | N | Landfill Gas | [13 empty] | 0.12573 | 0.12573 | 0.12573 | 0.12573 | [11 empty] | Innovative/Danc LLC | 100 | Archaea Energy Inc | 100
DANC LFGTE Facility | 56958_G_GEN3 | 56958 | G | GEN3 |  | Landfill Gas |  | NY_Z_C&E | New York | 36 | Jefferson | 45 | 36045 | 1.6 | 13500 | 2008 | 9999 |  |  | N | Landfill Gas | [13 empty] | 0.12573 | 0.12573 | 0.12573 | 0.12573 | [11 empty] | Innovative/Danc LLC | 100 | Archaea Energy Inc | 100
DANC LFGTE Facility | 56958_G_GEN4 | 56958 | G | GEN4 |  | Landfill Gas |  | NY_Z_C&E | New York | 36 | Jefferson | 45 | 36045 | 1.6 | 13500 | 2012 | 9999 |  |  | N | Landfill Gas | [13 empty] | 0.12573 | 0.12573 | 0.12573 | 0.12573 | [11 empty] | Innovative/Danc LLC | 100 | Archaea Energy Inc | 100
Ocotillo Windpower | 56959_G_OWF | 56959 | G | OWF |  | Onshore Wind |  | ERC_WEST | Texas | 48 | Howard | 227 | 48227 | 58.8 | 0 | 2008 | 9999 |  |  | N | Wind | [13 empty] | 0 | 0 | 0 | 0 | [11 empty] | Ocotillo Windpower LP | 100 | Duke Energy Corp | 100
Happy Jack Windpower Project | 56960_G_HJW01 | 56960 | G | HJW01 |  | Onshore Wind |  | WECC_WY | Wyoming | 56 | Laramie | 21 | 56021 | 29.4 | 0 | 2008 | 9999 |  |  | N | Wind | [13 empty] | 0 | 0 | 0 | 0 | [11 empty] | Happy Jack Windpower LLC | 100 | Duke Energy Corp | 100
Notrees Windpower Hybrid | 56961_G_BATT | 56961 | G | BATT |  | Energy Storage |  | ERC_WEST | Texas | 48 | Ector | 135 | 48135 | 36 | 0 | 2012 | 9999 |  |  | N | Energy Storage | [13 empty] | 0 | 0 | 0 | 0 | [11 empty] | Notrees Windpower LP | 100 | Duke Energy Corp | 100
Notrees Windpower Hybrid | 56961_G_GE | 56961 | G | GE |  | Onshore Wind |  | ERC_WEST | Texas | 48 | Ector | 135 | 48135 | 60 | 0 | 2009 | 9999 |  |  | N | Wind | [13 empty] | 0 | 0 | 0 | 0 | [11 empty] | Notrees Windpower LP | 100 | Duke Energy Corp | 100
Notrees Windpower Hybrid | 56961_G_VESTA | 56961 | G | VESTA |  | Onshore Wind |  | ERC_WEST | Texas | 48 | Ector | 135 | 48135 | 92.5 | 0 | 2009 | 9999 |  |  | N | Wind | [13 empty] | 0 | 0 | 0 | 0 | [11 empty] | Notrees Windpower LP | 100 | Duke Energy Corp | 100
Iredell County LFG Facility | 56962_G_1 | 56962 | G | 1 |  | Landfill Gas |  | S_VACA | North Carolina | 37 | Iredell | 97 | 37097 | 1.6 | 13500 | 2008 | 9999 |  |  | N | Landfill Gas | [13 empty] | 0.22117 | 0.22117 | 0.22117 | 0.22117 | [11 empty] | Iredell Transmission LLC | 100 | DTE Energy Co | 100
Iredell County LFG Facility | 56962_G_2 | 56962 | G | 2 |  | Landfill Gas |  | S_VACA | North Carolina | 37 | Iredell | 97 | 37097 | 1.6 | 13500 | 2008 | 9999 |  |  | N | Landfill Gas | [13 empty] | 0.22117 | 0.22117 | 0.22117 | 0.22117 | [11 empty] | Iredell Transmission LLC | 100 | DTE Energy Co | 100
West Deptford Energy Station | 56963_G_E101 | 56963 | G | E101 | 90891 | Combined Cycle |  | PJM_EMAC | New Jersey | 34 | Gloucester | 15 | 34015 | 216.5 | 7074 | 2014 | 9999 |  |  | N | Natural Gas |  |  |  | DLNB | SCR | [8 empty] | 0.0061343 | 0.0061343 | 0.0061343 | 0.0061343 | [11 empty] | West Deptford Energy LLC | 100 | LS Power Group | 100
West Deptford Energy Station | 56963_G_E102 | 56963 | G | E102 | 90892 | Combined Cycle |  | PJM_EMAC | New Jersey | 34 | Gloucester | 15 | 34015 | 216.5 | 7074 | 2014 | 9999 |  |  | N | Natural Gas |  |  |  | DLNB | SCR | [8 empty] | 0.0061343 | 0.0061343 | 0.0061343 | 0.0061343 | [11 empty] | West Deptford Energy LLC | 100 | LS Power Group | 100
West Deptford Energy Station | 56963_G_STG1 | 56963 | G | STG1 | 90891 | Combined Cycle |  | PJM_EMAC | New Jersey | 34 | Gloucester | 15 | 34015 | 305.9 | 7074 | 2014 | 9999 |  |  | N | Natural Gas |  |  |  | DLNB | SCR | [8 empty] | 0.0061343 | 0.0061343 | 0.0061343 | 0.0061343 | [11 empty] | West Deptford Energy LLC | 100 | LS Power Group | 100
Bayonne Energy Center | 56964_G_GT1 | 56964 | G | GT1 | 90481 | Combustion Turbine |  | NY_Z_J | New Jersey | 34 | Hudson | 17 | 34017 | 56.3 | 10745 | 2012 | 9999 |  |  | N | Natural Gas, Distillate Fuel Oil |  |  |  | H2O + NH3 | SCR | [8 empty] | 0.00695 | 0.00664 | 0.00695 | 0.00664 | [11 empty] | Bayonne Energy Center LLC | 100 | Macquarie Bank Limited | 100
Bayonne Energy Center | 56964_G_GT10 | 56964 | G | GT10 | 91188 | Combustion Turbine |  | NY_Z_J | New Jersey | 34 | Hudson | 17 | 34017 | 61.3 | 10745 | 2018 | 9999 |  |  | N | Natural Gas, Distillate Fuel Oil |  |  |  | H2O + NH3 | SCR | [8 empty] | 0.02751 | 0.02751 | 0.02751 | 0.02751 | [11 empty] | Bayonne Energy Center LLC | 100 | Macquarie Bank Limited | 100
Bayonne Energy Center | 56964_G_GT2 | 56964 | G | GT2 | 90482 | Combustion Turbine |  | NY_Z_J | New Jersey | 34 | Hudson | 17 | 34017 | 54.7 | 10745 | 2012 | 9999 |  |  | N | Natural Gas, Distillate Fuel Oil |  |  |  | H2O + NH3 | SCR | [8 empty] | 0.00692 | 0.00656 | 0.00692 | 0.00656 | [11 empty] | Bayonne Energy Center LLC | 100 | Macquarie Bank Limited | 100
Bayonne Energy Center | 56964_G_GT3 | 56964 | G | GT3 | 90483 | Combustion Turbine |  | NY_Z_J | New Jersey | 34 | Hudson | 17 | 34017 | 59.2 | 10745 | 2012 | 9999 |  |  | N | Natural Gas, Distillate Fuel Oil |  |  |  | H2O + NH3 | SCR | [8 empty] | 0.00688 | 0.00655 | 0.00688 | 0.00655 | [11 empty] | Bayonne Energy Center LLC | 100 | Macquarie Bank Limited | 100
Bayonne Energy Center | 56964_G_GT4 | 56964 | G | GT4 | 90484 | Combustion Turbine |  | NY_Z_J | New Jersey | 34 | Hudson | 17 | 34017 | 58.5 | 10745 | 2012 | 9999 |  |  | N | Natural Gas, Distillate Fuel Oil |  |  |  | H2O + NH3 | SCR | [8 empty] | 0.00712 | 0.00655 | 0.00712 | 0.00655 | [11 empty] | Bayonne Energy Center LLC | 100 | Macquarie Bank Limited | 100
Bayonne Energy Center | 56964_G_GT5 | 56964 | G | GT5 | 90485 | Combustion Turbine |  | NY_Z_J | New Jersey | 34 | Hudson | 17 | 34017 | 57.3 | 10745 | 2012 | 9999 |  |  | N | Natural Gas, Distillate Fuel Oil |  |  |  | H2O + NH3 | SCR | [8 empty] | 0.00684 | 0.00649 | 0.00684 | 0.00649 | [11 empty] | Bayonne Energy Center LLC | 100 | Macquarie Bank Limited | 100
Bayonne Energy Center | 56964_G_GT6 | 56964 | G | GT6 | 90486 | Combustion Turbine |  | NY_Z_J | New Jersey | 34 | Hudson | 17 | 34017 | 56.9 | 10745 | 2012 | 9999 |  |  | N | Natural Gas, Distillate Fuel Oil |  |  |  | H2O + NH3 | SCR | [8 empty] | 0.00688 | 0.00648 | 0.00688 | 0.00648 | [11 empty] | Bayonne Energy Center LLC | 100 | Macquarie Bank Limited | 100
Bayonne Energy Center | 56964_G_GT7 | 56964 | G | GT7 | 90487 | Combustion Turbine |  | NY_Z_J | New Jersey | 34 | Hudson | 17 | 34017 | 57.7 | 10745 | 2012 | 9999 |  |  | N | Natural Gas, Distillate Fuel Oil |  |  |  | H2O + NH3 | SCR | [8 empty] | 0.00669 | 0.00643 | 0.00669 | 0.00643 | [11 empty] | Bayonne Energy Center LLC | 100 | Macquarie Bank Limited | 100
Bayonne Energy Center | 56964_G_GT8 | 56964 | G | GT8 | 90488 | Combustion Turbine |  | NY_Z_J | New Jersey | 34 | Hudson | 17 | 34017 | 57.6 | 10745 | 2012 | 9999 |  |  | N | Natural Gas, Distillate Fuel Oil |  |  |  | H2O + NH3 | SCR | [8 empty] | 0.00698 | 0.0066 | 0.00698 | 0.0066 | [11 empty] | Bayonne Energy Center LLC | 100 | Macquarie Bank Limited | 100
Bayonne Energy Center | 56964_G_GT9 | 56964 | G | GT9 | 91187 | Combustion Turbine |  | NY_Z_J | New Jersey | 34 | Hudson | 17 | 34017 | 61.3 | 10745 | 2018 | 9999 |  |  | N | Natural Gas, Distillate Fuel Oil |  |  |  | H2O + NH3 | SCR | [8 empty] | 0.02352 | 0.02303 | 0.02352 | 0.02303 | [11 empty] | Bayonne Energy Center LLC | 100 | Macquarie Bank Limited | 100
QVC Inc | 56966_G_1 | 56966 | G | 1 |  | Solar PV |  | S_VACA | North Carolina | 37 | Edgecombe | 65 | 37065 | 1 | 0 | 2008 | 9999 |  |  | N | Solar | [13 empty] | 0 | 0 | 0 | 0 | [11 empty] | QVC Inc | 100 | QVC Inc | 100
QVC Inc | 56966_G_2 | 56966 | G | 2 |  | Solar PV |  | S_VACA | North Carolina | 37 | Edgecombe | 65 | 37065 | 2.9 | 0 | 2013 | 9999 |  |  | N | Solar | [13 empty] | 0 | 0 | 0 | 0 | [11 empty] | QVC Inc | 100 | QVC Inc | 100
Butter Creek Power LLC | 56967_G_1 | 56967 | G | 1 |  | Onshore Wind |  | WECC_PNW | Oregon | 41 | Umatilla | 59 | 41059 | 5 | 0 | 2009 | 9999 |  |  | N | Wind | [13 empty] | 0 | 0 | 0 | 0 | [11 empty] | Oregon Trail Windfarm LLC | 22.2 | Exelon Corp | 92.5
Big Top LLC | 56968_G_1 | 56968 | G | 1 |  | Onshore Wind |  | WECC_PNW | Oregon | 41 | Morrow | 49 | 41049 | 1.7 | 0 | 2009 | 9999 |  |  | N | Wind | [13 empty] | 0 | 0 | 0 | 0 | [11 empty] | Oregon Trail Windfarm LLC | 22.2 | Exelon Corp | 92.5
Four Corners Windfarm LLC | 56969_G_1 | 56969 | G | 1 |  | Onshore Wind |  | WECC_PNW | Oregon | 41 | Umatilla | 59 | 41059 | 10 | 0 | 2009 | 9999 |  |  | N | Wind | [13 empty] | 0 | 0 | 0 | 0 | [11 empty] | Four Corners Windfarm LLC | 50 | Exelon Corp | 100
Four Mile Canyon Windfarm LLC | 56970_G_1 | 56970 | G | 1 |  | Onshore Wind |  | WECC_PNW | Oregon | 41 | Morrow | 49 | 41049 | 10 | 0 | 2009 | 9999 |  |  | N | Wind | [13 empty] | 0 | 0 | 0 | 0 | [11 empty] | Oregon Trail Windfarm LLC | 22.2 | Exelon Corp | 92.5
Oregon Trail Windfarm LLC | 56971_G_1 | 56971 | G | 1 |  | Onshore Wind |  | WECC_PNW | Oregon | 41 | Umatilla | 59 | 41059 | 9.9 | 0 | 2009 | 9999 |  |  | N | Wind | [13 empty] | 0 | 0 | 0 | 0 | [11 empty] | Oregon Trail Windfarm LLC | 22.2 | Exelon Corp | 92.5
Pacific Canyon Windfarm LLC | 56972_G_1 | 56972 | G | 1 |  | Onshore Wind |  | WECC_PNW | Oregon | 41 | Morrow | 49 | 41049 | 8.3 | 0 | 2009 | 9999 |  |  | N | Wind | [13 empty] | 0 | 0 | 0 | 0 | [11 empty] | Oregon Trail Windfarm LLC | 22.2 | Exelon Corp | 92.5
Sand Ranch Windfarm LLC | 56973_G_1 | 56973 | G | 1 |  | Onshore Wind |  | WECC_PNW | Oregon | 41 | Morrow | 49 | 41049 | 9.9 | 0 | 2009 | 9999 |  |  | N | Wind | [13 empty] | 0 | 0 | 0 | 0 | [11 empty] | Threemile Canyon Wind I LLC | 100 | Exelon Corp | 100
Wagon Trail LLC | 56974_G_1 | 56974 | G | 1 |  | Onshore Wind |  | WECC_PNW | Oregon | 41 | Morrow | 49 | 41049 | 3.3 | 0 | 2009 | 9999 |  |  | N | Wind | [13 empty] | 0 | 0 | 0 | 0 | [11 empty] | Oregon Trail Windfarm LLC | 22.2 | Exelon Corp | 92.5
Ward Butte Windfarm LLC | 56975_G_1 | 56975 | G | 1 |  | Onshore Wind |  | WECC_PNW | Oregon | 41 | Umatilla | 59 | 41059 | 6.6 | 0 | 2009 | 9999 |  |  | N | Wind | [13 empty] | 0 | 0 | 0 | 0 | [11 empty] | Oregon Trail Windfarm LLC | 22.2 | Exelon Corp | 92.5
EC&R Panther Creek Wind Farm III | 56979_G_1 | 56979 | G | 1 |  | Onshore Wind |  | ERC_WEST | Texas | 48 | Sterling | 431 | 48431 | 199.5 | 0 | 2009 | 9999 |  |  | N | Wind | [13 empty] | 0 | 0 | 0 | 0 | [11 empty] | Panther Creek Wind Farm I & II LLC | 100 | RWE Group | 100
Stony Creek Wind Farm LLC | 56980_G_1 | 56980 | G | 1 |  | Onshore Wind |  | PJM_PENE | Pennsylvania | 42 | Somerset | 111 | 42111 | 52.5 | 0 | 2009 | 9999 |  |  | N | Wind | [13 empty] | 0 | 0 | 0 | 0 | [11 empty] | Stony Creek Wind Farm LLC | 100 | RWE Group | 100
Pyron Wind Farm LLC Hybrid | 56981_G_1 | 56981 | G | 1 |  | Onshore Wind |  | ERC_WEST | Texas | 48 | Fisher | 151 | 48151 | 249 | 0 | 2009 | 9999 |  |  | N | Wind | [13 empty] | 0 | 0 | 0 | 0 | [11 empty] | Airtricity Pyron Wind Farm LLC | 100 | E.ON Group | 100
Pyron Wind Farm LLC Hybrid | 56981_G_PYRBT | 56981 | G | PYRBT |  | Energy Storage |  | ERC_WEST | Texas | 48 | Fisher | 151 | 48151 | 9.9 | 0 | 2018 | 9999 |  |  | N | Energy Storage | [13 empty] | 0 | 0 | 0 | 0 | [11 empty] | Airtricity Pyron Wind Farm LLC | 100 | E.ON Group | 100
NGP Blue Mountain I LLC | 56982_G_BM1 | 56982 | G | BM1 |  | Geothermal |  | WECC_NNV | Nevada | 32 | Humboldt | 13 | 32013 | 13 | 9771 | 2009 | 9999 |  |  | N | Geothermal | [13 empty] | 0 | 0 | 0 | 0 | 0.4563 | 0.4563 | 0.4563 | [8 empty] | NGP Blue Mountain I LLC | 100 | EIG Global Energy Partners LLC | 100
NGP Blue Mountain I LLC | 56982_G_BM2 | 56982 | G | BM2 |  | Geothermal |  | WECC_NNV | Nevada | 32 | Humboldt | 13 | 32013 | 13 | 9771 | 2009 | 9999 |  |  | N | Geothermal | [13 empty] | 0 | 0 | 0 | 0 | 0.4563 | 0.4563 | 0.4563 | [8 empty] | NGP Blue Mountain I LLC | 100 | EIG Global Energy Partners LLC | 100
NGP Blue Mountain I LLC | 56982_G_BM3 | 56982 | G | BM3 |  | Geothermal |  | WECC_NNV | Nevada | 32 | Humboldt | 13 | 32013 | 13 | 9771 | 2009 | 9999 |  |  | N | Geothermal | [13 empty] | 0 | 0 | 0 | 0 | 0.4563 | 0.4563 | 0.4563 | [8 empty] | NGP Blue Mountain I LLC | 100 | EIG Global Energy Partners LLC | 100
EC&R Papalote Creek I LLC | 56983_G_1 | 56983 | G | 1 |  | Onshore Wind |  | ERC_REST | Texas | 48 | San Patricio | 409 | 48409 | 180 | 0 | 2009 | 9999 |  |  | N | Wind | [13 empty] | 0 | 0 | 0 | 0 | [11 empty] | Papalote Creek I LLC | 100 | RWE Group | 100
Inadale Wind Farm LLC Hybrid | 56984_G_1 | 56984 | G | 1 |  | Onshore Wind |  | ERC_WEST | Texas | 48 | Nolan | 353 | 48353 | 197 | 0 | 2009 | 9999 |  |  | N | Wind | [13 empty] | 0 | 0 | 0 | 0 | [11 empty] | Airtricity Inadale Wind Farm LLC | 100 | E.ON Group | 100
Inadale Wind Farm LLC Hybrid | 56984_G_INABT | 56984 | G | INABT |  | Energy Storage |  | ERC_WEST | Texas | 48 | Nolan | 353 | 48353 | 9.9 | 0 | 2018 | 9999 |  |  | N | Energy Storage | [13 empty] | 0 | 0 | 0 | 0 | [11 empty] | EC & R North America Inc | 100 | RWE Group | 100
Smoky Hills Wind Project Phase II | 56985_G_SMKII | 56985 | G | SMKII |  | Onshore Wind |  | SPP_WEST | Kansas | 20 | Lincoln | 105 | 20105 | 148.5 | 0 | 2008 | 9999 |  |  | N | Wind | [13 empty] | 0 | 0 | 0 | 0 | [11 empty] | Smoky Hills Wind Project II LLC | 100 | Enel SpA | 100
Clinton LFGTE Facility | 56986_G_GEN1 | 56986 | G | GEN1 |  | Landfill Gas |  | NY_Z_D | New York | 36 | Clinton | 19 | 36019 | 1.6 | 13500 | 2008 | 9999 |  |  | N | Landfill Gas | [13 empty] | 0.09256 | 0.09256 | 0.09256 | 0.09256 | [11 empty] | New England Waste Services of New York Inc | 100 | Casella Waste Systems Inc | 100
Clinton LFGTE Facility | 56986_G_GEN2 | 56986 | G | GEN2 |  | Landfill Gas |  | NY_Z_D | New York | 36 | Clinton | 19 | 36019 | 1.6 | 13500 | 2008 | 9999 |  |  | N | Landfill Gas | [13 empty] | 0.09256 | 0.09256 | 0.09256 | 0.09256 | [11 empty] | New England Waste Services of New York Inc | 100 | Casella Waste Systems Inc | 100
Clinton LFGTE Facility | 56986_G_GEN3 | 56986 | G | GEN3 |  | Landfill Gas |  | NY_Z_D | New York | 36 | Clinton | 19 | 36019 | 1.6 | 13500 | 2008 | 9999 |  |  | N | Landfill Gas | [13 empty] | 0.09256 | 0.09256 | 0.09256 | 0.09256 | [11 empty] | New England Waste Services of New York Inc | 100 | Casella Waste Systems Inc | 100
Clinton LFGTE Facility | 56986_G_GEN4 | 56986 | G | GEN4 |  | Landfill Gas |  | NY_Z_D | New York | 36 | Clinton | 19 | 36019 | 1.6 | 13500 | 2009 | 9999 |  |  | N | Landfill Gas | [13 empty] | 0.09256 | 0.09256 | 0.09256 | 0.09256 | [11 empty] | New England Waste Services of New York Inc | 100 | Casella Waste Systems Inc | 100
Hyland LFGTE Facility | 56987_G_GEN1 | 56987 | G | GEN1 |  | Landfill Gas |  | NY_Z_B | New York | 36 | Allegany | 3 | 36003 | 1.6 | 13500 | 2008 | 9999 |  |  | N | Landfill Gas | [13 empty] | 0.15987 | 0.15987 | 0.15987 | 0.15987 | [11 empty] | Hyland Facility Associates | 100 | Casella Waste Systems Inc | 100
Hyland LFGTE Facility | 56987_G_GEN2 | 56987 | G | GEN2 |  | Landfill Gas |  | NY_Z_B | New York | 36 | Allegany | 3 | 36003 | 1.6 | 13500 | 2008 | 9999 |  |  | N | Landfill Gas | [13 empty] | 0.15987 | 0.15987 | 0.15987 | 0.15987 | [11 empty] | Hyland Facility Associates | 100 | Casella Waste Systems Inc | 100
Hyland LFGTE Facility | 56987_G_GEN3 | 56987 | G | GEN3 |  | Landfill Gas |  | NY_Z_B | New York | 36 | Allegany | 3 | 36003 | 1.6 | 13500 | 2008 | 9999 |  |  | N | Landfill Gas | [13 empty] | 0.15987 | 0.15987 | 0.15987 | 0.15987 | [11 empty] | Hyland Facility Associates | 100 | Casella Waste Systems Inc | 100
Stetson Wind I | 56989_G_1 | 56989 | G | 1 |  | Onshore Wind |  | NENG_ME | Maine | 23 | Washington | 29 | 23029 | 57 | 0 | 2009 | 9999 |  |  | N | Wind | [13 empty] | 0 | 0 | 0 | 0 | [11 empty] | Stetson Holdings LLC | 100 | Brookfield Asset Management Inc | 100
Rollins Wind Project | 56990_G_1 | 56990 | G | 1 |  | Onshore Wind |  | NENG_ME | Maine | 23 | Penobscot | 19 | 23019 | 60 | 0 | 2011 | 9999 |  |  | N | Wind | [13 empty] | 0 | 0 | 0 | 0 | [11 empty] | Evergreen Wind Power III LLC | 100 | Brookfield Asset Management Inc | 100
Stetson Wind II | 56991_G_1 | 56991 | G | 1 |  | Onshore Wind |  | NENG_ME | Maine | 23 | Washington | 29 | 23029 | 25.5 | 0 | 2010 | 9999 |  |  | N | Wind | [13 empty] | 0 | 0 | 0 | 0 | [11 empty] | Stetson Wind II LLC | 100 | Brookfield Asset Management Inc | 100
MF Mesa Lane LLC | 56993_G_MESA | 56993 | G | MESA |  | Solar PV |  | PJM_EMAC | Pennsylvania | 42 | Bucks | 17 | 42017 | 3 | 0 | 2008 | 9999 |  |  | N | Solar | [13 empty] | 0 | 0 | 0 | 0 | [11 empty] | MF Mesa Lane LLC | 100 | Epuron | 100
Grand Meadow | 56994_G_WND67 | 56994 | G | WND67 |  | Onshore Wind |  | MIS_MNWI | Minnesota | 27 | Mower | 99 | 27099 | 100.5 | 0 | 2008 | 9999 |  |  | N | Wind | [13 empty] | 0 | 0 | 0 | 0 | [11 empty] | Northern States Power Co (Minnesota) | 100 | Xcel Energy Inc | 100
Georgetown LFGTE | 56995_G_G1 | 56995 | G | G1 |  | Landfill Gas |  | S_VACA | South Carolina | 45 | Georgetown | 43 | 45043 | 1 | 13500 | 2010 | 9999 |  |  | N | Landfill Gas | [13 empty] | 0.22117 | 0.22117 | 0.22117 | 0.22117 | [11 empty] | Santee Cooper | 100 | Santee Cooper | 100
Solar Photovoltaic Project #02 | 56996_G_S1A | 56996 | G | S1A |  | Solar PV |  | WECC_SCE | California | 6 | San Bernardino | 71 | 06071 | 0.5 | 0 | 2009 | 9999 |  |  | N | Solar | [13 empty] | 0 | 0 | 0 | 0 | [11 empty] | Southern California Edison Co | 100 | Edison International | 100
Solar Photovoltaic Project #02 | 56996_G_S1B | 56996 | G | S1B |  | Solar PV |  | WECC_SCE | California | 6 | San Bernardino | 71 | 06071 | 0.5 | 0 | 2009 | 9999 |  |  | N | Solar | [13 empty] | 0 | 0 | 0 | 0 | [11 empty] | Southern California Edison Co | 100 | Edison International | 100
Arrowrock Hydroelectric Project | 56997_G_1 | 56997 | G | 1 |  | Hydro |  | WECC_ID | Idaho | 16 | Elmore | 39 | 16039 | 8 | 0 | 2010 | 9999 |  |  | N | Hydro | [13 empty] | 0 | 0 | 0 | 0 | [11 empty] | Arrowrock Hydroelectric Project | 100 | Big Bend Irrigation District | 100
Arrowrock Hydroelectric Project | 56997_G_2 | 56997 | G | 2 |  | Hydro |  | WECC_ID | Idaho | 16 | Elmore | 39 | 16039 | 8 | 0 | 2010 | 9999 |  |  | N | Hydro | [13 empty] | 0 | 0 | 0 | 0 | [11 empty] | Arrowrock Hydroelectric Project | 100 | Big Bend Irrigation District | 100
Pueblo Airport Generating Station | 56998_G_4 | 56998 | G | 4 | 90499 | Combined Cycle |  | WECC_CO | Colorado | 8 | Pueblo | 101 | 08101 | 37 | 7728 | 2012 | 9999 |  |  | N | Natural Gas |  |  |  | H2O | SCR | [8 empty] | 0.0035188 | 0.0035188 | 0.0035188 | 0.0035188 | [11 empty] | Black Hills Colorado IPP LLC | 100 | Black Hills Corp | 100
Pueblo Airport Generating Station | 56998_G_43 | 56998 | G | 43 | 90499 | Combined Cycle |  | WECC_CO | Colorado | 8 | Pueblo | 101 | 08101 | 20 | 7728 | 2012 | 9999 |  |  | N | Natural Gas |  |  |  | H2O | SCR | [8 empty] | 0.0035188 | 0.0035188 | 0.0035188 | 0.0035188 | [11 empty] | Black Hills Colorado IPP LLC | 100 | Black Hills Corp | 100
Pueblo Airport Generating Station | 56998_G_5 | 56998 | G | 5 | 90557 | Combined Cycle |  | WECC_CO | Colorado | 8 | Pueblo | 101 | 08101 | 37 | 7728 | 2012 | 9999 |  |  | N | Natural Gas |  |  |  | H2O | SCR | [8 empty] | 0.0035188 | 0.0035188 | 0.0035188 | 0.0035188 | [11 empty] | Black Hills Colorado IPP LLC | 100 | Black Hills Corp | 100
Pueblo Airport Generating Station | 56998_G_53 | 56998 | G | 53 | 90559 | Combined Cycle |  | WECC_CO | Colorado | 8 | Pueblo | 101 | 08101 | 20 | 7728 | 2012 | 9999 |  |  | N | Natural Gas |  |  |  | H2O | SCR | [8 empty] | 0.0032825 | 0.0032825 | 0.0032825 | 0.0032825 | [11 empty] | Black Hills Colorado IPP LLC | 100 | Black Hills Corp | 100
Pueblo Airport Generating Station | 56998_G_6 | 56998 | G | 6 | 90559 | Combined Cycle |  | WECC_CO | Colorado | 8 | Pueblo | 101 | 08101 | 37 | 7728 | 2012 | 9999 |  |  | N | Natural Gas |  |  |  | H2O | SCR | [8 empty] | 0.0032825 | 0.0032825 | 0.0032825 | 0.0032825 | [11 empty] | Black Hills Colorado IPP LLC | 100 | Black Hills Corp | 100
Pueblo Airport Generating Station | 56998_G_7 | 56998 | G | 7 | 90560 | Combined Cycle |  | WECC_CO | Colorado | 8 | Pueblo | 101 | 08101 | 37 | 7728 | 2012 | 9999 |  |  | N | Natural Gas |  |  |  | H2O | SCR | [8 empty] | 0.0032825 | 0.0032825 | 0.0032825 | 0.0032825 | [11 empty] | Black Hills Colorado IPP LLC | 100 | Black Hills Corp | 100
Pueblo Airport Generating Station | 56998_G_CT08 | 56998 | G | CT08 | 90863 | Combustion Turbine |  | WECC_CO | Colorado | 8 | Pueblo | 101 | 08101 | 40 | 10806 | 2016 | 9999 |  |  | N | Natural Gas |  |  |  |  | SCR | [8 empty] | 0.03701 | 0.03701 | 0.03701 | 0.03701 | [11 empty] | Black Hills Colorado Electric LLC | 100 | Black Hills Corp | 100
Pueblo Airport Generating Station | 56998_G_GT1 | 56998 | G | GT1 | 90496 | Combustion Turbine |  | WECC_CO | Colorado | 8 | Pueblo | 101 | 08101 | 90 | 10745 | 2012 | 9999 |  |  | N | Natural Gas |  |  |  | H2O | SCR | [8 empty] | 0.00761 | 0.00761 | 0.00761 | 0.00761 | [11 empty] | Black Hills Colorado Electric LLC | 100 | Black Hills Corp | 100
Pueblo Airport Generating Station | 56998_G_GT2 | 56998 | G | GT2 | 90497 | Combustion Turbine |  | WECC_CO | Colorado | 8 | Pueblo | 101 | 08101 | 90 | 10745 | 2012 | 9999 |  |  | N | Natural Gas |  |  |  | H2O | SCR | [8 empty] | 0.02918 | 0.02918 | 0.02918 | 0.02918 | [11 empty] | Black Hills Colorado Electric LLC | 100 | Black Hills Corp | 100
El Cajon Energy Center | 57001_G_GEN1 | 57001 | G | GEN1 | 90510 | Combustion Turbine |  | WEC_SDGE | California | 6 | San Diego | 73 | 06073 | 43.5 | 10890 | 2010 | 9999 |  |  | N | Natural Gas |  |  |  | H2O | SCR | [8 empty] | 0.02382 | 0.02382 | 0.02382 | 0.02382 | [11 empty] | El Cajon Energy LLC | 100 | Fresno Power Investors LP | 100
Oakfield Wind Project | 57002_G_1 | 57002 | G | 1 |  | Onshore Wind |  | NENG_ME | Maine | 23 | Aroostook | 3 | 23003 | 148 | 0 | 2015 | 9999 |  |  | N | Wind | [13 empty] | 0 | 0 | 0 | 0 | [11 empty] | Evergreen Wind Power II LLC | 100 | Brookfield Asset Management Inc | 100
Fulton LFGTE Facility | 57003_G_GEN1 | 57003 | G | GEN1 |  | Landfill Gas |  | NY_Z_F | New York | 36 | Fulton | 35 | 36035 | 1.6 | 13500 | 2010 | 9999 |  |  | N | Landfill Gas | [13 empty] | 0.12931 | 0.12931 | 0.12931 | 0.12931 | [11 empty] | Innovative/Fulton LLC | 100 | Archaea Energy Inc | 100
Fulton LFGTE Facility | 57003_G_GEN2 | 57003 | G | GEN2 |  | Landfill Gas |  | NY_Z_F | New York | 36 | Fulton | 35 | 36035 | 1.6 | 13500 | 2010 | 9999 |  |  | N | Landfill Gas | [13 empty] | 0.12931 | 0.12931 | 0.12931 | 0.12931 | [11 empty] | Innovative/Fulton LLC | 100 | Archaea Energy Inc | 100
SunEdison Walgreens Moreno Valley | 57004_G_1 | 57004 | G | 1 |  | Solar PV |  | WECC_SCE | California | 6 | Riverside | 65 | 06065 | 0.9 | 0 | 2007 | 9999 |  |  | N | Solar | [13 empty] | 0 | 0 | 0 | 0 | [11 empty] | SunE WG113 Moreno Valley LLC | 100 | SunEdison | 100
Mariani Packing Vacaville Solar | 57005_G_1 | 57005 | G | 1 |  | Solar PV |  | WEC_CALN | California | 6 | Solano | 95 | 06095 | 0.9 | 0 | 2008 | 9999 |  |  | N | Solar | [13 empty] | 0 | 0 | 0 | 0 | [11 empty] | SunE MPC Vacaville LLC | 100 | SunEdison | 100
Walgreens Woodland Distribution Center | 57006_G_1 | 57006 | G | 1 |  | Solar PV |  | WEC_CALN | California | 6 | Yolo | 113 | 06113 | 0.9 | 0 | 2007 | 9999 |  |  | N | Solar | [13 empty] | 0 | 0 | 0 | 0 | [11 empty] | SunE WG45 Woodland LLC | 100 | SunEdison | 100
SunEdison Ironwood State Prison | 57007_G_1 | 57007 | G | 1 |  | Solar PV |  | WECC_SCE | California | 6 | Riverside | 65 | 06065 | 0.9 | 0 | 2008 | 9999 |  |  | N | Solar | [13 empty] | 0 | 0 | 0 | 0 | [11 empty] | Ironwood Solar LLC | 100 | SunEdison | 100
SunEdison Procter & Gamble Oxnard | 57008_G_1 | 57008 | G | 1 |  | Solar PV |  | WEC_CALN | California | 6 | Ventura | 111 | 06111 | 0.8 | 0 | 2009 | 9999 |  |  | N | Solar | [13 empty] | 0 | 0 | 0 | 0 | [11 empty] | SunEdison Origination1 LLC | 100 | SunEdison | 100
Kohls San Bernardino Solar Facility | 57009_G_1 | 57009 | G | 1 |  | Solar PV |  | WECC_SCE | California | 6 | San Bernardino | 71 | 06071 | 0.9 | 0 | 2007 | 9999 |  |  | N | Solar | [13 empty] | 0 | 0 | 0 | 0 | [11 empty] | SunE KHL55 San Bernardino | 100 | SunEdison | 100
SunEdison Anheuser Busch Fairfield | 57010_G_1 | 57010 | G | 1 |  | Solar PV |  | WEC_CALN | California | 6 | Solano | 95 | 06095 | 0.9 | 0 | 2008 | 9999 |  |  | N | Solar | [13 empty] | 0 | 0 | 0 | 0 | [11 empty] | SunE Ab Fairfield LLC | 100 | SunEdison | 100
Chuckawalla Valley State Prison | 57011_G_1 | 57011 | G | 1 |  | Solar PV |  | WECC_SCE | California | 6 | Riverside | 65 | 06065 | 0.9 | 0 | 2006 | 9999 |  |  | N | Solar | [13 empty] | 0 | 0 | 0 | 0 | [11 empty] | SunE CPA CDC1 LLC | 100 | SunEdison | 100
SunEdison Walmart Apple Valley DC | 57012_G_1 | 57012 | G | 1 |  | Solar PV |  | WECC_SCE | California | 6 | San Bernardino | 71 | 06071 | 0.9 | 0 | 2009 | 9999 |  |  | N | Solar | [13 empty] | 0 | 0 | 0 | 0 | [11 empty] | SunE WMT7033DC Apple Valley LLC | 100 | SunEdison | 100
Waste Management Arden LFGTE | 57014_G_GEN1 | 57014 | G | GEN1 |  | Landfill Gas |  | PJM_AP | Pennsylvania | 42 | Washington | 125 | 42125 | 0.8 | 13500 | 2009 | 9999 |  |  | N | Landfill Gas | [13 empty] | 0.22584 | 0.22584 | 0.22584 | 0.22584 | [11 empty] | WM Renewable Energy LLC | 100 | Waste Management Inc | 100
Waste Management Arden LFGTE | 57014_G_GEN2 | 57014 | G | GEN2 |  | Landfill Gas |  | PJM_AP | Pennsylvania | 42 | Washington | 125 | 42125 | 0.8 | 13500 | 2009 | 9999 |  |  | N | Landfill Gas | [13 empty] | 0.22584 | 0.22584 | 0.22584 | 0.22584 | [11 empty] | WM Renewable Energy LLC | 100 | Waste Management Inc | 100
Waste Management Arden LFGTE | 57014_G_GEN3 | 57014 | G | GEN3 |  | Landfill Gas |  | PJM_AP | Pennsylvania | 42 | Washington | 125 | 42125 | 0.8 | 13500 | 2009 | 9999 |  |  | N | Landfill Gas | [13 empty] | 0.22584 | 0.22584 | 0.22584 | 0.22584 | [11 empty] | WM Renewable Energy LLC | 100 | Waste Management Inc | 100
Waste Management Arden LFGTE | 57014_G_GEN4 | 57014 | G | GEN4 |  | Landfill Gas |  | PJM_AP | Pennsylvania | 42 | Washington | 125 | 42125 | 0.8 | 13500 | 2009 | 9999 |  |  | N | Landfill Gas | [13 empty] | 0.22584 | 0.22584 | 0.22584 | 0.22584 | [11 empty] | WM Renewable Energy LLC | 100 | Waste Management Inc | 100
Waste Management Arden LFGTE | 57014_G_GEN5 | 57014 | G | GEN5 |  | Landfill Gas |  | PJM_AP | Pennsylvania | 42 | Washington | 125 | 42125 | 0.8 | 13500 | 2009 | 9999 |  |  | N | Landfill Gas | [13 empty] | 0.22584 | 0.22584 | 0.22584 | 0.22584 | [11 empty] | WM Renewable Energy LLC | 100 | Waste Management Inc | 100
Waste Management Arden LFGTE | 57014_G_GEN6 | 57014 | G | GEN6 |  | Landfill Gas |  | PJM_AP | Pennsylvania | 42 | Washington | 125 | 42125 | 0.8 | 13500 | 2009 | 9999 |  |  | N | Landfill Gas | [13 empty] | 0.22584 | 0.22584 | 0.22584 | 0.22584 | [11 empty] | WM Renewable Energy LLC | 100 | Waste Management Inc | 100
Waste Management Columbia Ridge LFGTE | 57015_G_GEN1 | 57015 | G | GEN1 |  | Landfill Gas |  | WECC_PNW | Oregon | 41 | Gilliam | 21 | 41021 | 0.8 | 13500 | 2009 | 9999 |  |  | N | Landfill Gas | [13 empty] | 0.22117 | 0.22117 | 0.22117 | 0.22117 | [11 empty] | Waste Management Inc | 100 | Waste Management Inc | 100
Waste Management Columbia Ridge LFGTE | 57015_G_GEN10 | 57015 | G | GEN10 |  | Landfill Gas |  | WECC_PNW | Oregon | 41 | Gilliam | 21 | 41021 | 1.6 | 13500 | 2014 | 9999 |  |  | N | Landfill Gas | [13 empty] | 0.35857 | 0.35857 | 0.35857 | 0.35857 | [11 empty] | Waste Management Inc | 100 | Waste Management Inc | 100
Waste Management Columbia Ridge LFGTE | 57015_G_GEN11 | 57015 | G | GEN11 |  | Landfill Gas |  | WECC_PNW | Oregon | 41 | Gilliam | 21 | 41021 | 1.6 | 13500 | 2014 | 9999 |  |  | N | Landfill Gas | [13 empty] | 0.35857 | 0.35857 | 0.35857 | 0.35857 | [11 empty] | Waste Management Inc | 100 | Waste Management Inc | 100
Waste Management Columbia Ridge LFGTE | 57015_G_GEN12 | 57015 | G | GEN12 |  | Landfill Gas |  | WECC_PNW | Oregon | 41 | Gilliam | 21 | 41021 | 1.6 | 13500 | 2014 | 9999 |  |  | N | Landfill Gas | [13 empty] | 0.35857 | 0.35857 | 0.35857 | 0.35857 | [11 empty] | Waste Management Inc | 100 | Waste Management Inc | 100
Waste Management Columbia Ridge LFGTE | 57015_G_GEN2 | 57015 | G | GEN2 |  | Landfill Gas |  | WECC_PNW | Oregon | 41 | Gilliam | 21 | 41021 | 0.8 | 13500 | 2009 | 9999 |  |  | N | Landfill Gas | [13 empty] | 0.22117 | 0.22117 | 0.22117 | 0.22117 | [11 empty] | Waste Management Inc | 100 | Waste Management Inc | 100
Waste Management Columbia Ridge LFGTE | 57015_G_GEN3 | 57015 | G | GEN3 |  | Landfill Gas |  | WECC_PNW | Oregon | 41 | Gilliam | 21 | 41021 | 0.8 | 13500 | 2009 | 9999 |  |  | N | Landfill Gas | [13 empty] | 0.22117 | 0.22117 | 0.22117 | 0.22117 | [11 empty] | Waste Management Inc | 100 | Waste Management Inc | 100
Waste Management Columbia Ridge LFGTE | 57015_G_GEN4 | 57015 | G | GEN4 |  | Landfill Gas |  | WECC_PNW | Oregon | 41 | Gilliam | 21 | 41021 | 0.8 | 13500 | 2009 | 9999 |  |  | N | Landfill Gas | [13 empty] | 0.22117 | 0.22117 | 0.22117 | 0.22117 | [11 empty] | Waste Management Inc | 100 | Waste Management Inc | 100
Waste Management Columbia Ridge LFGTE | 57015_G_GEN5 | 57015 | G | GEN5 |  | Landfill Gas |  | WECC_PNW | Oregon | 41 | Gilliam | 21 | 41021 | 0.8 | 13500 | 2009 | 9999 |  |  | N | Landfill Gas | [13 empty] | 0.22117 | 0.22117 | 0.22117 | 0.22117 | [11 empty] | Waste Management Inc | 100 | Waste Management Inc | 100
Waste Management Columbia Ridge LFGTE | 57015_G_GEN6 | 57015 | G | GEN6 |  | Landfill Gas |  | WECC_PNW | Oregon | 41 | Gilliam | 21 | 41021 | 0.8 | 13500 | 2009 | 9999 |  |  | N | Landfill Gas | [13 empty] | 0.22117 | 0.22117 | 0.22117 | 0.22117 | [11 empty] | Waste Management Inc | 100 | Waste Management Inc | 100
Waste Management Columbia Ridge LFGTE | 57015_G_GEN7 | 57015 | G | GEN7 |  | Landfill Gas |  | WECC_PNW | Oregon | 41 | Gilliam | 21 | 41021 | 0.8 | 13500 | 2009 | 9999 |  |  | N | Landfill Gas | [13 empty] | 0.22117 | 0.22117 | 0.22117 | 0.22117 | [11 empty] | Waste Management Inc | 100 | Waste Management Inc | 100
Waste Management Columbia Ridge LFGTE | 57015_G_GEN8 | 57015 | G | GEN8 |  | Landfill Gas |  | WECC_PNW | Oregon | 41 | Gilliam | 21 | 41021 | 0.8 | 13500 | 2009 | 9999 |  |  | N | Landfill Gas | [13 empty] | 0.22117 | 0.22117 | 0.22117 | 0.22117 | [11 empty] | Waste Management Inc | 100 | Waste Management Inc | 100
Waste Management Columbia Ridge LFGTE | 57015_G_GEN9 | 57015 | G | GEN9 |  | Landfill Gas |  | WECC_PNW | Oregon | 41 | Gilliam | 21 | 41021 | 1.6 | 13500 | 2014 | 9999 |  |  | N | Landfill Gas | [13 empty] | 0.35857 | 0.35857 | 0.35857 | 0.35857 | [11 empty] | Waste Management Inc | 100 | Waste Management Inc | 100
Waste Management Crossroads LFGTE | 57016_G_GEN1 | 57016 | G | GEN1 |  | Landfill Gas |  | NENG_ME | Maine | 23 | Somerset | 25 | 23025 | 1.6 | 13500 | 2009 | 9999 |  |  | N | Landfill Gas | [13 empty] | 0.22117 | 0.22117 | 0.22117 | 0.22117 | [11 empty] | WM Renewable Energy LLC | 100 | Waste Management Inc | 100
Waste Management Crossroads LFGTE | 57016_G_GEN2 | 57016 | G | GEN2 |  | Landfill Gas |  | NENG_ME | Maine | 23 | Somerset | 25 | 23025 | 1.6 | 13500 | 2009 | 9999 |  |  | N | Landfill Gas | [13 empty] | 0.22117 | 0.22117 | 0.22117 | 0.22117 | [11 empty] | WM Renewable Energy LLC | 100 | Waste Management Inc | 100
Spruce Ridge Gas Recovery | 57017_G_GEN1 | 57017 | G | GEN1 |  | Landfill Gas |  | MIS_MNWI | Minnesota | 27 | McLeod | 85 | 27085 | 0.8 | 13500 | 2008 | 9999 |  |  | N | Landfill Gas | [13 empty] | 0.22117 | 0.22117 | 0.22117 | 0.22117 | [11 empty] | WM Renewable Energy LLC | 100 | Waste Management Inc | 100
Spruce Ridge Gas Recovery | 57017_G_GEN2 | 57017 | G | GEN2 |  | Landfill Gas |  | MIS_MNWI | Minnesota | 27 | McLeod | 85 | 27085 | 0.8 | 13500 | 2008 | 9999 |  |  | N | Landfill Gas | [13 empty] | 0.22117 | 0.22117 | 0.22117 | 0.22117 | [11 empty] | WM Renewable Energy LLC | 100 | Waste Management Inc | 100
Spruce Ridge Gas Recovery | 57017_G_GEN3 | 57017 | G | GEN3 |  | Landfill Gas |  | MIS_MNWI | Minnesota | 27 | McLeod | 85 | 27085 | 0.8 | 13500 | 2008 | 9999 |  |  | N | Landfill Gas | [13 empty] | 0.22117 | 0.22117 | 0.22117 | 0.22117 | [11 empty] | WM Renewable Energy LLC | 100 | Waste Management Inc | 100
Spruce Ridge Gas Recovery | 57017_G_GEN4 | 57017 | G | GEN4 |  | Landfill Gas |  | MIS_MNWI | Minnesota | 27 | McLeod | 85 | 27085 | 0.8 | 13500 | 2010 | 9999 |  |  | N | Landfill Gas | [13 empty] | 0.22117 | 0.22117 | 0.22117 | 0.22117 | [11 empty] | WM Renewable Energy LLC | 100 | Waste Management Inc | 100
Waste Management Middle Peninsula LFGTE | 57018_G_GEN1 | 57018 | G | GEN1 |  | Landfill Gas |  | PJM_Dom | Virginia | 51 | Middlesex | 119 | 51119 | 0.8 | 13500 | 2009 | 9999 |  |  | N | Landfill Gas | [13 empty] | 0.3 | 0.3 | 0.3 | 0.3 | [11 empty] | WM Renewable Energy LLC | 100 | Waste Management Inc | 100
Waste Management Middle Peninsula LFGTE | 57018_G_GEN2 | 57018 | G | GEN2 |  | Landfill Gas |  | PJM_Dom | Virginia | 51 | Middlesex | 119 | 51119 | 0.8 | 13500 | 2009 | 9999 |  |  | N | Landfill Gas | [13 empty] | 0.3 | 0.3 | 0.3 | 0.3 | [11 empty] | WM Renewable Energy LLC | 100 | Waste Management Inc | 100
Waste Management Middle Peninsula LFGTE | 57018_G_GEN3 | 57018 | G | GEN3 |  | Landfill Gas |  | PJM_Dom | Virginia | 51 | Middlesex | 119 | 51119 | 0.8 | 13500 | 2009 | 9999 |  |  | N | Landfill Gas | [13 empty] | 0.3 | 0.3 | 0.3 | 0.3 | [11 empty] | WM Renewable Energy LLC | 100 | Waste Management Inc | 100
Waste Management Middle Peninsula LFGTE | 57018_G_GEN4 | 57018 | G | GEN4 |  | Landfill Gas |  | PJM_Dom | Virginia | 51 | Middlesex | 119 | 51119 | 0.8 | 13500 | 2009 | 9999 |  |  | N | Landfill Gas | [13 empty] | 0.3 | 0.3 | 0.3 | 0.3 | [11 empty] | WM Renewable Energy LLC | 100 | Waste Management Inc | 100
Waste Management Middle Peninsula LFGTE | 57018_G_GEN5 | 57018 | G | GEN5 |  | Landfill Gas |  | PJM_Dom | Virginia | 51 | Middlesex | 119 | 51119 | 0.8 | 13500 | 2009 | 9999 |  |  | N | Landfill Gas | [13 empty] | 0.3 | 0.3 | 0.3 | 0.3 | [11 empty] | WM Renewable Energy LLC | 100 | Waste Management Inc | 100
Waste Management Middle Peninsula LFGTE | 57018_G_GEN6 | 57018 | G | GEN6 |  | Landfill Gas |  | PJM_Dom | Virginia | 51 | Middlesex | 119 | 51119 | 0.8 | 13500 | 2009 | 9999 |  |  | N | Landfill Gas | [13 empty] | 0.3 | 0.3 | 0.3 | 0.3 | [11 empty] | WM Renewable Energy LLC | 100 | Waste Management Inc | 100
Waste Management Middle Peninsula LFGTE | 57018_G_GEN7 | 57018 | G | GEN7 |  | Landfill Gas |  | PJM_Dom | Virginia | 51 | Middlesex | 119 | 51119 | 0.8 | 13500 | 2009 | 9999 |  |  | N | Landfill Gas | [13 empty] | 0.3 | 0.3 | 0.3 | 0.3 | [11 empty] | WM Renewable Energy LLC | 100 | Waste Management Inc | 100
Waste Management Middle Peninsula LFGTE | 57018_G_GEN8 | 57018 | G | GEN8 |  | Landfill Gas |  | PJM_Dom | Virginia | 51 | Middlesex | 119 | 51119 | 0.8 | 13500 | 2009 | 9999 |  |  | N | Landfill Gas | [13 empty] | 0.3 | 0.3 | 0.3 | 0.3 | [11 empty] | WM Renewable Energy LLC | 100 | Waste Management Inc | 100
Riverbend Landfill | 57019_G_GEN1 | 57019 | G | GEN1 |  | Landfill Gas |  | WECC_PNW | Oregon | 41 | Yamhill | 71 | 41071 | 0.8 | 13500 | 2010 | 9999 |  |  | N | Landfill Gas | [13 empty] | 0.22117 | 0.22117 | 0.22117 | 0.22117 | [11 empty] | Riverbend Landfill Co | 100 | Waste Management Inc | 100
Riverbend Landfill | 57019_G_GEN2 | 57019 | G | GEN2 |  | Landfill Gas |  | WECC_PNW | Oregon | 41 | Yamhill | 71 | 41071 | 0.8 | 13500 | 2010 | 9999 |  |  | N | Landfill Gas | [13 empty] | 0.22117 | 0.22117 | 0.22117 | 0.22117 | [11 empty] | Riverbend Landfill Co | 100 | Waste Management Inc | 100
Riverbend Landfill | 57019_G_GEN3 | 57019 | G | GEN3 |  | Landfill Gas |  | WECC_PNW | Oregon | 41 | Yamhill | 71 | 41071 | 0.8 | 13500 | 2010 | 9999 |  |  | N | Landfill Gas | [13 empty] | 0.22117 | 0.22117 | 0.22117 | 0.22117 | [11 empty] | Riverbend Landfill Co | 100 | Waste Management Inc | 100
Riverbend Landfill | 57019_G_GEN4 | 57019 | G | GEN4 |  | Landfill Gas |  | WECC_PNW | Oregon | 41 | Yamhill | 71 | 41071 | 0.8 | 13500 | 2010 | 9999 |  |  | N | Landfill Gas | [13 empty] | 0.22117 | 0.22117 | 0.22117 | 0.22117 | [11 empty] | Riverbend Landfill Co | 100 | Waste Management Inc | 100
Riverbend Landfill | 57019_G_GEN5 | 57019 | G | GEN5 |  | Landfill Gas |  | WECC_PNW | Oregon | 41 | Yamhill | 71 | 41071 | 0.8 | 13500 | 2010 | 9999 |  |  | N | Landfill Gas | [13 empty] | 0.22117 | 0.22117 | 0.22117 | 0.22117 | [11 empty] | Riverbend Landfill Co | 100 | Waste Management Inc | 100
Riverbend Landfill | 57019_G_GEN6 | 57019 | G | GEN6 |  | Landfill Gas |  | WECC_PNW | Oregon | 41 | Yamhill | 71 | 41071 | 0.8 | 13500 | 2010 | 9999 |  |  | N | Landfill Gas | [13 empty] | 0.22117 | 0.22117 | 0.22117 | 0.22117 | [11 empty] | Riverbend Landfill Co | 100 | Waste Management Inc | 100
Westside Landfill Gas Recovery | 57020_G_GEN1 | 57020 | G | GEN1 |  | Landfill Gas |  | ERC_REST | Texas | 48 | Parker | 367 | 48367 | 1.6 | 13500 | 2010 | 9999 |  |  | N | Landfill Gas | [13 empty] | 0.22117 | 0.22117 | 0.22117 | 0.22117 | [11 empty] | WM Renewable Energy LLC | 100 | Waste Management Inc | 100
Westside Landfill Gas Recovery | 57020_G_GEN2 | 57020 | G | GEN2 |  | Landfill Gas |  | ERC_REST | Texas | 48 | Parker | 367 | 48367 | 1.6 | 13500 | 2010 | 9999 |  |  | N | Landfill Gas | [13 empty] | 0.22117 | 0.22117 | 0.22117 | 0.22117 | [11 empty] | WM Renewable Energy LLC | 100 | Waste Management Inc | 100
Waste Management Madison County LFGTE | 57021_G_GEN1 | 57021 | G | GEN1 |  | Landfill Gas |  | NY_Z_C&E | New York | 36 | Madison | 53 | 36053 | 1.6 | 13500 | 2009 | 9999 |  |  | N | Landfill Gas | [13 empty] | 0.22117 | 0.22117 | 0.22117 | 0.22117 | [11 empty] | WM Renewable Energy LLC | 100 | Waste Management Inc | 100
Waste Management King George LFGTE | 57022_G_GEN1 | 57022 | G | GEN1 |  | Landfill Gas |  | PJM_Dom | Virginia | 51 | King George | 99 | 51099 | 2.8 | 17054 | 2010 | 9999 |  |  | N | Landfill Gas | [13 empty] | 0.6 | 0.6 | 0.6 | 0.6 | [11 empty] | WM Renewable Energy LLC | 100 | Waste Management Inc | 100
Waste Management King George LFGTE | 57022_G_GEN2 | 57022 | G | GEN2 |  | Landfill Gas |  | PJM_Dom | Virginia | 51 | King George | 99 | 51099 | 2.8 | 17054 | 2010 | 9999 |  |  | N | Landfill Gas | [13 empty] | 0.6 | 0.6 | 0.6 | 0.6 | [11 empty] | WM Renewable Energy LLC | 100 | Waste Management Inc | 100
Waste Management King George LFGTE | 57022_G_GEN3 | 57022 | G | GEN3 |  | Landfill Gas |  | PJM_Dom | Virginia | 51 | King George | 99 | 51099 | 2.8 | 17054 | 2010 | 9999 |  |  | N | Landfill Gas | [13 empty] | 0.6 | 0.6 | 0.6 | 0.6 | [11 empty] | WM Renewable Energy LLC | 100 | Waste Management Inc | 100
Waste Management King George LFGTE | 57022_G_GEN4 | 57022 | G | GEN4 |  | Landfill Gas |  | PJM_Dom | Virginia | 51 | King George | 99 | 51099 | 2.9 | 17054 | 2011 | 9999 |  |  | N | Landfill Gas | [13 empty] | 0.6 | 0.6 | 0.6 | 0.6 | [11 empty] | WM Renewable Energy LLC | 100 | Waste Management Inc | 100
Waste Management Rolling Meadows LFGTE | 57023_G_GEN1 | 57023 | G | GEN1 |  | Landfill Gas |  | SPP_N | Kansas | 20 | Shawnee | 177 | 20177 | 0.8 | 13500 | 2010 | 9999 |  |  | N | Landfill Gas | [13 empty] | 0.22117 | 0.22117 | 0.22117 | 0.22117 | [11 empty] | Waste Management Inc | 100 | Waste Management Inc | 100
Waste Management Rolling Meadows LFGTE | 57023_G_GEN2 | 57023 | G | GEN2 |  | Landfill Gas |  | SPP_N | Kansas | 20 | Shawnee | 177 | 20177 | 0.8 | 13500 | 2010 | 9999 |  |  | N | Landfill Gas | [13 empty] | 0.22117 | 0.22117 | 0.22117 | 0.22117 | [11 empty] | Waste Management Inc | 100 | Waste Management Inc | 100
Waste Management Rolling Meadows LFGTE | 57023_G_GEN3 | 57023 | G | GEN3 |  | Landfill Gas |  | SPP_N | Kansas | 20 | Shawnee | 177 | 20177 | 0.8 | 13500 | 2010 | 9999 |  |  | N | Landfill Gas | [13 empty] | 0.22117 | 0.22117 | 0.22117 | 0.22117 | [11 empty] | Waste Management Inc | 100 | Waste Management Inc | 100
Waste Management Rolling Meadows LFGTE | 57023_G_GEN4 | 57023 | G | GEN4 |  | Landfill Gas |  | SPP_N | Kansas | 20 | Shawnee | 177 | 20177 | 0.8 | 13500 | 2010 | 9999 |  |  | N | Landfill Gas | [13 empty] | 0.22117 | 0.22117 | 0.22117 | 0.22117 | [11 empty] | Waste Management Inc | 100 | Waste Management Inc | 100
Waste Management Rolling Meadows LFGTE | 57023_G_GEN5 | 57023 | G | GEN5 |  | Landfill Gas |  | SPP_N | Kansas | 20 | Shawnee | 177 | 20177 | 0.8 | 13500 | 2010 | 9999 |  |  | N | Landfill Gas | [13 empty] | 0.22117 | 0.22117 | 0.22117 | 0.22117 | [11 empty] | Waste Management Inc | 100 | Waste Management Inc | 100
Waste Management Rolling Meadows LFGTE | 57023_G_GEN6 | 57023 | G | GEN6 |  | Landfill Gas |  | SPP_N | Kansas | 20 | Shawnee | 177 | 20177 | 0.8 | 13500 | 2010 | 9999 |  |  | N | Landfill Gas | [13 empty] | 0.22117 | 0.22117 | 0.22117 | 0.22117 | [11 empty] | Waste Management Inc | 100 | Waste Management Inc | 100
Waste Management Rolling Meadows LFGTE | 57023_G_GEN7 | 57023 | G | GEN7 |  | Landfill Gas |  | SPP_N | Kansas | 20 | Shawnee | 177 | 20177 | 0.8 | 13500 | 2010 | 9999 |  |  | N | Landfill Gas | [13 empty] | 0.22117 | 0.22117 | 0.22117 | 0.22117 | [11 empty] | Waste Management Inc | 100 | Waste Management Inc | 100
Waste Management Northern Oaks LFGTE | 57024_G_GEN1 | 57024 | G | GEN1 |  | Landfill Gas |  | MIS_LMI | Michigan | 26 | Clare | 35 | 26035 | 1.6 | 13500 | 2010 | 9999 |  |  | N | Landfill Gas | [13 empty] | 0.10438 | 0.10438 | 0.10438 | 0.10438 | [11 empty] | WM Renewable Energy LLC | 100 | Waste Management Inc | 100
Waste Management Eco Vista LFGTE | 57025_G_GEN1 | 57025 | G | GEN1 |  | Landfill Gas |  | SPP_WEST | Arkansas | 5 | Washington | 143 | 05143 | 0.8 | 13500 | 2010 | 9999 |  |  | N | Landfill Gas | [13 empty] | 0.22117 | 0.22117 | 0.22117 | 0.22117 | [11 empty] | WM Renewable Energy LLC | 100 | Waste Management Inc | 100
Waste Management Eco Vista LFGTE | 57025_G_GEN2 | 57025 | G | GEN2 |  | Landfill Gas |  | SPP_WEST | Arkansas | 5 | Washington | 143 | 05143 | 0.8 | 13500 | 2010 | 9999 |  |  | N | Landfill Gas | [13 empty] | 0.22117 | 0.22117 | 0.22117 | 0.22117 | [11 empty] | WM Renewable Energy LLC | 100 | Waste Management Inc | 100
Waste Management Eco Vista LFGTE | 57025_G_GEN3 | 57025 | G | GEN3 |  | Landfill Gas |  | SPP_WEST | Arkansas | 5 | Washington | 143 | 05143 | 0.8 | 13500 | 2010 | 9999 |  |  | N | Landfill Gas | [13 empty] | 0.22117 | 0.22117 | 0.22117 | 0.22117 | [11 empty] | WM Renewable Energy LLC | 100 | Waste Management Inc | 100
Waste Management Eco Vista LFGTE | 57025_G_GEN4 | 57025 | G | GEN4 |  | Landfill Gas |  | SPP_WEST | Arkansas | 5 | Washington | 143 | 05143 | 0.8 | 13500 | 2010 | 9999 |  |  | N | Landfill Gas | [13 empty] | 0.22117 | 0.22117 | 0.22117 | 0.22117 | [11 empty] | WM Renewable Energy LLC | 100 | Waste Management Inc | 100
Waste Management Eco Vista LFGTE | 57025_G_GEN5 | 57025 | G | GEN5 |  | Landfill Gas |  | SPP_WEST | Arkansas | 5 | Washington | 143 | 05143 | 0.8 | 13500 | 2010 | 9999 |  |  | N | Landfill Gas | [13 empty] | 0.22117 | 0.22117 | 0.22117 | 0.22117 | [11 empty] | WM Renewable Energy LLC | 100 | Waste Management Inc | 100
Superior Landfill Gas Recovery | 57026_G_GEN 5 | 57026 | G | GEN 5 |  | Landfill Gas |  | S_SOU | Georgia | 13 | Chatham | 51 | 13051 | 0.8 | 13500 | 2009 | 9999 |  |  | N | Landfill Gas | [13 empty] | 0.34057 | 0.34057 | 0.34057 | 0.34057 | [11 empty] | Waste Management Inc | 100 | Waste Management Inc | 100
Superior Landfill Gas Recovery | 57026_G_GEN1 | 57026 | G | GEN1 |  | Landfill Gas |  | S_SOU | Georgia | 13 | Chatham | 51 | 13051 | 0.8 | 13500 | 2009 | 9999 |  |  | N | Landfill Gas | [13 empty] | 0.34057 | 0.34057 | 0.34057 | 0.34057 | [11 empty] | Waste Management Inc | 100 | Waste Management Inc | 100
Superior Landfill Gas Recovery | 57026_G_GEN2 | 57026 | G | GEN2 |  | Landfill Gas |  | S_SOU | Georgia | 13 | Chatham | 51 | 13051 | 0.8 | 13500 | 2009 | 9999 |  |  | N | Landfill Gas | [13 empty] | 0.34057 | 0.34057 | 0.34057 | 0.34057 | [11 empty] | Waste Management Inc | 100 | Waste Management Inc | 100
Superior Landfill Gas Recovery | 57026_G_GEN3 | 57026 | G | GEN3 |  | Landfill Gas |  | S_SOU | Georgia | 13 | Chatham | 51 | 13051 | 0.8 | 13500 | 2009 | 9999 |  |  | N | Landfill Gas | [13 empty] | 0.34057 | 0.34057 | 0.34057 | 0.34057 | [11 empty] | Waste Management Inc | 100 | Waste Management Inc | 100
Superior Landfill Gas Recovery | 57026_G_GEN4 | 57026 | G | GEN4 |  | Landfill Gas |  | S_SOU | Georgia | 13 | Chatham | 51 | 13051 | 0.8 | 13500 | 2009 | 9999 |  |  | N | Landfill Gas | [13 empty] | 0.34057 | 0.34057 | 0.34057 | 0.34057 | [11 empty] | Waste Management Inc | 100 | Waste Management Inc | 100
Superior Landfill Gas Recovery | 57026_G_GEN6 | 57026 | G | GEN6 |  | Landfill Gas |  | S_SOU | Georgia | 13 | Chatham | 51 | 13051 | 0.8 | 13500 | 2009 | 9999 |  |  | N | Landfill Gas | [13 empty] | 0.34057 | 0.34057 | 0.34057 | 0.34057 | [11 empty] | Waste Management Inc | 100 | Waste Management Inc | 100
Superior Landfill Gas Recovery | 57026_G_GEN7 | 57026 | G | GEN7 |  | Landfill Gas |  | S_SOU | Georgia | 13 | Chatham | 51 | 13051 | 0.8 | 13500 | 2009 | 9999 |  |  | N | Landfill Gas | [13 empty] | 0.34057 | 0.34057 | 0.34057 | 0.34057 | [11 empty] | Waste Management Inc | 100 | Waste Management Inc | 100
Superior Landfill Gas Recovery | 57026_G_GEN8 | 57026 | G | GEN8 |  | Landfill Gas |  | S_SOU | Georgia | 13 | Chatham | 51 | 13051 | 0.8 | 13500 | 2009 | 9999 |  |  | N | Landfill Gas | [13 empty] | 0.34057 | 0.34057 | 0.34057 | 0.34057 | [11 empty] | Waste Management Inc | 100 | Waste Management Inc | 100
Canyon Power Plant | 57027_G_CPP1 | 57027 | G | CPP1 | 90584 | Combustion Turbine |  | WECC_SCE | California | 6 | Orange | 59 | 06059 | 49.4 | 10745 | 2011 | 9999 |  |  | N | Natural Gas |  |  |  | H2O + NH3 | [9 empty] | 0.00997 | 0.00997 | 0.00997 | 0.00997 | [11 empty] | Anaheim Public Utilities Dept | 100 | Anaheim CA (City of) | 100
Canyon Power Plant | 57027_G_CPP2 | 57027 | G | CPP2 | 90585 | Combustion Turbine |  | WECC_SCE | California | 6 | Orange | 59 | 06059 | 48 | 10745 | 2011 | 9999 |  |  | N | Natural Gas |  |  |  | H2O + NH3 | [9 empty] | 0.0094 | 0.0094 | 0.0094 | 0.0094 | [11 empty] | Anaheim Public Utilities Dept | 100 | Anaheim CA (City of) | 100
Canyon Power Plant | 57027_G_CPP3 | 57027 | G | CPP3 | 90586 | Combustion Turbine |  | WECC_SCE | California | 6 | Orange | 59 | 06059 | 48 | 10745 | 2011 | 9999 |  |  | N | Natural Gas |  |  |  | H2O + NH3 | [9 empty] | 0.00766 | 0.00766 | 0.00766 | 0.00766 | [11 empty] | Anaheim Public Utilities Dept | 100 | Anaheim CA (City of) | 100
Canyon Power Plant | 57027_G_CPP4 | 57027 | G | CPP4 | 90587 | Combustion Turbine |  | WECC_SCE | California | 6 | Orange | 59 | 06059 | 49.4 | 10745 | 2011 | 9999 |  |  | N | Natural Gas |  |  |  | H2O + NH3 | [9 empty] | 0.00918 | 0.00918 | 0.00918 | 0.00918 | [11 empty] | Anaheim Public Utilities Dept | 100 | Anaheim CA (City of) | 100
Langley Gulch Power Plant | 57028_G_GTG | 57028 | G | GTG | 90518 | Combined Cycle |  | WECC_ID | Idaho | 16 | Payette | 75 | 16075 | 176.9 | 7050 | 2012 | 9999 |  |  | N | Natural Gas |  |  |  | DLNB | SCR | [8 empty] | 0.0070049 | 0.0070049 | 0.0070049 | 0.0070049 | [11 empty] | Idaho Power Co | 100 | IDACORP Inc | 100
Langley Gulch Power Plant | 57028_G_STG | 57028 | G | STG | 90518 | Combined Cycle |  | WECC_ID | Idaho | 16 | Payette | 75 | 16075 | 122.8 | 7050 | 2012 | 9999 |  |  | N | Natural Gas |  |  |  | LNB + NH3 | SCR | [8 empty] | 0.0070049 | 0.0070049 | 0.0070049 | 0.0070049 | [11 empty] | Idaho Power Co | 100 | IDACORP Inc | 100
Cleveland Cnty Generating Facility | 57029_G_1 | 57029 | G | 1 | 90576 | Combustion Turbine |  | S_VACA | North Carolina | 37 | Cleveland | 45 | 37045 | 185 | 10745 | 2012 | 9999 |  |  | N | Natural Gas, Distillate Fuel Oil |  |  |  | DLNB + H2O | [8 empty] | 0.06 | 0.03085 | 0.03085 | 0.03085 | 0.03085 | [11 empty] | Southern Power Co | 100 | Southern Co | 100
Cleveland Cnty Generating Facility | 57029_G_2 | 57029 | G | 2 | 90577 | Combustion Turbine |  | S_VACA | North Carolina | 37 | Cleveland | 45 | 37045 | 187 | 10745 | 2012 | 9999 |  |  | N | Natural Gas, Distillate Fuel Oil |  |  |  | DLNB + H2O | [8 empty] | 0.06 | 0.02937 | 0.02937 | 0.02937 | 0.02937 | [11 empty] | Southern Power Co | 100 | Southern Co | 100
Cleveland Cnty Generating Facility | 57029_G_3 | 57029 | G | 3 | 90578 | Combustion Turbine |  | S_VACA | North Carolina | 37 | Cleveland | 45 | 37045 | 183.2 | 10745 | 2012 | 9999 |  |  | N | Natural Gas, Distillate Fuel Oil |  |  |  | DLNB + H2O | [8 empty] | 0.06 | 0.03061 | 0.03061 | 0.03061 | 0.03061 | [11 empty] | Southern Power Co | 100 | Southern Co | 100
Cleveland Cnty Generating Facility | 57029_G_4 | 57029 | G | 4 | 90579 | Combustion Turbine |  | S_VACA | North Carolina | 37 | Cleveland | 45 | 37045 | 183 | 10745 | 2012 | 9999 |  |  | N | Natural Gas, Distillate Fuel Oil |  |  |  | DLNB + H2O | [8 empty] | 0.06 | 0.02988 | 0.02988 | 0.02988 | 0.02988 | [11 empty] | Southern Power Co | 100 | Southern Co | 100
Pacolet Diesel Generation Facility | 57030_G_DI 1 | 57030 | G | DI 1 |  | Combustion Turbine | IC Engine | S_VACA | South Carolina | 45 | Spartanburg | 83 | 45083 | 1.8 | 19338 | 2006 | 9999 |  |  | N | Distillate Fuel Oil | [13 empty] | 1.6498 | 1.6498 | 1.6498 | 1.6498 | [11 empty] | Lockhart Power Co | 100 | Milliken & Co | 100
Pacolet Diesel Generation Facility | 57030_G_DI 2 | 57030 | G | DI 2 |  | Combustion Turbine | IC Engine | S_VACA | South Carolina | 45 | Spartanburg | 83 | 45083 | 1.8 | 18470 | 2006 | 9999 |  |  | N | Distillate Fuel Oil | [13 empty] | 1.6498 | 1.6498 | 1.6498 | 1.6498 | [11 empty] | Lockhart Power Co | 100 | Milliken & Co | 100
Pacolet Diesel Generation Facility | 57030_G_DI 3 | 57030 | G | DI 3 |  | Combustion Turbine | IC Engine | S_VACA | South Carolina | 45 | Spartanburg | 83 | 45083 | 1.8 | 18470 | 2006 | 9999 |  |  | N | Distillate Fuel Oil | [13 empty] | 1.6498 | 1.6498 | 1.6498 | 1.6498 | [11 empty] | Lockhart Power Co | 100 | Milliken & Co | 100
Luverne Wind Farm | 57031_G_1 | 57031 | G | 1 |  | Onshore Wind |  | MIS_MAPP | North Dakota | 38 | Steele | 91 | 38091 | 49.5 | 0 | 2009 | 9999 |  |  | N | Wind | [13 empty] | 0 | 0 | 0 | 0 | [11 empty] | Otter Tail Power Co | 100 | Otter Tail Corp | 100
Ashtabula Wind Energy Center | 57032_G_1 | 57032 | G | 1 |  | Onshore Wind |  | MIS_MAPP | North Dakota | 38 | Barnes | 3 | 38003 | 48 | 0 | 2008 | 9999 |  |  | N | Wind | [13 empty] | 0 | 0 | 0 | 0 | [11 empty] | Otter Tail Power Co | 100 | Otter Tail Corp | 100
Langdon Wind Energy Center | 57033_G_1 | 57033 | G | 1 |  | Onshore Wind |  | MIS_MAPP | North Dakota | 38 | Cavalier | 19 | 38019 | 40.5 | 0 | 2007 | 9999 |  |  | N | Wind | [13 empty] | 0 | 0 | 0 | 0 | [11 empty] | Otter Tail Power Co | 100 | Otter Tail Corp | 100
Willmar Municipal East Substation | 57034_G_E04 | 57034 | G | E04 |  | Combustion Turbine | IC Engine | MIS_MNWI | Minnesota | 27 | Kandiyohi | 67 | 27067 | 2 | 10745 | 2000 | 9999 |  |  | N | Distillate Fuel Oil | [13 empty] | 1.6498 | 1.6498 | 1.6498 | 1.6498 | [11 empty] | Willmar Municipal Utilities Commission | 100 | Willmar Municipal Utilities Commission | 100
Willmar Municipal East Substation | 57034_G_E05 | 57034 | G | E05 |  | Combustion Turbine | IC Engine | MIS_MNWI | Minnesota | 27 | Kandiyohi | 67 | 27067 | 2 | 10745 | 2000 | 9999 |  |  | N | Distillate Fuel Oil | [13 empty] | 1.6498 | 1.6498 | 1.6498 | 1.6498 | [11 empty] | Willmar Municipal Utilities Commission | 100 | Willmar Municipal Utilities Commission | 100
Willmar Municipal East Substation | 57034_G_E06 | 57034 | G | E06 |  | Combustion Turbine | IC Engine | MIS_MNWI | Minnesota | 27 | Kandiyohi | 67 | 27067 | 2 | 10745 | 2000 | 9999 |  |  | N | Distillate Fuel Oil | [13 empty] | 1.6498 | 1.6498 | 1.6498 | 1.6498 | [11 empty] | Willmar Municipal Utilities Commission | 100 | Willmar Municipal Utilities Commission | 100
Willmar Municipal SW Substation | 57035_G_SW01 | 57035 | G | SW01 |  | Combustion Turbine | IC Engine | MIS_MNWI | Minnesota | 27 | Kandiyohi | 67 | 27067 | 2 | 10745 | 2000 | 9999 |  |  | N | Distillate Fuel Oil | [13 empty] | 1.6498 | 1.6498 | 1.6498 | 1.6498 | [11 empty] | Willmar Municipal Utilities Commission | 100 | Willmar Municipal Utilities Commission | 100
Willmar Municipal SW Substation | 57035_G_SW02 | 57035 | G | SW02 |  | Combustion Turbine | IC Engine | MIS_MNWI | Minnesota | 27 | Kandiyohi | 67 | 27067 | 2 | 10745 | 2000 | 9999 |  |  | N | Distillate Fuel Oil | [13 empty] | 1.6498 | 1.6498 | 1.6498 | 1.6498 | [11 empty] | Willmar Municipal Utilities Commission | 100 | Willmar Municipal Utilities Commission | 100
Willmar Municipal SW Substation | 57035_G_SW03 | 57035 | G | SW03 |  | Combustion Turbine | IC Engine | MIS_MNWI | Minnesota | 27 | Kandiyohi | 67 | 27067 | 2 | 10745 | 2000 | 9999 |  |  | N | Distillate Fuel Oil | [13 empty] | 1.6498 | 1.6498 | 1.6498 | 1.6498 | [11 empty] | Willmar Municipal Utilities Commission | 100 | Willmar Municipal Utilities Commission | 100
Ratcliffe | 57037_G_1A | 57037 | G | 1A | 90830 | Combined Cycle |  | S_SOU | Mississippi | 28 | Kemper | 69 | 28069 | 189.4 | 7604 | 2014 | 9999 |  |  | N | Natural Gas |  |  |  | NDI | SCR | [7 empty] | 1.2 | 0.01032 | 0.01032 | 0.01032 | 0.01032 | [11 empty] | Mississippi Power Co | 81.5 | Southern Co | 81.5
Ratcliffe | 57037_G_1B | 57037 | G | 1B | 90831 | Combined Cycle |  | S_SOU | Mississippi | 28 | Kemper | 69 | 28069 | 189.4 | 7604 | 2014 | 9999 |  |  | N | Natural Gas |  |  |  | NDI | SCR | [7 empty] | 1.2 | 0.01032 | 0.01032 | 0.01032 | 0.01032 | [11 empty] | Mississippi Power Co | 81.5 | Southern Co | 81.5
Ratcliffe | 57037_G_1C | 57037 | G | 1C | 90830 | Combined Cycle |  | S_SOU | Mississippi | 28 | Kemper | 69 | 28069 | 296.7 | 7604 | 2014 | 9999 |  |  | N | Natural Gas |  |  |  | STM | SCR | [7 empty] | 1.2 | 0.01032 | 0.01032 | 0.01032 | 0.01032 | [11 empty] | Mississippi Power Co | 81.5 | Southern Co | 81.5
Bison I Wind Energy Center | 57038_G_PHS1 | 57038 | G | PHS1 |  | Onshore Wind |  | MIS_MAPP | North Dakota | 38 | Morton | 59 | 38059 | 36.8 | 0 | 2010 | 9999 |  |  | N | Wind | [13 empty] | 0 | 0 | 0 | 0 | [11 empty] | ALLETE Inc | 100 | ALLETE Inc | 100
Bison I Wind Energy Center | 57038_G_PHS2 | 57038 | G | PHS2 |  | Onshore Wind |  | MIS_MAPP | North Dakota | 38 | Morton | 59 | 38059 | 45 | 0 | 2012 | 9999 |  |  | N | Wind | [13 empty] | 0 | 0 | 0 | 0 | [11 empty] | ALLETE Inc | 100 | ALLETE Inc | 100
McFadden Ridge | 57039_G_1 | 57039 | G | 1 |  | Onshore Wind |  | WECC_WY | Wyoming | 56 | Albany | 1 | 56001 | 28.5 | 0 | 2009 | 9999 |  |  | N | Wind | [13 empty] | 0 | 0 | 0 | 0 | [11 empty] | PacifiCorp | 100 | Berkshire Hathaway Inc | 100
High Plains | 57040_G_1 | 57040 | G | 1 |  | Onshore Wind |  | WECC_WY | Wyoming | 56 | Albany | 1 | 56001 | 99 | 0 | 2009 | 9999 |  |  | N | Wind | [13 empty] | 0 | 0 | 0 | 0 | [11 empty] | PacifiCorp | 100 | Berkshire Hathaway Inc | 100
Vaca Dixon Solar Station | 57041_G_1 | 57041 | G | 1 |  | Solar PV |  | WEC_CALN | California | 6 | Solano | 95 | 06095 | 2 | 0 | 2009 | 9999 |  |  | N | Solar | [13 empty] | 0 | 0 | 0 | 0 | [11 empty] | Pacific Gas & Electric Co | 100 | PG&E Corp | 100
SF State University | 57043_G_2 | 57043 | G | 2 |  | Fuel Cell |  | WEC_CALN | California | 6 | San Francisco | 75 | 06075 | 1.4 | 5686 | 2011 | 9999 |  |  | Y | Natural Gas | [13 empty] | 0 | 0 | 0 | 0 | [11 empty] | Pacific Gas & Electric Co | 100 | PG&E Corp | 100
Armenia Mountain Wind Farm | 57044_G_1 | 57044 | G | 1 |  | Onshore Wind |  | PJM_PENE | Pennsylvania | 42 | Tioga | 117 | 42117 | 100.5 | 0 | 2009 | 9999 |  |  | N | Wind | [13 empty] | 0 | 0 | 0 | 0 | [11 empty] | Armenia Mountain Wind LLC | 100 | ALLETE Inc | 100
Rolling Thunder Wind Farm Hybrid | 57045_G_1 | 57045 | G | 1 |  | Onshore Wind |  | SPP_WAUE | South Dakota | 46 | Hand | 59 | 46059 | 25 | 0 | 2009 | 9999 |  |  | N | Wind | [13 empty] | 0 | 0 | 0 | 0 | [11 empty] | Rolling Thunder I Power Partners LLC | 100 | BP plc | 100
Rolling Thunder Wind Farm Hybrid | 57045_G_2 | 57045 | G | 2 |  | Energy Storage |  | SPP_WAUE | South Dakota | 46 | Hand | 59 | 46059 | 0.8 | 0 | 2018 | 9999 |  |  | N | Energy Storage | [13 empty] | 0 | 0 | 0 | 0 | [11 empty] | Rolling Thunder I Power Partners LLC | 100 | BP plc | 100
Nobles Wind Project | 57047_G_1 | 57047 | G | 1 |  | Onshore Wind |  | MIS_MNWI | Minnesota | 27 | Nobles | 105 | 27105 | 200 | 0 | 2010 | 9999 |  |  | N | Wind | [13 empty] | 0 | 0 | 0 | 0 | [11 empty] | Northern States Power Co (Minnesota) | 100 | Xcel Energy Inc | 100
Merricourt Wind Project | 57048_G_1 | 57048 | G | 1 |  | Onshore Wind |  | MIS_MAPP | North Dakota | 38 | Dickey | 21 | 38021 | 150 | 0 | 2020 | 9999 |  |  | N | Wind | [13 empty] | 0 | 0 | 0 | 0 | [11 empty] | Otter Tail Power Co | 100 | Otter Tail Corp | 100
NaturEner Glacier Wind Energy 1 | 57049_G_NGW1 | 57049 | G | NGW1 |  | Onshore Wind |  | WECC_MT | Montana | 30 | Toole | 101 | 30101 | 104.2 | 0 | 2008 | 9999 |  |  | N | Wind | [13 empty] | 0 | 0 | 0 | 0 | [11 empty] | Naturener Glacier Wind Energy 1 LLC | 100 | Sapec | 100
NaturEner Glacier Wind Energy 2 | 57050_G_NGW2 | 57050 | G | NGW2 |  | Onshore Wind |  | WECC_MT | Montana | 30 | Toole | 101 | 30101 | 101.4 | 0 | 2009 | 9999 |  |  | N | Wind | [13 empty] | 0 | 0 | 0 | 0 | [11 empty] | NaturEner Glacier Wind Energy 2 LLC | 100 | Sapec | 100
GenConn Middletown LLC | 57068_G_12 | 57068 | G | 12 | 90357 | Combustion Turbine |  | NENG_CT | Connecticut | 9 | Middlesex | 7 | 09007 | 48.5 | 11284 | 2011 | 9999 |  |  | N | Natural Gas, Distillate Fuel Oil |  |  |  | H2O | SCR | [8 empty] | 0.00785 | 0.00785 | 0.00785 | 0.00785 | [11 empty] | GenConn Middletown LLC | 100 | Global Infrastructure Partners | 100
GenConn Middletown LLC | 57068_G_13 | 57068 | G | 13 | 90358 | Combustion Turbine |  | NENG_CT | Connecticut | 9 | Middlesex | 7 | 09007 | 48.5 | 11286 | 2011 | 9999 |  |  | N | Natural Gas, Distillate Fuel Oil |  |  |  | H2O | SCR | [8 empty] | 0.00981 | 0.00981 | 0.00981 | 0.00981 | [11 empty] | GenConn Middletown LLC | 100 | Global Infrastructure Partners | 100
GenConn Middletown LLC | 57068_G_14 | 57068 | G | 14 | 90359 | Combustion Turbine |  | NENG_CT | Connecticut | 9 | Middlesex | 7 | 09007 | 48.5 | 11286 | 2011 | 9999 |  |  | N | Natural Gas, Distillate Fuel Oil |  |  |  | H2O | SCR | [8 empty] | 0.00991 | 0.00991 | 0.00991 | 0.00991 | [11 empty] | GenConn Middletown LLC | 100 | Global Infrastructure Partners | 100
GenConn Middletown LLC | 57068_G_15 | 57068 | G | 15 | 90476 | Combustion Turbine |  | NENG_CT | Connecticut | 9 | Middlesex | 7 | 09007 | 48.5 | 11286 | 2011 | 9999 |  |  | N | Natural Gas, Distillate Fuel Oil |  |  |  | H2O | SCR | [8 empty] | 0.00601 | 0.00601 | 0.00601 | 0.00601 | [11 empty] | GenConn Middletown LLC | 100 | Global Infrastructure Partners | 100
Twin Cities Hydro LLC | 57069_G_1 | 57069 | G | 1 |  | Hydro |  | MIS_MNWI | Minnesota | 27 | Ramsey | 123 | 27123 | 4.5 | 0 | 1924 | 9999 |  |  | N | Hydro | [13 empty] | 0 | 0 | 0 | 0 | [11 empty] | Twin Cities Hydro LLC | 100 | Brookfield Asset Management Inc | 100
Twin Cities Hydro LLC | 57069_G_2 | 57069 | G | 2 |  | Hydro |  | MIS_MNWI | Minnesota | 27 | Ramsey | 123 | 27123 | 4.5 | 0 | 1924 | 9999 |  |  | N | Hydro | [13 empty] | 0 | 0 | 0 | 0 | [11 empty] | Twin Cities Hydro LLC | 100 | Brookfield Asset Management Inc | 100
Twin Cities Hydro LLC | 57069_G_3 | 57069 | G | 3 |  | Hydro |  | MIS_MNWI | Minnesota | 27 | Ramsey | 123 | 27123 | 4.5 | 0 | 1924 | 9999 |  |  | N | Hydro | [13 empty] | 0 | 0 | 0 | 0 | [11 empty] | Twin Cities Hydro LLC | 100 | Brookfield Asset Management Inc | 100
Twin Cities Hydro LLC | 57069_G_4 | 57069 | G | 4 |  | Hydro |  | MIS_MNWI | Minnesota | 27 | Ramsey | 123 | 27123 | 4.5 | 0 | 1924 | 9999 |  |  | N | Hydro | [13 empty] | 0 | 0 | 0 | 0 | [11 empty] | Twin Cities Hydro LLC | 100 | Brookfield Asset Management Inc | 100
GenConn Devon LLC | 57070_G_15 | 57070 | G | 15 | 90352 | Combustion Turbine |  | NENG_CT | Connecticut | 9 | New Haven | 9 | 09009 | 46.9 | 10745 | 2010 | 9999 |  |  | N | Natural Gas, Distillate Fuel Oil |  |  |  | H2O | SCR | [8 empty] | 0.01473 | 0.01473 | 0.01473 | 0.01473 | [11 empty] | Devon Power LLC | 100 | ArcLight Capital Partners LLC | 100
GenConn Devon LLC | 57070_G_16 | 57070 | G | 16 | 90353 | Combustion Turbine |  | NENG_CT | Connecticut | 9 | New Haven | 9 | 09009 | 46.9 | 10745 | 2010 | 9999 |  |  | N | Natural Gas, Distillate Fuel Oil |  |  |  | H2O | SCR | [8 empty] | 0.01544 | 0.01544 | 0.01544 | 0.01544 | [11 empty] | Devon Power LLC | 100 | ArcLight Capital Partners LLC | 100
GenConn Devon LLC | 57070_G_17 | 57070 | G | 17 | 90354 | Combustion Turbine |  | NENG_CT | Connecticut | 9 | New Haven | 9 | 09009 | 46.9 | 10745 | 2010 | 9999 |  |  | N | Natural Gas, Distillate Fuel Oil |  |  |  | H2O | SCR | [8 empty] | 0.01928 | 0.01928 | 0.01928 | 0.01928 | [11 empty] | Devon Power LLC | 100 | ArcLight Capital Partners LLC | 100
GenConn Devon LLC | 57070_G_18 | 57070 | G | 18 | 90355 | Combustion Turbine |  | NENG_CT | Connecticut | 9 | New Haven | 9 | 09009 | 46.9 | 10745 | 2010 | 9999 |  |  | N | Natural Gas, Distillate Fuel Oil |  |  |  | H2O | SCR | [8 empty] | 0.01867 | 0.01867 | 0.01867 | 0.01867 | [11 empty] | Devon Power LLC | 100 | ArcLight Capital Partners LLC | 100
Denton Power LLC | 57071_G_1 | 57071 | G | 1 |  | Landfill Gas |  | ERC_REST | Texas | 48 | Denton | 121 | 48121 | 1.6 | 13500 | 2008 | 9999 |  |  | N | Landfill Gas | [13 empty] | 0.22117 | 0.22117 | 0.22117 | 0.22117 | [11 empty] | Denton Power LLC | 100 | DTE Energy Co | 100
South Columbus Water Resource Facility | 57076_G_GEN1 | 57076 | G | GEN1 |  | Non-Fossil Waste |  | S_SOU | Georgia | 13 | Muscogee | 215 | 13215 | 1.8 | 18343 | 2010 | 9999 |  |  | Y | Non-Fossil Waste | [13 empty] | 0 | 0 | 0 | 0 | [11 empty] | Columbus Water Works | 100 | Columbus Water Works | 100
South Columbus Water Resource Facility | 57076_G_GEN2 | 57076 | G | GEN2 |  | Non-Fossil Waste |  | S_SOU | Georgia | 13 | Muscogee | 215 | 13215 | 1.8 | 18343 | 2010 | 9999 |  |  | Y | Non-Fossil Waste | [13 empty] | 0 | 0 | 0 | 0 | [11 empty] | Columbus Water Works | 100 | Columbus Water Works | 100
Steel Winds II | 57078_G_1 | 57078 | G | 1 |  | Onshore Wind |  | NY_Z_A | New York | 36 | Erie | 29 | 36029 | 15 | 0 | 2012 | 9999 |  |  | N | Wind | [13 empty] | 0 | 0 | 0 | 0 | [11 empty] | Erie Wind LLC | 100 | BQ Energy LLC | 100
Milford Wind Corridor I LLC | 57079_G_1 | 57079 | G | 1 |  | Onshore Wind |  | WECC_UT | Utah | 49 | Beaver | 1 | 49001 | 203.5 | 0 | 2009 | 9999 |  |  | N | Wind | [13 empty] | 0 | 0 | 0 | 0 | [11 empty] | Milford Wind Corridor Phase I LLC | 100 | Brookfield Asset Management Inc | 100
Sheffield Wind | 57080_G_1 | 57080 | G | 1 |  | Onshore Wind |  | NENGREST | Vermont | 50 | Caledonia | 5 | 50005 | 40 | 0 | 2011 | 9999 |  |  | N | Wind | [13 empty] | 0 | 0 | 0 | 0 | [11 empty] | Vermont Wind LLC | 100 | Brookfield Asset Management Inc | 100
Calpine Vineland Solar LLC | 57081_G_CVS1 | 57081 | G | CVS1 |  | Solar PV |  | PJM_EMAC | New Jersey | 34 | Cumberland | 11 | 34011 | 2.3 | 0 | 2009 | 9999 |  |  | N | Solar | [13 empty] | 0 | 0 | 0 | 0 | [11 empty] | Calpine Vineland Solar LLC | 100 | Energy Capital Partners | 100
Calpine Vineland Solar LLC | 57081_G_CVS2 | 57081 | G | CVS2 |  | Solar PV |  | PJM_EMAC | New Jersey | 34 | Cumberland | 11 | 34011 | 1.8 | 0 | 2009 | 9999 |  |  | N | Solar | [13 empty] | 0 | 0 | 0 | 0 | [11 empty] | Calpine Vineland Solar LLC | 100 | Energy Capital Partners | 100
Bull Hill Wind Project | 57083_G_1 | 57083 | G | 1 |  | Onshore Wind |  | NENG_ME | Maine | 23 | Hancock | 9 | 23009 | 34.5 | 0 | 2012 | 9999 |  |  | N | Wind | [13 empty] | 0 | 0 | 0 | 0 | [11 empty] | Blue Sky East LLC | 100 | Brookfield Asset Management Inc | 100
Campbell Hill Windpower | 57090_G_CHWF | 57090 | G | CHWF |  | Onshore Wind |  | WECC_WY | Wyoming | 56 | Converse | 9 | 56009 | 99 | 0 | 2009 | 9999 |  |  | N | Wind | [13 empty] | 0 | 0 | 0 | 0 | [11 empty] | Three Butte Windpower LLC | 100 | Duke Energy Corp | 100
Silver Sage Windpower | 57091_G_SSW01 | 57091 | G | SSW01 |  | Onshore Wind |  | WECC_WY | Wyoming | 56 | Laramie | 21 | 56021 | 42 | 0 | 2009 | 9999 |  |  | N | Wind | [13 empty] | 0 | 0 | 0 | 0 | [11 empty] | Silver Sage Windpower LLC | 100 | Duke Energy Corp | 100
Casper Wind Farm | 57093_G_CWGT | 57093 | G | CWGT |  | Onshore Wind |  | WECC_WY | Wyoming | 56 | Natrona | 25 | 56025 | 17 | 0 | 2009 | 9999 |  |  | N | Wind | [13 empty] | 0 | 0 | 0 | 0 | [11 empty] | Chevron Global Power Co | 100 | Chevron Corp | 100
Streator Cayuga Ridge South | 57094_G_1 | 57094 | G | 1 |  | Onshore Wind |  | PJM_COMD | Illinois | 17 | Livingston | 105 | 17105 | 300 | 0 | 2010 | 9999 |  |  | N | Wind | [13 empty] | 0 | 0 | 0 | 0 | [11 empty] | Streator Cayuga Ridge Wind Power LLC | 100 | Iberdrola SA | 100
Penascal II Wind Project LLC | 57095_G_1 | 57095 | G | 1 |  | Onshore Wind |  | ERC_REST | Texas | 48 | Kenedy | 261 | 48261 | 201 | 0 | 2010 | 9999 |  |  | N | Wind | [13 empty] | 0 | 0 | 0 | 0 | [11 empty] | Penascal II Wind Project LLC | 100 | Iberdrola SA | 100
Star Point Wind Project LLC | 57096_G_1 | 57096 | G | 1 |  | Onshore Wind |  | WECC_PNW | Oregon | 41 | Sherman | 55 | 41055 | 98.7 | 0 | 2010 | 9999 |  |  | N | Wind | [13 empty] | 0 | 0 | 0 | 0 | [11 empty] | Star Point Wind Project LLC | 100 | Iberdrola SA | 100
Rugby Wind Power Project | 57097_G_1 | 57097 | G | 1 |  | Onshore Wind |  | MIS_MAPP | North Dakota | 38 | Pierce | 69 | 38069 | 149 | 0 | 2009 | 9999 |  |  | N | Wind | [13 empty] | 0 | 0 | 0 | 0 | [11 empty] | Rugby Wind LLC | 100 | Iberdrola SA | 100
Dry Lake Wind LLC | 57098_G_1 | 57098 | G | 1 |  | Onshore Wind |  | WECC_AZ | Arizona | 4 | Navajo | 17 | 04017 | 63 | 0 | 2009 | 9999 |  |  | N | Wind | [13 empty] | 0 | 0 | 0 | 0 | [11 empty] | Avangrid Arizona Renewables LLC | 100 | Iberdrola SA | 100
Santa Maria LFG Power Plant | 57100_G_EN01 | 57100 | G | EN01 |  | Landfill Gas |  | WEC_CALN | California | 6 | Santa Barbara | 83 | 06083 | 1 | 4255 | 2008 | 9999 |  |  | Y | Landfill Gas | [13 empty] | 0.01613 | 0.01613 | 0.01613 | 0.01613 | [11 empty] | J&A Santa Maria LLC | 100 | Janchek & Associates | 100
J&A-Santa Maria II LLC | 57101_G_1 | 57101 | G | 1 |  | Landfill Gas |  | WEC_CALN | California | 6 | Santa Barbara | 83 | 06083 | 1.4 | 4236 | 2010 | 9999 |  |  | Y | Landfill Gas | [13 empty] | 0.05636 | 0.05636 | 0.05636 | 0.05636 | [11 empty] | J&A Santa Maria II LLC | 100 | Janchek & Associates | 100
Whittier LFG Power Plant #1 | 57102_G_EN01 | 57102 | G | EN01 |  | Landfill Gas |  | WECC_SCE | California | 6 | Los Angeles | 37 | 06037 | 1 | 4412 | 2006 | 9999 |  |  | Y | Landfill Gas | [13 empty] | 0.22117 | 0.22117 | 0.22117 | 0.22117 | [11 empty] | J&A Whittier LLC | 100 | Janchek & Associates | 100
Whittier LFG Power Plant #1 | 57102_G_EN02 | 57102 | G | EN02 |  | Landfill Gas |  | WECC_SCE | California | 6 | Los Angeles | 37 | 06037 | 1 | 13500 | 2010 | 9999 |  |  | N | Landfill Gas | [13 empty] | 0.22117 | 0.22117 | 0.22117 | 0.22117 | [11 empty] | J&A Whittier LLC | 100 | Janchek & Associates | 100
Mesalands Comm College Wind Turbine | 57106_G_1 | 57106 | G | 1 |  | Onshore Wind |  | SPP_SPS | New Mexico | 35 | Quay | 37 | 35037 | 1.5 | 0 | 2008 | 9999 |  |  | N | Wind | [13 empty] | 0 | 0 | 0 | 0 | [11 empty] | Mesalands Community College | 100 | Mesalands Community College | 100
Milford Wind Corridor Stage II LLC | 57107_G_1 | 57107 | G | 1 |  | Onshore Wind |  | WECC_UT | Utah | 49 | Beaver | 1 | 49001 | 102 | 0 | 2011 | 9999 |  |  | N | Wind | [13 empty] | 0 | 0 | 0 | 0 | [11 empty] | Milford Wind Corridor Phase II LLC | 100 | SunEdison | 100
Blue Canyon Windpower V LLC | 57108_G_GEN 1 | 57108 | G | GEN 1 |  | Onshore Wind |  | SPP_WEST | Oklahoma | 40 | Caddo | 15 | 40015 | 99 | 0 | 2009 | 9999 |  |  | N | Wind | [13 empty] | 0 | 0 | 0 | 0 | [11 empty] | Blue Canyon Windpower VI LLC | 100 | Infigen Energy | 100
Meadow Lake Wind Farm LLC | 57109_G_GEN 1 | 57109 | G | GEN 1 |  | Onshore Wind |  | PJM_West | Indiana | 18 | White | 181 | 18181 | 199.7 | 0 | 2009 | 9999 |  |  | N | Wind | [13 empty] | 0 | 0 | 0 | 0 | [11 empty] | Meadow Lake Wind Farm LLC | 100 | Axium Infrastructure Inc | 100
Blackstone Wind Farm LLC | 57110_G_GEN 1 | 57110 | G | GEN 1 |  | Onshore Wind |  | PJM_COMD | Illinois | 17 | Livingston | 105 | 17105 | 102 | 0 | 2009 | 9999 |  |  | N | Wind | [13 empty] | 0 | 0 | 0 | 0 | [11 empty] | Blackstone Wind Farm LLC | 100 | Energias de Portugal SA | 100
Lost Lakes Wind Farm LLC | 57111_G_GEN 1 | 57111 | G | GEN 1 |  | Onshore Wind |  | MIS_IA | Iowa | 19 | Dickinson | 59 | 19059 | 100 | 0 | 2009 | 9999 |  |  | N | Wind | [13 empty] | 0 | 0 | 0 | 0 | [11 empty] | Lost Lakes Wind Farm LLC | 100 | Energias de Portugal SA | 100
Meadow Lake Wind Farm II LLC | 57112_G_GEN1 | 57112 | G | GEN1 |  | Onshore Wind |  | PJM_West | Indiana | 18 | White | 181 | 18181 | 99 | 0 | 2010 | 9999 |  |  | N | Wind | [13 empty] | 0 | 0 | 0 | 0 | [11 empty] | Meadow Lake Wind Farm II LLC | 100 | Energias de Portugal SA | 100
Blackstone Wind Farm II LLC | 57113_G_GEN 1 | 57113 | G | GEN 1 |  | Onshore Wind |  | PJM_COMD | Illinois | 17 | Livingston | 105 | 17105 | 200 | 0 | 2010 | 9999 |  |  | N | Wind | [13 empty] | 0 | 0 | 0 | 0 | [11 empty] | Blackstone Wind Farm II LLC | 100 | Energias de Portugal SA | 100
Meadow Lake Wind Farm III LLC | 57115_G_GEN 1 | 57115 | G | GEN 1 |  | Onshore Wind |  | PJM_West | Indiana | 18 | White | 181 | 18181 | 103.5 | 0 | 2010 | 9999 |  |  | N | Wind | [13 empty] | 0 | 0 | 0 | 0 | [11 empty] | Meadow Lake Wind Farm III LLC | 100 | Energias de Portugal SA | 100
Quilt Block Wind Farm LLC | 57116_G_GEN 1 | 57116 | G | GEN 1 |  | Onshore Wind |  | MIS_WUMS | Wisconsin | 55 | Lafayette | 65 | 55065 | 98 | 0 | 2017 | 9999 |  |  | N | Wind | [13 empty] | 0 | 0 | 0 | 0 | [11 empty] | Quilt Block Wind Farm LLC | 100 | Connor Clark & Lunn Financial Group | 100
Greensburg | 57118_G_GEN 1 | 57118 | G | GEN 1 |  | Onshore Wind |  | SPP_N | Kansas | 20 | Kiowa | 97 | 20097 | 12.5 | 0 | 2010 | 9999 |  |  | N | Wind | [13 empty] | 0 | 0 | 0 | 0 | [11 empty] | Greensburg Wind Farm LLC | 100 | Exelon Corp | 100
Wilton Wind II LLC | 57120_G_1 | 57120 | G | 1 |  | Onshore Wind |  | SPP_WAUE | North Dakota | 38 | Burleigh | 15 | 38015 | 49.5 | 0 | 2009 | 9999 |  |  | N | Wind | [13 empty] | 0 | 0 | 0 | 0 | [11 empty] | Wilton Wind II LLC | 100 | NextEra Energy Inc | 100
Ashtabula Wind II LLC | 57121_G_1 | 57121 | G | 1 |  | Onshore Wind |  | MIS_MAPP | North Dakota | 38 | Steele | 91 | 38091 | 120 | 0 | 2009 | 9999 |  |  | N | Wind | [13 empty] | 0 | 0 | 0 | 0 | [11 empty] | Ashtabula Wind II LLC | 100 | NextEra Energy Inc | 100
UCI Facilities Management Central Plant | 57122_G_CTG1 | 57122 | G | CTG1 |  | Combined Cycle |  | WECC_SCE | California | 6 | Orange | 59 | 06059 | 13.5 | 5500 | 2007 | 9999 |  |  | Y | Natural Gas | [13 empty] | 0.024573 | 0.024573 | 0.024573 | 0.024573 | [11 empty] | UCI Facilities Management | 100 | University of California | 100
UCI Facilities Management Central Plant | 57122_G_STG1 | 57122 | G | STG1 |  | Combined Cycle |  | WECC_SCE | California | 6 | Orange | 59 | 06059 | 5.5 | 5500 | 2007 | 9999 |  |  | Y | Natural Gas | [13 empty] | 0.024573 | 0.024573 | 0.024573 | 0.024573 | [11 empty] | UCI Facilities Management | 100 | University of California | 100
Trail Ridge Landfill Gas Recovery | 57123_G_1 | 57123 | G | 1 |  | Landfill Gas |  | FRCC | Florida | 12 | Duval | 31 | 12031 | 1.5 | 13500 | 2008 | 9999 |  |  | N | Landfill Gas | [13 empty] | 0.13316 | 0.13316 | 0.13316 | 0.13316 | [11 empty] | Trail Ridge Energy LLC | 100 | Energy Investors Funds Group | 100
Trail Ridge Landfill Gas Recovery | 57123_G_2 | 57123 | G | 2 |  | Landfill Gas |  | FRCC | Florida | 12 | Duval | 31 | 12031 | 1.5 | 13500 | 2008 | 9999 |  |  | N | Landfill Gas | [13 empty] | 0.13316 | 0.13316 | 0.13316 | 0.13316 | [11 empty] | Trail Ridge Energy LLC | 100 | Energy Investors Funds Group | 100
Trail Ridge Landfill Gas Recovery | 57123_G_3 | 57123 | G | 3 |  | Landfill Gas |  | FRCC | Florida | 12 | Duval | 31 | 12031 | 1.5 | 13500 | 2008 | 9999 |  |  | N | Landfill Gas | [13 empty] | 0.13316 | 0.13316 | 0.13316 | 0.13316 | [11 empty] | Trail Ridge Energy LLC | 100 | Energy Investors Funds Group | 100
Trail Ridge Landfill Gas Recovery | 57123_G_4 | 57123 | G | 4 |  | Landfill Gas |  | FRCC | Florida | 12 | Duval | 31 | 12031 | 1.5 | 13500 | 2008 | 9999 |  |  | N | Landfill Gas | [13 empty] | 0.13316 | 0.13316 | 0.13316 | 0.13316 | [11 empty] | Trail Ridge Energy LLC | 100 | Energy Investors Funds Group | 100
Trail Ridge Landfill Gas Recovery | 57123_G_5 | 57123 | G | 5 |  | Landfill Gas |  | FRCC | Florida | 12 | Duval | 31 | 12031 | 1.5 | 13500 | 2008 | 9999 |  |  | N | Landfill Gas | [13 empty] | 0.13316 | 0.13316 | 0.13316 | 0.13316 | [11 empty] | Trail Ridge Energy LLC | 100 | Energy Investors Funds Group | 100
Trail Ridge Landfill Gas Recovery | 57123_G_6 | 57123 | G | 6 |  | Landfill Gas |  | FRCC | Florida | 12 | Duval | 31 | 12031 | 1.5 | 13500 | 2008 | 9999 |  |  | N | Landfill Gas | [13 empty] | 0.13316 | 0.13316 | 0.13316 | 0.13316 | [11 empty] | Trail Ridge Energy LLC | 100 | Energy Investors Funds Group | 100
Payne's Ferry | 57124_G_PFWP | 57124 | G | PFWP |  | Onshore Wind |  | WECC_ID | Idaho | 16 | Twin Falls | 83 | 16083 | 21 | 0 | 2010 | 9999 |  |  | N | Wind | [13 empty] | 0 | 0 | 0 | 0 | [11 empty] | Paynes Ferry Wind Park LLC | 100 | Atlantic Power Corp | 100
Camp Reed | 57125_G_CRWP | 57125 | G | CRWP |  | Onshore Wind |  | WECC_ID | Idaho | 16 | Elmore | 39 | 16039 | 22.5 | 0 | 2010 | 9999 |  |  | N | Wind | [13 empty] | 0 | 0 | 0 | 0 | [11 empty] | Camp Reed Wind Park LLC | 100 | Atlantic Power Corp | 100
Yahoo Creek | 57126_G_YCWP | 57126 | G | YCWP |  | Onshore Wind |  | WECC_ID | Idaho | 16 | Twin Falls | 83 | 16083 | 21 | 0 | 2010 | 9999 |  |  | N | Wind | [13 empty] | 0 | 0 | 0 | 0 | [11 empty] | Yahoo Creek Wind Park LLC | 100 | Atlantic Power Corp | 100
G2 Energy Marion LLC | 57128_G_357 | 57128 | G | 357 |  | Landfill Gas |  | FRCC | Florida | 12 | Marion | 83 | 12083 | 1.5 | 13500 | 2009 | 9999 |  |  | N | Landfill Gas | [13 empty] | 0.22005 | 0.22005 | 0.22005 | 0.22005 | [11 empty] | G2 Energy Marion LLC | 100 | Nick King | 100
G2 Energy Marion LLC | 57128_G_358 | 57128 | G | 358 |  | Landfill Gas |  | FRCC | Florida | 12 | Marion | 83 | 12083 | 1.5 | 13500 | 2009 | 9999 |  |  | N | Landfill Gas | [13 empty] | 0.22005 | 0.22005 | 0.22005 | 0.22005 | [11 empty] | G2 Energy Marion LLC | 100 | Nick King | 100
G2 Energy Marion LLC | 57128_G_360 | 57128 | G | 360 |  | Landfill Gas |  | FRCC | Florida | 12 | Marion | 83 | 12083 | 0.8 | 13500 | 2010 | 9999 |  |  | N | Landfill Gas | [13 empty] | 0.22005 | 0.22005 | 0.22005 | 0.22005 | [11 empty] | G2 Energy Marion LLC | 100 | Nick King | 100
Beaver Ridge Wind | 57130_G_BR1 | 57130 | G | BR1 |  | Onshore Wind |  | NENG_ME | Maine | 23 | Waldo | 27 | 23027 | 4.5 | 0 | 2008 | 9999 |  |  | N | Wind | [13 empty] | 0 | 0 | 0 | 0 | [11 empty] | Beaver Ridge Wind LLC | 100 | Jay Cashman Inc | 100
Stoney Corners Wind Farm | 57131_G_SCWF1 | 57131 | G | SCWF1 |  | Onshore Wind |  | MIS_LMI | Michigan | 26 | Missaukee | 113 | 26113 | 59 | 0 | 2009 | 9999 |  |  | N | Wind | [13 empty] | 0 | 0 | 0 | 0 | [11 empty] | DTE Stoney Corners Wind Farm LLC | 100 | Heritage Sustainable Energy LLC | 100
G2 Energy Ostrom Road LLC | 57133_G_359 | 57133 | G | 359 |  | Landfill Gas |  | WEC_CALN | California | 6 | Yuba | 115 | 06115 | 1.8 | 13500 | 2009 | 9999 |  |  | N | Landfill Gas | [13 empty] | 0.09163 | 0.09163 | 0.09163 | 0.09163 | [11 empty] | G2 Energy Ostrom Road LLC | 100 | G2 Energy LLC | 100
G2 Energy Ostrom Road LLC | 57133_G_361 | 57133 | G | 361 |  | Landfill Gas |  | WEC_CALN | California | 6 | Yuba | 115 | 06115 | 1.5 | 13500 | 2013 | 9999 |  |  | N | Landfill Gas | [13 empty] | 0.09163 | 0.09163 | 0.09163 | 0.09163 | [11 empty] | G2 Energy Ostrom Road LLC | 100 | G2 Energy LLC | 100
OREG 4 Peetz | 57134_G_1 | 57134 | G | 1 |  | Non-Fossil Waste |  | WECC_CO | Colorado | 8 | Logan | 75 | 08075 | 3 | 9232 | 2009 | 9999 |  |  | N | Non-Fossil Waste | [13 empty] | 0 | 0 | 0 | 0 | [11 empty] | OREG 4 Inc | 100 | Ormat Technologies Inc | 100
Big Sky Wind LLC | 57135_G_1 | 57135 | G | 1 |  | Onshore Wind |  | PJM_COMD | Illinois | 17 | Bureau | 11 | 17011 | 240 | 0 | 2011 | 9999 |  |  | N | Wind | [13 empty] | 0 | 0 | 0 | 0 | [11 empty] | Big Sky Wind LLC | 100 | BlackRock Inc | 100
Tuana Springs | 57136_G_1 | 57136 | G | 1 |  | Onshore Wind |  | WECC_ID | Idaho | 16 | Twin Falls | 83 | 16083 | 16.8 | 0 | 2010 | 9999 |  |  | N | Wind | [13 empty] | 0 | 0 | 0 | 0 | [11 empty] | Tuana Springs Energy LLC | 100 | Exelon Corp | 100
Eurus Combine Hills Turbine Ranch 2 | 57137_G_1 | 57137 | G | 1 |  | Onshore Wind |  | WECC_PNW | Oregon | 41 | Umatilla | 59 | 41059 | 63 | 0 | 2010 | 9999 |  |  | N | Wind | [13 empty] | 0 | 0 | 0 | 0 | [11 empty] | Eurus Combine Hills II LLC | 100 | Tokyo Electric Power Co | 100
Highland Wind Project (PA) | 57139_G_1 | 57139 | G | 1 |  | Onshore Wind |  | PJM_PENE | Pennsylvania | 42 | Cambria | 21 | 42021 | 62.5 | 0 | 2009 | 9999 |  |  | N | Wind | [13 empty] | 0 | 0 | 0 | 0 | [11 empty] | Krayn Wind LLC | 100 | BlackRock Inc | 100
RV CSU Power LLC | 57141_G_CSU1 | 57141 | G | CSU1 |  | Solar PV |  | WECC_CO | Colorado | 8 | Larimer | 69 | 08069 | 1.9 | 0 | 2009 | 9999 |  |  | N | Solar | [13 empty] | 0 | 0 | 0 | 0 | [11 empty] | RV CSU Power LLC | 100 | SunEdison | 100
Beech Ridge Energy LLC | 57151_G_GEN1 | 57151 | G | GEN1 |  | Onshore Wind |  | PJM_AP | West Virginia | 54 | Greenbrier | 25 | 54025 | 100.5 | 0 | 2010 | 9999 |  |  | N | Wind | [13 empty] | 0 | 0 | 0 | 0 | [11 empty] | Beech Ridge Energy LLC | 100 | Southern Co | 100
Harvest Wind Project | 57152_G_HWP1 | 57152 | G | HWP1 |  | Onshore Wind |  | WECC_PNW | Washington | 53 | Klickitat | 39 | 53039 | 98.9 | 0 | 2009 | 9999 |  |  | N | Wind | [13 empty] | 0 | 0 | 0 | 0 | [11 empty] | Harvest Wind Project TIC | 100 | Lakeview Light & Power | 100
Langford Wind Power | 57153_G_1 | 57153 | G | 1 |  | Onshore Wind |  | ERC_WEST | Texas | 48 | Tom Green | 451 | 48451 | 150 | 0 | 2009 | 9999 |  |  | N | Wind | [13 empty] | 0 | 0 | 0 | 0 | [11 empty] | Langford Wind Power LLC | 100 | Padoma Wind Power LLC | 100
Barton Chapel Wind Farm | 57156_G_BC | 57156 | G | BC |  | Onshore Wind |  | ERC_WEST | Texas | 48 | Jack | 237 | 48237 | 120 | 0 | 2009 | 9999 |  |  | N | Wind | [13 empty] | 0 | 0 | 0 | 0 | [11 empty] | Barton Chapel Wind LLC | 100 | Iberdrola SA | 100
Windy Flats Wind Project | 57159_G_GEN1 | 57159 | G | GEN1 |  | Onshore Wind |  | WECC_PNW | Washington | 53 | Klickitat | 39 | 53039 | 262.2 | 0 | 2009 | 9999 |  |  | N | Wind | [13 empty] | 0 | 0 | 0 | 0 | [11 empty] | Windy Flats Partners LLC | 77.0992 | Tuolumne Wind Project Authority | 77.0992
White River Lock and Dam 1 | 57160_G_LD#1 | 57160 | G | LD#1 |  | Hydro |  | SPP_WEST | Arkansas | 5 | Independence | 63 | 05063 | 4.3 | 0 | 2007 | 9999 |  |  | N | Hydro | [13 empty] | 0 | 0 | 0 | 0 | [11 empty] | White River Hydroelectric Project | 100 | White River Hydroelectric Project | 100
White River Lock and Dam 2 | 57161_G_LD#2 | 57161 | G | LD#2 |  | Hydro |  | SPP_WEST | Arkansas | 5 | Independence | 63 | 05063 | 3.5 | 0 | 2007 | 9999 |  |  | N | Hydro | [13 empty] | 0 | 0 | 0 | 0 | [11 empty] | White River Hydroelectric Project | 100 | White River Hydroelectric Project | 100
White River Lock and Dam 3 | 57162_G_LD#3 | 57162 | G | LD#3 |  | Hydro |  | SPP_WEST | Arkansas | 5 | Stone | 137 | 05137 | 4.3 | 0 | 2006 | 9999 |  |  | N | Hydro | [13 empty] | 0 | 0 | 0 | 0 | [11 empty] | White River Hydroelectric Project | 100 | White River Hydroelectric Project | 100
Calabasas Gas to Energy Facility | 57163_G_GEN1 | 57163 | G | GEN1 |  | Landfill Gas |  | WECC_SCE | California | 6 | Los Angeles | 37 | 06037 | 3.3 | 14103 | 2010 | 9999 |  |  | N | Landfill Gas | [13 empty] | 0.03522 | 0.03522 | 0.03522 | 0.03522 | [11 empty] | Los Angeles County | 100 | Los Angeles County | 100
Calabasas Gas to Energy Facility | 57163_G_GEN3 | 57163 | G | GEN3 |  | Landfill Gas |  | WECC_SCE | California | 6 | Los Angeles | 37 | 06037 | 3.3 | 14103 | 2010 | 9999 |  |  | N | Landfill Gas | [13 empty] | 0.03522 | 0.03522 | 0.03522 | 0.03522 | [11 empty] | Los Angeles County | 100 | Los Angeles County | 100
Farmers Branch Renewable Energy Facility | 57165_G_GEN1 | 57165 | G | GEN1 |  | Landfill Gas |  | ERC_REST | Texas | 48 | Denton | 121 | 48121 | 1.6 | 13500 | 2011 | 9999 |  |  | N | Landfill Gas | [13 empty] | 0.22117 | 0.22117 | 0.22117 | 0.22117 | [11 empty] | Waste Management Inc | 100 | Waste Management Inc | 100
Farmers Branch Renewable Energy Facility | 57165_G_GEN2 | 57165 | G | GEN2 |  | Landfill Gas |  | ERC_REST | Texas | 48 | Denton | 121 | 48121 | 1.6 | 13500 | 2011 | 9999 |  |  | N | Landfill Gas | [13 empty] | 0.22117 | 0.22117 | 0.22117 | 0.22117 | [11 empty] | Waste Management Inc | 100 | Waste Management Inc | 100
Waste Management Lockwood LFGTE | 57166_G_GEN1 | 57166 | G | GEN1 |  | Landfill Gas |  | WECC_NNV | Nevada | 32 | Washoe | 31 | 32031 | 1.6 | 13500 | 2012 | 9999 |  |  | N | Landfill Gas | [13 empty] | 0.22117 | 0.22117 | 0.22117 | 0.22117 | [11 empty] | WM Nevada Renewable Energy LLC | 100 | Waste Management Inc | 100
Waste Management Lockwood LFGTE | 57166_G_GEN2 | 57166 | G | GEN2 |  | Landfill Gas |  | WECC_NNV | Nevada | 32 | Washoe | 31 | 32031 | 1.6 | 13500 | 2012 | 9999 |  |  | N | Landfill Gas | [13 empty] | 0.22117 | 0.22117 | 0.22117 | 0.22117 | [11 empty] | WM Nevada Renewable Energy LLC | 100 | Waste Management Inc | 100
Mesquite Creek LFGTE Project | 57167_G_GEN1 | 57167 | G | GEN1 |  | Landfill Gas |  | ERC_REST | Texas | 48 | Comal | 91 | 48091 | 1.6 | 13500 | 2010 | 9999 |  |  | N | Landfill Gas | [13 empty] | 0.22117 | 0.22117 | 0.22117 | 0.22117 | [11 empty] | WM Renewable Energy LLC | 100 | Waste Management Inc | 100
Mesquite Creek LFGTE Project | 57167_G_GEN2 | 57167 | G | GEN2 |  | Landfill Gas |  | ERC_REST | Texas | 48 | Comal | 91 | 48091 | 1.6 | 13500 | 2010 | 9999 |  |  | N | Landfill Gas | [13 empty] | 0.22117 | 0.22117 | 0.22117 | 0.22117 | [11 empty] | WM Renewable Energy LLC | 100 | Waste Management Inc | 100
Waste Management Naples LFGTE Project | 57168_G_GEN1 | 57168 | G | GEN1 |  | Landfill Gas |  | FRCC | Florida | 12 | Collier | 21 | 12021 | 0.8 | 13500 | 2011 | 9999 |  |  | N | Landfill Gas | [13 empty] | 0.22117 | 0.22117 | 0.22117 | 0.22117 | [11 empty] | WM Renewable Energy LLC | 100 | Waste Management Inc | 100
Waste Management Naples LFGTE Project | 57168_G_GEN2 | 57168 | G | GEN2 |  | Landfill Gas |  | FRCC | Florida | 12 | Collier | 21 | 12021 | 0.8 | 13500 | 2011 | 9999 |  |  | N | Landfill Gas | [13 empty] | 0.22117 | 0.22117 | 0.22117 | 0.22117 | [11 empty] | WM Renewable Energy LLC | 100 | Waste Management Inc | 100
Waste Management Naples LFGTE Project | 57168_G_GEN3 | 57168 | G | GEN3 |  | Landfill Gas |  | FRCC | Florida | 12 | Collier | 21 | 12021 | 0.8 | 13500 | 2011 | 9999 |  |  | N | Landfill Gas | [13 empty] | 0.22117 | 0.22117 | 0.22117 | 0.22117 | [11 empty] | WM Renewable Energy LLC | 100 | Waste Management Inc | 100
Waste Management Naples LFGTE Project | 57168_G_GEN4 | 57168 | G | GEN4 |  | Landfill Gas |  | FRCC | Florida | 12 | Collier | 21 | 12021 | 0.8 | 13500 | 2011 | 9999 |  |  | N | Landfill Gas | [13 empty] | 0.22117 | 0.22117 | 0.22117 | 0.22117 | [11 empty] | WM Renewable Energy LLC | 100 | Waste Management Inc | 100
Waste Management Naples LFGTE Project | 57168_G_GEN5 | 57168 | G | GEN5 |  | Landfill Gas |  | FRCC | Florida | 12 | Collier | 21 | 12021 | 0.8 | 13500 | 2011 | 9999 |  |  | N | Landfill Gas | [13 empty] | 0.22117 | 0.22117 | 0.22117 | 0.22117 | [11 empty] | WM Renewable Energy LLC | 100 | Waste Management Inc | 100
Waste Management Piedmont LFGTE Project | 57169_G_GEN1 | 57169 | G | GEN1 |  | Landfill Gas |  | S_VACA | North Carolina | 37 | Forsyth | 67 | 37067 | 0.8 | 13500 | 2011 | 9999 |  |  | N | Landfill Gas | [13 empty] | 0.07358 | 0.07358 | 0.07358 | 0.07358 | [11 empty] | WM of Carolinas Inc | 100 | Waste Management Inc | 100
Waste Management Piedmont LFGTE Project | 57169_G_GEN2 | 57169 | G | GEN2 |  | Landfill Gas |  | S_VACA | North Carolina | 37 | Forsyth | 67 | 37067 | 0.8 | 13500 | 2011 | 9999 |  |  | N | Landfill Gas | [13 empty] | 0.07358 | 0.07358 | 0.07358 | 0.07358 | [11 empty] | WM of Carolinas Inc | 100 | Waste Management Inc | 100
Waste Management Piedmont LFGTE Project | 57169_G_GEN3 | 57169 | G | GEN3 |  | Landfill Gas |  | S_VACA | North Carolina | 37 | Forsyth | 67 | 37067 | 0.8 | 13500 | 2011 | 9999 |  |  | N | Landfill Gas | [13 empty] | 0.07358 | 0.07358 | 0.07358 | 0.07358 | [11 empty] | WM of Carolinas Inc | 100 | Waste Management Inc | 100
Suburban Landfill Gas Recovery | 57170_G_GEN1 | 57170 | G | GEN1 |  | Landfill Gas |  | PJM_West | Ohio | 39 | Perry | 127 | 39127 | 0.8 | 13500 | 2011 | 9999 |  |  | N | Landfill Gas | [13 empty] | 0.22117 | 0.22117 | 0.22117 | 0.22117 | [11 empty] | Waste Management Inc | 100 | Waste Management Inc | 100
Suburban Landfill Gas Recovery | 57170_G_GEN2 | 57170 | G | GEN2 |  | Landfill Gas |  | PJM_West | Ohio | 39 | Perry | 127 | 39127 | 0.8 | 13500 | 2011 | 9999 |  |  | N | Landfill Gas | [13 empty] | 0.22117 | 0.22117 | 0.22117 | 0.22117 | [11 empty] | Waste Management Inc | 100 | Waste Management Inc | 100
Suburban Landfill Gas Recovery | 57170_G_GEN3 | 57170 | G | GEN3 |  | Landfill Gas |  | PJM_West | Ohio | 39 | Perry | 127 | 39127 | 0.8 | 13500 | 2011 | 9999 |  |  | N | Landfill Gas | [13 empty] | 0.22117 | 0.22117 | 0.22117 | 0.22117 | [11 empty] | Waste Management Inc | 100 | Waste Management Inc | 100
Suburban Landfill Gas Recovery | 57170_G_GEN4 | 57170 | G | GEN4 |  | Landfill Gas |  | PJM_West | Ohio | 39 | Perry | 127 | 39127 | 0.8 | 13500 | 2011 | 9999 |  |  | N | Landfill Gas | [13 empty] | 0.22117 | 0.22117 | 0.22117 | 0.22117 | [11 empty] | Waste Management Inc | 100 | Waste Management Inc | 100
Suburban Landfill Gas Recovery | 57170_G_GEN5 | 57170 | G | GEN5 |  | Landfill Gas |  | PJM_West | Ohio | 39 | Perry | 127 | 39127 | 0.8 | 13500 | 2011 | 9999 |  |  | N | Landfill Gas | [13 empty] | 0.22117 | 0.22117 | 0.22117 | 0.22117 | [11 empty] | Waste Management Inc | 100 | Waste Management Inc | 100
Suburban Landfill Gas Recovery | 57170_G_GEN6 | 57170 | G | GEN6 |  | Landfill Gas |  | PJM_West | Ohio | 39 | Perry | 127 | 39127 | 0.8 | 13500 | 2011 | 9999 |  |  | N | Landfill Gas | [13 empty] | 0.22117 | 0.22117 | 0.22117 | 0.22117 | [11 empty] | Waste Management Inc | 100 | Waste Management Inc | 100
Suburban Landfill Gas Recovery | 57170_G_GEN7 | 57170 | G | GEN7 |  | Landfill Gas |  | PJM_West | Ohio | 39 | Perry | 127 | 39127 | 0.8 | 13500 | 2011 | 9999 |  |  | N | Landfill Gas | [13 empty] | 0.22117 | 0.22117 | 0.22117 | 0.22117 | [11 empty] | Waste Management Inc | 100 | Waste Management Inc | 100
Cedar Hills Wind Farm | 57171_G_1 | 57171 | G | 1 |  | Onshore Wind |  | MIS_MAPP | North Dakota | 38 | Bowman | 11 | 38011 | 19.5 | 0 | 2010 | 9999 |  |  | N | Wind | [13 empty] | 0 | 0 | 0 | 0 | [11 empty] | MDU Resources Group Inc | 100 | MDU Resources Group Inc | 100
Glen Ullin Station 6 | 57172_G_1 | 57172 | G | 1 |  | Non-Fossil Waste |  | MIS_MAPP | North Dakota | 38 | Morton | 59 | 38059 | 5.3 | 9262 | 2009 | 9999 |  |  | N | Non-Fossil Waste | [13 empty] | 0 | 0 | 0 | 0 | [11 empty] | MDU Resources Group Inc | 100 | MDU Resources Group Inc | 100
Bridgewater Dairy Anaerobic Digester | 57173_G_1 | 57173 | G | 1 |  | Non-Fossil Waste |  | PJM_West | Ohio | 39 | Williams | 171 | 39171 | 0.6 | 11084 | 2008 | 9999 |  |  | N | Non-Fossil Waste | [13 empty] | 0 | 0 | 0 | 0 | [11 empty] | Bridgewater Dairy | 100 | Bridgewater Dairy | 100
Bridgewater Dairy Anaerobic Digester | 57173_G_2 | 57173 | G | 2 |  | Non-Fossil Waste |  | PJM_West | Ohio | 39 | Williams | 171 | 39171 | 0.6 | 11084 | 2008 | 9999 |  |  | N | Non-Fossil Waste | [13 empty] | 0 | 0 | 0 | 0 | [11 empty] | Bridgewater Dairy | 100 | Bridgewater Dairy | 100
Colorado Highlands Wind | 57174_G_CHW1 | 57174 | G | CHW1 |  | Onshore Wind |  | WECC_CO | Colorado | 8 | Logan | 75 | 08075 | 71 | 0 | 2012 | 9999 |  |  | N | Wind | [13 empty] | 0 | 0 | 0 | 0 | [11 empty] | Colorado Highlands Wind LLC | 100 | Alliance Power Inc | 100
Colorado Highlands Wind | 57174_G_CHW2 | 57174 | G | CHW2 |  | Onshore Wind |  | WECC_CO | Colorado | 8 | Logan | 75 | 08075 | 25.1 | 0 | 2013 | 9999 |  |  | N | Wind | [13 empty] | 0 | 0 | 0 | 0 | [11 empty] | Colorado Highlands Wind LLC | 100 | Alliance Power Inc | 100
University of Delaware Wind Turbine | 57176_G_FSMW | 57176 | G | FSMW |  | Onshore Wind |  | PJM_EMAC | Delaware | 10 | Sussex | 5 | 10005 | 2 | 0 | 2010 | 9999 |  |  | N | Wind | [13 empty] | 0 | 0 | 0 | 0 | [11 empty] | First State Marine Wind | 100 | Gamesa Corporación Tecnológica SA | 100
Meadow Lake Wind Farm IV | 57177_G_GEN 1 | 57177 | G | GEN 1 |  | Onshore Wind |  | PJM_West | Indiana | 18 | White | 181 | 18181 | 98.7 | 0 | 2010 | 9999 |  |  | N | Wind | [13 empty] | 0 | 0 | 0 | 0 | [11 empty] | Meadow Lake Wind Farm IV LLC | 100 | Energias de Portugal SA | 100
HSCo CHP | 57179_G_1 | 57179 | G | 1 |  | Combustion Turbine |  | NENG_CT | Connecticut | 9 | Hartford | 3 | 09003 | 3.5 | 8700 | 2009 | 9999 |  |  | Y | Natural Gas | [13 empty] | 0.01155 | 0.01155 | 0.01155 | 0.01155 | [11 empty] | Hartford Steam Co LLC | 100 | South Jersey Industries Inc | 100
PPL Frey Farm Landfill Wind | 57182_G_1 | 57182 | G | 1 |  | Onshore Wind |  | PJM_EMAC | Pennsylvania | 42 | Lancaster | 71 | 42071 | 3.2 | 0 | 2011 | 9999 |  |  | N | Wind | [13 empty] | 0 | 0 | 0 | 0 | [11 empty] | EPP Renewable Energy LLC | 100 | Exelon Corp | 100
Orono Hydro Station | 57184_G_1 | 57184 | G | 1 |  | Hydro |  | NENG_ME | Maine | 23 | Penobscot | 19 | 23019 | 0.5 | 0 | 2009 | 9999 |  |  | N | Hydro | [13 empty] | 0 | 0 | 0 | 0 | [11 empty] | Black Bear Hydro Partners LLC | 100 | Brookfield Asset Management Inc | 100
Orono Hydro Station | 57184_G_2 | 57184 | G | 2 |  | Hydro |  | NENG_ME | Maine | 23 | Penobscot | 19 | 23019 | 0.6 | 0 | 2009 | 9999 |  |  | N | Hydro | [13 empty] | 0 | 0 | 0 | 0 | [11 empty] | Black Bear Hydro Partners LLC | 100 | Brookfield Asset Management Inc | 100
Orono Hydro Station | 57184_G_3 | 57184 | G | 3 |  | Hydro |  | NENG_ME | Maine | 23 | Penobscot | 19 | 23019 | 0.8 | 0 | 2009 | 9999 |  |  | N | Hydro | [13 empty] | 0 | 0 | 0 | 0 | [11 empty] | Black Bear Hydro Partners LLC | 100 | Brookfield Asset Management Inc | 100
Orono Hydro Station | 57184_G_4 | 57184 | G | 4 |  | Hydro |  | NENG_ME | Maine | 23 | Penobscot | 19 | 23019 | 0.8 | 0 | 2009 | 9999 |  |  | N | Hydro | [13 empty] | 0 | 0 | 0 | 0 | [11 empty] | Black Bear Hydro Partners LLC | 100 | Brookfield Asset Management Inc | 100
Cricket Valley Energy | 57185_G_U001 | 57185 | G | U001 |  | Combined Cycle |  | NY_Z_G-I | New York | 36 | Dutchess | 27 | 36027 | 143.3 | 7050 | 2020 | 9999 |  |  | N | Natural Gas | [13 empty] | 0.011 | 0.011 | 0.011 | 0.011 | [11 empty] | Cricket Valley Energy Center LLC | 100 | Advanced Power | 100
Cricket Valley Energy | 57185_G_U002 | 57185 | G | U002 |  | Combined Cycle |  | NY_Z_G-I | New York | 36 | Dutchess | 27 | 36027 | 143.3 | 7050 | 2020 | 9999 |  |  | N | Natural Gas | [13 empty] | 0.011 | 0.011 | 0.011 | 0.011 | [11 empty] | Cricket Valley Energy Center LLC | 100 | Advanced Power | 100
Cricket Valley Energy | 57185_G_U003 | 57185 | G | U003 |  | Combined Cycle |  | NY_Z_G-I | New York | 36 | Dutchess | 27 | 36027 | 143.3 | 7050 | 2020 | 9999 |  |  | N | Natural Gas | [13 empty] | 0.011 | 0.011 | 0.011 | 0.011 | [11 empty] | Cricket Valley Energy Center LLC | 100 | Advanced Power | 100
Cricket Valley Energy | 57185_G_U004 | 57185 | G | U004 |  | Combined Cycle |  | NY_Z_G-I | New York | 36 | Dutchess | 27 | 36027 | 195.4 | 7050 | 2020 | 9999 |  |  | N | Natural Gas | [13 empty] | 0.011 | 0.011 | 0.011 | 0.011 | [11 empty] | Cricket Valley Energy Center LLC | 100 | Advanced Power | 100
Cricket Valley Energy | 57185_G_U005 | 57185 | G | U005 |  | Combined Cycle |  | NY_Z_G-I | New York | 36 | Dutchess | 27 | 36027 | 195.4 | 7050 | 2020 | 9999 |  |  | N | Natural Gas | [13 empty] | 0.011 | 0.011 | 0.011 | 0.011 | [11 empty] | Cricket Valley Energy Center LLC | 100 | Advanced Power | 100
Cricket Valley Energy | 57185_G_U006 | 57185 | G | U006 |  | Combined Cycle |  | NY_Z_G-I | New York | 36 | Dutchess | 27 | 36027 | 195.4 | 7050 | 2020 | 9999 |  |  | N | Natural Gas | [13 empty] | 0.011 | 0.011 | 0.011 | 0.011 | [11 empty] | Cricket Valley Energy Center LLC | 100 | Advanced Power | 100
Chautauqua LFGTE Facility | 57186_G_GEN1 | 57186 | G | GEN1 |  | Landfill Gas |  | NY_Z_A | New York | 36 | Chautauqua | 13 | 36013 | 1.6 | 13500 | 2010 | 9999 |  |  | N | Landfill Gas | [13 empty] | 0.10407 | 0.10407 | 0.10407 | 0.10407 | [11 empty] | Chautauqua County | 100 | Chautauqua County | 100
Chautauqua LFGTE Facility | 57186_G_GEN2 | 57186 | G | GEN2 |  | Landfill Gas |  | NY_Z_A | New York | 36 | Chautauqua | 13 | 36013 | 1.6 | 13500 | 2010 | 9999 |  |  | N | Landfill Gas | [13 empty] | 0.10407 | 0.10407 | 0.10407 | 0.10407 | [11 empty] | Chautauqua County | 100 | Chautauqua County | 100
Chautauqua LFGTE Facility | 57186_G_GEN3 | 57186 | G | GEN3 |  | Landfill Gas |  | NY_Z_A | New York | 36 | Chautauqua | 13 | 36013 | 1.6 | 13500 | 2010 | 9999 |  |  | N | Landfill Gas | [13 empty] | 0.10407 | 0.10407 | 0.10407 | 0.10407 | [11 empty] | Chautauqua County | 100 | Chautauqua County | 100
Chautauqua LFGTE Facility | 57186_G_GEN4 | 57186 | G | GEN4 |  | Landfill Gas |  | NY_Z_A | New York | 36 | Chautauqua | 13 | 36013 | 1.6 | 13500 | 2010 | 9999 |  |  | N | Landfill Gas | [13 empty] | 0.10407 | 0.10407 | 0.10407 | 0.10407 | [11 empty] | Chautauqua County | 100 | Chautauqua County | 100
Chautauqua LFGTE Facility | 57186_G_GEN5 | 57186 | G | GEN5 |  | Landfill Gas |  | NY_Z_A | New York | 36 | Chautauqua | 13 | 36013 | 1.6 | 13500 | 2011 | 9999 |  |  | N | Landfill Gas | [13 empty] | 0.10407 | 0.10407 | 0.10407 | 0.10407 | [11 empty] | Chautauqua County | 100 | Chautauqua County | 100
Chautauqua LFGTE Facility | 57186_G_GEN6 | 57186 | G | GEN6 |  | Landfill Gas |  | NY_Z_A | New York | 36 | Chautauqua | 13 | 36013 | 1.6 | 13500 | 2011 | 9999 |  |  | N | Landfill Gas | [13 empty] | 0.10407 | 0.10407 | 0.10407 | 0.10407 | [11 empty] | Chautauqua County | 100 | Chautauqua County | 100
Vantage Wind Energy LLC | 57188_G_1 | 57188 | G | 1 |  | Onshore Wind |  | WECC_PNW | Washington | 53 | Kittitas | 37 | 53037 | 90 | 0 | 2010 | 9999 |  |  | N | Wind | [13 empty] | 0 | 0 | 0 | 0 | [11 empty] | Vantage Wind Energy LLC | 100 | Invenergy LLC | 100
Lost Creek Wind Energy Facility | 57189_G_LCW | 57189 | G | LCW |  | Onshore Wind |  | S_D_AECI | Missouri | 29 | DeKalb | 63 | 29063 | 150 | 0 | 2010 | 9999 |  |  | N | Wind | [13 empty] | 0 | 0 | 0 | 0 | [11 empty] | Lost Creek Wind LLC | 100 | Riverstone Holdings LLC | 100
Little Quinnesec Falls Hydro Project | 57190_G_UNIT1 | 57190 | G | UNIT1 |  | Hydro |  | MIS_WUMS | Wisconsin | 55 | Marinette | 75 | 55075 | 1.9 | 0 | 1909 | 9999 |  |  | N | Hydro | [13 empty] | 0 | 0 | 0 | 0 | [11 empty] | Northbrook Wisconsin LLC | 100 | Energy Investors Funds Group | 100
Little Quinnesec Falls Hydro Project | 57190_G_UNIT2 | 57190 | G | UNIT2 |  | Hydro |  | MIS_WUMS | Wisconsin | 55 | Marinette | 75 | 55075 | 0.8 | 0 | 1900 | 9999 |  |  | N | Hydro | [13 empty] | 0 | 0 | 0 | 0 | [11 empty] | Northbrook Wisconsin LLC | 100 | Energy Investors Funds Group | 100
Little Quinnesec Falls Hydro Project | 57190_G_UNIT3 | 57190 | G | UNIT3 |  | Hydro |  | MIS_WUMS | Wisconsin | 55 | Marinette | 75 | 55075 | 1.9 | 0 | 1911 | 9999 |  |  | N | Hydro | [13 empty] | 0 | 0 | 0 | 0 | [11 empty] | Northbrook Wisconsin LLC | 100 | Energy Investors Funds Group | 100
Little Quinnesec Falls Hydro Project | 57190_G_UNIT4 | 57190 | G | UNIT4 |  | Hydro |  | MIS_WUMS | Wisconsin | 55 | Marinette | 75 | 55075 | 1 | 0 | 1900 | 9999 |  |  | N | Hydro | [13 empty] | 0 | 0 | 0 | 0 | [11 empty] | Northbrook Wisconsin LLC | 100 | Energy Investors Funds Group | 100
Little Quinnesec Falls Hydro Project | 57190_G_UNIT5 | 57190 | G | UNIT5 |  | Hydro |  | MIS_WUMS | Wisconsin | 55 | Marinette | 75 | 55075 | 1 | 0 | 1900 | 9999 |  |  | N | Hydro | [13 empty] | 0 | 0 | 0 | 0 | [11 empty] | Northbrook Wisconsin LLC | 100 | Energy Investors Funds Group | 100
Little Quinnesec Falls Hydro Project | 57190_G_UNIT6 | 57190 | G | UNIT6 |  | Hydro |  | MIS_WUMS | Wisconsin | 55 | Marinette | 75 | 55075 | 2.4 | 0 | 1916 | 9999 |  |  | N | Hydro | [13 empty] | 0 | 0 | 0 | 0 | [11 empty] | Northbrook Wisconsin LLC | 100 | Energy Investors Funds Group | 100
Exelon Solar Chicago | 57191_G_ECS1 | 57191 | G | ECS1 |  | Solar PV |  | PJM_COMD | Illinois | 17 | Cook | 31 | 17031 | 9 | 0 | 2009 | 9999 |  |  | N | Solar | [13 empty] | 0 | 0 | 0 | 0 | [11 empty] | Exelon Corp | 100 | Exelon Corp | 100
Spring Valley Wind Project | 57192_G_WTG | 57192 | G | WTG |  | Onshore Wind |  | WECC_NNV | Nevada | 32 | White Pine | 33 | 32033 | 150 | 0 | 2012 | 9999 |  |  | N | Wind | [13 empty] | 0 | 0 | 0 | 0 | [11 empty] | Spring Valley Wind LLC | 100 | Riverstone Holdings LLC | 100
Day County Wind LLC | 57194_G_GE15 | 57194 | G | GE15 |  | Onshore Wind |  | SPP_WAUE | South Dakota | 46 | Day | 37 | 46037 | 99 | 0 | 2010 | 9999 |  |  | N | Wind | [13 empty] | 0 | 0 | 0 | 0 | [11 empty] | Day County Wind I LLC | 100 | NextEra Energy Inc | 100
Lower Snake River Wind Energy Project | 57195_G_LSR 1 | 57195 | G | LSR 1 |  | Onshore Wind |  | WECC_PNW | Washington | 53 | Garfield | 23 | 53023 | 342.7 | 0 | 2012 | 9999 |  |  | N | Wind | [13 empty] | 0 | 0 | 0 | 0 | [11 empty] | Puget Sound Energy Inc | 100 | Puget Energy Inc | 100
High Point, POLO | 57196_G_1 | 57196 | G | 1 |  | Combustion Turbine | IC Engine | S_VACA | North Carolina | 37 | Guilford | 81 | 37081 | 1.8 | 25000 | 2007 | 9999 |  |  | N | Distillate Fuel Oil | [13 empty] | 1.6498 | 1.6498 | 1.6498 | 1.6498 | [11 empty] | North Carolina Municipal Power Agency No 1 | 100 | North Carolina Municipal Power Agency No 1 | 100
Blue Wing Solar Energy Generation | 57197_G_1 | 57197 | G | 1 |  | Solar PV |  | ERC_REST | Texas | 48 | Bexar | 29 | 48029 | 13.5 | 0 | 2010 | 9999 |  |  | N | Solar | [13 empty] | 0 | 0 | 0 | 0 | [11 empty] | TX Solar I LLC | 100 | Duke Energy Corp | 100
Bent Tree Wind Farm Phase 1 | 57198_G_1 | 57198 | G | 1 |  | Onshore Wind |  | MIS_MNWI | Minnesota | 27 | Freeborn | 47 | 27047 | 201.3 | 0 | 2011 | 9999 |  |  | N | Wind | [13 empty] | 0 | 0 | 0 | 0 | [11 empty] | Wisconsin Power & Light Co | 100 | Alliant Energy Corp | 100
Glacier Hills | 57199_G_1 | 57199 | G | 1 |  | Onshore Wind |  | MIS_WUMS | Wisconsin | 55 | Columbia | 21 | 55021 | 28 | 0 | 2011 | 9999 |  |  | N | Wind | [13 empty] | 0 | 0 | 0 | 0 | [11 empty] | Wisconsin Electric Power Co | 100 | WEC Energy Group Inc | 100
Shelby Solar Energy Generation Facility | 57200_G_1 | 57200 | G | 1 |  | Solar PV |  | S_VACA | North Carolina | 37 | Cleveland | 45 | 37045 | 1 | 0 | 2010 | 9999 |  |  | N | Solar | [13 empty] | 0 | 0 | 0 | 0 | [11 empty] | Solar Star North Carolina I LLC | 100 | Duke Energy Corp | 100
FPL Energy Montezuma Winds LLC | 57201_G_S2.3 | 57201 | G | S2.3 |  | Onshore Wind |  | WEC_CALN | California | 6 | Solano | 95 | 06095 | 36.8 | 0 | 2010 | 9999 |  |  | N | Wind | [13 empty] | 0 | 0 | 0 | 0 | [11 empty] | FPL Energy Montezuma Wind LLC | 100 | NextEra Energy Inc | 100
Jacksonville Solar | 57202_G_1 | 57202 | G | 1 |  | Solar PV |  | FRCC | Florida | 12 | Duval | 31 | 12031 | 12.5 | 0 | 2010 | 9999 |  |  | N | Solar | [13 empty] | 0 | 0 | 0 | 0 | [11 empty] | Jacksonville Solar LLC | 100 | Public Service Enterprise Group Inc | 100
Wyandot Solar Farm | 57203_G_1 | 57203 | G | 1 |  | Solar PV |  | PJM_West | Ohio | 39 | Wyandot | 175 | 39175 | 10 | 0 | 2010 | 9999 |  |  | N | Solar | [13 empty] | 0 | 0 | 0 | 0 | [11 empty] | PSEG Solar Source LLC | 100 | LS Power Group | 100
PSEG Hackettstown | 57204_G_1 | 57204 | G | 1 |  | Solar PV |  | PJM_EMAC | New Jersey | 34 | Warren | 41 | 34041 | 2.2 | 0 | 2009 | 9999 |  |  | N | Solar | [13 empty] | 0 | 0 | 0 | 0 | [11 empty] | PSEG Hackettstown LLC | 100 | LS Power Group | 100
CM48 | 57205_G_PV02 | 57205 | G | PV02 |  | Solar PV |  | WECC_SNV | Nevada | 32 | Clark | 3 | 32003 | 8 | 0 | 2010 | 9999 |  |  | N | Solar | [13 empty] | 0 | 0 | 0 | 0 | [11 empty] | Copper Mountain Solar 4 LLC | 100 | Consolidated Edison Inc | 100
CM48 | 57205_G_PV03 | 57205 | G | PV03 |  | Solar PV |  | WECC_SNV | Nevada | 32 | Clark | 3 | 32003 | 10 | 0 | 2010 | 9999 |  |  | N | Solar | [13 empty] | 0 | 0 | 0 | 0 | [11 empty] | Copper Mountain Solar 4 LLC | 100 | Consolidated Edison Inc | 100
CM48 | 57205_G_PV04 | 57205 | G | PV04 |  | Solar PV |  | WECC_SNV | Nevada | 32 | Clark | 3 | 32003 | 10 | 0 | 2010 | 9999 |  |  | N | Solar | [13 empty] | 0 | 0 | 0 | 0 | [11 empty] | Copper Mountain Solar 4 LLC | 100 | Consolidated Edison Inc | 100
CM48 | 57205_G_PV05 | 57205 | G | PV05 |  | Solar PV |  | WECC_SNV | Nevada | 32 | Clark | 3 | 32003 | 10 | 0 | 2010 | 9999 |  |  | N | Solar | [13 empty] | 0 | 0 | 0 | 0 | [11 empty] | Copper Mountain Solar 4 LLC | 100 | Consolidated Edison Inc | 100
CM48 | 57205_G_PV06 | 57205 | G | PV06 |  | Solar PV |  | WECC_SNV | Nevada | 32 | Clark | 3 | 32003 | 10 | 0 | 2010 | 9999 |  |  | N | Solar | [13 empty] | 0 | 0 | 0 | 0 | [11 empty] | Copper Mountain Solar 4 LLC | 100 | Consolidated Edison Inc | 100
Thomson Reuters Data Center Bldg ES101 | 57207_G_1 | 57207 | G | 1 |  | Combustion Turbine | IC Engine | MIS_MNWI | Minnesota | 27 | Dakota | 37 | 27037 | 0.6 | 13469 | 2009 | 9999 |  |  | N | Distillate Fuel Oil | [13 empty] | 1.6498 | 1.6498 | 1.6498 | 1.6498 | [11 empty] | Thomson Corp (The) | 100 | Thomson Corp (The) | 100
Thomson Reuters Data Center Bldg H | 57208_G_1 | 57208 | G | 1 |  | Combustion Turbine | IC Engine | MIS_MNWI | Minnesota | 27 | Dakota | 37 | 27037 | 0.6 | 13469 | 2007 | 9999 |  |  | N | Distillate Fuel Oil | [13 empty] | 1.6498 | 1.6498 | 1.6498 | 1.6498 | [11 empty] | Thomson Corp (The) | 100 | Thomson Corp (The) | 100
Thomson Reuters Data Center Bldg H | 57208_G_2 | 57208 | G | 2 |  | Combustion Turbine | IC Engine | MIS_MNWI | Minnesota | 27 | Dakota | 37 | 27037 | 0.6 | 13469 | 2007 | 9999 |  |  | N | Distillate Fuel Oil | [13 empty] | 1.6498 | 1.6498 | 1.6498 | 1.6498 | [11 empty] | Thomson Corp (The) | 100 | Thomson Corp (The) | 100
Thomson Reuters Data Center Bldg H | 57208_G_3 | 57208 | G | 3 |  | Combustion Turbine | IC Engine | MIS_MNWI | Minnesota | 27 | Dakota | 37 | 27037 | 0.6 | 13469 | 2007 | 9999 |  |  | N | Distillate Fuel Oil | [13 empty] | 1.6498 | 1.6498 | 1.6498 | 1.6498 | [11 empty] | Thomson Corp (The) | 100 | Thomson Corp (The) | 100
Thomson Reuters Data Center Bldg H | 57208_G_4 | 57208 | G | 4 |  | Combustion Turbine | IC Engine | MIS_MNWI | Minnesota | 27 | Dakota | 37 | 27037 | 0.6 | 13469 | 2007 | 9999 |  |  | N | Distillate Fuel Oil | [13 empty] | 1.6498 | 1.6498 | 1.6498 | 1.6498 | [11 empty] | Thomson Corp (The) | 100 | Thomson Corp (The) | 100
Cedar Creek II | 57210_G_1 | 57210 | G | 1 |  | Onshore Wind |  | WECC_CO | Colorado | 8 | Weld | 123 | 08123 | 248.3 | 0 | 2011 | 9999 |  |  | N | Wind | [13 empty] | 0 | 0 | 0 | 0 | [11 empty] | Cedar Creek II LLC | 100 | BP plc | 100
Goshen Phase II | 57211_G_1 | 57211 | G | 1 |  | Onshore Wind |  | WECC_ID | Idaho | 16 | Bonneville | 19 | 16019 | 124.5 | 0 | 2010 | 9999 |  |  | N | Wind | [13 empty] | 0 | 0 | 0 | 0 | [11 empty] | Goshen Phase II LLC | 100 | BP plc | 100
EC&R Papalote Creek II LLC | 57212_G_1 | 57212 | G | 1 |  | Onshore Wind |  | ERC_REST | Texas | 48 | San Patricio | 409 | 48409 | 200.1 | 0 | 2010 | 9999 |  |  | N | Wind | [13 empty] | 0 | 0 | 0 | 0 | [11 empty] | Papalote Creek II LLC | 100 | RWE Group | 100
ENEL Salt Wells LLC | 57213_G_101 | 57213 | G | 101 |  | Geothermal |  | WECC_NNV | Nevada | 32 | Churchill | 1 | 32001 | 10.1 | 9771 | 2009 | 9999 |  |  | N | Geothermal | [13 empty] | 0 | 0 | 0 | 0 | 0.4563 | 0.4563 | 0.4563 | [8 empty] | Enel Salt Wells LLC | 100 | Enel SpA | 100
ENEL Salt Wells LLC | 57213_G_201 | 57213 | G | 201 |  | Geothermal |  | WECC_NNV | Nevada | 32 | Churchill | 1 | 32001 | 10.1 | 9771 | 2009 | 9999 |  |  | N | Geothermal | [13 empty] | 0 | 0 | 0 | 0 | 0.4563 | 0.4563 | 0.4563 | [8 empty] | Enel Salt Wells LLC | 100 | Enel SpA | 100
Waverly Community Wind Project | 57214_G_CAN1 | 57214 | G | CAN1 |  | Onshore Wind |  | MIS_MIDA | Iowa | 19 | Bremer | 17 | 19017 | 0.9 | 0 | 2009 | 9999 |  |  | N | Wind | [13 empty] | 0 | 0 | 0 | 0 | [11 empty] | Waverly Light & Power | 100 | Waverly Light & Power | 100
Waverly Community Wind Project | 57214_G_CAN2 | 57214 | G | CAN2 |  | Onshore Wind |  | MIS_MIDA | Iowa | 19 | Bremer | 17 | 19017 | 0.9 | 0 | 2012 | 9999 |  |  | N | Wind | [13 empty] | 0 | 0 | 0 | 0 | [11 empty] | Waverly Light & Power | 100 | Waverly Light & Power | 100
Waverly Community Wind Project | 57214_G_SK4 | 57214 | G | SK4 |  | Onshore Wind |  | MIS_MIDA | Iowa | 19 | Bremer | 17 | 19017 | 0.9 | 0 | 2001 | 9999 |  |  | N | Wind | [13 empty] | 0 | 0 | 0 | 0 | [11 empty] | Waverly Light & Power | 100 | Waverly Light & Power | 100
Crayola Solar Project | 57216_G_1 | 57216 | G | 1 |  | Solar PV |  | PJM_WMAC | Pennsylvania | 42 | Northampton | 95 | 42095 | 1 | 0 | 2010 | 9999 |  |  | N | Solar | [13 empty] | 0 | 0 | 0 | 0 | [11 empty] | PPL Corp | 50 | PPL Corp | 50
Crayola Solar Project | 57216_G_2 | 57216 | G | 2 |  | Solar PV |  | PJM_WMAC | Pennsylvania | 42 | Northampton | 95 | 42095 | 1 | 0 | 2011 | 9999 |  |  | N | Solar | [13 empty] | 0 | 0 | 0 | 0 | [11 empty] | PPL Corp | 50 | PPL Corp | 50
Crayola Solar Project | 57216_G_3 | 57216 | G | 3 |  | Solar PV |  | PJM_WMAC | Pennsylvania | 42 | Northampton | 95 | 42095 | 0.8 | 0 | 2012 | 9999 |  |  | N | Solar | [13 empty] | 0 | 0 | 0 | 0 | [11 empty] | PPL Corp | 50 | PPL Corp | 50
Solar Photovoltaic Project #03 | 57217_G_S003A | 57217 | G | S003A |  | Solar PV |  | WECC_SCE | California | 6 | San Bernardino | 71 | 06071 | 0.5 | 0 | 2011 | 9999 |  |  | N | Solar | [13 empty] | 0 | 0 | 0 | 0 | [11 empty] | Southern California Edison Co | 100 | Edison International | 100
Solar Photovoltaic Project #03 | 57217_G_S003B | 57217 | G | S003B |  | Solar PV |  | WECC_SCE | California | 6 | San Bernardino | 71 | 06071 | 0.5 | 0 | 2011 | 9999 |  |  | N | Solar | [13 empty] | 0 | 0 | 0 | 0 | [11 empty] | Southern California Edison Co | 100 | Edison International | 100
Solar Photovoltaic Project #05 | 57219_G_S005A | 57219 | G | S005A |  | Solar PV |  | WECC_SCE | California | 6 | San Bernardino | 71 | 06071 | 0.5 | 0 | 2012 | 9999 |  |  | N | Solar | [13 empty] | 0 | 0 | 0 | 0 | [11 empty] | Southern California Edison Co | 100 | Edison International | 100
Solar Photovoltaic Project #05 | 57219_G_S005B | 57219 | G | S005B |  | Solar PV |  | WECC_SCE | California | 6 | San Bernardino | 71 | 06071 | 0.5 | 0 | 2012 | 9999 |  |  | N | Solar | [13 empty] | 0 | 0 | 0 | 0 | [11 empty] | Southern California Edison Co | 100 | Edison International | 100
Solar Photovoltaic Project #05 | 57219_G_S005C | 57219 | G | S005C |  | Solar PV |  | WECC_SCE | California | 6 | San Bernardino | 71 | 06071 | 0.5 | 0 | 2012 | 9999 |  |  | N | Solar | [13 empty] | 0 | 0 | 0 | 0 | [11 empty] | Southern California Edison Co | 100 | Edison International | 100
Solar Photovoltaic Project #05 | 57219_G_S005D | 57219 | G | S005D |  | Solar PV |  | WECC_SCE | California | 6 | San Bernardino | 71 | 06071 | 0.5 | 0 | 2012 | 9999 |  |  | N | Solar | [13 empty] | 0 | 0 | 0 | 0 | [11 empty] | Southern California Edison Co | 100 | Edison International | 100
Solar Photovoltaic Project #05 | 57219_G_S005E | 57219 | G | S005E |  | Solar PV |  | WECC_SCE | California | 6 | San Bernardino | 71 | 06071 | 0.5 | 0 | 2012 | 9999 |  |  | N | Solar | [13 empty] | 0 | 0 | 0 | 0 | [11 empty] | Southern California Edison Co | 100 | Edison International | 100
Solar Photovoltaic Project #06 | 57220_G_S006A | 57220 | G | S006A |  | Solar PV |  | WECC_SCE | California | 6 | San Bernardino | 71 | 06071 | 0.5 | 0 | 2011 | 9999 |  |  | N | Solar | [13 empty] | 0 | 0 | 0 | 0 | [11 empty] | Southern California Edison Co | 100 | Edison International | 100
Solar Photovoltaic Project #06 | 57220_G_S006B | 57220 | G | S006B |  | Solar PV |  | WECC_SCE | California | 6 | San Bernardino | 71 | 06071 | 0.5 | 0 | 2011 | 9999 |  |  | N | Solar | [13 empty] | 0 | 0 | 0 | 0 | [11 empty] | Southern California Edison Co | 100 | Edison International | 100
Solar Photovoltaic Project #06 | 57220_G_S006C | 57220 | G | S006C |  | Solar PV |  | WECC_SCE | California | 6 | San Bernardino | 71 | 06071 | 0.5 | 0 | 2011 | 9999 |  |  | N | Solar | [13 empty] | 0 | 0 | 0 | 0 | [11 empty] | Southern California Edison Co | 100 | Edison International | 100
Solar Photovoltaic Project #06 | 57220_G_S006D | 57220 | G | S006D |  | Solar PV |  | WECC_SCE | California | 6 | San Bernardino | 71 | 06071 | 0.5 | 0 | 2011 | 9999 |  |  | N | Solar | [13 empty] | 0 | 0 | 0 | 0 | [11 empty] | Southern California Edison Co | 100 | Edison International | 100
Solar Photovoltaic Project #07 | 57221_G_S007A | 57221 | G | S007A |  | Solar PV |  | WECC_SCE | California | 6 | San Bernardino | 71 | 06071 | 0.5 | 0 | 2012 | 9999 |  |  | N | Solar | [13 empty] | 0 | 0 | 0 | 0 | [11 empty] | Southern California Edison Co | 100 | Edison International | 100
Solar Photovoltaic Project #07 | 57221_G_S007B | 57221 | G | S007B |  | Solar PV |  | WECC_SCE | California | 6 | San Bernardino | 71 | 06071 | 0.5 | 0 | 2012 | 9999 |  |  | N | Solar | [13 empty] | 0 | 0 | 0 | 0 | [11 empty] | Southern California Edison Co | 100 | Edison International | 100
Solar Photovoltaic Project #07 | 57221_G_S007C | 57221 | G | S007C |  | Solar PV |  | WECC_SCE | California | 6 | San Bernardino | 71 | 06071 | 0.5 | 0 | 2012 | 9999 |  |  | N | Solar | [13 empty] | 0 | 0 | 0 | 0 | [11 empty] | Southern California Edison Co | 100 | Edison International | 100
Solar Photovoltaic Project #07 | 57221_G_S007D | 57221 | G | S007D |  | Solar PV |  | WECC_SCE | California | 6 | San Bernardino | 71 | 06071 | 0.5 | 0 | 2012 | 9999 |  |  | N | Solar | [13 empty] | 0 | 0 | 0 | 0 | [11 empty] | Southern California Edison Co | 100 | Edison International | 100
Solar Photovoltaic Project #07 | 57221_G_S007E | 57221 | G | S007E |  | Solar PV |  | WECC_SCE | California | 6 | San Bernardino | 71 | 06071 | 0.5 | 0 | 2012 | 9999 |  |  | N | Solar | [13 empty] | 0 | 0 | 0 | 0 | [11 empty] | Southern California Edison Co | 100 | Edison International | 100
Solar Photovoltaic Project #08 | 57222_G_S008A | 57222 | G | S008A |  | Solar PV |  | WECC_SCE | California | 6 | San Bernardino | 71 | 06071 | 0.5 | 0 | 2011 | 9999 |  |  | N | Solar | [13 empty] | 0 | 0 | 0 | 0 | [11 empty] | Southern California Edison Co | 100 | Edison International | 100
Solar Photovoltaic Project #08 | 57222_G_S008B | 57222 | G | S008B |  | Solar PV |  | WECC_SCE | California | 6 | San Bernardino | 71 | 06071 | 0.5 | 0 | 2011 | 9999 |  |  | N | Solar | [13 empty] | 0 | 0 | 0 | 0 | [11 empty] | Southern California Edison Co | 100 | Edison International | 100
Solar Photovoltaic Project #08 | 57222_G_S008C | 57222 | G | S008C |  | Solar PV |  | WECC_SCE | California | 6 | San Bernardino | 71 | 06071 | 0.5 | 0 | 2011 | 9999 |  |  | N | Solar | [13 empty] | 0 | 0 | 0 | 0 | [11 empty] | Southern California Edison Co | 100 | Edison International | 100
Solar Photovoltaic Project #08 | 57222_G_S008D | 57222 | G | S008D |  | Solar PV |  | WECC_SCE | California | 6 | San Bernardino | 71 | 06071 | 0.5 | 0 | 2011 | 9999 |  |  | N | Solar | [13 empty] | 0 | 0 | 0 | 0 | [11 empty] | Southern California Edison Co | 100 | Edison International | 100
Solar Photovoltaic Project #09 | 57223_G_S009A | 57223 | G | S009A |  | Solar PV |  | WECC_SCE | California | 6 | San Bernardino | 71 | 06071 | 0.5 | 0 | 2011 | 9999 |  |  | N | Solar | [13 empty] | 0 | 0 | 0 | 0 | [11 empty] | Southern California Edison Co | 100 | Edison International | 100
Solar Photovoltaic Project #09 | 57223_G_S009B | 57223 | G | S009B |  | Solar PV |  | WECC_SCE | California | 6 | San Bernardino | 71 | 06071 | 0.5 | 0 | 2011 | 9999 |  |  | N | Solar | [13 empty] | 0 | 0 | 0 | 0 | [11 empty] | Southern California Edison Co | 100 | Edison International | 100
Solar Photovoltaic Project #10 | 57224_G_S010A | 57224 | G | S010A |  | Solar PV |  | WECC_SCE | California | 6 | San Bernardino | 71 | 06071 | 0.5 | 0 | 2013 | 9999 |  |  | N | Solar | [13 empty] | 0 | 0 | 0 | 0 | [11 empty] | Southern California Edison Co | 100 | Edison International | 100
Solar Photovoltaic Project #10 | 57224_G_S010B | 57224 | G | S010B |  | Solar PV |  | WECC_SCE | California | 6 | San Bernardino | 71 | 06071 | 0.5 | 0 | 2013 | 9999 |  |  | N | Solar | [13 empty] | 0 | 0 | 0 | 0 | [11 empty] | Southern California Edison Co | 100 | Edison International | 100
Solar Photovoltaic Project #10 | 57224_G_S010C | 57224 | G | S010C |  | Solar PV |  | WECC_SCE | California | 6 | San Bernardino | 71 | 06071 | 0.5 | 0 | 2013 | 9999 |  |  | N | Solar | [13 empty] | 0 | 0 | 0 | 0 | [11 empty] | Southern California Edison Co | 100 | Edison International | 100
Solar Photovoltaic Project #11 | 57225_G_S011A | 57225 | G | S011A |  | Solar PV |  | WECC_SCE | California | 6 | San Bernardino | 71 | 06071 | 0.5 | 0 | 2015 | 9999 |  |  | N | Solar | [13 empty] | 0 | 0 | 0 | 0 | [11 empty] | Southern California Edison Co | 100 | Edison International | 100
Solar Photovoltaic Project #11 | 57225_G_S011B | 57225 | G | S011B |  | Solar PV |  | WECC_SCE | California | 6 | San Bernardino | 71 | 06071 | 0.5 | 0 | 2015 | 9999 |  |  | N | Solar | [13 empty] | 0 | 0 | 0 | 0 | [11 empty] | Southern California Edison Co | 100 | Edison International | 100
Solar Photovoltaic Project #11 | 57225_G_S011C | 57225 | G | S011C |  | Solar PV |  | WECC_SCE | California | 6 | San Bernardino | 71 | 06071 | 0.5 | 0 | 2015 | 9999 |  |  | N | Solar | [13 empty] | 0 | 0 | 0 | 0 | [11 empty] | Southern California Edison Co | 100 | Edison International | 100
Solar Photovoltaic Project #11 | 57225_G_S011D | 57225 | G | S011D |  | Solar PV |  | WECC_SCE | California | 6 | San Bernardino | 71 | 06071 | 0.5 | 0 | 2015 | 9999 |  |  | N | Solar | [13 empty] | 0 | 0 | 0 | 0 | [11 empty] | Southern California Edison Co | 100 | Edison International | 100
Solar Photovoltaic Project #11 | 57225_G_S011E | 57225 | G | S011E |  | Solar PV |  | WECC_SCE | California | 6 | San Bernardino | 71 | 06071 | 0.5 | 0 | 2015 | 9999 |  |  | N | Solar | [13 empty] | 0 | 0 | 0 | 0 | [11 empty] | Southern California Edison Co | 100 | Edison International | 100
Solar Photovoltaic Project #11 | 57225_G_S011F | 57225 | G | S011F |  | Solar PV |  | WECC_SCE | California | 6 | San Bernardino | 71 | 06071 | 0.5 | 0 | 2015 | 9999 |  |  | N | Solar | [13 empty] | 0 | 0 | 0 | 0 | [11 empty] | Southern California Edison Co | 100 | Edison International | 100
Solar Photovoltaic Project #11 | 57225_G_S011G | 57225 | G | S011G |  | Solar PV |  | WECC_SCE | California | 6 | San Bernardino | 71 | 06071 | 0.5 | 0 | 2015 | 9999 |  |  | N | Solar | [13 empty] | 0 | 0 | 0 | 0 | [11 empty] | Southern California Edison Co | 100 | Edison International | 100
Solar Photovoltaic Project #12 | 57226_G_S012A | 57226 | G | S012A |  | Solar PV |  | WECC_SCE | California | 6 | San Bernardino | 71 | 06071 | 0.5 | 0 | 2011 | 9999 |  |  | N | Solar | [13 empty] | 0 | 0 | 0 | 0 | [11 empty] | Southern California Edison Co | 100 | Edison International | 100
Solar Photovoltaic Project #13 | 57227_G_S013A | 57227 | G | S013A |  | Solar PV |  | WECC_SCE | California | 6 | San Bernardino | 71 | 06071 | 0.5 | 0 | 2015 | 9999 |  |  | N | Solar | [13 empty] | 0 | 0 | 0 | 0 | [11 empty] | Southern California Edison Co | 100 | Edison International | 100
Solar Photovoltaic Project #13 | 57227_G_S013B | 57227 | G | S013B |  | Solar PV |  | WECC_SCE | California | 6 | San Bernardino | 71 | 06071 | 0.5 | 0 | 2015 | 9999 |  |  | N | Solar | [13 empty] | 0 | 0 | 0 | 0 | [11 empty] | Southern California Edison Co | 100 | Edison International | 100
Solar Photovoltaic Project #13 | 57227_G_S013C | 57227 | G | S013C |  | Solar PV |  | WECC_SCE | California | 6 | San Bernardino | 71 | 06071 | 0.5 | 0 | 2015 | 9999 |  |  | N | Solar | [13 empty] | 0 | 0 | 0 | 0 | [11 empty] | Southern California Edison Co | 100 | Edison International | 100
Solar Photovoltaic Project #13 | 57227_G_S013D | 57227 | G | S013D |  | Solar PV |  | WECC_SCE | California | 6 | San Bernardino | 71 | 06071 | 0.5 | 0 | 2015 | 9999 |  |  | N | Solar | [13 empty] | 0 | 0 | 0 | 0 | [11 empty] | Southern California Edison Co | 100 | Edison International | 100
Solar Photovoltaic Project #13 | 57227_G_S013E | 57227 | G | S013E |  | Solar PV |  | WECC_SCE | California | 6 | San Bernardino | 71 | 06071 | 0.5 | 0 | 2015 | 9999 |  |  | N | Solar | [13 empty] | 0 | 0 | 0 | 0 | [11 empty] | Southern California Edison Co | 100 | Edison International | 100
Solar Photovoltaic Project #13 | 57227_G_S013F | 57227 | G | S013F |  | Solar PV |  | WECC_SCE | California | 6 | San Bernardino | 71 | 06071 | 0.5 | 0 | 2015 | 9999 |  |  | N | Solar | [13 empty] | 0 | 0 | 0 | 0 | [11 empty] | Southern California Edison Co | 100 | Edison International | 100
Solar Photovoltaic Project #13 | 57227_G_S013G | 57227 | G | S013G |  | Solar PV |  | WECC_SCE | California | 6 | San Bernardino | 71 | 06071 | 0.5 | 0 | 2015 | 9999 |  |  | N | Solar | [13 empty] | 0 | 0 | 0 | 0 | [11 empty] | Southern California Edison Co | 100 | Edison International | 100
Solar Photovoltaic Project #15 | 57229_G_S015A | 57229 | G | S015A |  | Solar PV |  | WECC_SCE | California | 6 | San Bernardino | 71 | 06071 | 0.5 | 0 | 2013 | 9999 |  |  | N | Solar | [13 empty] | 0 | 0 | 0 | 0 | [11 empty] | Southern California Edison Co | 100 | Edison International | 100
Solar Photovoltaic Project #15 | 57229_G_S015B | 57229 | G | S015B |  | Solar PV |  | WECC_SCE | California | 6 | San Bernardino | 71 | 06071 | 0.5 | 0 | 2013 | 9999 |  |  | N | Solar | [13 empty] | 0 | 0 | 0 | 0 | [11 empty] | Southern California Edison Co | 100 | Edison International | 100
Solar Photovoltaic Project #15 | 57229_G_S015C | 57229 | G | S015C |  | Solar PV |  | WECC_SCE | California | 6 | San Bernardino | 71 | 06071 | 0.5 | 0 | 2013 | 9999 |  |  | N | Solar | [13 empty] | 0 | 0 | 0 | 0 | [11 empty] | Southern California Edison Co | 100 | Edison International | 100
Solar Photovoltaic Project #15 | 57229_G_S015D | 57229 | G | S015D |  | Solar PV |  | WECC_SCE | California | 6 | San Bernardino | 71 | 06071 | 0.5 | 0 | 2013 | 9999 |  |  | N | Solar | [13 empty] | 0 | 0 | 0 | 0 | [11 empty] | Southern California Edison Co | 100 | Edison International | 100
Solar Photovoltaic Project #15 | 57229_G_S015E | 57229 | G | S015E |  | Solar PV |  | WECC_SCE | California | 6 | San Bernardino | 71 | 06071 | 0.5 | 0 | 2013 | 9999 |  |  | N | Solar | [13 empty] | 0 | 0 | 0 | 0 | [11 empty] | Southern California Edison Co | 100 | Edison International | 100
Solar Photovoltaic Project #15 | 57229_G_S015F | 57229 | G | S015F |  | Solar PV |  | WECC_SCE | California | 6 | San Bernardino | 71 | 06071 | 0.5 | 0 | 2013 | 9999 |  |  | N | Solar | [13 empty] | 0 | 0 | 0 | 0 | [11 empty] | Southern California Edison Co | 100 | Edison International | 100
Solar Photovoltaic Project #15 | 57229_G_S015G | 57229 | G | S015G |  | Solar PV |  | WECC_SCE | California | 6 | San Bernardino | 71 | 06071 | 0.5 | 0 | 2013 | 9999 |  |  | N | Solar | [13 empty] | 0 | 0 | 0 | 0 | [11 empty] | Southern California Edison Co | 100 | Edison International | 100
Solar Photovoltaic Project #16 | 57230_G_S016A | 57230 | G | S016A |  | Solar PV |  | WECC_SCE | California | 6 | San Bernardino | 71 | 06071 | 0.5 | 0 | 2015 | 9999 |  |  | N | Solar | [13 empty] | 0 | 0 | 0 | 0 | [11 empty] | Southern California Edison Co | 100 | Edison International | 100
Solar Photovoltaic Project #16 | 57230_G_S016B | 57230 | G | S016B |  | Solar PV |  | WECC_SCE | California | 6 | San Bernardino | 71 | 06071 | 0.5 | 0 | 2015 | 9999 |  |  | N | Solar | [13 empty] | 0 | 0 | 0 | 0 | [11 empty] | Southern California Edison Co | 100 | Edison International | 100
Solar Photovoltaic Project #16 | 57230_G_S016C | 57230 | G | S016C |  | Solar PV |  | WECC_SCE | California | 6 | San Bernardino | 71 | 06071 | 0.5 | 0 | 2015 | 9999 |  |  | N | Solar | [13 empty] | 0 | 0 | 0 | 0 | [11 empty] | Southern California Edison Co | 100 | Edison International | 100
Solar Photovoltaic Project #17 | 57231_G_S017A | 57231 | G | S017A |  | Solar PV |  | WECC_SCE | California | 6 | San Bernardino | 71 | 06071 | 0.5 | 0 | 2015 | 9999 |  |  | N | Solar | [13 empty] | 0 | 0 | 0 | 0 | [11 empty] | Southern California Edison Co | 100 | Edison International | 100
Solar Photovoltaic Project #17 | 57231_G_S017B | 57231 | G | S017B |  | Solar PV |  | WECC_SCE | California | 6 | San Bernardino | 71 | 06071 | 0.5 | 0 | 2015 | 9999 |  |  | N | Solar | [13 empty] | 0 | 0 | 0 | 0 | [11 empty] | Southern California Edison Co | 100 | Edison International | 100
Solar Photovoltaic Project #17 | 57231_G_S017C | 57231 | G | S017C |  | Solar PV |  | WECC_SCE | California | 6 | San Bernardino | 71 | 06071 | 0.5 | 0 | 2015 | 9999 |  |  | N | Solar | [13 empty] | 0 | 0 | 0 | 0 | [11 empty] | Southern California Edison Co | 100 | Edison International | 100
Solar Photovoltaic Project #17 | 57231_G_S017D | 57231 | G | S017D |  | Solar PV |  | WECC_SCE | California | 6 | San Bernardino | 71 | 06071 | 0.5 | 0 | 2015 | 9999 |  |  | N | Solar | [13 empty] | 0 | 0 | 0 | 0 | [11 empty] | Southern California Edison Co | 100 | Edison International | 100
Solar Photovoltaic Project #17 | 57231_G_S017E | 57231 | G | S017E |  | Solar PV |  | WECC_SCE | California | 6 | San Bernardino | 71 | 06071 | 0.5 | 0 | 2015 | 9999 |  |  | N | Solar | [13 empty] | 0 | 0 | 0 | 0 | [11 empty] | Southern California Edison Co | 100 | Edison International | 100
Solar Photovoltaic Project #17 | 57231_G_S017F | 57231 | G | S017F |  | Solar PV |  | WECC_SCE | California | 6 | San Bernardino | 71 | 06071 | 0.5 | 0 | 2015 | 9999 |  |  | N | Solar | [13 empty] | 0 | 0 | 0 | 0 | [11 empty] | Southern California Edison Co | 100 | Edison International | 100
Solar Photovoltaic Project #17 | 57231_G_S017G | 57231 | G | S017G |  | Solar PV |  | WECC_SCE | California | 6 | San Bernardino | 71 | 06071 | 0.5 | 0 | 2015 | 9999 |  |  | N | Solar | [13 empty] | 0 | 0 | 0 | 0 | [11 empty] | Southern California Edison Co | 100 | Edison International | 100
Solar Photovoltaic Project #18 | 57232_G_S018A | 57232 | G | S018A |  | Solar PV |  | WECC_SCE | California | 6 | San Bernardino | 71 | 06071 | 0.5 | 0 | 2012 | 9999 |  |  | N | Solar | [13 empty] | 0 | 0 | 0 | 0 | [11 empty] | Southern California Edison Co | 100 | Edison International | 100
Solar Photovoltaic Project #18 | 57232_G_S018B | 57232 | G | S018B |  | Solar PV |  | WECC_SCE | California | 6 | San Bernardino | 71 | 06071 | 0.5 | 0 | 2012 | 9999 |  |  | N | Solar | [13 empty] | 0 | 0 | 0 | 0 | [11 empty] | Southern California Edison Co | 100 | Edison International | 100
Solar Photovoltaic Project #18 | 57232_G_S018C | 57232 | G | S018C |  | Solar PV |  | WECC_SCE | California | 6 | San Bernardino | 71 | 06071 | 0.5 | 0 | 2012 | 9999 |  |  | N | Solar | [13 empty] | 0 | 0 | 0 | 0 | [11 empty] | Southern California Edison Co | 100 | Edison International | 100
Solar Photovoltaic Project #23 | 57236_G_S023A | 57236 | G | S023A |  | Solar PV |  | WECC_SCE | California | 6 | San Bernardino | 71 | 06071 | 0.5 | 0 | 2013 | 9999 |  |  | N | Solar | [13 empty] | 0 | 0 | 0 | 0 | [11 empty] | Southern California Edison Co | 100 | Edison International | 100
Solar Photovoltaic Project #23 | 57236_G_S023B | 57236 | G | S023B |  | Solar PV |  | WECC_SCE | California | 6 | San Bernardino | 71 | 06071 | 0.5 | 0 | 2013 | 9999 |  |  | N | Solar | [13 empty] | 0 | 0 | 0 | 0 | [11 empty] | Southern California Edison Co | 100 | Edison International | 100
Solar Photovoltaic Project #23 | 57236_G_S023C | 57236 | G | S023C |  | Solar PV |  | WECC_SCE | California | 6 | San Bernardino | 71 | 06071 | 0.5 | 0 | 2013 | 9999 |  |  | N | Solar | [13 empty] | 0 | 0 | 0 | 0 | [11 empty] | Southern California Edison Co | 100 | Edison International | 100
Solar Photovoltaic Project #23 | 57236_G_S023D | 57236 | G | S023D |  | Solar PV |  | WECC_SCE | California | 6 | San Bernardino | 71 | 06071 | 0.5 | 0 | 2013 | 9999 |  |  | N | Solar | [13 empty] | 0 | 0 | 0 | 0 | [11 empty] | Southern California Edison Co | 100 | Edison International | 100
Solar Photovoltaic Project #23 | 57236_G_S023E | 57236 | G | S023E |  | Solar PV |  | WECC_SCE | California | 6 | San Bernardino | 71 | 06071 | 0.5 | 0 | 2013 | 9999 |  |  | N | Solar | [13 empty] | 0 | 0 | 0 | 0 | [11 empty] | Southern California Edison Co | 100 | Edison International | 100
Solar Photovoltaic Project #22 | 57237_G_S022A | 57237 | G | S022A |  | Solar PV |  | WECC_SCE | California | 6 | San Bernardino | 71 | 06071 | 0.5 | 0 | 2011 | 9999 |  |  | N | Solar | [13 empty] | 0 | 0 | 0 | 0 | [11 empty] | Southern California Edison Co | 100 | Edison International | 100
Solar Photovoltaic Project #22 | 57237_G_S022B | 57237 | G | S022B |  | Solar PV |  | WECC_SCE | California | 6 | San Bernardino | 71 | 06071 | 0.5 | 0 | 2011 | 9999 |  |  | N | Solar | [13 empty] | 0 | 0 | 0 | 0 | [11 empty] | Southern California Edison Co | 100 | Edison International | 100
Solar Photovoltaic Project #22 | 57237_G_S022C | 57237 | G | S022C |  | Solar PV |  | WECC_SCE | California | 6 | San Bernardino | 71 | 06071 | 0.5 | 0 | 2011 | 9999 |  |  | N | Solar | [13 empty] | 0 | 0 | 0 | 0 | [11 empty] | Southern California Edison Co | 100 | Edison International | 100
Solar Photovoltaic Project #22 | 57237_G_S022D | 57237 | G | S022D |  | Solar PV |  | WECC_SCE | California | 6 | San Bernardino | 71 | 06071 | 0.5 | 0 | 2011 | 9999 |  |  | N | Solar | [13 empty] | 0 | 0 | 0 | 0 | [11 empty] | Southern California Edison Co | 100 | Edison International | 100
Roth Rock Wind Farm LLC | 57239_G_SRRW1 | 57239 | G | SRRW1 |  | Onshore Wind |  | PJM_AP | Maryland | 24 | Garrett | 23 | 24023 | 40 | 0 | 2011 | 9999 |  |  | N | Wind | [13 empty] | 0 | 0 | 0 | 0 | [11 empty] | Roth Rock Wind Farm LLC | 100 | Gestamp Corp | 100
Roth Rock North Wind Farm, LLC | 57240_G_SRRNW | 57240 | G | SRRNW |  | Onshore Wind |  | PJM_AP | Maryland | 24 | Garrett | 23 | 24023 | 10 | 0 | 2011 | 9999 |  |  | N | Wind | [13 empty] | 0 | 0 | 0 | 0 | [11 empty] | Roth Rock Wind Farm LLC | 100 | Gestamp Corp | 100
Cimarron Solar Facility | 57243_G_CIM1 | 57243 | G | CIM1 |  | Solar PV |  | WECC_NM | New Mexico | 35 | Colfax | 7 | 35007 | 30 | 0 | 2010 | 9999 |  |  | N | Solar | [13 empty] | 0 | 0 | 0 | 0 | [11 empty] | SP Cimarron I LLC | 100 | Southern Co | 100
Kit Carson Windpower | 57244_G_KCW | 57244 | G | KCW |  | Onshore Wind |  | WECC_CO | Colorado | 8 | Kit Carson | 63 | 08063 | 51 | 0 | 2010 | 9999 |  |  | N | Wind | [13 empty] | 0 | 0 | 0 | 0 | [11 empty] | Kit Carson Windpower LLC | 100 | Duke Energy Corp | 100
Solar Photovoltaic Project #26 | 57245_G_S026A | 57245 | G | S026A |  | Solar PV |  | WECC_SCE | California | 6 | San Bernardino | 71 | 06071 | 0.5 | 0 | 2015 | 9999 |  |  | N | Solar | [13 empty] | 0 | 0 | 0 | 0 | [11 empty] | Southern California Edison Co | 100 | Edison International | 100
Solar Photovoltaic Project #26 | 57245_G_S026B | 57245 | G | S026B |  | Solar PV |  | WECC_SCE | California | 6 | San Bernardino | 71 | 06071 | 0.5 | 0 | 2015 | 9999 |  |  | N | Solar | [13 empty] | 0 | 0 | 0 | 0 | [11 empty] | Southern California Edison Co | 100 | Edison International | 100
Solar Photovoltaic Project #26 | 57245_G_S026C | 57245 | G | S026C |  | Solar PV |  | WECC_SCE | California | 6 | San Bernardino | 71 | 06071 | 0.5 | 0 | 2015 | 9999 |  |  | N | Solar | [13 empty] | 0 | 0 | 0 | 0 | [11 empty] | Southern California Edison Co | 100 | Edison International | 100
Solar Photovoltaic Project #26 | 57245_G_S026D | 57245 | G | S026D |  | Solar PV |  | WECC_SCE | California | 6 | San Bernardino | 71 | 06071 | 0.5 | 0 | 2015 | 9999 |  |  | N | Solar | [13 empty] | 0 | 0 | 0 | 0 | [11 empty] | Southern California Edison Co | 100 | Edison International | 100
Solar Photovoltaic Project #26 | 57245_G_S026E | 57245 | G | S026E |  | Solar PV |  | WECC_SCE | California | 6 | San Bernardino | 71 | 06071 | 0.5 | 0 | 2015 | 9999 |  |  | N | Solar | [13 empty] | 0 | 0 | 0 | 0 | [11 empty] | Southern California Edison Co | 100 | Edison International | 100
Solar Photovoltaic Project #26 | 57245_G_S026F | 57245 | G | S026F |  | Solar PV |  | WECC_SCE | California | 6 | San Bernardino | 71 | 06071 | 0.5 | 0 | 2015 | 9999 |  |  | N | Solar | [13 empty] | 0 | 0 | 0 | 0 | [11 empty] | Southern California Edison Co | 100 | Edison International | 100
Solar Photovoltaic Project #26 | 57245_G_S026G | 57245 | G | S026G |  | Solar PV |  | WECC_SCE | California | 6 | San Bernardino | 71 | 06071 | 0.5 | 0 | 2015 | 9999 |  |  | N | Solar | [13 empty] | 0 | 0 | 0 | 0 | [11 empty] | Southern California Edison Co | 100 | Edison International | 100
Solar Photovoltaic Project #26 | 57245_G_S026H | 57245 | G | S026H |  | Solar PV |  | WECC_SCE | California | 6 | San Bernardino | 71 | 06071 | 0.5 | 0 | 2015 | 9999 |  |  | N | Solar | [13 empty] | 0 | 0 | 0 | 0 | [11 empty] | Southern California Edison Co | 100 | Edison International | 100
Solar Photovoltaic Project #26 | 57245_G_S026I | 57245 | G | S026I |  | Solar PV |  | WECC_SCE | California | 6 | San Bernardino | 71 | 06071 | 0.5 | 0 | 2015 | 9999 |  |  | N | Solar | [13 empty] | 0 | 0 | 0 | 0 | [11 empty] | Southern California Edison Co | 100 | Edison International | 100
Solar Photovoltaic Project #26 | 57245_G_S026J | 57245 | G | S026J |  | Solar PV |  | WECC_SCE | California | 6 | San Bernardino | 71 | 06071 | 0.5 | 0 | 2015 | 9999 |  |  | N | Solar | [13 empty] | 0 | 0 | 0 | 0 | [11 empty] | Southern California Edison Co | 100 | Edison International | 100
Solar Photovoltaic Project #26 | 57245_G_SO26K | 57245 | G | SO26K |  | Solar PV |  | WECC_SCE | California | 6 | San Bernardino | 71 | 06071 | 0.5 | 0 | 2015 | 9999 |  |  | N | Solar | [13 empty] | 0 | 0 | 0 | 0 | [11 empty] | Southern California Edison Co | 100 | Edison International | 100
Solar Photovoltaic Project #26 | 57245_G_SO26L | 57245 | G | SO26L |  | Solar PV |  | WECC_SCE | California | 6 | San Bernardino | 71 | 06071 | 0.5 | 0 | 2015 | 9999 |  |  | N | Solar | [13 empty] | 0 | 0 | 0 | 0 | [11 empty] | Southern California Edison Co | 100 | Edison International | 100
Solar Photovoltaic Project #27 | 57246_G_S027A | 57246 | G | S027A |  | Solar PV |  | WECC_SCE | California | 6 | San Bernardino | 71 | 06071 | 0.5 | 0 | 2015 | 9999 |  |  | N | Solar | [13 empty] | 0 | 0 | 0 | 0 | [11 empty] | Southern California Edison Co | 100 | Edison International | 100
Solar Photovoltaic Project #27 | 57246_G_S027B | 57246 | G | S027B |  | Solar PV |  | WECC_SCE | California | 6 | San Bernardino | 71 | 06071 | 0.5 | 0 | 2015 | 9999 |  |  | N | Solar | [13 empty] | 0 | 0 | 0 | 0 | [11 empty] | Southern California Edison Co | 100 | Edison International | 100
Solar Photovoltaic Project #27 | 57246_G_S027C | 57246 | G | S027C |  | Solar PV |  | WECC_SCE | California | 6 | San Bernardino | 71 | 06071 | 0.5 | 0 | 2015 | 9999 |  |  | N | Solar | [13 empty] | 0 | 0 | 0 | 0 | [11 empty] | Southern California Edison Co | 100 | Edison International | 100
Solar Photovoltaic Project #27 | 57246_G_S027D | 57246 | G | S027D |  | Solar PV |  | WECC_SCE | California | 6 | San Bernardino | 71 | 06071 | 0.5 | 0 | 2015 | 9999 |  |  | N | Solar | [13 empty] | 0 | 0 | 0 | 0 | [11 empty] | Southern California Edison Co | 100 | Edison International | 100
Solar Photovoltaic Project #28 | 57247_G_S028A | 57247 | G | S028A |  | Solar PV |  | WECC_SCE | California | 6 | San Bernardino | 71 | 06071 | 0.5 | 0 | 2015 | 9999 |  |  | N | Solar | [13 empty] | 0 | 0 | 0 | 0 | [11 empty] | Southern California Edison Co | 100 | Edison International | 100
Solar Photovoltaic Project #28 | 57247_G_S028B | 57247 | G | S028B |  | Solar PV |  | WECC_SCE | California | 6 | San Bernardino | 71 | 06071 | 0.5 | 0 | 2015 | 9999 |  |  | N | Solar | [13 empty] | 0 | 0 | 0 | 0 | [11 empty] | Southern California Edison Co | 100 | Edison International | 100
Solar Photovoltaic Project #28 | 57247_G_S028C | 57247 | G | S028C |  | Solar PV |  | WECC_SCE | California | 6 | San Bernardino | 71 | 06071 | 0.5 | 0 | 2015 | 9999 |  |  | N | Solar | [13 empty] | 0 | 0 | 0 | 0 | [11 empty] | Southern California Edison Co | 100 | Edison International | 100
Solar Photovoltaic Project #28 | 57247_G_S028D | 57247 | G | S028D |  | Solar PV |  | WECC_SCE | California | 6 | San Bernardino | 71 | 06071 | 0.5 | 0 | 2015 | 9999 |  |  | N | Solar | [13 empty] | 0 | 0 | 0 | 0 | [11 empty] | Southern California Edison Co | 100 | Edison International | 100
Solar Photovoltaic Project #28 | 57247_G_S028E | 57247 | G | S028E |  | Solar PV |  | WECC_SCE | California | 6 | San Bernardino | 71 | 06071 | 0.5 | 0 | 2015 | 9999 |  |  | N | Solar | [13 empty] | 0 | 0 | 0 | 0 | [11 empty] | Southern California Edison Co | 100 | Edison International | 100
Solar Photovoltaic Project #28 | 57247_G_S028F | 57247 | G | S028F |  | Solar PV |  | WECC_SCE | California | 6 | San Bernardino | 71 | 06071 | 0.5 | 0 | 2015 | 9999 |  |  | N | Solar | [13 empty] | 0 | 0 | 0 | 0 | [11 empty] | Southern California Edison Co | 100 | Edison International | 100
Solar Photovoltaic Project #28 | 57247_G_S028G | 57247 | G | S028G |  | Solar PV |  | WECC_SCE | California | 6 | San Bernardino | 71 | 06071 | 0.5 | 0 | 2015 | 9999 |  |  | N | Solar | [13 empty] | 0 | 0 | 0 | 0 | [11 empty] | Southern California Edison Co | 100 | Edison International | 100
Welcome Wind Turbine | 57248_G_WIND1 | 57248 | G | WIND1 |  | Onshore Wind |  | MIS_MNWI | Minnesota | 27 | Martin | 91 | 27091 | 2.1 | 0 | 2008 | 9999 |  |  | N | Wind | [13 empty] | 0 | 0 | 0 | 0 | [11 empty] | Federated Rural Electric Association | 100 | Federated Rural Electric Association | 100
Renewable Energy Services of Ohio | 57249_G_GEN1 | 57249 | G | GEN1 |  | Landfill Gas |  | PJM_ATSI | Ohio | 39 | Erie | 43 | 39043 | 1.6 | 13500 | 2010 | 9999 |  |  | N | Landfill Gas | [13 empty] | 0.15331 | 0.15331 | 0.15331 | 0.15331 | [11 empty] | Bio Gas Technologies | 100 | Bio Gas Technologies Ltd | 100
Renewable Energy Services of Ohio | 57249_G_GEN2 | 57249 | G | GEN2 |  | Landfill Gas |  | PJM_ATSI | Ohio | 39 | Erie | 43 | 39043 | 0.8 | 13500 | 2014 | 9999 |  |  | N | Landfill Gas | [13 empty] | 0.26598 | 0.26598 | 0.26598 | 0.26598 | [11 empty] | Bio Gas Technologies | 100 | Bio Gas Technologies Ltd | 100
Earthmovers LFGTE | 57250_G_1 | 57250 | G | 1 |  | Landfill Gas |  | MIS_INKY | Indiana | 18 | Elkhart | 39 | 18039 | 0.8 | 13500 | 2010 | 9999 |  |  | N | Landfill Gas | [13 empty] | 0.22117 | 0.22117 | 0.22117 | 0.22117 | [11 empty] | Wabash Valley Power Association Inc | 100 | Wabash Valley Power Association Inc | 100
Earthmovers LFGTE | 57250_G_2 | 57250 | G | 2 |  | Landfill Gas |  | MIS_INKY | Indiana | 18 | Elkhart | 39 | 18039 | 0.8 | 13500 | 2010 | 9999 |  |  | N | Landfill Gas | [13 empty] | 0.22117 | 0.22117 | 0.22117 | 0.22117 | [11 empty] | Wabash Valley Power Association Inc | 100 | Wabash Valley Power Association Inc | 100
Earthmovers LFGTE | 57250_G_3 | 57250 | G | 3 |  | Landfill Gas |  | MIS_INKY | Indiana | 18 | Elkhart | 39 | 18039 | 0.8 | 13500 | 2010 | 9999 |  |  | N | Landfill Gas | [13 empty] | 0.22117 | 0.22117 | 0.22117 | 0.22117 | [11 empty] | Wabash Valley Power Association Inc | 100 | Wabash Valley Power Association Inc | 100
Earthmovers LFGTE | 57250_G_4 | 57250 | G | 4 |  | Landfill Gas |  | MIS_INKY | Indiana | 18 | Elkhart | 39 | 18039 | 0.8 | 13500 | 2010 | 9999 |  |  | N | Landfill Gas | [13 empty] | 0.22117 | 0.22117 | 0.22117 | 0.22117 | [11 empty] | Wabash Valley Power Association Inc | 100 | Wabash Valley Power Association Inc | 100
Earthmovers LFGTE | 57250_G_5 | 57250 | G | 5 |  | Landfill Gas |  | MIS_INKY | Indiana | 18 | Elkhart | 39 | 18039 | 0.8 | 13500 | 2010 | 9999 |  |  | N | Landfill Gas | [13 empty] | 0.22117 | 0.22117 | 0.22117 | 0.22117 | [11 empty] | Wabash Valley Power Association Inc | 100 | Wabash Valley Power Association Inc | 100
Earthmovers LFGTE | 57250_G_6 | 57250 | G | 6 |  | Landfill Gas |  | MIS_INKY | Indiana | 18 | Elkhart | 39 | 18039 | 0.8 | 13500 | 2010 | 9999 |  |  | N | Landfill Gas | [13 empty] | 0.22117 | 0.22117 | 0.22117 | 0.22117 | [11 empty] | Wabash Valley Power Association Inc | 100 | Wabash Valley Power Association Inc | 100
Lakota Wind Wind Farm | 57251_G_LAK1 | 57251 | G | LAK1 |  | Onshore Wind |  | MIS_MIDA | Iowa | 19 | Kossuth | 109 | 19109 | 10.5 | 0 | 2009 | 9999 |  |  | N | Wind | [13 empty] | 0 | 0 | 0 | 0 | [11 empty] | Iowa Lakes Electric Coop | 100 | Iowa Lakes Electric Coop | 100
Iowa Lakes Superior Wind Farm | 57252_G_SUP1 | 57252 | G | SUP1 |  | Onshore Wind |  | MIS_IA | Iowa | 19 | Dickinson | 59 | 19059 | 10.5 | 0 | 2009 | 9999 |  |  | N | Wind | [13 empty] | 0 | 0 | 0 | 0 | [11 empty] | Iowa Lakes Electric Coop | 100 | Iowa Lakes Electric Coop | 100
MA Military Reservation Wind Project | 57253_G_1 | 57253 | G | 1 |  | Onshore Wind |  | NENGREST | Massachusetts | 25 | Barnstable | 1 | 25001 | 1.5 | 0 | 2009 | 9999 |  |  | N | Wind | [13 empty] | 0 | 0 | 0 | 0 | [11 empty] | Air Force Center For Engine & Environment | 100 | Air Force Center For Engine & Environment | 100
MA Military Reservation Wind Project | 57253_G_2 | 57253 | G | 2 |  | Onshore Wind |  | NENGREST | Massachusetts | 25 | Barnstable | 1 | 25001 | 1.5 | 0 | 2011 | 9999 |  |  | N | Wind | [13 empty] | 0 | 0 | 0 | 0 | [11 empty] | Air Force Center For Engine & Environment | 100 | Air Force Center For Engine & Environment | 100
MA Military Reservation Wind Project | 57253_G_3 | 57253 | G | 3 |  | Onshore Wind |  | NENGREST | Massachusetts | 25 | Barnstable | 1 | 25001 | 1.5 | 0 | 2011 | 9999 |  |  | N | Wind | [13 empty] | 0 | 0 | 0 | 0 | [11 empty] | Air Force Center For Engine & Environment | 100 | Air Force Center For Engine & Environment | 100
Victor Valley CC CPV Solar | 57254_G_1PV | 57254 | G | 1PV |  | Solar PV |  | WECC_SCE | California | 6 | San Bernardino | 71 | 06071 | 1 | 0 | 2010 | 9999 |  |  | N | Solar | [13 empty] | 0 | 0 | 0 | 0 | [11 empty] | Victor Valley Community College | 100 | Victor Valley Community College | 100
PA Solar Park | 57256_G_1 | 57256 | G | 1 |  | Solar PV |  | PJM_WMAC | Pennsylvania | 42 | Carbon | 25 | 42025 | 10 | 0 | 2012 | 9999 |  |  | N | Solar | [13 empty] | 0 | 0 | 0 | 0 | [11 empty] | PA Solar Park LLC | 100 | Consolidated Edison Inc | 100
Iowa Lakes Community College Wind Farm | 57257_G_VMN82 | 57257 | G | VMN82 |  | Onshore Wind |  | MIS_IA | Iowa | 19 | Emmet | 63 | 19063 | 1 | 0 | 2005 | 9999 |  |  | N | Wind | [13 empty] | 0 | 0 | 0 | 0 | [11 empty] | Iowa Lakes Community College | 100 | Iowa Lakes Community College | 100
Texico Wind Ranch LP | 57258_G_1 | 57258 | G | 1 |  | Onshore Wind |  | SPP_SPS | New Mexico | 35 | Curry | 9 | 35009 | 0.7 | 0 | 2003 | 9999 |  |  | N | Wind | [13 empty] | 0 | 0 | 0 | 0 | [11 empty] | Llano Estacado Wind LLC | 100 | Mitsubishi Corp | 100
Texico Wind Ranch LP | 57258_G_2 | 57258 | G | 2 |  | Onshore Wind |  | SPP_SPS | New Mexico | 35 | Curry | 9 | 35009 | 0.6 | 0 | 1999 | 9999 |  |  | N | Wind | [13 empty] | 0 | 0 | 0 | 0 | [11 empty] | Llano Estacado Wind LLC | 100 | Mitsubishi Corp | 100
Texico Wind Ranch LP | 57258_G_3 | 57258 | G | 3 |  | Onshore Wind |  | SPP_SPS | New Mexico | 35 | Curry | 9 | 35009 | 0.6 | 0 | 2003 | 9999 |  |  | N | Wind | [13 empty] | 0 | 0 | 0 | 0 | [11 empty] | Llano Estacado Wind LLC | 100 | Mitsubishi Corp | 100
Cedro Hill Wind LLC | 57260_G_1 | 57260 | G | 1 |  | Onshore Wind |  | ERC_REST | Texas | 48 | Webb | 479 | 48479 | 150 | 0 | 2010 | 9999 |  |  | N | Wind | [13 empty] | 0 | 0 | 0 | 0 | [11 empty] | Mission Wind Cedro LLC | 100 | NRG Energy Inc | 100
Taloga Wind LLC | 57261_G_1 | 57261 | G | 1 |  | Onshore Wind |  | SPP_WEST | Oklahoma | 40 | Dewey | 43 | 40043 | 130 | 0 | 2011 | 9999 |  |  | N | Wind | [13 empty] | 0 | 0 | 0 | 0 | [11 empty] | Taloga Wind LLC | 100 | Global Infrastructure Partners | 100
Laredo Ridge Wind LLC | 57262_G_1 | 57262 | G | 1 |  | Onshore Wind |  | SPP_NEBR | Nebraska | 31 | Boone | 11 | 31011 | 79.9 | 0 | 2011 | 9999 |  |  | N | Wind | [13 empty] | 0 | 0 | 0 | 0 | [11 empty] | Laredo Ridge Wind LLC | 100 | Global Infrastructure Partners | 100
Little Pringle I Wind Farm | 57263_G_LP1 | 57263 | G | LP1 |  | Onshore Wind |  | SPP_SPS | Texas | 48 | Hutchinson | 233 | 48233 | 10 | 0 | 2010 | 9999 |  |  | N | Wind | [13 empty] | 0 | 0 | 0 | 0 | [11 empty] | DeWind SWI Wind Farms LLC | 100 | Daewoo Shipbuilding & Marine Engineering Co Ltd | 100
Little Pringle II Wind Farm | 57264_G_LP2 | 57264 | G | LP2 |  | Onshore Wind |  | SPP_SPS | Texas | 48 | Hutchinson | 233 | 48233 | 10 | 0 | 2010 | 9999 |  |  | N | Wind | [13 empty] | 0 | 0 | 0 | 0 | [11 empty] | DeWind SWI Wind Farms LLC | 100 | Daewoo Shipbuilding & Marine Engineering Co Ltd | 100
Dorchester Solar Site | 57265_G_1 | 57265 | G | 1 |  | Solar PV |  | NENGREST | Massachusetts | 25 | Suffolk | 25 | 25025 | 1 | 0 | 2012 | 9999 |  |  | N | Solar | [13 empty] | 0 | 0 | 0 | 0 | [11 empty] | Massachusetts Electric Co | 100 | National Grid Plc | 100
Marsh Landing Generating Station | 57267_G_1 | 57267 | G | 1 | 90637 | Combustion Turbine |  | WEC_CALN | California | 6 | Contra Costa | 13 | 06013 | 191.9 | 12325 | 2013 | 9999 |  |  | N | Natural Gas |  |  |  | DLNB | SCR | [8 empty] | 0.00891 | 0.00891 | 0.00891 | 0.00891 | [11 empty] | Marsh Landing LLC | 100 | Global Infrastructure Partners | 100
Marsh Landing Generating Station | 57267_G_2 | 57267 | G | 2 | 90638 | Combustion Turbine |  | WEC_CALN | California | 6 | Contra Costa | 13 | 06013 | 191.1 | 12323 | 2013 | 9999 |  |  | N | Natural Gas |  |  |  | DLNB | SCR | [8 empty] | 0.00769 | 0.00769 | 0.00769 | 0.00769 | [11 empty] | Marsh Landing LLC | 100 | Global Infrastructure Partners | 100
Marsh Landing Generating Station | 57267_G_3 | 57267 | G | 3 | 90639 | Combustion Turbine |  | WEC_CALN | California | 6 | Contra Costa | 13 | 06013 | 190.4 | 12327 | 2013 | 9999 |  |  | N | Natural Gas |  |  |  | DLNB | SCR | [8 empty] | 0.00875 | 0.00875 | 0.00875 | 0.00875 | [11 empty] | Marsh Landing LLC | 100 | Global Infrastructure Partners | 100
Marsh Landing Generating Station | 57267_G_4 | 57267 | G | 4 | 90640 | Combustion Turbine |  | WEC_CALN | California | 6 | Contra Costa | 13 | 06013 | 191.8 | 12325 | 2013 | 9999 |  |  | N | Natural Gas |  |  |  | DLNB | SCR | [8 empty] | 0.00755 | 0.00755 | 0.00755 | 0.00755 | [11 empty] | Marsh Landing LLC | 100 | Global Infrastructure Partners | 100
Chestnut Flats Wind Farm | 57268_G_1 | 57268 | G | 1 |  | Onshore Wind |  | PJM_PENE | Pennsylvania | 42 | Blair | 13 | 42013 | 38 | 0 | 2011 | 9999 |  |  | N | Wind | [13 empty] | 0 | 0 | 0 | 0 | [11 empty] | Chestnut Flats Wind LLC | 100 | EDF Group | 100
Haverhill Solar Power Project | 57269_G_1 | 57269 | G | 1 |  | Solar PV |  | NENGREST | Massachusetts | 25 | Essex | 9 | 25009 | 0.8 | 0 | 2010 | 9999 |  |  | N | Solar | [13 empty] | 0 | 0 | 0 | 0 | [11 empty] | National Grid USA | 100 | National Grid Plc | 100
NEDC Solar Site | 57270_G_1 | 57270 | G | 1 |  | Solar PV |  | NENGREST | Massachusetts | 25 | Worcester | 27 | 25027 | 0.8 | 0 | 2010 | 9999 |  |  | N | Solar | [13 empty] | 0 | 0 | 0 | 0 | [11 empty] | National Grid USA | 100 | National Grid Plc | 100
Grant County Wind LLC | 57274_G_1 | 57274 | G | 1 |  | Onshore Wind |  | MIS_MAPP | Minnesota | 27 | Grant | 51 | 27051 | 20 | 0 | 2010 | 9999 |  |  | N | Wind | [13 empty] | 0 | 0 | 0 | 0 | [11 empty] | Grant County Wind LLC | 100 | Olympus Holdings LLC | 100
Crofton Bluffs Wind LLC | 57278_G_CWET1 | 57278 | G | CWET1 |  | Onshore Wind |  | SPP_NEBR | Nebraska | 31 | Knox | 107 | 31107 | 40 | 0 | 2012 | 9999 |  |  | N | Wind | [13 empty] | 0 | 0 | 0 | 0 | [11 empty] | Crofton Bluffs Wind LLC | 100 | Edison International | 100
Aqua Ingrams Mill | 57280_G_1 | 57280 | G | 1 |  | Solar PV |  | PJM_EMAC | Pennsylvania | 42 | Chester | 29 | 42029 | 0.9 | 0 | 2009 | 9999 |  |  | N | Solar | [13 empty] | 0 | 0 | 0 | 0 | [11 empty] | Aqua Pennsylvania Inc | 100 | Aqua America Inc | 100
OREG 3 Inc | 57281_G_CS13 | 57281 | G | CS13 |  | Non-Fossil Waste |  | MIS_IA | Minnesota | 27 | Martin | 91 | 27091 | 3.3 | 9274 | 2010 | 9999 |  |  | N | Non-Fossil Waste | [13 empty] | 0 | 0 | 0 | 0 | [11 empty] | OREG 3 Inc | 100 | Northleaf Capital Partners | 100
Alta Wind Energy Center I | 57282_G_AW01 | 57282 | G | AW01 |  | Onshore Wind |  | WECC_SCE | California | 6 | Kern | 29 | 06029 | 150 | 0 | 2011 | 9999 |  |  | N | Wind | [13 empty] | 0 | 0 | 0 | 0 | [11 empty] | Alta Wind I LLC | 100 | Global Infrastructure Partners | 100
Flat Water Wind Farm LLC | 57283_G_WTG1 | 57283 | G | WTG1 |  | Onshore Wind |  | SPP_NEBR | Nebraska | 31 | Richardson | 147 | 31147 | 60 | 0 | 2010 | 9999 |  |  | N | Wind | [13 empty] | 0 | 0 | 0 | 0 | [11 empty] | Flat Water Wind Farm LLC | 100 | Gestamp Eolica SL | 100
Minonk Wind Farm | 57284_G_1 | 57284 | G | 1 |  | Onshore Wind |  | PJM_COMD | Illinois | 17 | Woodford | 203 | 17203 | 192.3 | 0 | 2012 | 9999 |  |  | N | Wind | [13 empty] | 0 | 0 | 0 | 0 | [11 empty] | Minonk Wind LLC | 100 | Algonquin Power Income Fund | 100
Sandy Ridge Wind Farm | 57285_G_1 | 57285 | G | 1 |  | Onshore Wind |  | PJM_PENE | Pennsylvania | 42 | Blair | 13 | 42013 | 48.2 | 0 | 2012 | 9999 |  |  | N | Wind | [13 empty] | 0 | 0 | 0 | 0 | [11 empty] | Sandy Ridge Wind LLC | 100 | Algonquin Power Income Fund | 100
OU Spirit Wind Farm | 57286_G_WT1 | 57286 | G | WT1 |  | Onshore Wind |  | SPP_WEST | Oklahoma | 40 | Woodward | 153 | 40153 | 101.2 | 0 | 2009 | 9999 |  |  | N | Wind | [13 empty] | 0 | 0 | 0 | 0 | [11 empty] | Oklahoma Gas & Electric Co | 100 | OGE Energy Corp | 100
Hardscrabble Wind Power LLC | 57287_G_1 | 57287 | G | 1 |  | Onshore Wind |  | NY_Z_C&E | New York | 36 | Herkimer | 43 | 36043 | 74 | 0 | 2011 | 9999 |  |  | N | Wind | [13 empty] | 0 | 0 | 0 | 0 | [11 empty] | Hardscrabble Wind Power LLC | 100 | Iberdrola SA | 100
Big Blue | 57289_G_BBWP | 57289 | G | BBWP |  | Onshore Wind |  | MIS_MNWI | Minnesota | 27 | Faribault | 43 | 27043 | 36 | 0 | 2012 | 9999 |  |  | N | Wind | [13 empty] | 0 | 0 | 0 | 0 | [11 empty] | Big Blue Windfarm LLC | 100 | Fagen Inc | 100
Northern Colorado Wind LLC | 57290_G_GE | 57290 | G | GE |  | Onshore Wind |  | WECC_CO | Colorado | 8 | Logan | 75 | 08075 | 22.5 | 0 | 2009 | 9999 |  |  | N | Wind | [13 empty] | 0 | 0 | 0 | 0 | [11 empty] | Northern Colorado Wind Energy LLC | 100 | NextEra Energy Inc | 100
Northern Colorado Wind LLC | 57290_G_SIEM | 57290 | G | SIEM |  | Onshore Wind |  | WECC_CO | Colorado | 8 | Logan | 75 | 08075 | 151.8 | 0 | 2009 | 9999 |  |  | N | Wind | [13 empty] | 0 | 0 | 0 | 0 | [11 empty] | Northern Colorado Wind Energy Center LLC | 100 | NextEra Energy Inc | 100
Alta Wind Energy Center II | 57291_G_AW02 | 57291 | G | AW02 |  | Onshore Wind |  | WECC_SCE | California | 6 | Kern | 29 | 06029 | 150 | 0 | 2011 | 9999 |  |  | N | Wind | [13 empty] | 0 | 0 | 0 | 0 | [11 empty] | Alta Wind II LLC | 50 | Marubeni Corp | 50
Alta Wind Energy Center III | 57292_G_AW03 | 57292 | G | AW03 |  | Onshore Wind |  | WECC_SCE | California | 6 | Kern | 29 | 06029 | 150 | 0 | 2011 | 9999 |  |  | N | Wind | [13 empty] | 0 | 0 | 0 | 0 | [11 empty] | Alta Wind III LLC | 50 | Marubeni Corp | 50
Alta Wind Energy Center IV | 57293_G_AW04 | 57293 | G | AW04 |  | Onshore Wind |  | WECC_SCE | California | 6 | Kern | 29 | 06029 | 102 | 0 | 2011 | 9999 |  |  | N | Wind | [13 empty] | 0 | 0 | 0 | 0 | [11 empty] | Alta Wind IV LLC | 50 | Marubeni Corp | 50
Alta Wind Energy Center V | 57294_G_AW05 | 57294 | G | AW05 |  | Onshore Wind |  | WECC_SCE | California | 6 | Kern | 29 | 06029 | 168 | 0 | 2011 | 9999 |  |  | N | Wind | [13 empty] | 0 | 0 | 0 | 0 | [11 empty] | Alta Wind V LLC | 50 | Global Infrastructure Partners | 50
Alpine Solar | 57295_G_1 | 57295 | G | 1 |  | Solar PV |  | WEC_LADW | California | 6 | Los Angeles | 37 | 06037 | 66 | 0 | 2013 | 9999 |  |  | N | Solar | [13 empty] | 0 | 0 | 0 | 0 | [11 empty] | Solar Alpine LLC | 100 | Global Infrastructure Partners | 100
Carleton College | 57296_G_GEN1 | 57296 | G | GEN1 |  | Combustion Turbine | IC Engine | MIS_MNWI | Minnesota | 27 | Rice | 131 | 27131 | 2.3 | 13469 | 2009 | 9999 |  |  | N | Distillate Fuel Oil | [13 empty] | 1.6498 | 1.6498 | 1.6498 | 1.6498 | [11 empty] | Carleton College | 100 | Carleton College | 100
Carleton College | 57296_G_GEN2 | 57296 | G | GEN2 |  | Combustion Turbine | IC Engine | MIS_MNWI | Minnesota | 27 | Rice | 131 | 27131 | 2.3 | 13469 | 2009 | 9999 |  |  | N | Distillate Fuel Oil | [13 empty] | 1.6498 | 1.6498 | 1.6498 | 1.6498 | [11 empty] | Carleton College | 100 | Carleton College | 100
Carleton College | 57296_G_WIND1 | 57296 | G | WIND1 |  | Onshore Wind |  | MIS_MNWI | Minnesota | 27 | Rice | 131 | 27131 | 1.6 | 0 | 2004 | 9999 |  |  | N | Wind | [13 empty] | 0 | 0 | 0 | 0 | [11 empty] | Carleton College | 100 | Carleton College | 100
Carleton College | 57296_G_WIND2 | 57296 | G | WIND2 |  | Onshore Wind |  | MIS_MNWI | Minnesota | 27 | Rice | 131 | 27131 | 1.6 | 0 | 2011 | 9999 |  |  | N | Wind | [13 empty] | 0 | 0 | 0 | 0 | [11 empty] | Carleton College | 100 | Carleton College | 100
Cedar Hills | 57298_G_1 | 57298 | G | 1 |  | Landfill Gas |  | WECC_PNW | Washington | 53 | King | 33 | 53033 | 0.3 | 13500 | 2009 | 9999 |  |  | N | Landfill Gas | [13 empty] | 0.22117 | 0.22117 | 0.22117 | 0.22117 | [11 empty] | INGENCO | 100 | INGENCO | 100
Cedar Hills | 57298_G_10 | 57298 | G | 10 |  | Landfill Gas |  | WECC_PNW | Washington | 53 | King | 33 | 53033 | 0.3 | 13500 | 2009 | 9999 |  |  | N | Landfill Gas | [13 empty] | 0.22117 | 0.22117 | 0.22117 | 0.22117 | [11 empty] | INGENCO | 100 | INGENCO | 100
Cedar Hills | 57298_G_11 | 57298 | G | 11 |  | Landfill Gas |  | WECC_PNW | Washington | 53 | King | 33 | 53033 | 0.3 | 13500 | 2009 | 9999 |  |  | N | Landfill Gas | [13 empty] | 0.22117 | 0.22117 | 0.22117 | 0.22117 | [11 empty] | INGENCO | 100 | INGENCO | 100
Cedar Hills | 57298_G_12 | 57298 | G | 12 |  | Landfill Gas |  | WECC_PNW | Washington | 53 | King | 33 | 53033 | 0.3 | 13500 | 2009 | 9999 |  |  | N | Landfill Gas | [13 empty] | 0.22117 | 0.22117 | 0.22117 | 0.22117 | [11 empty] | INGENCO | 100 | INGENCO | 100
Cedar Hills | 57298_G_13 | 57298 | G | 13 |  | Landfill Gas |  | WECC_PNW | Washington | 53 | King | 33 | 53033 | 0.3 | 13500 | 2009 | 9999 |  |  | N | Landfill Gas | [13 empty] | 0.22117 | 0.22117 | 0.22117 | 0.22117 | [11 empty] | INGENCO | 100 | INGENCO | 100
Cedar Hills | 57298_G_14 | 57298 | G | 14 |  | Landfill Gas |  | WECC_PNW | Washington | 53 | King | 33 | 53033 | 0.3 | 13500 | 2009 | 9999 |  |  | N | Landfill Gas | [13 empty] | 0.22117 | 0.22117 | 0.22117 | 0.22117 | [11 empty] | INGENCO | 100 | INGENCO | 100
Cedar Hills | 57298_G_15 | 57298 | G | 15 |  | Landfill Gas |  | WECC_PNW | Washington | 53 | King | 33 | 53033 | 0.3 | 13500 | 2009 | 9999 |  |  | N | Landfill Gas | [13 empty] | 0.22117 | 0.22117 | 0.22117 | 0.22117 | [11 empty] | INGENCO | 100 | INGENCO | 100
Cedar Hills | 57298_G_16 | 57298 | G | 16 |  | Landfill Gas |  | WECC_PNW | Washington | 53 | King | 33 | 53033 | 0.3 | 13500 | 2009 | 9999 |  |  | N | Landfill Gas | [13 empty] | 0.22117 | 0.22117 | 0.22117 | 0.22117 | [11 empty] | INGENCO | 100 | INGENCO | 100
Cedar Hills | 57298_G_17 | 57298 | G | 17 |  | Landfill Gas |  | WECC_PNW | Washington | 53 | King | 33 | 53033 | 0.3 | 13500 | 2009 | 9999 |  |  | N | Landfill Gas | [13 empty] | 0.22117 | 0.22117 | 0.22117 | 0.22117 | [11 empty] | INGENCO | 100 | INGENCO | 100
Cedar Hills | 57298_G_18 | 57298 | G | 18 |  | Landfill Gas |  | WECC_PNW | Washington | 53 | King | 33 | 53033 | 0.3 | 13500 | 2009 | 9999 |  |  | N | Landfill Gas | [13 empty] | 0.22117 | 0.22117 | 0.22117 | 0.22117 | [11 empty] | INGENCO | 100 | INGENCO | 100
Cedar Hills | 57298_G_2 | 57298 | G | 2 |  | Landfill Gas |  | WECC_PNW | Washington | 53 | King | 33 | 53033 | 0.3 | 13500 | 2009 | 9999 |  |  | N | Landfill Gas | [13 empty] | 0.22117 | 0.22117 | 0.22117 | 0.22117 | [11 empty] | INGENCO | 100 | INGENCO | 100
Cedar Hills | 57298_G_3 | 57298 | G | 3 |  | Landfill Gas |  | WECC_PNW | Washington | 53 | King | 33 | 53033 | 0.3 | 13500 | 2009 | 9999 |  |  | N | Landfill Gas | [13 empty] | 0.22117 | 0.22117 | 0.22117 | 0.22117 | [11 empty] | INGENCO | 100 | INGENCO | 100
Cedar Hills | 57298_G_4 | 57298 | G | 4 |  | Landfill Gas |  | WECC_PNW | Washington | 53 | King | 33 | 53033 | 0.3 | 13500 | 2009 | 9999 |  |  | N | Landfill Gas | [13 empty] | 0.22117 | 0.22117 | 0.22117 | 0.22117 | [11 empty] | INGENCO | 100 | INGENCO | 100
Cedar Hills | 57298_G_5 | 57298 | G | 5 |  | Landfill Gas |  | WECC_PNW | Washington | 53 | King | 33 | 53033 | 0.3 | 13500 | 2009 | 9999 |  |  | N | Landfill Gas | [13 empty] | 0.22117 | 0.22117 | 0.22117 | 0.22117 | [11 empty] | INGENCO | 100 | INGENCO | 100
Cedar Hills | 57298_G_6 | 57298 | G | 6 |  | Landfill Gas |  | WECC_PNW | Washington | 53 | King | 33 | 53033 | 0.3 | 13500 | 2009 | 9999 |  |  | N | Landfill Gas | [13 empty] | 0.22117 | 0.22117 | 0.22117 | 0.22117 | [11 empty] | INGENCO | 100 | INGENCO | 100
Cedar Hills | 57298_G_7 | 57298 | G | 7 |  | Landfill Gas |  | WECC_PNW | Washington | 53 | King | 33 | 53033 | 0.3 | 13500 | 2009 | 9999 |  |  | N | Landfill Gas | [13 empty] | 0.22117 | 0.22117 | 0.22117 | 0.22117 | [11 empty] | INGENCO | 100 | INGENCO | 100
Cedar Hills | 57298_G_8 | 57298 | G | 8 |  | Landfill Gas |  | WECC_PNW | Washington | 53 | King | 33 | 53033 | 0.3 | 13500 | 2009 | 9999 |  |  | N | Landfill Gas | [13 empty] | 0.22117 | 0.22117 | 0.22117 | 0.22117 | [11 empty] | INGENCO | 100 | INGENCO | 100
Cedar Hills | 57298_G_9 | 57298 | G | 9 |  | Landfill Gas |  | WECC_PNW | Washington | 53 | King | 33 | 53033 | 0.3 | 13500 | 2009 | 9999 |  |  | N | Landfill Gas | [13 empty] | 0.22117 | 0.22117 | 0.22117 | 0.22117 | [11 empty] | INGENCO | 100 | INGENCO | 100
Dunlap | 57299_G_1 | 57299 | G | 1 |  | Onshore Wind |  | WECC_WY | Wyoming | 56 | Carbon | 7 | 56007 | 111 | 0 | 2010 | 9999 |  |  | N | Wind | [13 empty] | 0 | 0 | 0 | 0 | [11 empty] | PacifiCorp | 100 | Berkshire Hathaway Inc | 100
Criterion | 57300_G_1 | 57300 | G | 1 |  | Onshore Wind |  | PJM_AP | Maryland | 24 | GARRETT | 23 | 24023 | 70 | 0 | 2010 | 9999 |  |  | N | Wind | [13 empty] | 0 | 0 | 0 | 0 | [11 empty] | Criterion Power Partners LLC | 100 | Exelon Corp | 100
Garnet Wind Energy Center | 57302_G_1 | 57302 | G | 1 |  | Onshore Wind |  | WECC_SCE | California | 6 | Riverside | 65 | 06065 | 6.5 | 0 | 2009 | 9999 |  |  | N | Wind | [13 empty] | 0 | 0 | 0 | 0 | [11 empty] | Garnet Wind LLC | 100 | Energy Capital Partners | 100
Loraine Windpark Project LLC | 57303_G_LWG1 | 57303 | G | LWG1 |  | Onshore Wind |  | ERC_WEST | Texas | 48 | Mitchell | 335 | 48335 | 75 | 0 | 2009 | 9999 |  |  | N | Wind | [13 empty] | 0 | 0 | 0 | 0 | [11 empty] | Loraine Windpower Park LLC | 100 | Third Planet Windpower LLC | 100
Loraine Windpark Project LLC | 57303_G_LWG2 | 57303 | G | LWG2 |  | Onshore Wind |  | ERC_WEST | Texas | 48 | Mitchell | 335 | 48335 | 75 | 0 | 2009 | 9999 |  |  | N | Wind | [13 empty] | 0 | 0 | 0 | 0 | [11 empty] | Loraine Windpower Park LLC | 100 | Third Planet Windpower LLC | 100
Adelanto Solar Project | 57305_G_1 | 57305 | G | 1 |  | Solar PV |  | WECC_SCE | California | 6 | San Bernardino | 71 | 06071 | 10 | 0 | 2012 | 9999 |  |  | N | Solar | [13 empty] | 0 | 0 | 0 | 0 | [11 empty] | Los Angeles Dept of Water & Power | 100 | Los Angeles Dept of Water & Power | 100
Pine Tree Solar Project | 57306_G_1 | 57306 | G | 1 |  | Solar PV |  | WECC_SCE | California | 6 | Kern | 29 | 06029 | 8.5 | 0 | 2013 | 9999 |  |  | N | Solar | [13 empty] | 0 | 0 | 0 | 0 | [11 empty] | Los Angeles Dept of Water & Power | 100 | Los Angeles Dept of Water & Power | 100
Maclay Solar Project | 57308_G_1 | 57308 | G | 1 |  | Solar PV |  | WEC_LADW | California | 6 | Los Angeles | 37 | 06037 | 2.2 | 0 | 2017 | 9999 |  |  | N | Solar | [13 empty] | 0 | 0 | 0 | 0 | [11 empty] | Los Angeles Dept of Water & Power | 100 | Los Angeles Dept of Water & Power | 100
Pacific Cruise Ship Terminals Berth 93 | 57309_G_1 | 57309 | G | 1 |  | Solar PV |  | WEC_LADW | California | 6 | Los Angeles | 37 | 06037 | 1.1 | 0 | 2010 | 9999 |  |  | N | Solar | [13 empty] | 0 | 0 | 0 | 0 | [11 empty] | Port of Los Angeles (CA) | 100 | Port of Los Angeles (CA) | 100
1420 Coil Av #C | 57310_G_1 | 57310 | G | 1 |  | Solar PV |  | WEC_LADW | California | 6 | Los Angeles | 37 | 06037 | 1.3 | 0 | 2011 | 9999 |  |  | N | Solar | [13 empty] | 0 | 0 | 0 | 0 | [11 empty] | Konoike Pacific California Inc | 100 | Konoike Pacific California Inc | 100
Occidental College Solar Project | 57311_G_1 | 57311 | G | 1 |  | Solar PV |  | WEC_LADW | California | 6 | Los Angeles | 37 | 06037 | 1 | 0 | 2013 | 9999 |  |  | N | Solar | [13 empty] | 0 | 0 | 0 | 0 | [11 empty] | Occidental College | 100 | Occidental College | 100
Metro Support Services Center Solar | 57313_G_1 | 57313 | G | 1 |  | Solar PV |  | WEC_LADW | California | 6 | Los Angeles | 37 | 06037 | 1.2 | 0 | 2005 | 9999 |  |  | N | Solar | [13 empty] | 0 | 0 | 0 | 0 | [11 empty] | Los Angeles Dept of Water & Power | 100 | Los Angeles Dept of Water & Power | 100
Los Angeles Harbor College | 57314_G_1 | 57314 | G | 1 |  | Solar PV |  | WEC_LADW | California | 6 | Los Angeles | 37 | 06037 | 2.2 | 0 | 2010 | 9999 |  |  | N | Solar | [13 empty] | 0 | 0 | 0 | 0 | [11 empty] | Los Angeles Community College District | 100 | Los Angeles Community College District | 100
Cedar Point Wind | 57315_G_1-139 | 57315 | G | 1-139 |  | Onshore Wind |  | WECC_CO | Colorado | 8 | Lincoln | 73 | 08073 | 252 | 0 | 2011 | 9999 |  |  | N | Wind | [13 empty] | 0 | 0 | 0 | 0 | [11 empty] | Cedar Point Wind LLC | 100 | Enbridge Energy Partners LP | 100
San Luis Valley Solar Ranch | 57317_G_1 | 57317 | G | 1 |  | Solar PV |  | WECC_CO | Colorado | 8 | Alamosa | 3 | 08003 | 35 | 0 | 2011 | 9999 |  |  | N | Solar | [13 empty] | 0 | 0 | 0 | 0 | [11 empty] | San Luis Solar LLC | 100 | Iberdrola SA | 100
Copper Crossing Solar LLC | 57318_G_1 | 57318 | G | 1 |  | Solar PV |  | WECC_AZ | Arizona | 4 | Gila | 7 | 04007 | 20 | 0 | 2011 | 9999 |  |  | N | Solar | [13 empty] | 0 | 0 | 0 | 0 | [11 empty] | Copper Crossing Solar LLC | 100 | Iberdrola SA | 100
Big Horn Wind II | 57319_G_1 | 57319 | G | 1 |  | Onshore Wind |  | WECC_PNW | Washington | 53 | Klickitat | 39 | 53039 | 50 | 0 | 2011 | 9999 |  |  | N | Wind | [13 empty] | 0 | 0 | 0 | 0 | [11 empty] | Big Horn II Wind Project LLC | 100 | Iberdrola SA | 100
Juniper Canyon I Wind Project | 57320_G_1 | 57320 | G | 1 |  | Onshore Wind |  | WECC_PNW | Washington | 53 | Klickitat | 39 | 53039 | 151.2 | 0 | 2011 | 9999 |  |  | N | Wind | [13 empty] | 0 | 0 | 0 | 0 | [11 empty] | Juniper Canyon Wind Power LLC | 100 | Iberdrola SA | 100
Mayberry Solar LLC | 57321_G_1PV | 57321 | G | 1PV |  | Solar PV |  | S_VACA | North Carolina | 37 | Surry | 171 | 37171 | 1.2 | 0 | 2011 | 9999 |  |  | N | Solar | [13 empty] | 0 | 0 | 0 | 0 | [11 empty] | O2 Energies EMC | 100 | O2Energies | 100
Mont Belvieu Cogeneration Unit | 57322_G_GT01 | 57322 | G | GT01 |  | Combustion Turbine |  | ERC_REST | Texas | 48 | Chambers | 71 | 48071 | 12.3 | 8700 | 2009 | 9999 |  |  | Y | Natural Gas | [13 empty] | 0.0759 | 0.0759 | 0.0759 | 0.0759 | [11 empty] | Targa Co Generation LLC | 100 | Warburg Pincus & Co | 100
FPL Energy Illinois Wind LLC | 57325_G_BFT | 57325 | G | BFT |  | Energy Storage |  | PJM_COMD | Illinois | 17 | DeKalb | 37 | 17037 | 20 | 0 | 2014 | 9999 |  |  | N | Energy Storage | [13 empty] | 0 | 0 | 0 | 0 | [11 empty] | FPL Energy Illinois Wind | 100 | NextEra Energy Inc | 100
FPL Energy Illinois Wind LLC | 57325_G_GE1.5 | 57325 | G | GE1.5 |  | Onshore Wind |  | PJM_COMD | Illinois | 17 | DeKalb | 37 | 17037 | 217.5 | 0 | 2009 | 9999 |  |  | N | Wind | [13 empty] | 0 | 0 | 0 | 0 | [11 empty] | FPL Energy Illinois Wind | 100 | NextEra Energy Inc | 100
Sunray Wind I | 57326_G_WND1 | 57326 | G | WND1 |  | Onshore Wind |  | SPP_SPS | Texas | 48 | Moore | 341 | 48341 | 49.5 | 0 | 2009 | 9999 |  |  | N | Wind | [13 empty] | 0 | 0 | 0 | 0 | [11 empty] | Sunray Wind LLC | 100 | Valero Energy Corp | 100
Top of the World Windpower Project | 57327_G_TOTW1 | 57327 | G | TOTW1 |  | Onshore Wind |  | WECC_WY | Wyoming | 56 | Converse | 9 | 56009 | 200 | 0 | 2010 | 9999 |  |  | N | Wind | [13 empty] | 0 | 0 | 0 | 0 | [11 empty] | Top of The World Wind Energy LLC | 100 | Duke Energy Corp | 100
Kent County Wastewater Treatment Solar | 57330_G_1 | 57330 | G | 1 |  | Solar PV |  | PJM_EMAC | Delaware | 10 | Kent | 1 | 10001 | 1.2 | 0 | 2011 | 9999 |  |  | N | Solar | [13 empty] | 0 | 0 | 0 | 0 | [11 empty] | Kent County Levy Court Dept of Public Works | 100 | Kent County Levy Court Dept of Public Works | 100
Crossroads Wind Farm | 57332_G_1-98 | 57332 | G | 1-98 |  | Onshore Wind |  | SPP_WEST | Oklahoma | 40 | Dewey | 43 | 40043 | 227 | 0 | 2012 | 9999 |  |  | N | Wind | [13 empty] | 0 | 0 | 0 | 0 | [11 empty] | Oklahoma Gas & Electric Co | 100 | OGE Energy Corp | 100
Leaning Juniper Wind Power II | 57333_G_1 | 57333 | G | 1 |  | Onshore Wind |  | WECC_PNW | Oregon | 41 | Gilliam | 21 | 41021 | 201 | 0 | 2011 | 9999 |  |  | N | Wind | [13 empty] | 0 | 0 | 0 | 0 | [11 empty] | Leaning Juniper Wind Power II LLC | 100 | Iberdrola SA | 100
DE Solar 10240 Old Dowd Rd | 57334_G_PV01 | 57334 | G | PV01 |  | Solar PV |  | S_VACA | North Carolina | 37 | Mecklenburg | 119 | 37119 | 1.9 | 0 | 2010 | 9999 |  |  | N | Solar | [13 empty] | 0 | 0 | 0 | 0 | [11 empty] | Duke Energy Carolinas | 100 | Duke Energy Corp | 100
DE Solar 657 Brigham Rd | 57335_G_PV01 | 57335 | G | PV01 |  | Solar PV |  | S_VACA | North Carolina | 37 | Guilford | 81 | 37081 | 1.3 | 0 | 2010 | 9999 |  |  | N | Solar | [13 empty] | 0 | 0 | 0 | 0 | [11 empty] | Duke Energy Carolinas | 100 | Duke Energy Corp | 100
DE Solar 1725 Drywall Dr | 57336_G_PV01 | 57336 | G | PV01 |  | Solar PV |  | S_VACA | North Carolina | 37 | Gaston | 71 | 37071 | 1 | 0 | 2010 | 9999 |  |  | N | Solar | [13 empty] | 0 | 0 | 0 | 0 | [11 empty] | Duke Energy Carolinas | 100 | Duke Energy Corp | 100
Dover Sun Park | 57337_G_1 | 57337 | G | 1 |  | Solar PV |  | PJM_EMAC | Delaware | 10 | Kent | 1 | 10001 | 10 | 0 | 2011 | 9999 |  |  | N | Solar | [13 empty] | 0 | 0 | 0 | 0 | [11 empty] | White Oak Solar Energy LLC | 100 | LS Power Group | 100
Roadrunner Solar | 57338_G_1 | 57338 | G | 1 |  | Solar PV |  | WECC_NM | New Mexico | 35 | Dona Ana | 13 | 35013 | 20 | 0 | 2011 | 9999 |  |  | N | Solar | [13 empty] | 0 | 0 | 0 | 0 | [11 empty] | Solar Roadrunner LLC | 100 | NRG Energy Inc | 100
Panoche Valley Solar Farm | 57340_G_1 | 57340 | G | 1 |  | Solar PV |  | WEC_CALN | California | 6 | San Benito | 69 | 06069 | 140 | 0 | 2018 | 9999 |  |  | N | Solar | [13 empty] | 0 | 0 | 0 | 0 | [11 empty] | Panoche Valley Solar LLC | 100 | PV2 Energy LLC | 100
Silver Lake Solar Farm | 57341_G_SILV | 57341 | G | SILV |  | Solar PV |  | PJM_EMAC | New Jersey | 34 | Middlesex | 23 | 34023 | 1.7 | 0 | 2010 | 9999 |  |  | N | Solar | [13 empty] | 0 | 0 | 0 | 0 | [11 empty] | Public Service Electric & Gas Co | 100 | Public Service Enterprise Group Inc | 100
White Oak Energy LLC | 57342_G_1 | 57342 | G | 1 |  | Onshore Wind |  | PJM_COMD | Illinois | 17 | McLean | 113 | 17113 | 150 | 0 | 2011 | 9999 |  |  | N | Wind | [13 empty] | 0 | 0 | 0 | 0 | [11 empty] | White Oak Energy LLC | 100 | NextEra Energy Inc | 100
Cargill B6 Biofactory | 57343_G_1 | 57343 | G | 1 |  | Non-Fossil Waste |  | WECC_ID | Idaho | 16 | Gooding | 47 | 16047 | 1.1 | 7222 | 2009 | 9999 |  |  | Y | Non-Fossil Waste | [13 empty] | 0 | 0 | 0 | 0 | [11 empty] | Pico Energy LLC | 100 | Montauk Energy Holdings LLC | 100
Cargill B6 Biofactory | 57343_G_2 | 57343 | G | 2 |  | Non-Fossil Waste |  | WECC_ID | Idaho | 16 | Gooding | 47 | 16047 | 1.1 | 7222 | 2009 | 9999 |  |  | Y | Non-Fossil Waste | [13 empty] | 0 | 0 | 0 | 0 | [11 empty] | Pico Energy LLC | 100 | Montauk Energy Holdings LLC | 100
Kettle Butte Digester, LLC | 57345_G_1 | 57345 | G | 1 |  | Non-Fossil Waste |  | WECC_ID | Idaho | 16 | JEFFERSON | 51 | 16051 | 0.9 | 6203 | 2011 | 9999 |  |  | Y | Non-Fossil Waste | [13 empty] | 0 | 0 | 0 | 0 | [11 empty] | Seth Cannon | 100 | Seth Cannon | 100
Kettle Butte Digester, LLC | 57345_G_2 | 57345 | G | 2 |  | Non-Fossil Waste |  | WECC_ID | Idaho | 16 | JEFFERSON | 51 | 16051 | 0.9 | 6203 | 2011 | 9999 |  |  | Y | Non-Fossil Waste | [13 empty] | 0 | 0 | 0 | 0 | [11 empty] | Seth Cannon | 100 | Seth Cannon | 100
Elk City LLC | 57346_G_1 | 57346 | G | 1 |  | Onshore Wind |  | SPP_WEST | Oklahoma | 40 | Roger Mills | 129 | 40129 | 98.9 | 0 | 2009 | 9999 |  |  | N | Wind | [13 empty] | 0 | 0 | 0 | 0 | [11 empty] | Elk City Wind LLC | 100 | NextEra Energy Inc | 100
Elk City LLC | 57346_G_2 | 57346 | G | 2 |  | Onshore Wind |  | SPP_WEST | Oklahoma | 40 | Roger Mills | 129 | 40129 | 99.2 | 0 | 2010 | 9999 |  |  | N | Wind | [13 empty] | 0 | 0 | 0 | 0 | [11 empty] | Elk City Renewables II LLC | 100 | NextEra Energy Inc | 100
Baldwin Wind LLC | 57347_G_GE1 | 57347 | G | GE1 |  | Onshore Wind |  | SPP_WAUE | North Dakota | 38 | Burleigh | 15 | 38015 | 102.4 | 0 | 2010 | 9999 |  |  | N | Wind | [13 empty] | 0 | 0 | 0 | 0 | [11 empty] | Baldwin Wind Energy LLC | 100 | NextEra Energy Inc | 100
CityCenter Central Plant Cogen Units | 57348_G_UNITA | 57348 | G | UNITA |  | Combustion Turbine |  | WECC_SNV | Nevada | 32 | Clark | 3 | 32003 | 4 | 8700 | 2009 | 9999 |  |  | Y | Natural Gas | [13 empty] | 0.23894 | 0.23894 | 0.23894 | 0.23894 | [11 empty] | City Center Land LLC | 100 | City Center Land LLC | 100
CityCenter Central Plant Cogen Units | 57348_G_UNITB | 57348 | G | UNITB |  | Combustion Turbine |  | WECC_SNV | Nevada | 32 | Clark | 3 | 32003 | 4 | 8700 | 2009 | 9999 |  |  | Y | Natural Gas | [13 empty] | 0.23894 | 0.23894 | 0.23894 | 0.23894 | [11 empty] | City Center Land LLC | 100 | City Center Land LLC | 100
Garrison Energy Center LLC | 57349_G_CTG1 | 57349 | G | CTG1 | 90682 | Combined Cycle |  | PJM_EMAC | Delaware | 10 | Kent | 1 | 10001 | 193 | 7050 | 2015 | 9999 |  |  | N | Natural Gas, Distillate Fuel Oil |  |  |  | DLNB | SCR | [8 empty] | 0.0065657 | 0.0065657 | 0.0065657 | 0.0065657 | [11 empty] | Garrison Energy Center LLC | 100 | Starwood Capital Group Global LLC | 100
Garrison Energy Center LLC | 57349_G_STG2 | 57349 | G | STG2 | 90682 | Combined Cycle |  | PJM_EMAC | Delaware | 10 | Kent | 1 | 10001 | 123 | 7050 | 2015 | 9999 |  |  | N | Natural Gas, Distillate Fuel Oil |  |  |  | DLNB | SCR | [8 empty] | 0.0065657 | 0.0065657 | 0.0065657 | 0.0065657 | [11 empty] | Garrison Energy Center LLC | 100 | Starwood Capital Group Global LLC | 100
Uilk Wind LLC | 57351_G_FA01 | 57351 | G | FA01 |  | Onshore Wind |  | MIS_MNWI | Minnesota | 27 | Pipestone | 117 | 27117 | 1.5 | 0 | 2010 | 9999 |  |  | N | Wind | [13 empty] | 0 | 0 | 0 | 0 | [11 empty] | Uilk Wind Farm LLC | 100 | China Three Gorges Corp (CTGC) | 100
Uilk Wind LLC | 57351_G_FA02 | 57351 | G | FA02 |  | Onshore Wind |  | MIS_MNWI | Minnesota | 27 | Pipestone | 117 | 27117 | 1.5 | 0 | 2010 | 9999 |  |  | N | Wind | [13 empty] | 0 | 0 | 0 | 0 | [11 empty] | Uilk Wind Farm LLC | 100 | China Three Gorges Corp (CTGC) | 100
Uilk Wind LLC | 57351_G_FA03 | 57351 | G | FA03 |  | Onshore Wind |  | MIS_MNWI | Minnesota | 27 | Pipestone | 117 | 27117 | 1.5 | 0 | 2010 | 9999 |  |  | N | Wind | [13 empty] | 0 | 0 | 0 | 0 | [11 empty] | Uilk Wind Farm LLC | 100 | China Three Gorges Corp (CTGC) | 100
Trenton Solar Farm | 57352_G_TREN | 57352 | G | TREN |  | Solar PV |  | PJM_EMAC | New Jersey | 34 | Mercer | 21 | 34021 | 1 | 0 | 2010 | 9999 |  |  | N | Solar | [13 empty] | 0 | 0 | 0 | 0 | [11 empty] | Public Service Electric & Gas Co | 100 | Public Service Enterprise Group Inc | 100
Thermo No 1 | 57353_G_2 | 57353 | G | 2 |  | Geothermal |  | WECC_UT | Utah | 49 | Beaver | 1 | 49001 | 14 | 9771 | 2013 | 9999 |  |  | N | Geothermal | [13 empty] | 0 | 0 | 0 | 0 | 0.4563 | 0.4563 | 0.4563 | [8 empty] | Cyrg Energy Inc | 100 | Raser Technologies Inc | 100
Fox Island Wind LLC | 57354_G_1 | 57354 | G | 1 |  | Onshore Wind |  | NENG_ME | Maine | 23 | Knox | 13 | 23013 | 4.5 | 0 | 2009 | 9999 |  |  | N | Wind | [13 empty] | 0 | 0 | 0 | 0 | [11 empty] | Fox Islands Wind LLC | 100 | Fox Islands Electric Coop Inc | 100
Henrico | 57356_G_1 | 57356 | G | 1 |  | Landfill Gas |  | PJM_Dom | Virginia | 51 | Henrico | 87 | 51087 | 0.3 | 13500 | 2010 | 9999 |  |  | N | Landfill Gas | [13 empty] | 0.6 | 0.6 | 0.6 | 0.6 | [11 empty] | INGENCO Wholesale Power LLC | 100 | INGENCO | 100
Henrico | 57356_G_10 | 57356 | G | 10 |  | Landfill Gas |  | PJM_Dom | Virginia | 51 | Henrico | 87 | 51087 | 0.3 | 13500 | 2010 | 9999 |  |  | N | Landfill Gas | [13 empty] | 0.6 | 0.6 | 0.6 | 0.6 | [11 empty] | INGENCO Wholesale Power LLC | 100 | INGENCO | 100
Henrico | 57356_G_11 | 57356 | G | 11 |  | Landfill Gas |  | PJM_Dom | Virginia | 51 | Henrico | 87 | 51087 | 0.3 | 13500 | 2010 | 9999 |  |  | N | Landfill Gas | [13 empty] | 0.6 | 0.6 | 0.6 | 0.6 | [11 empty] | INGENCO Wholesale Power LLC | 100 | INGENCO | 100
Henrico | 57356_G_12 | 57356 | G | 12 |  | Landfill Gas |  | PJM_Dom | Virginia | 51 | Henrico | 87 | 51087 | 0.3 | 13500 | 2010 | 9999 |  |  | N | Landfill Gas | [13 empty] | 0.6 | 0.6 | 0.6 | 0.6 | [11 empty] | INGENCO Wholesale Power LLC | 100 | INGENCO | 100
Henrico | 57356_G_2 | 57356 | G | 2 |  | Landfill Gas |  | PJM_Dom | Virginia | 51 | Henrico | 87 | 51087 | 0.3 | 13500 | 2010 | 9999 |  |  | N | Landfill Gas | [13 empty] | 0.6 | 0.6 | 0.6 | 0.6 | [11 empty] | INGENCO Wholesale Power LLC | 100 | INGENCO | 100
Henrico | 57356_G_3 | 57356 | G | 3 |  | Landfill Gas |  | PJM_Dom | Virginia | 51 | Henrico | 87 | 51087 | 0.3 | 13500 | 2010 | 9999 |  |  | N | Landfill Gas | [13 empty] | 0.6 | 0.6 | 0.6 | 0.6 | [11 empty] | INGENCO Wholesale Power LLC | 100 | INGENCO | 100
Henrico | 57356_G_4 | 57356 | G | 4 |  | Landfill Gas |  | PJM_Dom | Virginia | 51 | Henrico | 87 | 51087 | 0.3 | 13500 | 2010 | 9999 |  |  | N | Landfill Gas | [13 empty] | 0.6 | 0.6 | 0.6 | 0.6 | [11 empty] | INGENCO Wholesale Power LLC | 100 | INGENCO | 100
Henrico | 57356_G_5 | 57356 | G | 5 |  | Landfill Gas |  | PJM_Dom | Virginia | 51 | Henrico | 87 | 51087 | 0.3 | 13500 | 2010 | 9999 |  |  | N | Landfill Gas | [13 empty] | 0.6 | 0.6 | 0.6 | 0.6 | [11 empty] | INGENCO Wholesale Power LLC | 100 | INGENCO | 100
Henrico | 57356_G_6 | 57356 | G | 6 |  | Landfill Gas |  | PJM_Dom | Virginia | 51 | Henrico | 87 | 51087 | 0.3 | 13500 | 2010 | 9999 |  |  | N | Landfill Gas | [13 empty] | 0.6 | 0.6 | 0.6 | 0.6 | [11 empty] | INGENCO Wholesale Power LLC | 100 | INGENCO | 100
Henrico | 57356_G_7 | 57356 | G | 7 |  | Landfill Gas |  | PJM_Dom | Virginia | 51 | Henrico | 87 | 51087 | 0.3 | 13500 | 2010 | 9999 |  |  | N | Landfill Gas | [13 empty] | 0.6 | 0.6 | 0.6 | 0.6 | [11 empty] | INGENCO Wholesale Power LLC | 100 | INGENCO | 100
Henrico | 57356_G_8 | 57356 | G | 8 |  | Landfill Gas |  | PJM_Dom | Virginia | 51 | Henrico | 87 | 51087 | 0.3 | 13500 | 2010 | 9999 |  |  | N | Landfill Gas | [13 empty] | 0.6 | 0.6 | 0.6 | 0.6 | [11 empty] | INGENCO Wholesale Power LLC | 100 | INGENCO | 100
Henrico | 57356_G_9 | 57356 | G | 9 |  | Landfill Gas |  | PJM_Dom | Virginia | 51 | Henrico | 87 | 51087 | 0.3 | 13500 | 2010 | 9999 |  |  | N | Landfill Gas | [13 empty] | 0.6 | 0.6 | 0.6 | 0.6 | [11 empty] | INGENCO Wholesale Power LLC | 100 | INGENCO | 100
Red Mesa Wind LLC | 57357_G_EXIS | 57357 | G | EXIS |  | Onshore Wind |  | WECC_NM | New Mexico | 35 | Sandoval | 43 | 35043 | 102.4 | 0 | 2010 | 9999 |  |  | N | Wind | [13 empty] | 0 | 0 | 0 | 0 | [11 empty] | Red Mesa Wind LLC | 100 | NextEra Energy Inc | 100
Keenan II Renewable Energy Co LLC | 57358_G_1 | 57358 | G | 1 |  | Onshore Wind |  | SPP_WEST | Oklahoma | 40 | Woodward | 153 | 40153 | 151.8 | 0 | 2010 | 9999 |  |  | N | Wind | [13 empty] | 0 | 0 | 0 | 0 | [11 empty] | Keenan II Renewable Energy Co LLC | 100 | Starwood Capital Group Global LLC | 100
Avenal Park | 57359_G_1 | 57359 | G | 1 |  | Solar PV |  | WEC_CALN | California | 6 | Kings | 31 | 06031 | 6 | 0 | 2011 | 9999 |  |  | N | Solar | [13 empty] | 0 | 0 | 0 | 0 | [11 empty] | Avenal Park LLC | 100 | NRG Energy Inc | 100
Sun City Project LLC | 57360_G_1 | 57360 | G | 1 |  | Solar PV |  | WEC_CALN | California | 6 | Kings | 31 | 06031 | 20 | 0 | 2011 | 9999 |  |  | N | Solar | [13 empty] | 0 | 0 | 0 | 0 | [11 empty] | Sun City Project LLC | 100 | Global Infrastructure Partners | 100
Sand Drag LLC | 57361_G_1 | 57361 | G | 1 |  | Solar PV |  | WEC_CALN | California | 6 | Kings | 31 | 06031 | 19 | 0 | 2011 | 9999 |  |  | N | Solar | [13 empty] | 0 | 0 | 0 | 0 | [11 empty] | Sand Drag LLC | 100 | Global Infrastructure Partners | 100
Morgantown Solar Park | 57362_G_1 | 57362 | G | 1 |  | Solar PV |  | PJM_WMAC | Pennsylvania | 42 | Berks | 11 | 42011 | 1.6 | 0 | 2011 | 9999 |  |  | N | Solar | [13 empty] | 0 | 0 | 0 | 0 | [11 empty] | Hankin Group | 100 | Hankin Group | 100
510 REPP One | 57363_G_1 | 57363 | G | 1 |  | Solar PV |  | PJM_Dom | North Carolina | 37 | Northampton | 131 | 37131 | 1.3 | 0 | 2014 | 9999 |  |  | N | Solar | [13 empty] | 0 | 0 | 0 | 0 | [11 empty] | 510 REPP One LLC | 100 | 510nano | 100
Siphon Drop Power Plant | 57364_G_1 | 57364 | G | 1 |  | Hydro |  | WECC_IID | California | 6 | Imperial | 25 | 06025 | 2.2 | 0 | 1987 | 9999 |  |  | N | Hydro | [13 empty] | 0 | 0 | 0 | 0 | [11 empty] | Yuma County Water Users Association | 100 | Yuma County Water Users Association | 100
Siphon Drop Power Plant | 57364_G_2 | 57364 | G | 2 |  | Hydro |  | WECC_IID | California | 6 | Imperial | 25 | 06025 | 2.2 | 0 | 1987 | 9999 |  |  | N | Hydro | [13 empty] | 0 | 0 | 0 | 0 | [11 empty] | Yuma County Water Users Association | 100 | Yuma County Water Users Association | 100
MP Durham LLC | 57365_G_1A | 57365 | G | 1A |  | Landfill Gas |  | S_VACA | North Carolina | 37 | Durham | 63 | 37063 | 1.1 | 13500 | 2010 | 9999 |  |  | N | Landfill Gas | [13 empty] | 0.15051 | 0.15051 | 0.15051 | 0.15051 | [11 empty] | Methane Power Inc | 100 | Methane Power Inc | 100
MP Durham LLC | 57365_G_1B | 57365 | G | 1B |  | Landfill Gas |  | S_VACA | North Carolina | 37 | Durham | 63 | 37063 | 1.1 | 13500 | 2010 | 9999 |  |  | N | Landfill Gas | [13 empty] | 0.15051 | 0.15051 | 0.15051 | 0.15051 | [11 empty] | Methane Power Inc | 100 | Methane Power Inc | 100
MP Wayne LLC | 57366_G_1A | 57366 | G | 1A |  | Landfill Gas |  | S_VACA | North Carolina | 37 | Wayne | 191 | 37191 | 1.1 | 13500 | 2010 | 9999 |  |  | N | Landfill Gas | [13 empty] | 0.13048 | 0.13048 | 0.13048 | 0.13048 | [11 empty] | MP Wayne LLC | 100 | Methane Power Inc | 100
MP Wayne LLC | 57366_G_1B | 57366 | G | 1B |  | Landfill Gas |  | S_VACA | North Carolina | 37 | Wayne | 191 | 37191 | 1.1 | 13500 | 2010 | 9999 |  |  | N | Landfill Gas | [13 empty] | 0.13048 | 0.13048 | 0.13048 | 0.13048 | [11 empty] | MP Wayne LLC | 100 | Methane Power Inc | 100
Pocono Solar Project | 57367_G_POCON | 57367 | G | POCON |  | Solar PV |  | PJM_WMAC | Pennsylvania | 42 | Monroe | 89 | 42089 | 3 | 0 | 2010 | 9999 |  |  | N | Solar | [13 empty] | 0 | 0 | 0 | 0 | [11 empty] | Pocono Intl Raceway Inc | 100 | Pocono Intl Raceway Inc | 100
Cogentrix of Alamosa | 57368_G_1 | 57368 | G | 1 |  | Solar PV |  | WECC_CO | Colorado | 8 | Alamosa | 3 | 08003 | 30 | 0 | 2012 | 9999 |  |  | N | Solar | [13 empty] | 0 | 0 | 0 | 0 | [11 empty] | KEPCO Solar of Alamosa LLC | 100 | Korea Electric Power Corp | 100
Questa Solar Facility | 57369_G_QST | 57369 | G | QST |  | Solar PV |  | WECC_NM | New Mexico | 35 | Taos | 55 | 35055 | 1 | 0 | 2011 | 9999 |  |  | N | Solar | [13 empty] | 0 | 0 | 0 | 0 | [11 empty] | Chevron Mining Inc | 100 | Chevron Corp | 100
Bellevue Solar Project | 57372_G_INV-1 | 57372 | G | INV-1 |  | Solar PV |  | WECC_PNW | Oregon | 41 | Yamhill | 71 | 41071 | 1.6 | 0 | 2011 | 9999 |  |  | N | Solar | [13 empty] | 0 | 0 | 0 | 0 | [11 empty] | Bellevue Solar LLC | 100 | Standard Solar Inc | 100
Agua Caliente Solar Project | 57373_G_AGU1 | 57373 | G | AGU1 |  | Solar PV |  | WECC_AZ | Arizona | 4 | Yuma | 27 | 04027 | 90.7 | 0 | 2012 | 9999 |  |  | N | Solar | [13 empty] | 0 | 0 | 0 | 0 | [11 empty] | Agua Caliente Solar LLC | 100 | NRG Energy Inc | 100
Agua Caliente Solar Project | 57373_G_AGU2 | 57373 | G | AGU2 |  | Solar PV |  | WECC_AZ | Arizona | 4 | Yuma | 27 | 04027 | 136 | 0 | 2012 | 9999 |  |  | N | Solar | [13 empty] | 0 | 0 | 0 | 0 | [11 empty] | Agua Caliente Solar LLC | 100 | NRG Energy Inc | 100
Agua Caliente Solar Project | 57373_G_AGU3 | 57373 | G | AGU3 |  | Solar PV |  | WECC_AZ | Arizona | 4 | Yuma | 27 | 04027 | 121 | 0 | 2014 | 9999 |  |  | N | Solar | [13 empty] | 0 | 0 | 0 | 0 | [11 empty] | Agua Caliente Solar LLC | 100 | NRG Energy Inc | 100
Lakefield Wind Project LLC | 57374_G_LAKE1 | 57374 | G | LAKE1 |  | Onshore Wind |  | MIS_MNWI | Minnesota | 27 | Jackson | 63 | 27063 | 205.5 | 0 | 2011 | 9999 |  |  | N | Wind | [13 empty] | 0 | 0 | 0 | 0 | [11 empty] | Lakefield Wind Project LLC | 100 | EDF Group | 100
Adams Wind Generations LLC | 57375_G_AWG | 57375 | G | AWG |  | Onshore Wind |  | MIS_MNWI | Minnesota | 27 | Meeker | 93 | 27093 | 20 | 0 | 2011 | 9999 |  |  | N | Wind | [13 empty] | 0 | 0 | 0 | 0 | [11 empty] | Adams Wind Generations LLC | 100 | Bluearth Renewables Inc | 100
Jersey Valley Geothermal Power Plant | 57376_G_OEC 1 | 57376 | G | OEC 1 |  | Geothermal |  | WECC_NNV | Nevada | 32 | Pershing | 27 | 32027 | 10.6 | 9771 | 2010 | 9999 |  |  | N | Geothermal | [13 empty] | 0 | 0 | 0 | 0 | 0.4563 | 0.4563 | 0.4563 | [8 empty] | ORNI 15 LLC | 100 | Ormat Technologies Inc | 100
Jersey Valley Geothermal Power Plant | 57376_G_OEC 2 | 57376 | G | OEC 2 |  | Geothermal |  | WECC_NNV | Nevada | 32 | Pershing | 27 | 32027 | 5 | 9771 | 2010 | 9999 |  |  | N | Geothermal | [13 empty] | 0 | 0 | 0 | 0 | 0.4563 | 0.4563 | 0.4563 | [8 empty] | Ormat Nevada Inc | 100 | Ormat Technologies Inc | 100
Greater Sandhill I | 57377_G_GS-P1 | 57377 | G | GS-P1 |  | Solar PV |  | WECC_CO | Colorado | 8 | Alamosa | 3 | 08003 | 10 | 0 | 2010 | 9999 |  |  | N | Solar | [13 empty] | 0 | 0 | 0 | 0 | [11 empty] | SunPower Corp | 100 | TOTAL SA | 100
Greater Sandhill I | 57377_G_GS-P2 | 57377 | G | GS-P2 |  | Solar PV |  | WECC_CO | Colorado | 8 | Alamosa | 3 | 08003 | 9 | 0 | 2010 | 9999 |  |  | N | Solar | [13 empty] | 0 | 0 | 0 | 0 | [11 empty] | SunPower Corp | 100 | TOTAL SA | 100
AV Solar Ranch One | 57378_G_AVSR | 57378 | G | AVSR |  | Solar PV |  | WECC_SCE | California | 6 | Los Angeles | 37 | 06037 | 241.5 | 0 | 2014 | 9999 |  |  | N | Solar | [13 empty] | 0 | 0 | 0 | 0 | [11 empty] | AV Solar Ranch 1 LLC | 100 | Exelon Corp | 100
Dry Lake Wind II LLC | 57379_G_1 | 57379 | G | 1 |  | Onshore Wind |  | WECC_AZ | Arizona | 4 | Navajo | 17 | 04017 | 65.1 | 0 | 2010 | 9999 |  |  | N | Wind | [13 empty] | 0 | 0 | 0 | 0 | [11 empty] | Dry Lake Wind Power II LLC | 100 | Iberdrola SA | 100
New England Wind LLC | 57380_G_1 | 57380 | G | 1 |  | Onshore Wind |  | NENGREST | Massachusetts | 25 | Berkshire | 3 | 25003 | 28.5 | 0 | 2012 | 9999 |  |  | N | Wind | [13 empty] | 0 | 0 | 0 | 0 | [11 empty] | New England Wind LLC | 100 | Iberdrola SA | 100
Linden Solar Farm | 57381_G_LIND | 57381 | G | LIND |  | Solar PV |  | PJM_EMAC | New Jersey | 34 | Union | 39 | 34039 | 2.7 | 0 | 2010 | 9999 |  |  | N | Solar | [13 empty] | 0 | 0 | 0 | 0 | [11 empty] | Public Service Electric & Gas Co | 100 | Public Service Enterprise Group Inc | 100
Yardville Solar Farm | 57382_G_YARD | 57382 | G | YARD |  | Solar PV |  | PJM_EMAC | New Jersey | 34 | Mercer | 21 | 34021 | 3.6 | 0 | 2010 | 9999 |  |  | N | Solar | [13 empty] | 0 | 0 | 0 | 0 | [11 empty] | Public Service Electric & Gas Co | 100 | Public Service Enterprise Group Inc | 100
WEA Texas Bayonne | 57383_G_BAYO | 57383 | G | BAYO |  | Solar PV |  | PJM_EMAC | New Jersey | 34 | Hudson | 17 | 34017 | 1.5 | 0 | 2010 | 9999 |  |  | N | Solar | [13 empty] | 0 | 0 | 0 | 0 | [11 empty] | Public Service Electric & Gas Co | 100 | Public Service Enterprise Group Inc | 100
Matrix Buildings A&B (Perth Amboy) Solar | 57384_G_MATR | 57384 | G | MATR |  | Solar PV |  | PJM_EMAC | New Jersey | 34 | Middlesex | 23 | 34023 | 2.5 | 0 | 2011 | 9999 |  |  | N | Solar | [13 empty] | 0 | 0 | 0 | 0 | [11 empty] | Public Service Electric & Gas Co | 100 | Public Service Enterprise Group Inc | 100
Community Wind North LLC | 57385_G_34505 | 57385 | G | 34505 |  | Onshore Wind |  | MIS_MNWI | Minnesota | 27 | Lincoln | 81 | 27081 | 30 | 0 | 2011 | 9999 |  |  | N | Wind | [13 empty] | 0 | 0 | 0 | 0 | [11 empty] | Community Wind North 1 LLC | 8.3333 | Longroad Energy Holdings LLC | 100
Ridgewind | 57386_G_WTG1 | 57386 | G | WTG1 |  | Onshore Wind |  | MIS_MNWI | Minnesota | 27 | Pipestone | 117 | 27117 | 25.3 | 0 | 2011 | 9999 |  |  | N | Wind | [13 empty] | 0 | 0 | 0 | 0 | [11 empty] | Ridgewind Power Partners LLC | 100 | Project Resources Corp | 100
Ashtabula Wind III LLC | 57387_G_GE16 | 57387 | G | GE16 |  | Onshore Wind |  | MIS_MAPP | North Dakota | 38 | Barnes | 3 | 38003 | 62.4 | 0 | 2010 | 9999 |  |  | N | Wind | [13 empty] | 0 | 0 | 0 | 0 | [11 empty] | Ashtabula Wind III LLC | 100 | NextEra Energy Inc | 100
GSK York RDC Solar Facility | 57390_G_1 | 57390 | G | 1 |  | Solar PV |  | PJM_WMAC | Pennsylvania | 42 | York | 133 | 42133 | 1.6 | 0 | 2010 | 9999 |  |  | N | Solar | [13 empty] | 0 | 0 | 0 | 0 | [11 empty] | GlaxoSmithKline | 100 | GlaxoSmithKline | 100
UASTP I | 57392_G_UATP1 | 57392 | G | UATP1 |  | Solar PV |  | WECC_AZ | Arizona | 4 | Pima | 19 | 04019 | 1.2 | 0 | 2010 | 9999 |  |  | N | Solar | [13 empty] | 0 | 0 | 0 | 0 | [11 empty] | Tucson Electric Power Co | 100 | Uns Energy Corp | 100
Big Sky Dairy Digester | 57393_G_GEN1 | 57393 | G | GEN1 |  | Non-Fossil Waste |  | WECC_ID | Idaho | 16 | Gooding | 47 | 16047 | 0.7 | 13500 | 2009 | 9999 |  |  | N | Non-Fossil Waste | [13 empty] | 0 | 0 | 0 | 0 | [11 empty] | DF AP No 1 LLC | 100 | DF AP No 1 LLC | 100
Big Sky Dairy Digester | 57393_G_GEN2 | 57393 | G | GEN2 |  | Non-Fossil Waste |  | WECC_ID | Idaho | 16 | Gooding | 47 | 16047 | 0.7 | 13500 | 2009 | 9999 |  |  | N | Non-Fossil Waste | [13 empty] | 0 | 0 | 0 | 0 | [11 empty] | DF AP No 1 LLC | 100 | DF AP No 1 LLC | 100
Danielson Wind Farms LLC | 57396_G_DWF | 57396 | G | DWF |  | Onshore Wind |  | MIS_MNWI | Minnesota | 27 | KANDIYOHI | 67 | 27067 | 20 | 0 | 2011 | 9999 |  |  | N | Wind | [13 empty] | 0 | 0 | 0 | 0 | [11 empty] | Danielson Wind Farms LLC | 100 | Bluearth Renewables Inc | 100
Dow Jones South Brunswick Solar | 57397_G_PV01 | 57397 | G | PV01 |  | Solar PV |  | PJM_EMAC | New Jersey | 34 | Middlesex | 23 | 34023 | 2.5 | 0 | 2010 | 9999 |  |  | N | Solar | [13 empty] | 0 | 0 | 0 | 0 | [11 empty] | Dow Jones & Co | 100 | Dow Jones & Co | 100
Dow Jones South Brunswick Solar | 57397_G_PV02 | 57397 | G | PV02 |  | Solar PV |  | PJM_EMAC | New Jersey | 34 | Middlesex | 23 | 34023 | 1.6 | 0 | 2011 | 9999 |  |  | N | Solar | [13 empty] | 0 | 0 | 0 | 0 | [11 empty] | Dow Jones & Co | 100 | Dow Jones & Co | 100
Cannelton Hydroelectric Plant | 57399_G_CG1 | 57399 | G | CG1 |  | Hydro |  | MIS_INKY | Kentucky | 21 | Hancock | 91 | 21091 | 29.3 | 0 | 2016 | 9999 |  |  | N | Hydro | [13 empty] | 0 | 0 | 0 | 0 | [11 empty] | American Municipal Power Inc | 100 | American Municipal Power Inc | 100
Cannelton Hydroelectric Plant | 57399_G_CG2 | 57399 | G | CG2 |  | Hydro |  | MIS_INKY | Kentucky | 21 | Hancock | 91 | 21091 | 29.3 | 0 | 2016 | 9999 |  |  | N | Hydro | [13 empty] | 0 | 0 | 0 | 0 | [11 empty] | American Municipal Power Inc | 100 | American Municipal Power Inc | 100
Cannelton Hydroelectric Plant | 57399_G_CG3 | 57399 | G | CG3 |  | Hydro |  | MIS_INKY | Kentucky | 21 | Hancock | 91 | 21091 | 29.3 | 0 | 2016 | 9999 |  |  | N | Hydro | [13 empty] | 0 | 0 | 0 | 0 | [11 empty] | American Municipal Power Inc | 100 | American Municipal Power Inc | 100
Smithland Hydroelectric Plant | 57400_G_SG1 | 57400 | G | SG1 |  | Hydro |  | MIS_INKY | Kentucky | 21 | Livingston | 139 | 21139 | 25.3 | 0 | 2017 | 9999 |  |  | N | Hydro | [13 empty] | 0 | 0 | 0 | 0 | [11 empty] | American Municipal Power Inc | 100 | American Municipal Power Inc | 100
Smithland Hydroelectric Plant | 57400_G_SG2 | 57400 | G | SG2 |  | Hydro |  | MIS_INKY | Kentucky | 21 | Livingston | 139 | 21139 | 25.3 | 0 | 2017 | 9999 |  |  | N | Hydro | [13 empty] | 0 | 0 | 0 | 0 | [11 empty] | American Municipal Power Inc | 100 | American Municipal Power Inc | 100
Smithland Hydroelectric Plant | 57400_G_SG3 | 57400 | G | SG3 |  | Hydro |  | MIS_INKY | Kentucky | 21 | Livingston | 139 | 21139 | 25.3 | 0 | 2017 | 9999 |  |  | N | Hydro | [13 empty] | 0 | 0 | 0 | 0 | [11 empty] | American Municipal Power Inc | 100 | American Municipal Power Inc | 100
Willow Island Hydroelectric Plant | 57401_G_WIG1 | 57401 | G | WIG1 |  | Hydro |  | PJM_AP | West Virginia | 54 | Pleasants | 73 | 54073 | 22 | 0 | 2016 | 9999 |  |  | N | Hydro | [13 empty] | 0 | 0 | 0 | 0 | [11 empty] | American Municipal Power Inc | 100 | American Municipal Power Inc | 100
Willow Island Hydroelectric Plant | 57401_G_WIG2 | 57401 | G | WIG2 |  | Hydro |  | PJM_AP | West Virginia | 54 | Pleasants | 73 | 54073 | 22 | 0 | 2016 | 9999 |  |  | N | Hydro | [13 empty] | 0 | 0 | 0 | 0 | [11 empty] | American Municipal Power Inc | 100 | American Municipal Power Inc | 100
Taylorsville Solar LLC | 57402_G_TAY1 | 57402 | G | TAY1 |  | Solar PV |  | S_VACA | North Carolina | 37 | Alexander | 3 | 37003 | 1 | 0 | 2010 | 9999 |  |  | N | Solar | [13 empty] | 0 | 0 | 0 | 0 | [11 empty] | Taylorsville Solar LLC | 100 | Duke Energy Corp | 100
Northwest Regional | 57403_G_GEN1 | 57403 | G | GEN1 |  | Landfill Gas |  | WECC_AZ | Arizona | 4 | Maricopa | 13 | 04013 | 1.6 | 13500 | 2012 | 9999 |  |  | N | Landfill Gas | [13 empty] | 0.22117 | 0.22117 | 0.22117 | 0.22117 | [11 empty] | WM Renewable Energy LLC | 100 | Waste Management Inc | 100
Northwest Regional | 57403_G_GEN2 | 57403 | G | GEN2 |  | Landfill Gas |  | WECC_AZ | Arizona | 4 | Maricopa | 13 | 04013 | 1.6 | 13500 | 2012 | 9999 |  |  | N | Landfill Gas | [13 empty] | 0.22117 | 0.22117 | 0.22117 | 0.22117 | [11 empty] | WM Renewable Energy LLC | 100 | Waste Management Inc | 100
Oneida Herkimer | 57404_G_GEN1 | 57404 | G | GEN1 |  | Landfill Gas |  | NY_Z_C&E | New York | 36 | Oneida | 65 | 36065 | 1.6 | 13500 | 2012 | 9999 |  |  | N | Landfill Gas | [13 empty] | 0.22117 | 0.22117 | 0.22117 | 0.22117 | [11 empty] | WM Renewable Energy LLC | 100 | Waste Management Inc | 100
Oneida Herkimer | 57404_G_GEN2 | 57404 | G | GEN2 |  | Landfill Gas |  | NY_Z_C&E | New York | 36 | Oneida | 65 | 36065 | 1.6 | 13500 | 2013 | 9999 |  |  | N | Landfill Gas | [13 empty] | 0.22117 | 0.22117 | 0.22117 | 0.22117 | [11 empty] | WM Renewable Energy LLC | 100 | Waste Management Inc | 100
Eagle Valley (MI) | 57405_G_GEN1 | 57405 | G | GEN1 |  | Landfill Gas |  | MIS_LMI | Michigan | 26 | Oakland | 125 | 26125 | 1.6 | 13500 | 2011 | 9999 |  |  | N | Landfill Gas | [13 empty] | 0.23231 | 0.23231 | 0.23231 | 0.23231 | [11 empty] | WM Renewable Energy LLC | 100 | Waste Management Inc | 100
Eagle Valley (MI) | 57405_G_GEN2 | 57405 | G | GEN2 |  | Landfill Gas |  | MIS_LMI | Michigan | 26 | Oakland | 125 | 26125 | 1.6 | 13500 | 2011 | 9999 |  |  | N | Landfill Gas | [13 empty] | 0.23231 | 0.23231 | 0.23231 | 0.23231 | [11 empty] | WM Renewable Energy LLC | 100 | Waste Management Inc | 100
Prairie View IL | 57406_G_GEN1 | 57406 | G | GEN1 |  | Landfill Gas |  | PJM_COMD | Illinois | 17 | Will | 197 | 17197 | 1.6 | 13500 | 2011 | 9999 |  |  | N | Landfill Gas | [13 empty] | 0.22117 | 0.22117 | 0.22117 | 0.22117 | [11 empty] | Will County (IL) | 100 | Will County (IL) | 100
Prairie View IL | 57406_G_GEN2 | 57406 | G | GEN2 |  | Landfill Gas |  | PJM_COMD | Illinois | 17 | Will | 197 | 17197 | 1.6 | 13500 | 2011 | 9999 |  |  | N | Landfill Gas | [13 empty] | 0.22117 | 0.22117 | 0.22117 | 0.22117 | [11 empty] | Will County (IL) | 100 | Will County (IL) | 100
Prairie View IL | 57406_G_GEN3 | 57406 | G | GEN3 |  | Landfill Gas |  | PJM_COMD | Illinois | 17 | Will | 197 | 17197 | 1.6 | 13500 | 2011 | 9999 |  |  | N | Landfill Gas | [13 empty] | 0.22117 | 0.22117 | 0.22117 | 0.22117 | [11 empty] | Will County (IL) | 100 | Will County (IL) | 100
Prairie Bluff | 57408_G_GEN1 | 57408 | G | GEN1 |  | Landfill Gas |  | S_C_TVA | Mississippi | 28 | Chickasaw | 17 | 28017 | 1.6 | 13500 | 2012 | 9999 |  |  | N | Landfill Gas | [13 empty] | 0.22117 | 0.22117 | 0.22117 | 0.22117 | [11 empty] | WM Renewable Energy LLC | 100 | Waste Management Inc | 100
West Camden | 57409_G_GEN1 | 57409 | G | GEN1 |  | Landfill Gas |  | S_C_TVA | Tennessee | 47 | Benton | 5 | 47005 | 1.6 | 13500 | 2012 | 9999 |  |  | N | Landfill Gas | [13 empty] | 0.22117 | 0.22117 | 0.22117 | 0.22117 | [11 empty] | WM Renewable Energy LLC | 100 | Waste Management Inc | 100
West Camden | 57409_G_GEN2 | 57409 | G | GEN2 |  | Landfill Gas |  | S_C_TVA | Tennessee | 47 | Benton | 5 | 47005 | 1.6 | 13500 | 2012 | 9999 |  |  | N | Landfill Gas | [13 empty] | 0.22117 | 0.22117 | 0.22117 | 0.22117 | [11 empty] | WM Renewable Energy LLC | 100 | Waste Management Inc | 100
West Camden | 57409_G_GEN3 | 57409 | G | GEN3 |  | Landfill Gas |  | S_C_TVA | Tennessee | 47 | Benton | 5 | 47005 | 1.6 | 13500 | 2012 | 9999 |  |  | N | Landfill Gas | [13 empty] | 0.22117 | 0.22117 | 0.22117 | 0.22117 | [11 empty] | WM Renewable Energy LLC | 100 | Waste Management Inc | 100
Geneva | 57410_G_GEN1 | 57410 | G | GEN1 |  | Landfill Gas |  | PJM_ATSI | Ohio | 39 | Ashtabula | 7 | 39007 | 0.8 | 13500 | 2013 | 9999 |  |  | N | Landfill Gas | [13 empty] | 0.06394 | 0.06394 | 0.06394 | 0.06394 | [11 empty] | WM Renewable Energy LLC | 100 | Waste Management Inc | 100
Geneva | 57410_G_GEN2 | 57410 | G | GEN2 |  | Landfill Gas |  | PJM_ATSI | Ohio | 39 | Ashtabula | 7 | 39007 | 0.8 | 13500 | 2013 | 9999 |  |  | N | Landfill Gas | [13 empty] | 0.17375 | 0.17375 | 0.17375 | 0.17375 | [11 empty] | WM Renewable Energy LLC | 100 | Waste Management Inc | 100
Geneva | 57410_G_GEN3 | 57410 | G | GEN3 |  | Landfill Gas |  | PJM_ATSI | Ohio | 39 | Ashtabula | 7 | 39007 | 0.8 | 13500 | 2013 | 9999 |  |  | N | Landfill Gas | [13 empty] | 0.19419 | 0.19419 | 0.19419 | 0.19419 | [11 empty] | WM Renewable Energy LLC | 100 | Waste Management Inc | 100
Geneva | 57410_G_GEN4 | 57410 | G | GEN4 |  | Landfill Gas |  | PJM_ATSI | Ohio | 39 | Ashtabula | 7 | 39007 | 0.8 | 13500 | 2013 | 9999 |  |  | N | Landfill Gas | [13 empty] | 0.16143 | 0.16143 | 0.16143 | 0.16143 | [11 empty] | WM Renewable Energy LLC | 100 | Waste Management Inc | 100
Geneva | 57410_G_GEN5 | 57410 | G | GEN5 |  | Landfill Gas |  | PJM_ATSI | Ohio | 39 | Ashtabula | 7 | 39007 | 0.8 | 13500 | 2013 | 9999 |  |  | N | Landfill Gas | [13 empty] | 0.08858 | 0.08858 | 0.08858 | 0.08858 | [11 empty] | WM Renewable Energy LLC | 100 | Waste Management Inc | 100
Mahoning | 57411_G_GEN1 | 57411 | G | GEN1 |  | Landfill Gas |  | PJM_ATSI | Ohio | 39 | Mahoning | 99 | 39099 | 0.8 | 13500 | 2013 | 9999 |  |  | N | Landfill Gas | [13 empty] | 0.22117 | 0.22117 | 0.22117 | 0.22117 | [11 empty] | WM Renewable Energy LLC | 100 | Waste Management Inc | 100
Mahoning | 57411_G_GEN2 | 57411 | G | GEN2 |  | Landfill Gas |  | PJM_ATSI | Ohio | 39 | Mahoning | 99 | 39099 | 0.8 | 13500 | 2013 | 9999 |  |  | N | Landfill Gas | [13 empty] | 0.22117 | 0.22117 | 0.22117 | 0.22117 | [11 empty] | WM Renewable Energy LLC | 100 | Waste Management Inc | 100
Mahoning | 57411_G_GEN3 | 57411 | G | GEN3 |  | Landfill Gas |  | PJM_ATSI | Ohio | 39 | Mahoning | 99 | 39099 | 0.8 | 13500 | 2013 | 9999 |  |  | N | Landfill Gas | [13 empty] | 0.22117 | 0.22117 | 0.22117 | 0.22117 | [11 empty] | WM Renewable Energy LLC | 100 | Waste Management Inc | 100
Mahoning | 57411_G_GEN4 | 57411 | G | GEN4 |  | Landfill Gas |  | PJM_ATSI | Ohio | 39 | Mahoning | 99 | 39099 | 0.8 | 13500 | 2013 | 9999 |  |  | N | Landfill Gas | [13 empty] | 0.22117 | 0.22117 | 0.22117 | 0.22117 | [11 empty] | WM Renewable Energy LLC | 100 | Waste Management Inc | 100
Mahoning | 57411_G_GEN5 | 57411 | G | GEN5 |  | Landfill Gas |  | PJM_ATSI | Ohio | 39 | Mahoning | 99 | 39099 | 0.8 | 13500 | 2013 | 9999 |  |  | N | Landfill Gas | [13 empty] | 0.22117 | 0.22117 | 0.22117 | 0.22117 | [11 empty] | WM Renewable Energy LLC | 100 | Waste Management Inc | 100
Knouse Solar Project 1 | 57412_G_1 | 57412 | G | 1 |  | Solar PV |  | PJM_WMAC | Pennsylvania | 42 | Cumberland | 41 | 42041 | 2.8 | 0 | 2010 | 9999 |  |  | N | Solar | [13 empty] | 0 | 0 | 0 | 0 | [11 empty] | Knouse Foods Inc | 100 | Knouse Foods Inc | 100
Notus Wind 1 | 57414_G_1 | 57414 | G | 1 |  | Onshore Wind |  | NENGREST | Massachusetts | 25 | Barnstable | 1 | 25001 | 1.7 | 0 | 2010 | 9999 |  |  | N | Wind | [13 empty] | 0 | 0 | 0 | 0 | [11 empty] | Notus Clean Energy | 100 | Notus Clean Energy | 100
Sherbino II | 57415_G_1 | 57415 | G | 1 |  | Onshore Wind |  | ERC_WEST | Texas | 48 | Pecos | 371 | 48371 | 145 | 0 | 2011 | 9999 |  |  | N | Wind | [13 empty] | 0 | 0 | 0 | 0 | [11 empty] | Sherbino II Wind Farm LLC | 100 | BP plc | 100
Elk Wind Farm | 57417_G_NORD | 57417 | G | NORD |  | Onshore Wind |  | MIS_IA | Iowa | 19 | Delaware | 55 | 19055 | 40.8 | 0 | 2011 | 9999 |  |  | N | Wind | [13 empty] | 0 | 0 | 0 | 0 | [11 empty] | Elk Wind Energy LLC | 100 | Greenbacker Renewable Energy Corp | 100
Gratiot Wind Park | 57421_G_1 | 57421 | G | 1 |  | Onshore Wind |  | MIS_LMI | Michigan | 26 | Gratiot | 57 | 26057 | 102 | 0 | 2011 | 9999 |  |  | N | Wind | [13 empty] | 0 | 0 | 0 | 0 | [11 empty] | Gratiot County Wind II LLC | 100 | Invenergy LLC | 100
Yolo County Solar Project | 57422_G_1 | 57422 | G | 1 |  | Solar PV |  | WEC_CALN | California | 6 | Yolo | 113 | 06113 | 1 | 0 | 2010 | 9999 |  |  | N | Solar | [13 empty] | 0 | 0 | 0 | 0 | [11 empty] | Yolo County CA | 100 | Yolo County CA | 100
Buffalo Ridge II LLC | 57424_G_1 | 57424 | G | 1 |  | Onshore Wind |  | MIS_MNWI | South Dakota | 46 | Brookings | 11 | 46011 | 210 | 0 | 2010 | 9999 |  |  | N | Wind | [13 empty] | 0 | 0 | 0 | 0 | [11 empty] | Buffalo Ridge II LLC | 100 | Iberdrola SA | 100
Ryegrass Windfarm | 57427_G_1 | 57427 | G | 1 |  | Onshore Wind |  | WECC_ID | Idaho | 16 | Elmore | 39 | 16039 | 23 | 0 | 2012 | 9999 |  |  | N | Wind | [13 empty] | 0 | 0 | 0 | 0 | [11 empty] | Ryegrass Windfarm LLC | 100 | Terna SpA | 100
Hammett Hill Windfarm | 57428_G_1 | 57428 | G | 1 |  | Onshore Wind |  | WECC_ID | Idaho | 16 | Elmore | 39 | 16039 | 23 | 0 | 2012 | 9999 |  |  | N | Wind | [13 empty] | 0 | 0 | 0 | 0 | [11 empty] | Hammett Hills Windfarm LLC | 100 | Terna SpA | 100
Mainline Windfarm | 57429_G_1 | 57429 | G | 1 |  | Onshore Wind |  | WECC_ID | Idaho | 16 | Elmore | 39 | 16039 | 23 | 0 | 2012 | 9999 |  |  | N | Wind | [13 empty] | 0 | 0 | 0 | 0 | [11 empty] | Mainline Windfarm LLC | 100 | Terna SpA | 100
Desert Meadow Windfarm | 57430_G_1 | 57430 | G | 1 |  | Onshore Wind |  | WECC_ID | Idaho | 16 | Elmore | 39 | 16039 | 23 | 0 | 2012 | 9999 |  |  | N | Wind | [13 empty] | 0 | 0 | 0 | 0 | [11 empty] | Mountain Air Projects LLC | 100 | Terna SpA | 100
Cold Springs Windfarm | 57431_G_1 | 57431 | G | 1 |  | Onshore Wind |  | WECC_ID | Idaho | 16 | Elmore | 39 | 16039 | 23 | 0 | 2012 | 9999 |  |  | N | Wind | [13 empty] | 0 | 0 | 0 | 0 | [11 empty] | Cold Springs Windfarm LLC | 100 | Terna SpA | 100
Oak Glen Wind Farm | 57432_G_1 | 57432 | G | 1 |  | Onshore Wind |  | MIS_MNWI | Minnesota | 27 | Steele | 147 | 27147 | 44 | 0 | 2011 | 9999 |  |  | N | Wind | [13 empty] | 0 | 0 | 0 | 0 | [11 empty] | Oak Glen Wind Farm LLC | 100 | Minnesota Municipal Power Agency | 100
Valley View Transmission LLC | 57434_G_VVT | 57434 | G | VVT |  | Onshore Wind |  | MIS_MNWI | Minnesota | 27 | Murray | 101 | 27101 | 10 | 0 | 2011 | 9999 |  |  | N | Wind | [13 empty] | 0 | 0 | 0 | 0 | [11 empty] | Valley View Transmission LLC | 100 | Valley View Transmission LLC | 100
Solar Star North Carolina II LLC | 57435_G_1 | 57435 | G | 1 |  | Solar PV |  | PJM_Dom | North Carolina | 37 | Hertford | 91 | 37091 | 1 | 0 | 2011 | 9999 |  |  | N | Solar | [13 empty] | 0 | 0 | 0 | 0 | [11 empty] | Solar Star North Carolina II LLC | 100 | Duke Energy Corp | 100
Solar Star North Carolina II LLC | 57435_G_2 | 57435 | G | 2 |  | Solar PV |  | PJM_Dom | North Carolina | 37 | Hertford | 91 | 37091 | 1 | 0 | 2011 | 9999 |  |  | N | Solar | [13 empty] | 0 | 0 | 0 | 0 | [11 empty] | Solar Star North Carolina II LLC | 100 | Duke Energy Corp | 100
Solar Star North Carolina II LLC | 57435_G_3 | 57435 | G | 3 |  | Solar PV |  | PJM_Dom | North Carolina | 37 | Hertford | 91 | 37091 | 1 | 0 | 2011 | 9999 |  |  | N | Solar | [13 empty] | 0 | 0 | 0 | 0 | [11 empty] | Solar Star North Carolina II LLC | 100 | Duke Energy Corp | 100
Solar Star North Carolina II LLC | 57435_G_4 | 57435 | G | 4 |  | Solar PV |  | PJM_Dom | North Carolina | 37 | Hertford | 91 | 37091 | 1 | 0 | 2011 | 9999 |  |  | N | Solar | [13 empty] | 0 | 0 | 0 | 0 | [11 empty] | Solar Star North Carolina II LLC | 100 | Duke Energy Corp | 100
Solar Star North Carolina II LLC | 57435_G_5 | 57435 | G | 5 |  | Solar PV |  | PJM_Dom | North Carolina | 37 | Hertford | 91 | 37091 | 1 | 0 | 2011 | 9999 |  |  | N | Solar | [13 empty] | 0 | 0 | 0 | 0 | [11 empty] | Solar Star North Carolina II LLC | 100 | Duke Energy Corp | 100
Davidson Gas Producers LLC | 57436_G_1 | 57436 | G | 1 |  | Landfill Gas |  | S_VACA | North Carolina | 37 | Davidson | 57 | 37057 | 1.6 | 13500 | 2010 | 9999 |  |  | N | Landfill Gas | [13 empty] | 0.08946 | 0.08946 | 0.08946 | 0.08946 | [11 empty] | DTE Biomass Energy Inc | 100 | DTE Energy Co | 100
Juniper Ridge Hydroelectric Project | 57437_G_21-01 | 57437 | G | 21-01 |  | Hydro |  | WECC_PNW | Oregon | 41 | Deschutes | 17 | 41017 | 3.3 | 0 | 2010 | 9999 |  |  | N | Hydro | [13 empty] | 0 | 0 | 0 | 0 | [11 empty] | Central Oregon Irrigation District | 100 | Central Oregon Irrigation District | 100
Solar Park Gainesville, LLC | 57438_G_1 | 57438 | G | 1 |  | Solar PV |  | FRCC | Florida | 12 | Alachua | 1 | 12001 | 1.6 | 0 | 2011 | 9999 |  |  | N | Solar | [13 empty] | 0 | 0 | 0 | 0 | [11 empty] | Sybac Solar LLC | 100 | Sybac | 100
California Valley Solar Ranch | 57439_G_HPR2 | 57439 | G | HPR2 |  | Solar PV |  | WEC_CALN | California | 6 | San Luis Obispo | 79 | 06079 | 32.3 | 0 | 2013 | 9999 |  |  | N | Solar | [13 empty] | 0 | 0 | 0 | 0 | [11 empty] | High Plains Ranch II LLC | 100 | Global Infrastructure Partners | 100
California Valley Solar Ranch | 57439_G_HPR2A | 57439 | G | HPR2A |  | Solar PV |  | WEC_CALN | California | 6 | San Luis Obispo | 79 | 06079 | 21 | 0 | 2012 | 9999 |  |  | N | Solar | [13 empty] | 0 | 0 | 0 | 0 | [11 empty] | High Plains Ranch II LLC | 100 | Global Infrastructure Partners | 100
California Valley Solar Ranch | 57439_G_HPR2B | 57439 | G | HPR2B |  | Solar PV |  | WEC_CALN | California | 6 | San Luis Obispo | 79 | 06079 | 86.5 | 0 | 2013 | 9999 |  |  | N | Solar | [13 empty] | 0 | 0 | 0 | 0 | [11 empty] | High Plains Ranch II LLC | 100 | Global Infrastructure Partners | 100
California Valley Solar Ranch | 57439_G_HPR2C | 57439 | G | HPR2C |  | Solar PV |  | WEC_CALN | California | 6 | San Luis Obispo | 79 | 06079 | 70 | 0 | 2013 | 9999 |  |  | N | Solar | [13 empty] | 0 | 0 | 0 | 0 | [11 empty] | High Plains Ranch III LLC | 100 | NRG Energy Inc | 100
California Valley Solar Ranch | 57439_G_HPR2D | 57439 | G | HPR2D |  | Solar PV |  | WEC_CALN | California | 6 | San Luis Obispo | 79 | 06079 | 40 | 0 | 2013 | 9999 |  |  | N | Solar | [13 empty] | 0 | 0 | 0 | 0 | [11 empty] | High Plains Ranch II LLC | 100 | Global Infrastructure Partners | 100
Solar Photovoltaic Project #42 | 57441_G_S42A | 57441 | G | S42A |  | Solar PV |  | WECC_SCE | California | 6 | Tulare | 107 | 06107 | 0.5 | 0 | 2012 | 9999 |  |  | N | Solar | [13 empty] | 0 | 0 | 0 | 0 | [11 empty] | Southern California Edison Co | 100 | Edison International | 100
Solar Photovoltaic Project #42 | 57441_G_S42B | 57441 | G | S42B |  | Solar PV |  | WECC_SCE | California | 6 | Tulare | 107 | 06107 | 0.5 | 0 | 2012 | 9999 |  |  | N | Solar | [13 empty] | 0 | 0 | 0 | 0 | [11 empty] | Southern California Edison Co | 100 | Edison International | 100
Solar Photovoltaic Project #42 | 57441_G_S42C | 57441 | G | S42C |  | Solar PV |  | WECC_SCE | California | 6 | Tulare | 107 | 06107 | 0.5 | 0 | 2012 | 9999 |  |  | N | Solar | [13 empty] | 0 | 0 | 0 | 0 | [11 empty] | Southern California Edison Co | 100 | Edison International | 100
Solar Photovoltaic Project #42 | 57441_G_S42D | 57441 | G | S42D |  | Solar PV |  | WECC_SCE | California | 6 | Tulare | 107 | 06107 | 0.5 | 0 | 2012 | 9999 |  |  | N | Solar | [13 empty] | 0 | 0 | 0 | 0 | [11 empty] | Southern California Edison Co | 100 | Edison International | 100
Solar Photovoltaic Project #42 | 57441_G_S42E | 57441 | G | S42E |  | Solar PV |  | WECC_SCE | California | 6 | Tulare | 107 | 06107 | 0.5 | 0 | 2012 | 9999 |  |  | N | Solar | [13 empty] | 0 | 0 | 0 | 0 | [11 empty] | Southern California Edison Co | 100 | Edison International | 100
Solar Photovoltaic Project #42 | 57441_G_S42F | 57441 | G | S42F |  | Solar PV |  | WECC_SCE | California | 6 | Tulare | 107 | 06107 | 0.5 | 0 | 2012 | 9999 |  |  | N | Solar | [13 empty] | 0 | 0 | 0 | 0 | [11 empty] | Southern California Edison Co | 100 | Edison International | 100
Solar Photovoltaic Project #42 | 57441_G_S42G | 57441 | G | S42G |  | Solar PV |  | WECC_SCE | California | 6 | Tulare | 107 | 06107 | 0.5 | 0 | 2012 | 9999 |  |  | N | Solar | [13 empty] | 0 | 0 | 0 | 0 | [11 empty] | Southern California Edison Co | 100 | Edison International | 100
Solar Photovoltaic Project #42 | 57441_G_S42H | 57441 | G | S42H |  | Solar PV |  | WECC_SCE | California | 6 | Tulare | 107 | 06107 | 0.5 | 0 | 2012 | 9999 |  |  | N | Solar | [13 empty] | 0 | 0 | 0 | 0 | [11 empty] | Southern California Edison Co | 100 | Edison International | 100
Solar Photovoltaic Project #42 | 57441_G_S42I | 57441 | G | S42I |  | Solar PV |  | WECC_SCE | California | 6 | Tulare | 107 | 06107 | 0.5 | 0 | 2012 | 9999 |  |  | N | Solar | [13 empty] | 0 | 0 | 0 | 0 | [11 empty] | Southern California Edison Co | 100 | Edison International | 100
Solar Photovoltaic Project #42 | 57441_G_S42J | 57441 | G | S42J |  | Solar PV |  | WECC_SCE | California | 6 | Tulare | 107 | 06107 | 0.5 | 0 | 2012 | 9999 |  |  | N | Solar | [13 empty] | 0 | 0 | 0 | 0 | [11 empty] | Southern California Edison Co | 100 | Edison International | 100
Silver State Solar Power North | 57442_G_56188 | 57442 | G | 56188 |  | Solar PV |  | WECC_SNV | Nevada | 32 | Clark | 3 | 32003 | 50 | 0 | 2012 | 9999 |  |  | N | Solar | [13 empty] | 0 | 0 | 0 | 0 | [11 empty] | Silver State Solar Power North LLC | 100 | Enbridge Energy Partners LP | 100
Pine Tree Acres WM LFGTE | 57443_G_GEN1 | 57443 | G | GEN1 |  | Landfill Gas |  | MIS_LMI | Michigan | 26 | Macomb | 99 | 26099 | 1.6 | 13500 | 2012 | 9999 |  |  | N | Landfill Gas | [13 empty] | 0.1058 | 0.1058 | 0.1058 | 0.1058 | [11 empty] | WM Renewable Energy LLC | 100 | Waste Management Inc | 100
Pine Tree Acres WM LFGTE | 57443_G_GEN2 | 57443 | G | GEN2 |  | Landfill Gas |  | MIS_LMI | Michigan | 26 | Macomb | 99 | 26099 | 1.6 | 13500 | 2012 | 9999 |  |  | N | Landfill Gas | [13 empty] | 0.1058 | 0.1058 | 0.1058 | 0.1058 | [11 empty] | WM Renewable Energy LLC | 100 | Waste Management Inc | 100
Pine Tree Acres WM LFGTE | 57443_G_GEN3 | 57443 | G | GEN3 |  | Landfill Gas |  | MIS_LMI | Michigan | 26 | Macomb | 99 | 26099 | 1.6 | 13500 | 2012 | 9999 |  |  | N | Landfill Gas | [13 empty] | 0.1058 | 0.1058 | 0.1058 | 0.1058 | [11 empty] | WM Renewable Energy LLC | 100 | Waste Management Inc | 100
Pine Tree Acres WM LFGTE | 57443_G_GEN4 | 57443 | G | GEN4 |  | Landfill Gas |  | MIS_LMI | Michigan | 26 | Macomb | 99 | 26099 | 1.6 | 13500 | 2012 | 9999 |  |  | N | Landfill Gas | [13 empty] | 0.1058 | 0.1058 | 0.1058 | 0.1058 | [11 empty] | WM Renewable Energy LLC | 100 | Waste Management Inc | 100
Pine Tree Acres WM LFGTE | 57443_G_GEN5 | 57443 | G | GEN5 |  | Landfill Gas |  | MIS_LMI | Michigan | 26 | Macomb | 99 | 26099 | 1.6 | 13500 | 2012 | 9999 |  |  | N | Landfill Gas | [13 empty] | 0.1058 | 0.1058 | 0.1058 | 0.1058 | [11 empty] | WM Renewable Energy LLC | 100 | Waste Management Inc | 100
Pine Tree Acres WM LFGTE | 57443_G_GEN6 | 57443 | G | GEN6 |  | Landfill Gas |  | MIS_LMI | Michigan | 26 | Macomb | 99 | 26099 | 1.6 | 13500 | 2012 | 9999 |  |  | N | Landfill Gas | [13 empty] | 0.1058 | 0.1058 | 0.1058 | 0.1058 | [11 empty] | WM Renewable Energy LLC | 100 | Waste Management Inc | 100
Pine Tree Acres WM LFGTE | 57443_G_GEN7 | 57443 | G | GEN7 |  | Landfill Gas |  | MIS_LMI | Michigan | 26 | Macomb | 99 | 26099 | 1.6 | 13500 | 2012 | 9999 |  |  | N | Landfill Gas | [13 empty] | 0.1058 | 0.1058 | 0.1058 | 0.1058 | [11 empty] | WM Renewable Energy LLC | 100 | Waste Management Inc | 100
Pine Tree Acres WM LFGTE | 57443_G_GEN8 | 57443 | G | GEN8 |  | Landfill Gas |  | MIS_LMI | Michigan | 26 | Macomb | 99 | 26099 | 1.6 | 13500 | 2012 | 9999 |  |  | N | Landfill Gas | [13 empty] | 0.1058 | 0.1058 | 0.1058 | 0.1058 | [11 empty] | WM Renewable Energy LLC | 100 | Waste Management Inc | 100
Two Ponds Windfarm | 57444_G_1 | 57444 | G | 1 |  | Onshore Wind |  | WECC_ID | Idaho | 16 | Elmore | 39 | 16039 | 23 | 0 | 2012 | 9999 |  |  | N | Wind | [13 empty] | 0 | 0 | 0 | 0 | [11 empty] | Two Ponds Windfarm LLC | 100 | Terna SpA | 100
McGinness Hills | 57446_G_1 | 57446 | G | 1 |  | Geothermal |  | WECC_NNV | Nevada | 32 | Lander | 15 | 32015 | 13.3 | 9771 | 2012 | 9999 |  |  | N | Geothermal | [13 empty] | 0 | 0 | 0 | 0 | 0.4563 | 0.4563 | 0.4563 | [8 empty] | ORNI 39 LLC | 100 | Ormat Technologies Inc | 100
McGinness Hills | 57446_G_2 | 57446 | G | 2 |  | Geothermal |  | WECC_NNV | Nevada | 32 | Lander | 15 | 32015 | 13.3 | 9771 | 2012 | 9999 |  |  | N | Geothermal | [13 empty] | 0 | 0 | 0 | 0 | 0.4563 | 0.4563 | 0.4563 | [8 empty] | ORNI 39 LLC | 100 | Ormat Technologies Inc | 100
McGinness Hills | 57446_G_3 | 57446 | G | 3 |  | Geothermal |  | WECC_NNV | Nevada | 32 | Lander | 15 | 32015 | 8 | 9771 | 2012 | 9999 |  |  | N | Geothermal | [13 empty] | 0 | 0 | 0 | 0 | 0.4563 | 0.4563 | 0.4563 | [8 empty] | ORNI 39 LLC | 100 | Ormat Technologies Inc | 100
McGinness Hills | 57446_G_OEC21 | 57446 | G | OEC21 |  | Geothermal |  | WECC_NNV | Nevada | 32 | Lander | 15 | 32015 | 12 | 9771 | 2015 | 9999 |  |  | N | Geothermal | [13 empty] | 0 | 0 | 0 | 0 | 0.4563 | 0.4563 | 0.4563 | [8 empty] | ORNI 41 LLC | 100 | Ormat Technologies Inc | 100
McGinness Hills | 57446_G_OEC22 | 57446 | G | OEC22 |  | Geothermal |  | WECC_NNV | Nevada | 32 | Lander | 15 | 32015 | 12 | 9771 | 2015 | 9999 |  |  | N | Geothermal | [13 empty] | 0 | 0 | 0 | 0 | 0.4563 | 0.4563 | 0.4563 | [8 empty] | ORNI 41 LLC | 100 | Ormat Technologies Inc | 100
McGinness Hills | 57446_G_OEC23 | 57446 | G | OEC23 |  | Geothermal |  | WECC_NNV | Nevada | 32 | Lander | 15 | 32015 | 8 | 9771 | 2015 | 9999 |  |  | N | Geothermal | [13 empty] | 0 | 0 | 0 | 0 | 0.4563 | 0.4563 | 0.4563 | [8 empty] | ORNI 41 LLC | 100 | Ormat Technologies Inc | 100
Laurel Mountain Hybrid | 57447_G_1 | 57447 | G | 1 |  | Onshore Wind |  | PJM_AP | West Virginia | 54 | Barbour | 1 | 54001 | 97.6 | 0 | 2011 | 9999 |  |  | N | Wind | [13 empty] | 0 | 0 | 0 | 0 | [11 empty] | AES Laurel Mountain LLC | 100 | Alberta Investment Management Corp | 100
Laurel Mountain Hybrid | 57447_G_2 | 57447 | G | 2 |  | Energy Storage |  | PJM_AP | West Virginia | 54 | Barbour | 1 | 54001 | 16 | 0 | 2011 | 9999 |  |  | N | Energy Storage | [13 empty] | 0 | 0 | 0 | 0 | [11 empty] | AES Laurel Mountain LLC | 100 | Alberta Investment Management Corp | 100
Pilesgrove | 57448_G_PILE | 57448 | G | PILE |  | Solar PV |  | PJM_EMAC | New Jersey | 34 | Salem | 33 | 34033 | 17.7 | 0 | 2011 | 9999 |  |  | N | Solar | [13 empty] | 0 | 0 | 0 | 0 | [11 empty] | Pilesgrove Solar LLC | 100 | Consolidated Edison Inc | 100
Blue Creek Wind Project | 57449_G_1 | 57449 | G | 1 |  | Onshore Wind |  | PJM_West | Ohio | 39 | Van Wert | 161 | 39161 | 302 | 0 | 2011 | 9999 |  |  | N | Wind | [13 empty] | 0 | 0 | 0 | 0 | [11 empty] | Blue Creek Wind Farm LLC | 100 | Iberdrola SA | 100
Tuscarora Geothermal Power Plant | 57451_G_G9200 | 57451 | G | G9200 |  | Geothermal |  | WECC_NNV | Nevada | 32 | Elko | 7 | 32007 | 10.7 | 9771 | 2012 | 9999 |  |  | N | Geothermal | [13 empty] | 0 | 0 | 0 | 0 | 0.4563 | 0.4563 | 0.4563 | [8 empty] | ORNI 42 LLC | 100 | Ormat Technologies Inc | 100
Tuscarora Geothermal Power Plant | 57451_G_G9250 | 57451 | G | G9250 |  | Geothermal |  | WECC_NNV | Nevada | 32 | Elko | 7 | 32007 | 10.7 | 9771 | 2012 | 9999 |  |  | N | Geothermal | [13 empty] | 0 | 0 | 0 | 0 | 0.4563 | 0.4563 | 0.4563 | [8 empty] | ORNI 42 LLC | 100 | Ormat Technologies Inc | 100
NRG Solar Borrego I | 57455_G_SB1 | 57455 | G | SB1 |  | Solar PV |  | WEC_SDGE | California | 6 | San Diego | 73 | 06073 | 26 | 0 | 2013 | 9999 |  |  | N | Solar | [13 empty] | 0 | 0 | 0 | 0 | [11 empty] | Solar Borrego I LLC | 100 | Global Infrastructure Partners | 100
San Emidio | 57456_G_SE-U1 | 57456 | G | SE-U1 |  | Geothermal |  | WECC_NNV | Nevada | 32 | Washoe | 31 | 32031 | 6 | 9771 | 2012 | 9999 |  |  | N | Geothermal | [13 empty] | 0 | 0 | 0 | 0 | 0.4563 | 0.4563 | 0.4563 | [8 empty] | Gerlach Geothermal LLC | 100 | US Geothermal Inc | 100
145 Talmadge Solar | 57458_G_1 | 57458 | G | 1 |  | Solar PV |  | PJM_EMAC | New Jersey | 34 | Middlesex | 23 | 34023 | 3.8 | 0 | 2011 | 9999 |  |  | N | Solar | [13 empty] | 0 | 0 | 0 | 0 | [11 empty] | Avidan Energy Solutions | 100 | Avidan Management LLC | 100
Mountain View IV | 57459_G_1 | 57459 | G | 1 |  | Onshore Wind |  | WECC_SCE | California | 6 | Riverside | 65 | 06065 | 49 | 0 | 2012 | 9999 |  |  | N | Wind | [13 empty] | 0 | 0 | 0 | 0 | [11 empty] | Mountain View Power Partners IV LLC | 100 | AES Corp (The) | 100
Martins Creek Solar NC, LLC | 57461_G_1 | 57461 | G | 1 |  | Solar PV |  | S_C_TVA | North Carolina | 37 | Cherokee | 39 | 37039 | 0.9 | 0 | 2011 | 9999 |  |  | N | Solar | [13 empty] | 0 | 0 | 0 | 0 | [11 empty] | Martins Creek Solar NC LLC | 100 | Duke Energy Corp | 100
Napoleon Solar I | 57462_G_1 | 57462 | G | 1 |  | Solar PV |  | PJM_ATSI | Ohio | 39 | Henry | 69 | 39069 | 8 | 0 | 2011 | 9999 |  |  | N | Solar | [13 empty] | 0 | 0 | 0 | 0 | [11 empty] | Enfinity BNB Napoleon Solar LLC | 100 | BNB Renewable Energy Holdings | 100
Bishop Hill Energy LLC | 57463_G_1 | 57463 | G | 1 |  | Onshore Wind |  | MIS_MIDA | Illinois | 17 | Henry | 73 | 17073 | 200 | 0 | 2012 | 9999 |  |  | N | Wind | [13 empty] | 0 | 0 | 0 | 0 | [11 empty] | Bishop Hill Energy LLC | 100 | WEC Energy Group Inc | 100
Romark PA Solar | 57465_G_1 | 57465 | G | 1 |  | Solar PV |  | PJM_WMAC | Pennsylvania | 42 | Luzerne | 79 | 42079 | 1.8 | 0 | 2011 | 9999 |  |  | N | Solar | [13 empty] | 0 | 0 | 0 | 0 | [11 empty] | Romark Logistics | 100 | Romark Logistics | 100
Blue Ridge Landfill | 57466_G_GEN1 | 57466 | G | GEN1 |  | Landfill Gas |  | PJM_AP | Pennsylvania | 42 | Franklin | 55 | 42055 | 1.6 | 13500 | 2013 | 9999 |  |  | N | Landfill Gas | [13 empty] | 0.22117 | 0.22117 | 0.22117 | 0.22117 | [11 empty] | Blue Ridge Renewable Energy LLC | 100 | Exelon Corp | 100
Blue Ridge Landfill | 57466_G_GEN2 | 57466 | G | GEN2 |  | Landfill Gas |  | PJM_AP | Pennsylvania | 42 | Franklin | 55 | 42055 | 1.6 | 13500 | 2013 | 9999 |  |  | N | Landfill Gas | [13 empty] | 0.22117 | 0.22117 | 0.22117 | 0.22117 | [11 empty] | Blue Ridge Renewable Energy LLC | 100 | Exelon Corp | 100
Blue Ridge Landfill | 57466_G_GEN3 | 57466 | G | GEN3 |  | Landfill Gas |  | PJM_AP | Pennsylvania | 42 | Franklin | 55 | 42055 | 1.6 | 13500 | 2013 | 9999 |  |  | N | Landfill Gas | [13 empty] | 0.22117 | 0.22117 | 0.22117 | 0.22117 | [11 empty] | Blue Ridge Renewable Energy LLC | 100 | Exelon Corp | 100
Blue Ridge Landfill | 57466_G_GEN4 | 57466 | G | GEN4 |  | Landfill Gas |  | PJM_AP | Pennsylvania | 42 | Franklin | 55 | 42055 | 1.6 | 13500 | 2013 | 9999 |  |  | N | Landfill Gas | [13 empty] | 0.22117 | 0.22117 | 0.22117 | 0.22117 | [11 empty] | Blue Ridge Renewable Energy LLC | 100 | Exelon Corp | 100
Crystal Lake 3 LLC | 57468_G_GE1.5 | 57468 | G | GE1.5 |  | Onshore Wind |  | MIS_IA | Iowa | 19 | Winnebago | 189 | 19189 | 66 | 0 | 2009 | 9999 |  |  | N | Wind | [13 empty] | 0 | 0 | 0 | 0 | [11 empty] | Crystal Lake Wind Energy III LLC | 100 | NextEra Energy Inc | 100
Garden Wind LLC | 57469_G_GE1.5 | 57469 | G | GE1.5 |  | Onshore Wind |  | MIS_MIDA | Iowa | 19 | Hardin | 83 | 19083 | 150 | 0 | 2009 | 9999 |  |  | N | Wind | [13 empty] | 0 | 0 | 0 | 0 | [11 empty] | Garden Wind LLC | 100 | NextEra Energy Inc | 100
Murray Hill Solar | 57471_G_MHNJ | 57471 | G | MHNJ |  | Solar PV |  | PJM_EMAC | New Jersey | 34 | Union | 39 | 34039 | 1 | 0 | 2011 | 9999 |  |  | N | Solar | [13 empty] | 0 | 0 | 0 | 0 | [11 empty] | Consolidated Edison Development Inc | 100 | Consolidated Edison Inc | 100
TBE-Montgomery LLC | 57472_G_CTG | 57472 | G | CTG |  | Non-Fossil Waste |  | NY_Z_G-I | New York | 36 | Orange | 71 | 36071 | 11.6 | 13500 | 2021 | 9999 |  |  | N | Non-Fossil Waste | [13 empty] | 0 | 0 | 0 | 0 | [11 empty] | Taylor Biomass Energy Montgomery LLC | 100 | Taylor Holdings Group Ltd | 100
TBE-Montgomery LLC | 57472_G_STG | 57472 | G | STG |  | Non-Fossil Waste |  | NY_Z_G-I | New York | 36 | Orange | 71 | 36071 | 7.4 | 13500 | 2021 | 9999 |  |  | N | Non-Fossil Waste | [13 empty] | 0 | 0 | 0 | 0 | [11 empty] | Taylor Biomass Energy Montgomery LLC | 100 | Taylor Holdings Group Ltd | 100
Dartmouth Solar | 57473_G_DSMA | 57473 | G | DSMA |  | Solar PV |  | NENGREST | Massachusetts | 25 | Bristol | 5 | 25005 | 1.6 | 0 | 2011 | 9999 |  |  | N | Solar | [13 empty] | 0 | 0 | 0 | 0 | [11 empty] | Consolidated Edison Development Inc | 100 | Consolidated Edison Inc | 100
Ralls Wind Farm | 57474_G_1 | 57474 | G | 1 |  | Onshore Wind |  | ERC_WEST | Texas | 48 | Crosby | 107 | 48107 | 10 | 0 | 2011 | 9999 |  |  | N | Wind | [13 empty] | 0 | 0 | 0 | 0 | [11 empty] | Ralls Wind Farm LLC | 100 | Ralls Corp Inc | 100
John L. Featherstone Plant | 57475_G_HRP1 | 57475 | G | HRP1 |  | Geothermal |  | WECC_IID | California | 6 | Imperial | 25 | 06025 | 49.9 | 9771 | 2012 | 9999 |  |  | N | Geothermal | [13 empty] | 0 | 0 | 0 | 0 | 0.4625 | 0.4625 | 0.4625 | [8 empty] | Hudson Ranch Power I LLC | 100 | Char LLC | 100
Chittenden County Solar Partners | 57481_G_01 | 57481 | G | 01 |  | Solar PV |  | NENGREST | Vermont | 50 | Chittenden | 7 | 50007 | 2.2 | 0 | 2011 | 9999 |  |  | N | Solar | [13 empty] | 0 | 0 | 0 | 0 | [11 empty] | Chittenden County Solar Partners LLC | 100 | Chittenden County Solar Partners LLC | 100
Sentinel Energy Center, LLC | 57482_G_CTG1 | 57482 | G | CTG1 | 90714 | Combustion Turbine |  | WECC_SCE | California | 6 | Riverside | 65 | 06065 | 100 | 10745 | 2013 | 9999 |  |  | N | Natural Gas |  |  |  | H2O | SCR | [8 empty] | 0.0119 | 0.0119 | 0.0119 | 0.0119 | [11 empty] | Sentinel Energy Center LLC | 100 | Mitsubishi Corp | 100
Sentinel Energy Center, LLC | 57482_G_CTG2 | 57482 | G | CTG2 | 90715 | Combustion Turbine |  | WECC_SCE | California | 6 | Riverside | 65 | 06065 | 100 | 10745 | 2013 | 9999 |  |  | N | Natural Gas |  |  |  | H2O | SCR | [8 empty] | 0.01184 | 0.01184 | 0.01184 | 0.01184 | [11 empty] | Sentinel Energy Center LLC | 100 | Mitsubishi Corp | 100
Sentinel Energy Center, LLC | 57482_G_CTG3 | 57482 | G | CTG3 | 90716 | Combustion Turbine |  | WECC_SCE | California | 6 | Riverside | 65 | 06065 | 100 | 10745 | 2013 | 9999 |  |  | N | Natural Gas |  |  |  | H2O | SCR | [8 empty] | 0.01202 | 0.01202 | 0.01202 | 0.01202 | [11 empty] | Sentinel Energy Center LLC | 100 | Mitsubishi Corp | 100
Sentinel Energy Center, LLC | 57482_G_CTG4 | 57482 | G | CTG4 | 90717 | Combustion Turbine |  | WECC_SCE | California | 6 | Riverside | 65 | 06065 | 100 | 10745 | 2013 | 9999 |  |  | N | Natural Gas |  |  |  | H2O | SCR | [8 empty] | 0.01292 | 0.01292 | 0.01292 | 0.01292 | [11 empty] | Sentinel Energy Center LLC | 100 | Mitsubishi Corp | 100
Sentinel Energy Center, LLC | 57482_G_CTG5 | 57482 | G | CTG5 | 90718 | Combustion Turbine |  | WECC_SCE | California | 6 | Riverside | 65 | 06065 | 100 | 10745 | 2013 | 9999 |  |  | N | Natural Gas |  |  |  | H2O | SCR | [8 empty] | 0.0132 | 0.0132 | 0.0132 | 0.0132 | [11 empty] | Sentinel Energy Center LLC | 100 | Mitsubishi Corp | 100
Sentinel Energy Center, LLC | 57482_G_CTG6 | 57482 | G | CTG6 | 90719 | Combustion Turbine |  | WECC_SCE | California | 6 | Riverside | 65 | 06065 | 100 | 10745 | 2013 | 9999 |  |  | N | Natural Gas |  |  |  | H2O | SCR | [8 empty] | 0.01121 | 0.01121 | 0.01121 | 0.01121 | [11 empty] | Sentinel Energy Center LLC | 100 | Mitsubishi Corp | 100
Sentinel Energy Center, LLC | 57482_G_CTG7 | 57482 | G | CTG7 | 90720 | Combustion Turbine |  | WECC_SCE | California | 6 | Riverside | 65 | 06065 | 100 | 10745 | 2013 | 9999 |  |  | N | Natural Gas |  |  |  | H2O | SCR | [8 empty] | 0.01156 | 0.01156 | 0.01156 | 0.01156 | [11 empty] | Sentinel Energy Center LLC | 100 | Mitsubishi Corp | 100
Sentinel Energy Center, LLC | 57482_G_CTG8 | 57482 | G | CTG8 | 90721 | Combustion Turbine |  | WECC_SCE | California | 6 | Riverside | 65 | 06065 | 100 | 10745 | 2013 | 9999 |  |  | N | Natural Gas |  |  |  | H2O | SCR | [8 empty] | 0.01332 | 0.01332 | 0.01332 | 0.01332 | [11 empty] | Sentinel Energy Center LLC | 100 | Mitsubishi Corp | 100
Mariposa Energy Project | 57483_G_CTG1 | 57483 | G | CTG1 | 90692 | Combustion Turbine |  | WEC_CALN | California | 6 | Alameda | 1 | 06001 | 49.9 | 10838 | 2012 | 9999 |  |  | N | Natural Gas |  |  |  |  | SCR | [8 empty] | 0.01336 | 0.01336 | 0.01336 | 0.01336 | [11 empty] | Mariposa Energy LLC | 100 | Mitsubishi Corp | 100
Mariposa Energy Project | 57483_G_CTG2 | 57483 | G | CTG2 | 90693 | Combustion Turbine |  | WEC_CALN | California | 6 | Alameda | 1 | 06001 | 49.9 | 10838 | 2012 | 9999 |  |  | N | Natural Gas |  |  |  |  | SCR | [8 empty] | 0.01408 | 0.01408 | 0.01408 | 0.01408 | [11 empty] | Mariposa Energy LLC | 100 | Mitsubishi Corp | 100
Mariposa Energy Project | 57483_G_CTG3 | 57483 | G | CTG3 | 90694 | Combustion Turbine |  | WEC_CALN | California | 6 | Alameda | 1 | 06001 | 49.9 | 10838 | 2012 | 9999 |  |  | N | Natural Gas |  |  |  |  | SCR | [8 empty] | 0.01446 | 0.01446 | 0.01446 | 0.01446 | [11 empty] | Mariposa Energy LLC | 100 | Mitsubishi Corp | 100
Mariposa Energy Project | 57483_G_CTG4 | 57483 | G | CTG4 | 90695 | Combustion Turbine |  | WEC_CALN | California | 6 | Alameda | 1 | 06001 | 49.9 | 10838 | 2012 | 9999 |  |  | N | Natural Gas |  |  |  |  | SCR | [8 empty] | 0.01544 | 0.01544 | 0.01544 | 0.01544 | [11 empty] | Mariposa Energy LLC | 100 | Mitsubishi Corp | 100
Manzana Wind LLC | 57484_G_GEN1 | 57484 | G | GEN1 |  | Onshore Wind |  | WECC_SCE | California | 6 | Kern | 29 | 06029 | 189 | 0 | 2012 | 9999 |  |  | N | Wind | [13 empty] | 0 | 0 | 0 | 0 | [11 empty] | Manzana Wind LLC | 100 | Iberdrola SA | 100
Flemington Solar | 57485_G_FSNJ | 57485 | G | FSNJ |  | Solar PV |  | PJM_EMAC | New Jersey | 34 | Hunterdon | 19 | 34019 | 7.9 | 0 | 2011 | 9999 |  |  | N | Solar | [13 empty] | 0 | 0 | 0 | 0 | [11 empty] | Flemington Solar LLC | 100 | Consolidated Edison Inc | 100
Frenchtown I Solar | 57486_G_F1NJ | 57486 | G | F1NJ |  | Solar PV |  | PJM_EMAC | New Jersey | 34 | Hunterdon | 19 | 34019 | 3 | 0 | 2012 | 9999 |  |  | N | Solar | [13 empty] | 0 | 0 | 0 | 0 | [11 empty] | Frenchtown I Solar LLC | 100 | Consolidated Edison Inc | 100
Frenchtown II Solar | 57487_G_F2NJ | 57487 | G | F2NJ |  | Solar PV |  | PJM_EMAC | New Jersey | 34 | Hunterdon | 19 | 34019 | 3 | 0 | 2011 | 9999 |  |  | N | Solar | [13 empty] | 0 | 0 | 0 | 0 | [11 empty] | Frenchtown II Solar LLC | 100 | Consolidated Edison Inc | 100
Lebanon Solar | 57488_G_LSNJ | 57488 | G | LSNJ |  | Solar PV |  | PJM_EMAC | New Jersey | 34 | Hunterdon | 19 | 34019 | 2 | 0 | 2011 | 9999 |  |  | N | Solar | [13 empty] | 0 | 0 | 0 | 0 | [11 empty] | Lebanon Solar LLC | 100 | Consolidated Edison Inc | 100
Oak Grove Power Producers | 57489_G_G1 | 57489 | G | G1 |  | Landfill Gas |  | SPP_N | Kansas | 20 | Crawford | 37 | 20037 | 1.5 | 13500 | 2010 | 9999 |  |  | N | Landfill Gas | [13 empty] | 0.16169 | 0.16169 | 0.16169 | 0.16169 | [11 empty] | Waste Corp of Kansas | 100 | Wca Waste Corp | 100
Oak Grove Power Producers | 57489_G_G2 | 57489 | G | G2 |  | Landfill Gas |  | SPP_N | Kansas | 20 | Crawford | 37 | 20037 | 1.9 | 13500 | 2013 | 9999 |  |  | N | Landfill Gas | [13 empty] | 0.22117 | 0.22117 | 0.22117 | 0.22117 | [11 empty] | Enerdyne Power Systems Inc | 100 | Wca Waste Corp | 100
Imperial Solar Energy Center South | 57490_G_56819 | 57490 | G | 56819 |  | Solar PV |  | WECC_IID | California | 6 | Imperial | 25 | 06025 | 128.9 | 0 | 2013 | 9999 |  |  | N | Solar | [13 empty] | 0 | 0 | 0 | 0 | [11 empty] | CSOLAR IV South LLC | 100 | Capital Dynamics | 100
Imperial Solar Energy Center West | 57491_G_56819 | 57491 | G | 56819 |  | Solar PV |  | WECC_IID | California | 6 | Imperial | 25 | 06025 | 148.7 | 0 | 2016 | 9999 |  |  | N | Solar | [13 empty] | 0 | 0 | 0 | 0 | [11 empty] | CSOLAR IV West LLC | 100 | Tenaska Inc | 100
Settlers Trail Wind Farm LLC | 57493_G_STWF | 57493 | G | STWF |  | Onshore Wind |  | MIS_IL | Illinois | 17 | Iroquois | 75 | 17075 | 150.4 | 0 | 2011 | 9999 |  |  | N | Wind | [13 empty] | 0 | 0 | 0 | 0 | [11 empty] | Settlers Trail Wind Farm LLC | 100 | RWE Group | 100
Masser Farms Realty Solar | 57494_G_MFRS | 57494 | G | MFRS |  | Solar PV |  | PJM_WMAC | Pennsylvania | 42 | Schuylkill | 107 | 42107 | 1 | 0 | 2011 | 9999 |  |  | N | Solar | [13 empty] | 0 | 0 | 0 | 0 | [11 empty] | Masser Farms Realty Ltd | 100 | Masser Farms Realty Ltd | 100
Tieton Dam Hydro Electric Project | 57496_G_UNIT1 | 57496 | G | UNIT1 |  | Hydro |  | WECC_PNW | Washington | 53 | Yakima | 77 | 53077 | 6.9 | 0 | 2006 | 9999 |  |  | N | Hydro | [13 empty] | 0 | 0 | 0 | 0 | [11 empty] | Tieton Hydropower LLC | 100 | Burbank (City of) | 100
Tieton Dam Hydro Electric Project | 57496_G_UNIT2 | 57496 | G | UNIT2 |  | Hydro |  | WECC_PNW | Washington | 53 | Yakima | 77 | 53077 | 6.9 | 0 | 2006 | 9999 |  |  | N | Hydro | [13 empty] | 0 | 0 | 0 | 0 | [11 empty] | Tieton Hydropower LLC | 100 | Burbank (City of) | 100
Stroud Solar Station | 57497_G_1 | 57497 | G | 1 |  | Solar PV |  | WEC_CALN | California | 6 | Fresno | 19 | 06019 | 20 | 0 | 2011 | 9999 |  |  | N | Solar | [13 empty] | 0 | 0 | 0 | 0 | [11 empty] | Pacific Gas & Electric Co | 100 | PG&E Corp | 100
Five Points Solar Station | 57498_G_1 | 57498 | G | 1 |  | Solar PV |  | WEC_CALN | California | 6 | Fresno | 19 | 06019 | 15 | 0 | 2011 | 9999 |  |  | N | Solar | [13 empty] | 0 | 0 | 0 | 0 | [11 empty] | Pacific Gas & Electric Co | 100 | PG&E Corp | 100
Westside Solar Station | 57499_G_1 | 57499 | G | 1 |  | Solar PV |  | WEC_CALN | California | 6 | Fresno | 19 | 06019 | 15 | 0 | 2011 | 9999 |  |  | N | Solar | [13 empty] | 0 | 0 | 0 | 0 | [11 empty] | Pacific Gas & Electric Co | 100 | PG&E Corp | 100
Laurel Wind Farm | 57500_G_LWF | 57500 | G | LWF |  | Onshore Wind |  | MIS_IA | Iowa | 19 | Marshall | 127 | 19127 | 119.6 | 0 | 2011 | 9999 |  |  | N | Wind | [13 empty] | 0 | 0 | 0 | 0 | [11 empty] | MidAmerican Energy Co | 100 | Berkshire Hathaway Inc | 100
Rolling Hills Wind Farm | 57501_G_RHWF | 57501 | G | RHWF |  | Onshore Wind |  | MIS_MIDA | Iowa | 19 | Cass | 29 | 19029 | 443.9 | 0 | 2011 | 9999 |  |  | N | Wind | [13 empty] | 0 | 0 | 0 | 0 | [11 empty] | MidAmerican Energy Co | 100 | Berkshire Hathaway Inc | 100
Perdido | 57502_G_1 | 57502 | G | 1 |  | Landfill Gas |  | S_SOU | Florida | 12 | Escambia | 33 | 12033 | 1.5 | 13500 | 2010 | 9999 |  |  | N | Landfill Gas | [13 empty] | 0.1 | 0.1 | 0.1 | 0.1 | [11 empty] | Gulf Power Co | 100 | NextEra Energy Inc | 100
Perdido | 57502_G_2 | 57502 | G | 2 |  | Landfill Gas |  | S_SOU | Florida | 12 | Escambia | 33 | 12033 | 1.5 | 13500 | 2010 | 9999 |  |  | N | Landfill Gas | [13 empty] | 0.1 | 0.1 | 0.1 | 0.1 | [11 empty] | Gulf Power Co | 100 | NextEra Energy Inc | 100
TECO CHP-1 | 57504_G_CHP1 | 57504 | G | CHP1 |  | Combustion Turbine |  | ERC_REST | Texas | 48 | Harris | 201 | 48201 | 48 | 8700 | 2010 | 9999 |  |  | Y | Natural Gas | [13 empty] | 0.00808 | 0.00808 | 0.00808 | 0.00808 | [11 empty] | Thermal Energy Corp (TECO) | 100 | Thermal Energy Corp (TECO) | 100
Monroe Generating Station | 57505_G_1 | 57505 | G | 1 |  | Combustion Turbine |  | S_VACA | North Carolina | 37 | Union | 179 | 37179 | 12 | 16578 | 2010 | 9999 |  |  | N | Natural Gas, Distillate Fuel Oil | [13 empty] | 0.00375 | 0.00375 | 0.00375 | 0.00375 | [11 empty] | North Carolina Eastern Municipal Power Agency | 100 | North Carolina Eastern Municipal Power Agency | 100
Monroe Generating Station | 57505_G_2 | 57505 | G | 2 |  | Combustion Turbine |  | S_VACA | North Carolina | 37 | Union | 179 | 37179 | 12 | 16584 | 2010 | 9999 |  |  | N | Natural Gas, Distillate Fuel Oil | [13 empty] | 0.00746 | 0.00746 | 0.00746 | 0.00746 | [11 empty] | North Carolina Eastern Municipal Power Agency | 100 | North Carolina Eastern Municipal Power Agency | 100
FRV SI Transport Solar LP | 57506_G_SEIM | 57506 | G | SEIM |  | Solar PV |  | WEC_CALN | California | 6 | Sacramento | 67 | 06067 | 1 | 0 | 2010 | 9999 |  |  | N | Solar | [13 empty] | 0 | 0 | 0 | 0 | [11 empty] | FRV SI Transport Solar LP | 100 | Fotowatio SL | 100
RV CSU Power II LLC | 57507_G_CSUII | 57507 | G | CSUII |  | Solar PV |  | WECC_CO | Colorado | 8 | Larimer | 69 | 08069 | 3 | 0 | 2010 | 9999 |  |  | N | Solar | [13 empty] | 0 | 0 | 0 | 0 | [11 empty] | FRV CSU Power II LLC | 100 | SunEdison | 100
Carson Solar I | 57509_G_1 | 57509 | G | 1 |  | Solar PV |  | WECC_CO | Colorado | 8 | El Paso | 41 | 08041 | 1.5 | 0 | 2007 | 9999 |  |  | N | Solar | [13 empty] | 0 | 0 | 0 | 0 | [11 empty] | Morgan Stanley Capital Group Inc | 100 | Morgan Stanley | 100
Ocotillo Express LLC | 57514_G_WTG | 57514 | G | WTG |  | Onshore Wind |  | WECC_IID | California | 6 | Imperial | 25 | 06025 | 265.4 | 0 | 2012 | 9999 |  |  | N | Wind | [13 empty] | 0 | 0 | 0 | 0 | [11 empty] | Ocotillo Express LLC | 100 | Riverstone Holdings LLC | 100
Walnut Creek Energy Park | 57515_G_GT1 | 57515 | G | GT1 | 90677 | Combustion Turbine |  | WEC_LADW | California | 6 | Los Angeles | 37 | 06037 | 97 | 10745 | 2013 | 9999 |  |  | N | Natural Gas |  |  |  | H2O | SCR | [8 empty] | 0.0115 | 0.0115 | 0.0115 | 0.0115 | [11 empty] | Walnut Creek Energy LLC | 100 | Global Infrastructure Partners | 100
Walnut Creek Energy Park | 57515_G_GT2 | 57515 | G | GT2 | 90678 | Combustion Turbine |  | WEC_LADW | California | 6 | Los Angeles | 37 | 06037 | 97 | 10745 | 2013 | 9999 |  |  | N | Natural Gas |  |  |  | H2O | SCR | [8 empty] | 0.01109 | 0.01109 | 0.01109 | 0.01109 | [11 empty] | Walnut Creek Energy LLC | 100 | Global Infrastructure Partners | 100
Walnut Creek Energy Park | 57515_G_GT3 | 57515 | G | GT3 | 90679 | Combustion Turbine |  | WEC_LADW | California | 6 | Los Angeles | 37 | 06037 | 97 | 10745 | 2013 | 9999 |  |  | N | Natural Gas |  |  |  | H2O | SCR | [8 empty] | 0.01141 | 0.01141 | 0.01141 | 0.01141 | [11 empty] | Walnut Creek Energy LLC | 100 | Global Infrastructure Partners | 100
Walnut Creek Energy Park | 57515_G_GT4 | 57515 | G | GT4 | 90680 | Combustion Turbine |  | WEC_LADW | California | 6 | Los Angeles | 37 | 06037 | 97 | 10745 | 2013 | 9999 |  |  | N | Natural Gas |  |  |  | H2O | SCR | [8 empty] | 0.01063 | 0.01063 | 0.01063 | 0.01063 | [11 empty] | Walnut Creek Energy LLC | 100 | Global Infrastructure Partners | 100
Walnut Creek Energy Park | 57515_G_GT5 | 57515 | G | GT5 | 90681 | Combustion Turbine |  | WEC_LADW | California | 6 | Los Angeles | 37 | 06037 | 97 | 10745 | 2013 | 9999 |  |  | N | Natural Gas |  |  |  | H2O | SCR | [8 empty] | 0.00986 | 0.00986 | 0.00986 | 0.00986 | [11 empty] | Walnut Creek Energy LLC | 100 | Global Infrastructure Partners | 100
KODE Novus I | 57516_G_NOVUS | 57516 | G | NOVUS |  | Onshore Wind |  | SPP_SPS | Oklahoma | 40 | Texas | 139 | 40139 | 80 | 0 | 2012 | 9999 |  |  | N | Wind | [13 empty] | 0 | 0 | 0 | 0 | [11 empty] | Gruver Wind Interconnection LLC | 100 | NextEra Energy Inc | 100
DeWind Frisco | 57517_G_FRISC | 57517 | G | FRISC |  | Onshore Wind |  | SPP_SPS | Texas | 48 | Hansford | 195 | 48195 | 20 | 0 | 2012 | 9999 |  |  | N | Wind | [13 empty] | 0 | 0 | 0 | 0 | [11 empty] | DWS Frisco LLC | 100 | Wind Power Holdings Inc | 100
Trexlertown Solar Array North and South | 57519_G_GEN1 | 57519 | G | GEN1 |  | Solar PV |  | PJM_WMAC | Pennsylvania | 42 | Lehigh | 77 | 42077 | 1.9 | 0 | 2011 | 9999 |  |  | N | Solar | [13 empty] | 0 | 0 | 0 | 0 | [11 empty] | Trexlertown Solar Array | 100 | Air Products & Chemicals Inc | 100
Trinity Hills | 57520_G_1 | 57520 | G | 1 |  | Onshore Wind |  | ERC_WEST | Texas | 48 | Young | 503 | 48503 | 225 | 0 | 2011 | 9999 |  |  | N | Wind | [13 empty] | 0 | 0 | 0 | 0 | [11 empty] | Trinity Hills Wind Farm LLC | 100 | BP plc | 100
Giffen | 57521_G_1 | 57521 | G | 1 |  | Solar PV |  | WEC_CALN | California | 6 | Fresno | 19 | 06019 | 10 | 0 | 2012 | 9999 |  |  | N | Solar | [13 empty] | 0 | 0 | 0 | 0 | [11 empty] | Pacific Gas & Electric Co | 100 | PG&E Corp | 100
Cantua Solar Station | 57522_G_1 | 57522 | G | 1 |  | Solar PV |  | WEC_CALN | California | 6 | Fresno | 19 | 06019 | 20 | 0 | 2012 | 9999 |  |  | N | Solar | [13 empty] | 0 | 0 | 0 | 0 | [11 empty] | Pacific Gas & Electric Co | 100 | PG&E Corp | 100
Huron Solar Station | 57523_G_1 | 57523 | G | 1 |  | Solar PV |  | WEC_CALN | California | 6 | Fresno | 19 | 06019 | 20 | 0 | 2012 | 9999 |  |  | N | Solar | [13 empty] | 0 | 0 | 0 | 0 | [11 empty] | Pacific Gas & Electric Co | 100 | PG&E Corp | 100
Roger Road WWTP | 57524_G_1 | 57524 | G | 1 |  | Solar PV |  | WECC_AZ | Arizona | 4 | Pima | 19 | 04019 | 0.9 | 0 | 2010 | 9999 |  |  | N | Solar | [13 empty] | 0 | 0 | 0 | 0 | [11 empty] | SunEdison | 100 | SunEdison | 100
North Hurlburt Wind LLC | 57526_G_NORTH | 57526 | G | NORTH |  | Onshore Wind |  | WECC_PNW | Oregon | 41 | Gilliam | 21 | 41021 | 265 | 0 | 2012 | 9999 |  |  | N | Wind | [13 empty] | 0 | 0 | 0 | 0 | [11 empty] | North Hurlburt Wind LLC | 100 | Caithness Energy LLC | 100
Palouse | 57530_G_1 | 57530 | G | 1 |  | Onshore Wind |  | WECC_PNW | Washington | 53 | Whitman | 75 | 53075 | 105.3 | 0 | 2012 | 9999 |  |  | N | Wind | [13 empty] | 0 | 0 | 0 | 0 | [11 empty] | Palouse Wind LLC | 100 | Brookfield Asset Management Inc | 100
Bingham Wind | 57531_G_1 | 57531 | G | 1 |  | Onshore Wind |  | NENG_ME | Maine | 23 | Piscataquis | 21 | 23021 | 186 | 0 | 2016 | 9999 |  |  | N | Wind | [13 empty] | 0 | 0 | 0 | 0 | [11 empty] | Blue Sky West LLC | 100 | Brookfield Asset Management Inc | 100
Solar Photovoltaic Project #32 | 57534_G_S32A | 57534 | G | S32A |  | Solar PV |  | WECC_SCE | California | 6 | San Bernardino | 71 | 06071 | 0.5 | 0 | 2015 | 9999 |  |  | N | Solar | [13 empty] | 0 | 0 | 0 | 0 | [11 empty] | Southern California Edison Co | 100 | Edison International | 100
Solar Photovoltaic Project #32 | 57534_G_S32B | 57534 | G | S32B |  | Solar PV |  | WECC_SCE | California | 6 | San Bernardino | 71 | 06071 | 0.5 | 0 | 2015 | 9999 |  |  | N | Solar | [13 empty] | 0 | 0 | 0 | 0 | [11 empty] | Southern California Edison Co | 100 | Edison International | 100
Solar Photovoltaic Project #32 | 57534_G_S32C | 57534 | G | S32C |  | Solar PV |  | WECC_SCE | California | 6 | San Bernardino | 71 | 06071 | 0.5 | 0 | 2015 | 9999 |  |  | N | Solar | [13 empty] | 0 | 0 | 0 | 0 | [11 empty] | Southern California Edison Co | 100 | Edison International | 100
Solar Photovoltaic Project #33 | 57535_G_S33A | 57535 | G | S33A |  | Solar PV |  | WECC_SCE | California | 6 | San Bernardino | 71 | 06071 | 0.5 | 0 | 2015 | 9999 |  |  | N | Solar | [13 empty] | 0 | 0 | 0 | 0 | [11 empty] | Southern California Edison Co | 100 | Edison International | 100
Solar Photovoltaic Project #33 | 57535_G_S33B | 57535 | G | S33B |  | Solar PV |  | WECC_SCE | California | 6 | San Bernardino | 71 | 06071 | 0.5 | 0 | 2015 | 9999 |  |  | N | Solar | [13 empty] | 0 | 0 | 0 | 0 | [11 empty] | Southern California Edison Co | 100 | Edison International | 100
California State University San Bernardi | 57544_G_FC01 | 57544 | G | FC01 |  | Fuel Cell |  | WECC_SCE | California | 6 | San Bernardino | 71 | 06071 | 1.4 | 5521 | 2013 | 9999 |  |  | Y | Natural Gas | [13 empty] | 0 | 0 | 0 | 0 | [11 empty] | Southern California Edison Co | 100 | Edison International | 100
Winona County Wind LLC | 57547_G_WCW | 57547 | G | WCW |  | Onshore Wind |  | MIS_MNWI | Minnesota | 27 | Winona | 169 | 27169 | 0.5 | 0 | 2011 | 9999 |  |  | N | Wind | [13 empty] | 0 | 0 | 0 | 0 | [11 empty] | Winona County Wind LLC | 100 | Winona Wind Holdings LLC | 100
South Hurlburt Wind LLC | 57549_G_SOUTH | 57549 | G | SOUTH |  | Onshore Wind |  | WECC_PNW | Oregon | 41 | Gilliam | 21 | 41021 | 290 | 0 | 2012 | 9999 |  |  | N | Wind | [13 empty] | 0 | 0 | 0 | 0 | [11 empty] | South Hurlburt Wind LLC | 100 | Caithness Energy LLC | 100
Horseshoe Bend Wind LLC | 57550_G_HORSE | 57550 | G | HORSE |  | Onshore Wind |  | WECC_PNW | Oregon | 41 | Gilliam | 21 | 41021 | 290 | 0 | 2012 | 9999 |  |  | N | Wind | [13 empty] | 0 | 0 | 0 | 0 | [11 empty] | Horseshoe Bend Wind LLC | 100 | Caithness Energy LLC | 100
Garland Canal Power Plant | 57551_G_MAIN | 57551 | G | MAIN |  | Hydro |  | WECC_WY | Wyoming | 56 | Park | 29 | 56029 | 2.6 | 0 | 1983 | 9999 |  |  | N | Hydro | [13 empty] | 0 | 0 | 0 | 0 | [11 empty] | Western Area Power Administration | 100 | Western Area Power Administration | 100
Shirley Wind | 57553_G_1 | 57553 | G | 1 |  | Onshore Wind |  | MIS_WUMS | Wisconsin | 55 | Brown | 9 | 55009 | 20 | 0 | 2010 | 9999 |  |  | N | Wind | [13 empty] | 0 | 0 | 0 | 0 | [11 empty] | Shirley Wind LLC | 100 | Duke Energy Corp | 100
AFA Solar Farm | 57554_G_AFA1 | 57554 | G | AFA1 |  | Solar PV |  | WECC_CO | Colorado | 8 | El Paso | 41 | 08041 | 5.5 | 0 | 2011 | 9999 |  |  | N | Solar | [13 empty] | 0 | 0 | 0 | 0 | [11 empty] | Solar Star Colorado II LLC | 100 | TOTAL SA | 100
Pio Pico Energy Center | 57555_G_CTG1 | 57555 | G | CTG1 | 90696 | Combustion Turbine |  | WEC_SDGE | California | 6 | San Diego | 73 | 06073 | 106 | 10745 | 2016 | 9999 |  |  | N | Natural Gas |  |  |  | H2O | SCR | [8 empty] | 0.01341 | 0.01341 | 0.01341 | 0.01341 | [11 empty] | Pio Pico Energy Center LLC | 100 | JPMorgan Chase & Co | 100
Pio Pico Energy Center | 57555_G_CTG2 | 57555 | G | CTG2 | 90697 | Combustion Turbine |  | WEC_SDGE | California | 6 | San Diego | 73 | 06073 | 106 | 10745 | 2016 | 9999 |  |  | N | Natural Gas |  |  |  | H2O | SCR | [8 empty] | 0.01341 | 0.01341 | 0.01341 | 0.01341 | [11 empty] | Pio Pico Energy Center LLC | 100 | JPMorgan Chase & Co | 100
Pio Pico Energy Center | 57555_G_CTG3 | 57555 | G | CTG3 | 90698 | Combustion Turbine |  | WEC_SDGE | California | 6 | San Diego | 73 | 06073 | 106 | 10745 | 2016 | 9999 |  |  | N | Natural Gas |  |  |  | H2O | SCR | [8 empty] | 0.01308 | 0.01308 | 0.01308 | 0.01308 | [11 empty] | Pio Pico Energy Center LLC | 100 | JPMorgan Chase & Co | 100
La Senita | 57556_G_1 | 57556 | G | 1 |  | Solar PV |  | WECC_AZ | Arizona | 4 | Mohave | 15 | 04015 | 1 | 0 | 2011 | 9999 |  |  | N | Solar | [13 empty] | 0 | 0 | 0 | 0 | [11 empty] | Uns Energy Corp | 100 | Uns Energy Corp | 100
Sunnyvale City of WPCP | 57557_G_S-14 | 57557 | G | S-14 |  | Landfill Gas |  | WEC_CALN | California | 6 | Santa Clara | 85 | 06085 | 0.8 | 11590 | 1997 | 9999 |  |  | Y | Landfill Gas | [13 empty] | 0.22117 | 0.22117 | 0.22117 | 0.22117 | [11 empty] | Sunnyvale (City of) | 100 | Sunnyvale (City of) | 100
Sunnyvale City of WPCP | 57557_G_S-15 | 57557 | G | S-15 |  | Landfill Gas |  | WEC_CALN | California | 6 | Santa Clara | 85 | 06085 | 0.8 | 11590 | 1997 | 9999 |  |  | Y | Landfill Gas | [13 empty] | 0.22117 | 0.22117 | 0.22117 | 0.22117 | [11 empty] | Sunnyvale (City of) | 100 | Sunnyvale (City of) | 100
Sunset Reservoir North Basin | 57559_G_1 | 57559 | G | 1 |  | Solar PV |  | WEC_CALN | California | 6 | San Francisco | 75 | 06075 | 4.5 | 0 | 2010 | 9999 |  |  | N | Solar | [13 empty] | 0 | 0 | 0 | 0 | [11 empty] | RE SFCity1 LP | 100 | Duke Energy Corp | 100
Chino Solar Valley | 57560_G_PV1 | 57560 | G | PV1 |  | Solar PV |  | WECC_AZ | Arizona | 4 | Yavapai | 25 | 04025 | 19 | 0 | 2012 | 9999 |  |  | N | Solar | [13 empty] | 0 | 0 | 0 | 0 | [11 empty] | Arizona Public Service Co | 100 | Pinnacle West Capital Corp | 100
Cotton Center Solar Hybrid | 57561_G_PV1 | 57561 | G | PV1 |  | Solar PV |  | WECC_AZ | Arizona | 4 | Maricopa | 13 | 04013 | 17 | 0 | 2011 | 9999 |  |  | N | Solar | [13 empty] | 0 | 0 | 0 | 0 | [11 empty] | Arizona Public Service Co | 100 | Pinnacle West Capital Corp | 100
Paloma Solar Hybrid | 57562_G_PV1 | 57562 | G | PV1 |  | Solar PV |  | WECC_AZ | Arizona | 4 | Maricopa | 13 | 04013 | 17.6 | 0 | 2011 | 9999 |  |  | N | Solar | [13 empty] | 0 | 0 | 0 | 0 | [11 empty] | Arizona Public Service Co | 100 | Pinnacle West Capital Corp | 100
Hyder Solar | 57563_G_PV1 | 57563 | G | PV1 |  | Solar PV |  | WECC_AZ | Arizona | 4 | Yuma | 27 | 04027 | 17 | 0 | 2011 | 9999 |  |  | N | Solar | [13 empty] | 0 | 0 | 0 | 0 | [11 empty] | Arizona Public Service Co | 100 | Pinnacle West Capital Corp | 100
Hyder Solar | 57563_G_PV2 | 57563 | G | PV2 |  | Solar PV |  | WECC_AZ | Arizona | 4 | Yuma | 27 | 04027 | 5 | 0 | 2012 | 9999 |  |  | N | Solar | [13 empty] | 0 | 0 | 0 | 0 | [11 empty] | Arizona Public Service Co | 100 | Pinnacle West Capital Corp | 100
Algonquin Power Sanger LLC | 57564_G_CTG | 57564 | G | CTG | 91241 | Combined Cycle |  | WEC_CALN | California | 6 | Fresno | 19 | 06019 | 49 | 7771 | 2007 | 9999 |  |  | N | Natural Gas |  |  |  |  | SCR | [8 empty] | 0.016536 | 0.016536 | 0.016536 | 0.016536 | [11 empty] | Algonquin Power Sanger LLC | 100 | Algonquin Power Income Fund | 100
Algonquin Power Sanger LLC | 57564_G_STG2 | 57564 | G | STG2 |  | Combined Cycle |  | WEC_CALN | California | 6 | Fresno | 19 | 06019 | 12.5 | 7771 | 2012 | 9999 |  |  | N | Natural Gas |  |  |  |  | SCR | [8 empty] | 0.016536 | 0.016536 | 0.016536 | 0.016536 | [11 empty] | Algonquin Power Sanger LLC | 100 | Algonquin Power Income Fund | 100
RP-Orlando, LLC | 57565_G_1 | 57565 | G | 1 |  | Solar PV |  | FRCC | Florida | 12 | Orange | 95 | 12095 | 5.1 | 0 | 2011 | 9999 |  |  | N | Solar | [13 empty] | 0 | 0 | 0 | 0 | [11 empty] | RP Orlando LLC | 100 | Duke Energy Corp | 100
GE - Tehachapi | 57566_G_2.5P2 | 57566 | G | 2.5P2 |  | Onshore Wind |  | WECC_SCE | California | 6 | Kern | 29 | 06029 | 2.5 | 0 | 2015 | 9999 |  |  | N | Wind | [13 empty] | 0 | 0 | 0 | 0 | [11 empty] | Wind Energy Prototypes LLC | 100 | Wind Energy Prototypes LLC | 100
GE - Tehachapi | 57566_G_2.8P3 | 57566 | G | 2.8P3 |  | Onshore Wind |  | WECC_SCE | California | 6 | Kern | 29 | 06029 | 2.8 | 0 | 2018 | 9999 |  |  | N | Wind | [13 empty] | 0 | 0 | 0 | 0 | [11 empty] | Wind Energy Prototypes LLC | 100 | Wind Energy Prototypes LLC | 100
Albuquerque Solar Energy Center | 57567_G_ASEC1 | 57567 | G | ASEC1 |  | Solar PV |  | WECC_NM | New Mexico | 35 | Bernalillo | 1 | 35001 | 2 | 0 | 2011 | 9999 |  |  | N | Solar | [13 empty] | 0 | 0 | 0 | 0 | [11 empty] | Public Service Co of New Mexico | 100 | PNM Resources Inc | 100
Record Hill Wind | 57568_G_RHW | 57568 | G | RHW |  | Onshore Wind |  | NENG_ME | Maine | 23 | Oxford | 17 | 23017 | 50.6 | 0 | 2012 | 9999 |  |  | N | Wind | [13 empty] | 0 | 0 | 0 | 0 | [11 empty] | Record Hill Wind LLC | 100 | Independence Wind LLC | 100
Cooper Farms VW Project | 57570_G_WTG | 57570 | G | WTG |  | Onshore Wind |  | PJM_West | Ohio | 39 | Van Wert | 161 | 39161 | 4.5 | 0 | 2012 | 9999 |  |  | N | Wind | [13 empty] | 0 | 0 | 0 | 0 | [11 empty] | Cooper Farms | 100 | Cooper Farms | 100
Los Lunas Solar Energy Center | 57571_G_LLSEC | 57571 | G | LLSEC |  | Solar PV |  | WECC_NM | New Mexico | 35 | Valencia | 61 | 35061 | 5 | 0 | 2011 | 9999 |  |  | N | Solar | [13 empty] | 0 | 0 | 0 | 0 | [11 empty] | Public Service Co of New Mexico | 100 | PNM Resources Inc | 100
Los Lunas Solar Energy Center | 57571_G_LMS2 | 57571 | G | LMS2 |  | Solar PV |  | WECC_NM | New Mexico | 35 | Valencia | 61 | 35061 | 2 | 0 | 2013 | 9999 |  |  | N | Solar | [13 empty] | 0 | 0 | 0 | 0 | [11 empty] | Public Service Co of New Mexico | 100 | PNM Resources Inc | 100
CCCSD Wastewater Treatment Plnt | 57573_G_S188 | 57573 | G | S188 |  | Combustion Turbine |  | WEC_CALN | California | 6 | Contra Costa | 13 | 06013 | 3 | 8700 | 1995 | 9999 |  |  | Y | Natural Gas | [13 empty] | 0.79549 | 0.79549 | 0.79549 | 0.79549 | [11 empty] | Central Contra Costa Sanitary District | 100 | Central Contra Costa Sanitary District | 100
ETS Ewing Solar Facility | 57574_G_ETS1 | 57574 | G | ETS1 |  | Solar PV |  | PJM_EMAC | New Jersey | 34 | Mercer | 21 | 34021 | 1.3 | 0 | 2010 | 9999 |  |  | N | Solar | [13 empty] | 0 | 0 | 0 | 0 | [11 empty] | Solar Star New Jersey IV LLC | 100 | WEC Energy Group Inc | 100
Deming Solar Energy Center | 57575_G_DSEC | 57575 | G | DSEC |  | Solar PV |  | WECC_NM | New Mexico | 35 | Luna | 29 | 35029 | 5 | 0 | 2011 | 9999 |  |  | N | Solar | [13 empty] | 0 | 0 | 0 | 0 | [11 empty] | Public Service Co of New Mexico | 100 | PNM Resources Inc | 100
Deming Solar Energy Center | 57575_G_HON2 | 57575 | G | HON2 |  | Solar PV |  | WECC_NM | New Mexico | 35 | Luna | 29 | 35029 | 4 | 0 | 2013 | 9999 |  |  | N | Solar | [13 empty] | 0 | 0 | 0 | 0 | [11 empty] | Public Service Co of New Mexico | 100 | PNM Resources Inc | 100
Las Vegas Solar Energy Center | 57576_G_LVSEC | 57576 | G | LVSEC |  | Solar PV |  | WECC_NM | New Mexico | 35 | San Miguel | 47 | 35047 | 5 | 0 | 2011 | 9999 |  |  | N | Solar | [13 empty] | 0 | 0 | 0 | 0 | [11 empty] | Public Service Co of New Mexico | 100 | PNM Resources Inc | 100
Alamogordo Solar Energy Center | 57577_G_AGSEC | 57577 | G | AGSEC |  | Solar PV |  | WECC_NM | New Mexico | 35 | Otero | 35 | 35035 | 4.9 | 0 | 2011 | 9999 |  |  | N | Solar | [13 empty] | 0 | 0 | 0 | 0 | [11 empty] | Public Service Co of New Mexico | 100 | PNM Resources Inc | 100
PaTu Wind Farm LLC | 57578_G_PATU | 57578 | G | PATU |  | Onshore Wind |  | WECC_PNW | Oregon | 41 | Sherman | 55 | 41055 | 9 | 0 | 2010 | 9999 |  |  | N | Wind | [13 empty] | 0 | 0 | 0 | 0 | [11 empty] | Fotowatio Renewable Ventures Inc | 100 | SunEdison | 100
Robert O Schulz Solar Farm | 57579_G_1 | 57579 | G | 1 |  | Solar PV |  | WEC_CALN | California | 6 | Stanislaus | 99 | 06099 | 0.9 | 0 | 2008 | 9999 |  |  | N | Solar | [13 empty] | 0 | 0 | 0 | 0 | [11 empty] | South San Joaquin Irrigation District | 100 | South San Joaquin Irrigation District | 100
Robert O Schulz Solar Farm | 57579_G_2 | 57579 | G | 2 |  | Solar PV |  | WEC_CALN | California | 6 | Stanislaus | 99 | 06099 | 0.4 | 0 | 2009 | 9999 |  |  | N | Solar | [13 empty] | 0 | 0 | 0 | 0 | [11 empty] | South San Joaquin Irrigation District | 100 | South San Joaquin Irrigation District | 100
Broadridge Cogen | 57580_G_CG1 | 57580 | G | CG1 |  | Combustion Turbine | IC Engine | WEC_CALN | California | 6 | El Dorado | 17 | 06017 | 2.1 | 10745 | 2008 | 9999 |  |  | Y | Natural Gas | [13 empty] | 0.2046 | 0.2046 | 0.2046 | 0.2046 | [11 empty] | DST Output | 100 | DST Output | 100
Broadridge Cogen | 57580_G_CG2 | 57580 | G | CG2 |  | Combustion Turbine | IC Engine | WEC_CALN | California | 6 | El Dorado | 17 | 06017 | 2.1 | 10745 | 2008 | 9999 |  |  | Y | Natural Gas | [13 empty] | 0.2046 | 0.2046 | 0.2046 | 0.2046 | [11 empty] | DST Output | 100 | DST Output | 100
Broadridge Cogen | 57580_G_PV1 | 57580 | G | PV1 |  | Solar PV |  | WEC_CALN | California | 6 | El Dorado | 17 | 06017 | 0.3 | 0 | 2011 | 9999 |  |  | N | Solar | [13 empty] | 0 | 0 | 0 | 0 | [11 empty] | DST Output | 100 | DST Output | 100
Broadridge Cogen | 57580_G_PV2 | 57580 | G | PV2 |  | Solar PV |  | WEC_CALN | California | 6 | El Dorado | 17 | 06017 | 0.5 | 0 | 2011 | 9999 |  |  | N | Solar | [13 empty] | 0 | 0 | 0 | 0 | [11 empty] | DST Output | 100 | DST Output | 100
Allenwood | 57581_G_1 | 57581 | G | 1 |  | Landfill Gas |  | PJM_WMAC | Pennsylvania | 42 | Lycoming | 81 | 42081 | 1.6 | 13500 | 2012 | 9999 |  |  | N | Landfill Gas | [13 empty] | 0.22117 | 0.22117 | 0.22117 | 0.22117 | [11 empty] | EPP Renewable Energy LLC | 100 | Exelon Corp | 100
Allenwood | 57581_G_2 | 57581 | G | 2 |  | Landfill Gas |  | PJM_WMAC | Pennsylvania | 42 | Lycoming | 81 | 42081 | 1.6 | 13500 | 2012 | 9999 |  |  | N | Landfill Gas | [13 empty] | 0.22117 | 0.22117 | 0.22117 | 0.22117 | [11 empty] | EPP Renewable Energy LLC | 100 | Exelon Corp | 100
Lycoming County | 57582_G_1 | 57582 | G | 1 |  | Landfill Gas |  | PJM_WMAC | Pennsylvania | 42 | Lycoming | 81 | 42081 | 1.5 | 13500 | 2012 | 9999 |  |  | N | Landfill Gas | [13 empty] | 0.22117 | 0.22117 | 0.22117 | 0.22117 | [11 empty] | EPP Renewable Energy LLC | 100 | Exelon Corp | 100
Lycoming County | 57582_G_2 | 57582 | G | 2 |  | Landfill Gas |  | PJM_WMAC | Pennsylvania | 42 | Lycoming | 81 | 42081 | 1.5 | 13500 | 2012 | 9999 |  |  | N | Landfill Gas | [13 empty] | 0.22117 | 0.22117 | 0.22117 | 0.22117 | [11 empty] | EPP Renewable Energy LLC | 100 | Exelon Corp | 100
University of California San Diego Hybrid | 57584_G_BS1 | 57584 | G | BS1 |  | Energy Storage |  | WEC_SDGE | California | 6 | San Diego | 73 | 06073 | 2.5 | 0 | 2015 | 9999 |  |  | N | Energy Storage | [13 empty] | 0 | 0 | 0 | 0 | [11 empty] | GCL Solar Usd I LLC | 100 | NRG Energy Inc | 100
University of California San Diego Hybrid | 57584_G_NT2 | 57584 | G | NT2 |  | Combined Cycle |  | WEC_SDGE | California | 6 | San Diego | 73 | 06073 | 13.5 | 6429 | 2001 | 9999 |  |  | Y | Natural Gas | [13 empty] | 0.024573 | 0.024573 | 0.024573 | 0.024573 | [11 empty] | University of California | 100 | University of California | 100
University of California San Diego Hybrid | 57584_G_ST1 | 57584 | G | ST1 |  | Combined Cycle |  | WEC_SDGE | California | 6 | San Diego | 73 | 06073 | 13.5 | 6429 | 2001 | 9999 |  |  | Y | Natural Gas | [13 empty] | 0.024573 | 0.024573 | 0.024573 | 0.024573 | [11 empty] | University of California | 100 | University of California | 100
University of California San Diego Hybrid | 57584_G_STG | 57584 | G | STG |  | Combined Cycle |  | WEC_SDGE | California | 6 | San Diego | 73 | 06073 | 3 | 6429 | 2001 | 9999 |  |  | Y | Natural Gas | [13 empty] | 0.024573 | 0.024573 | 0.024573 | 0.024573 | [11 empty] | University of California | 100 | University of California | 100
Oxnard Paper Mill | 57585_G_1 | 57585 | G | 1 |  | Combustion Turbine |  | WECC_SCE | California | 6 | Ventura | 111 | 06111 | 29 | 8700 | 1986 | 9999 |  |  | Y | Natural Gas | [13 empty] | 0.01606 | 0.01606 | 0.01606 | 0.01606 | [11 empty] | New Indy Oxnard LLC | 100 | New Indy Containerboard LLC | 100
Shiloh III Wind Project LLC | 57586_G_1 | 57586 | G | 1 |  | Onshore Wind |  | WEC_CALN | California | 6 | Solano | 95 | 06095 | 102.5 | 0 | 2011 | 9999 |  |  | N | Wind | [13 empty] | 0 | 0 | 0 | 0 | [11 empty] | Shiloh III Wind Project LLC | 100 | EDF Group | 100
Matrix Stults Road Solar Facility | 57588_G_STULT | 57588 | G | STULT |  | Solar PV |  | PJM_EMAC | New Jersey | 34 | Middlesex | 23 | 34023 | 2.6 | 0 | 2011 | 9999 |  |  | N | Solar | [13 empty] | 0 | 0 | 0 | 0 | [11 empty] | Public Service Electric & Gas Co | 100 | Public Service Enterprise Group Inc | 100
Long Island Solar Farm LLC | 57589_G_9WUBN | 57589 | G | 9WUBN |  | Solar PV |  | NY_Z_K | New York | 36 | Suffolk | 103 | 36103 | 31.5 | 0 | 2011 | 9999 |  |  | N | Solar | [13 empty] | 0 | 0 | 0 | 0 | [11 empty] | Long Island Solar Farm LLC | 100 | BP plc | 100
Minco Wind I, LLC | 57590_G_1 | 57590 | G | 1 |  | Onshore Wind |  | SPP_WEST | Oklahoma | 40 | Grady | 51 | 40051 | 99.2 | 0 | 2010 | 9999 |  |  | N | Wind | [13 empty] | 0 | 0 | 0 | 0 | [11 empty] | Minco Wind I LLC | 100 | NextEra Energy Inc | 100
Hatch Solar Energy Center I, LLC | 57591_G_1 | 57591 | G | 1 |  | Solar PV |  | WECC_NM | New Mexico | 35 | Dona Ana | 13 | 35013 | 5 | 0 | 2011 | 9999 |  |  | N | Solar | [13 empty] | 0 | 0 | 0 | 0 | [11 empty] | Hatch Solar Energy Center I LLC | 100 | NextEra Energy Inc | 100
Broken Bow Wind LLC | 57593_G_1 | 57593 | G | 1 |  | Onshore Wind |  | SPP_NEBR | Nebraska | 31 | Custer | 41 | 31041 | 79.9 | 0 | 2012 | 9999 |  |  | N | Wind | [13 empty] | 0 | 0 | 0 | 0 | [11 empty] | Broken Bow Wind LLC | 100 | Edison International | 100
Teichert Materials-Teichert Vernalis | 57594_G_WTG1 | 57594 | G | WTG1 |  | Onshore Wind |  | WEC_CALN | California | 6 | San Joaquin | 77 | 06077 | 1 | 0 | 2010 | 9999 |  |  | N | Wind | [13 empty] | 0 | 0 | 0 | 0 | [11 empty] | Teichert Aggregates | 100 | Teichert Aggregates | 100
Pinnacle Wind Force LLC | 57595_G_1 | 57595 | G | 1 |  | Onshore Wind |  | PJM_AP | West Virginia | 54 | Mineral | 57 | 54057 | 55.2 | 0 | 2011 | 9999 |  |  | N | Wind | [13 empty] | 0 | 0 | 0 | 0 | [11 empty] | Pinnacle Wind LLC | 100 | Global Infrastructure Partners | 100
Cana Gas Processing Plant | 57597_G_3005 | 57597 | G | 3005 |  | Combustion Turbine | IC Engine | SPP_WEST | Oklahoma | 40 | Canadian | 17 | 40017 | 2.5 | 13469 | 2010 | 9999 |  |  | N | Distillate Fuel Oil | [13 empty] | 1.6498 | 1.6498 | 1.6498 | 1.6498 | [11 empty] | Devon Gas Services LP | 100 | Devon Energy Corp | 100
Cana Gas Processing Plant | 57597_G_3006 | 57597 | G | 3006 |  | Combustion Turbine | IC Engine | SPP_WEST | Oklahoma | 40 | Canadian | 17 | 40017 | 2.5 | 13469 | 2010 | 9999 |  |  | N | Distillate Fuel Oil | [13 empty] | 1.6498 | 1.6498 | 1.6498 | 1.6498 | [11 empty] | Devon Gas Services LP | 100 | Devon Energy Corp | 100
Cana Gas Processing Plant | 57597_G_6214 | 57597 | G | 6214 |  | Combustion Turbine | IC Engine | SPP_WEST | Oklahoma | 40 | Canadian | 17 | 40017 | 2.5 | 13469 | 2012 | 9999 |  |  | N | Distillate Fuel Oil | [13 empty] | 1.6498 | 1.6498 | 1.6498 | 1.6498 | [11 empty] | Devon Gas Services LP | 100 | Devon Energy Corp | 100
Bridge Street 1 & 2 | 57598_G_BS1 | 57598 | G | BS1 |  | Combustion Turbine | IC Engine | NENG_CT | Connecticut | 9 | New London | 11 | 09011 | 2.5 | 10745 | 2010 | 9999 |  |  | N | Distillate Fuel Oil | [13 empty] | 1.6498 | 1.6498 | 1.6498 | 1.6498 | [11 empty] | Connecticut Municipal Electric Energy Coop | 100 | Connecticut Municipal Electric Energy Coop | 100
Bridge Street 1 & 2 | 57598_G_BS2 | 57598 | G | BS2 |  | Combustion Turbine | IC Engine | NENG_CT | Connecticut | 9 | New London | 11 | 09011 | 2.5 | 10745 | 2010 | 9999 |  |  | N | Distillate Fuel Oil | [13 empty] | 1.6498 | 1.6498 | 1.6498 | 1.6498 | [11 empty] | Connecticut Municipal Electric Energy Coop | 100 | Connecticut Municipal Electric Energy Coop | 100
Fort Hill 1, 2, 3 & 4 | 57599_G_FH1 | 57599 | G | FH1 |  | Combustion Turbine | IC Engine | NENG_CT | Connecticut | 9 | New London | 11 | 09011 | 2.5 | 10745 | 2010 | 9999 |  |  | N | Distillate Fuel Oil | [13 empty] | 1.6498 | 1.6498 | 1.6498 | 1.6498 | [11 empty] | Connecticut Municipal Electric Energy Coop | 100 | Connecticut Municipal Electric Energy Coop | 100
Fort Hill 1, 2, 3 & 4 | 57599_G_FH2 | 57599 | G | FH2 |  | Combustion Turbine | IC Engine | NENG_CT | Connecticut | 9 | New London | 11 | 09011 | 2.5 | 10745 | 2010 | 9999 |  |  | N | Distillate Fuel Oil | [13 empty] | 1.6498 | 1.6498 | 1.6498 | 1.6498 | [11 empty] | Connecticut Municipal Electric Energy Coop | 100 | Connecticut Municipal Electric Energy Coop | 100
Fort Hill 1, 2, 3 & 4 | 57599_G_FH3 | 57599 | G | FH3 |  | Combustion Turbine | IC Engine | NENG_CT | Connecticut | 9 | New London | 11 | 09011 | 2.5 | 10745 | 2010 | 9999 |  |  | N | Distillate Fuel Oil | [13 empty] | 1.6498 | 1.6498 | 1.6498 | 1.6498 | [11 empty] | Connecticut Municipal Electric Energy Coop | 100 | Connecticut Municipal Electric Energy Coop | 100
Fort Hill 1, 2, 3 & 4 | 57599_G_FH4 | 57599 | G | FH4 |  | Combustion Turbine | IC Engine | NENG_CT | Connecticut | 9 | New London | 11 | 09011 | 2.5 | 10745 | 2010 | 9999 |  |  | N | Distillate Fuel Oil | [13 empty] | 1.6498 | 1.6498 | 1.6498 | 1.6498 | [11 empty] | Connecticut Municipal Electric Energy Coop | 100 | Connecticut Municipal Electric Energy Coop | 100
Fishers Island 1 | 57600_G_FI1 | 57600 | G | FI1 |  | Combustion Turbine | IC Engine | NY_Z_K | New York | 36 | Suffolk | 103 | 36103 | 2.5 | 10745 | 2010 | 9999 |  |  | N | Distillate Fuel Oil | [13 empty] | 0.53099 | 0.53099 | 0.53099 | 0.53099 | [11 empty] | Connecticut Municipal Electric Energy Coop | 100 | Connecticut Municipal Electric Energy Coop | 100
Gary Court 1 & 2 | 57601_G_GC1 | 57601 | G | GC1 |  | Combustion Turbine | IC Engine | NENG_CT | Connecticut | 9 | New London | 11 | 09011 | 2.5 | 10745 | 2010 | 9999 |  |  | N | Distillate Fuel Oil | [13 empty] | 1.6498 | 1.6498 | 1.6498 | 1.6498 | [11 empty] | Connecticut Municipal Electric Energy Coop | 100 | Connecticut Municipal Electric Energy Coop | 100
Gary Court 1 & 2 | 57601_G_GC2 | 57601 | G | GC2 |  | Combustion Turbine | IC Engine | NENG_CT | Connecticut | 9 | New London | 11 | 09011 | 2.5 | 10745 | 2010 | 9999 |  |  | N | Distillate Fuel Oil | [13 empty] | 1.6498 | 1.6498 | 1.6498 | 1.6498 | [11 empty] | Connecticut Municipal Electric Energy Coop | 100 | Connecticut Municipal Electric Energy Coop | 100
Jewett City 1 | 57602_G_JC1 | 57602 | G | JC1 |  | Combustion Turbine | IC Engine | NENG_CT | Connecticut | 9 | New London | 11 | 09011 | 2.5 | 10745 | 2010 | 9999 |  |  | N | Distillate Fuel Oil | [13 empty] | 1.6498 | 1.6498 | 1.6498 | 1.6498 | [11 empty] | Connecticut Municipal Electric Energy Coop | 100 | Connecticut Municipal Electric Energy Coop | 100
LNG 1 & 2 | 57603_G_LNG1 | 57603 | G | LNG1 |  | Combustion Turbine | IC Engine | NENG_CT | Connecticut | 9 | New London | 11 | 09011 | 2.5 | 10745 | 2010 | 9999 |  |  | N | Distillate Fuel Oil | [13 empty] | 1.6498 | 1.6498 | 1.6498 | 1.6498 | [11 empty] | Connecticut Municipal Electric Energy Coop | 100 | Connecticut Municipal Electric Energy Coop | 100
LNG 1 & 2 | 57603_G_LNG2 | 57603 | G | LNG2 |  | Combustion Turbine | IC Engine | NENG_CT | Connecticut | 9 | New London | 11 | 09011 | 2.5 | 10745 | 2010 | 9999 |  |  | N | Distillate Fuel Oil | [13 empty] | 1.6498 | 1.6498 | 1.6498 | 1.6498 | [11 empty] | Connecticut Municipal Electric Energy Coop | 100 | Connecticut Municipal Electric Energy Coop | 100
Lebanon Pines 1 & 2 | 57604_G_LP1 | 57604 | G | LP1 |  | Combustion Turbine | IC Engine | NENG_CT | Connecticut | 9 | New London | 11 | 09011 | 2.5 | 10745 | 2010 | 9999 |  |  | N | Distillate Fuel Oil | [13 empty] | 1.6498 | 1.6498 | 1.6498 | 1.6498 | [11 empty] | Connecticut Municipal Electric Energy Coop | 100 | Connecticut Municipal Electric Energy Coop | 100
Lebanon Pines 1 & 2 | 57604_G_LP2 | 57604 | G | LP2 |  | Combustion Turbine | IC Engine | NENG_CT | Connecticut | 9 | New London | 11 | 09011 | 2.5 | 10745 | 2010 | 9999 |  |  | N | Distillate Fuel Oil | [13 empty] | 1.6498 | 1.6498 | 1.6498 | 1.6498 | [11 empty] | Connecticut Municipal Electric Energy Coop | 100 | Connecticut Municipal Electric Energy Coop | 100
Water Treatment 1 & 2 | 57605_G_WT1 | 57605 | G | WT1 |  | Combustion Turbine | IC Engine | NENG_CT | Connecticut | 9 | New London | 11 | 09011 | 2.5 | 10745 | 2010 | 9999 |  |  | N | Distillate Fuel Oil | [13 empty] | 1.6498 | 1.6498 | 1.6498 | 1.6498 | [11 empty] | Connecticut Municipal Electric Energy Coop | 100 | Connecticut Municipal Electric Energy Coop | 100
Water Treatment 1 & 2 | 57605_G_WT2 | 57605 | G | WT2 |  | Combustion Turbine | IC Engine | NENG_CT | Connecticut | 9 | New London | 11 | 09011 | 2.5 | 10745 | 2010 | 9999 |  |  | N | Distillate Fuel Oil | [13 empty] | 1.6498 | 1.6498 | 1.6498 | 1.6498 | [11 empty] | Connecticut Municipal Electric Energy Coop | 100 | Connecticut Municipal Electric Energy Coop | 100
Eastside WWTP | 57606_G_1 | 57606 | G | 1 |  | Combustion Turbine | IC Engine | S_VACA | North Carolina | 37 | Guilford | 81 | 37081 | 1.8 | 13261 | 2004 | 9999 |  |  | N | Distillate Fuel Oil | [13 empty] | 2.3986 | 2.3986 | 2.3986 | 2.3986 | [11 empty] | High Point NC (Town of) | 100 | High Point NC (Town of) | 100
Eastside WWTP | 57606_G_2 | 57606 | G | 2 |  | Combustion Turbine | IC Engine | S_VACA | North Carolina | 37 | Guilford | 81 | 37081 | 1.8 | 13195 | 2004 | 9999 |  |  | N | Distillate Fuel Oil | [13 empty] | 2.3986 | 2.3986 | 2.3986 | 2.3986 | [11 empty] | High Point NC (Town of) | 100 | High Point NC (Town of) | 100
Eastside WWTP | 57606_G_3 | 57606 | G | 3 |  | Combustion Turbine | IC Engine | S_VACA | North Carolina | 37 | Guilford | 81 | 37081 | 1.8 | 13195 | 2004 | 9999 |  |  | N | Distillate Fuel Oil | [13 empty] | 2.3986 | 2.3986 | 2.3986 | 2.3986 | [11 empty] | High Point NC (Town of) | 100 | High Point NC (Town of) | 100
Ward WTP | 57607_G_1 | 57607 | G | 1 |  | Combustion Turbine | IC Engine | S_VACA | North Carolina | 37 | Guilford | 81 | 37081 | 1 | 13694 | 1999 | 9999 |  |  | N | Distillate Fuel Oil | [13 empty] | 1.6498 | 1.6498 | 1.6498 | 1.6498 | [11 empty] | High Point NC (Town of) | 100 | High Point NC (Town of) | 100
Ward WTP | 57607_G_2 | 57607 | G | 2 |  | Combustion Turbine | IC Engine | S_VACA | North Carolina | 37 | Guilford | 81 | 37081 | 1 | 13940 | 1999 | 9999 |  |  | N | Distillate Fuel Oil | [13 empty] | 1.6498 | 1.6498 | 1.6498 | 1.6498 | [11 empty] | High Point NC (Town of) | 100 | High Point NC (Town of) | 100
Westside WWTP | 57608_G_1 | 57608 | G | 1 |  | Combustion Turbine | IC Engine | S_VACA | North Carolina | 37 | Davidson | 57 | 37057 | 1.8 | 18912 | 2005 | 9999 |  |  | N | Distillate Fuel Oil | [13 empty] | 1.6498 | 1.6498 | 1.6498 | 1.6498 | [11 empty] | High Point NC (Town of) | 100 | High Point NC (Town of) | 100
New Harvest Wind Project LLC | 57609_G_1 | 57609 | G | 1 |  | Onshore Wind |  | MIS_MIDA | Iowa | 19 | Crawford | 47 | 19047 | 100 | 0 | 2011 | 9999 |  |  | N | Wind | [13 empty] | 0 | 0 | 0 | 0 | [11 empty] | New Harvest Wind Project LLC | 100 | Iberdrola SA | 100
LE Wind Turbine 1 | 57613_G_WTG1 | 57613 | G | WTG1 |  | Onshore Wind |  | PJM_ATSI | Ohio | 39 | Cuyahoga | 35 | 39035 | 2.5 | 0 | 2011 | 9999 |  |  | N | Wind | [13 empty] | 0 | 0 | 0 | 0 | [11 empty] | Lincoln Electric Co | 100 | Lincoln Electric Co | 100
Waverly Wind Farm LLC | 57614_G_GEN1 | 57614 | G | GEN1 |  | Onshore Wind |  | SPP_N | Kansas | 20 | Coffey | 31 | 20031 | 199 | 0 | 2016 | 9999 |  |  | N | Wind | [13 empty] | 0 | 0 | 0 | 0 | [11 empty] | Waverly Wind Farm LLC | 100 | Energias de Portugal SA | 100
Blue Canyon Windpower VI LLC | 57616_G_GEN1 | 57616 | G | GEN1 |  | Onshore Wind |  | SPP_WEST | Oklahoma | 40 | Caddo | 15 | 40015 | 100 | 0 | 2011 | 9999 |  |  | N | Wind | [13 empty] | 0 | 0 | 0 | 0 | [11 empty] | Blue Canyon Windpower V LLC | 100 | Infigen Energy | 100
Hidalgo Wind Farm LLC | 57617_G_GEN1 | 57617 | G | GEN1 |  | Onshore Wind |  | ERC_REST | Texas | 48 | Hidalgo | 215 | 48215 | 250 | 0 | 2016 | 9999 |  |  | N | Wind | [13 empty] | 0 | 0 | 0 | 0 | [11 empty] | Hidalgo Wind Farm LLC | 100 | Energias de Portugal SA | 100
Paulding Wind Farm II | 57620_G_GEN1 | 57620 | G | GEN1 |  | Onshore Wind |  | PJM_West | Ohio | 39 | Paulding | 125 | 39125 | 99 | 0 | 2011 | 9999 |  |  | N | Wind | [13 empty] | 0 | 0 | 0 | 0 | [11 empty] | Paulding Wind Farm II LLC | 100 | Energias de Portugal SA | 100
Rising Tree Wind Farm | 57621_G_GEN1 | 57621 | G | GEN1 |  | Onshore Wind |  | WECC_SCE | California | 6 | Kern | 29 | 06029 | 79.2 | 0 | 2015 | 9999 |  |  | N | Wind | [13 empty] | 0 | 0 | 0 | 0 | [11 empty] | Rising Tree Wind Farm LLC | 100 | Energias de Portugal SA | 100
Bright Stalk Wind Farm I | 57623_G_GEN1 | 57623 | G | GEN1 |  | Onshore Wind |  | PJM_COMD | Illinois | 17 | McLean | 113 | 17113 | 200 | 0 | 2019 | 9999 |  |  | N | Wind | [13 empty] | 0 | 0 | 0 | 0 | [11 empty] | Lexington Chenoa Wind Farm LLC | 100 | Energias de Portugal SA | 100
Norwich WWTP | 57624_G_1 | 57624 | G | 1 |  | Combustion Turbine | IC Engine | NENG_CT | Connecticut | 9 | New London | 11 | 09011 | 2 | 13469 | 2006 | 9999 |  |  | N | Distillate Fuel Oil | [13 empty] | 1.6498 | 1.6498 | 1.6498 | 1.6498 | [11 empty] | Norwich CT (City of) | 100 | Norwich CT (City of) | 100
Foundation ST | 57626_G_WTG1 | 57626 | G | WTG1 |  | Onshore Wind |  | WEC_CALN | California | 6 | San Joaquin | 77 | 06077 | 2 | 0 | 2011 | 9999 |  |  | N | Wind | [13 empty] | 0 | 0 | 0 | 0 | [11 empty] | Foundation Windpower LLC | 100 | Foundation Windpower | 100
Meadow Lake Wind Farm V LLC | 57628_G_GEN1 | 57628 | G | GEN1 |  | Onshore Wind |  | MIS_INKY | Indiana | 18 | White | 181 | 18181 | 100 | 0 | 2017 | 9999 |  |  | N | Wind | [13 empty] | 0 | 0 | 0 | 0 | [11 empty] | Meadow Lake Wind Farm V LLC | 100 | Energias de Portugal SA | 100
Gaston Memorial Hospital | 57629_G_GMH1 | 57629 | G | GMH1 |  | Combustion Turbine | IC Engine | S_VACA | North Carolina | 37 | Gaston | 71 | 37071 | 1.8 | 13469 | 2006 | 9999 |  |  | N | Natural Gas, Distillate Fuel Oil | [13 empty] | 1.6498 | 1.6498 | 1.6498 | 1.6498 | [11 empty] | Gastonia NC (City of) | 100 | Gastonia NC (City of) | 100
Long Creek Waste Water Plant | 57630_G_ES1 | 57630 | G | ES1 |  | Combustion Turbine | IC Engine | S_VACA | North Carolina | 37 | Gaston | 71 | 37071 | 1.7 | 13469 | 1995 | 9999 |  |  | N | Distillate Fuel Oil | [13 empty] | 1.6498 | 1.6498 | 1.6498 | 1.6498 | [11 empty] | Gastonia NC (City of) | 100 | Gastonia NC (City of) | 100
Long Creek Waste Water Plant | 57630_G_ES2 | 57630 | G | ES2 |  | Combustion Turbine | IC Engine | S_VACA | North Carolina | 37 | Gaston | 71 | 37071 | 1.7 | 13469 | 1995 | 9999 |  |  | N | Distillate Fuel Oil | [13 empty] | 1.6498 | 1.6498 | 1.6498 | 1.6498 | [11 empty] | Gastonia NC (City of) | 100 | Gastonia NC (City of) | 100
Long Creek Waste Water Plant | 57630_G_ES3 | 57630 | G | ES3 |  | Combustion Turbine | IC Engine | S_VACA | North Carolina | 37 | Gaston | 71 | 37071 | 1.7 | 13469 | 1995 | 9999 |  |  | N | Distillate Fuel Oil | [13 empty] | 1.6498 | 1.6498 | 1.6498 | 1.6498 | [11 empty] | Gastonia NC (City of) | 100 | Gastonia NC (City of) | 100
Wolverine | 57631_G_1 | 57631 | G | 1 |  | Onshore Wind |  | MIS_MIDA | Iowa | 19 | Adair | 1 | 19001 | 1.5 | 0 | 2010 | 9999 |  |  | N | Wind | [13 empty] | 0 | 0 | 0 | 0 | [11 empty] | Wolverine Wind Energy LLC | 100 | Wolverine Wind Energy LLC | 100
Bulldog | 57632_G_1 | 57632 | G | 1 |  | Onshore Wind |  | MIS_IA | Iowa | 19 | Adair | 1 | 19001 | 1.5 | 0 | 2010 | 9999 |  |  | N | Wind | [13 empty] | 0 | 0 | 0 | 0 | [11 empty] | Bulldog Wind Energy LLC | 100 | Bulldog Wind Energy LLC | 100
Linden Wind Energy Project | 57635_G_LW1 | 57635 | G | LW1 |  | Onshore Wind |  | WECC_PNW | Washington | 53 | Klickitat | 39 | 53039 | 50 | 0 | 2010 | 9999 |  |  | N | Wind | [13 empty] | 0 | 0 | 0 | 0 | [11 empty] | Northwest Wind Partners LLC | 100 | EDF Group | 100
Union City Wind Turbine | 57637_G_1 | 57637 | G | 1 |  | Onshore Wind |  | PJM_West | Indiana | 18 | Randolph | 135 | 18135 | 1 | 0 | 2010 | 9999 |  |  | N | Wind | [13 empty] | 0 | 0 | 0 | 0 | [11 empty] | Performance Services | 100 | Performance Services | 100
Randolph Eastern School Wind Turbine | 57638_G_1 | 57638 | G | 1 |  | Onshore Wind |  | PJM_West | Indiana | 18 | Randolph | 135 | 18135 | 1 | 0 | 2010 | 9999 |  |  | N | Wind | [13 empty] | 0 | 0 | 0 | 0 | [11 empty] | Performance Services | 100 | Performance Services | 100
Ironwood Wind | 57639_G_1 | 57639 | G | 1 |  | Onshore Wind |  | SPP_N | Kansas | 20 | Ford | 57 | 20057 | 167.9 | 0 | 2012 | 9999 |  |  | N | Wind | [13 empty] | 0 | 0 | 0 | 0 | [11 empty] | Ironwood Windpower LLC | 100 | Sumitomo Corp | 100
500 Virginia Solar | 57640_G_1 | 57640 | G | 1 |  | Solar PV |  | PJM_EMAC | Pennsylvania | 42 | Montgomery | 91 | 42091 | 1 | 0 | 2011 | 9999 |  |  | N | Solar | [13 empty] | 0 | 0 | 0 | 0 | [11 empty] | 500 Virginia Solar LP | 100 | 500 Virginia Solar LP | 100
Vestas Towers America, Inc. | 57643_G_V100 | 57643 | G | V100 |  | Onshore Wind |  | WECC_CO | Colorado | 8 | Pueblo | 101 | 08101 | 1.8 | 0 | 2010 | 9999 |  |  | N | Wind | [13 empty] | 0 | 0 | 0 | 0 | [11 empty] | Vestas Towers America Inc | 100 | Vestas Wind Systems | 100
Prairie Rose Wind Farm | 57644_G_PR1 | 57644 | G | PR1 |  | Onshore Wind |  | MIS_IA | Minnesota | 27 | Rock | 133 | 27133 | 200 | 0 | 2012 | 9999 |  |  | N | Wind | [13 empty] | 0 | 0 | 0 | 0 | [11 empty] | Prairie Rose Wind LLC | 100 | Enel SpA | 100
City & County of Denver at Denver Int'l | 57645_G_PV1 | 57645 | G | PV1 |  | Solar PV |  | WECC_CO | Colorado | 8 | Denver | 31 | 08031 | 3.4 | 0 | 2011 | 9999 |  |  | N | Solar | [13 empty] | 0 | 0 | 0 | 0 | [11 empty] | Denver Arpt Solar LLC | 100 | Exelon Corp | 100
McCormick & Co. Inc. at Belcamp | 57646_G_PV1 | 57646 | G | PV1 |  | Solar PV |  | PJM_SMAC | Maryland | 24 | Harford | 25 | 24025 | 1.4 | 0 | 2010 | 9999 |  |  | N | Solar | [13 empty] | 0 | 0 | 0 | 0 | [11 empty] | Constellation Energy Group | 100 | Exelon Corp | 100
Toys R Us- DE, Inc. at Mt. Olive, NJ | 57647_G_PV1 | 57647 | G | PV1 |  | Solar PV |  | PJM_EMAC | New Jersey | 34 | Morris | 27 | 34027 | 4.1 | 0 | 2011 | 9999 |  |  | N | Solar | [13 empty] | 0 | 0 | 0 | 0 | [11 empty] | Luminace Solar New Jersey II LLC | 100 | Exelon Corp | 100
Zotos International WPGF | 57648_G_WT1 | 57648 | G | WT1 |  | Onshore Wind |  | NY_Z_C&E | New York | 36 | Ontario | 69 | 36069 | 1.7 | 0 | 2012 | 9999 |  |  | N | Wind | [13 empty] | 0 | 0 | 0 | 0 | [11 empty] | Zotos Intl Inc | 100 | Shiseido Intl Corp | 100
Zotos International WPGF | 57648_G_WT2 | 57648 | G | WT2 |  | Onshore Wind |  | NY_Z_C&E | New York | 36 | Ontario | 69 | 36069 | 1.7 | 0 | 2012 | 9999 |  |  | N | Wind | [13 empty] | 0 | 0 | 0 | 0 | [11 empty] | Zotos Intl Inc | 100 | Shiseido Intl Corp | 100
Elm Creek Wind II LLC | 57649_G_1 | 57649 | G | 1 |  | Onshore Wind |  | MIS_MNWI | Minnesota | 27 | Martin | 91 | 27091 | 148.8 | 0 | 2010 | 9999 |  |  | N | Wind | [13 empty] | 0 | 0 | 0 | 0 | [11 empty] | Elm Creek Wind II LLC | 100 | Iberdrola SA | 100
Regulus Solar Project | 57650_G_FRV4 | 57650 | G | FRV4 |  | Solar PV |  | WECC_SCE | California | 6 | Kern | 29 | 06029 | 60 | 0 | 2014 | 9999 |  |  | N | Solar | [13 empty] | 0 | 0 | 0 | 0 | [11 empty] | Regulus Solar LLC | 100 | Brookfield Asset Management Inc | 100
Adobe Solar | 57651_G_FRV3 | 57651 | G | FRV3 |  | Solar PV |  | WECC_SCE | California | 6 | KERN | 29 | 06029 | 20 | 0 | 2014 | 9999 |  |  | N | Solar | [13 empty] | 0 | 0 | 0 | 0 | [11 empty] | Adobe Solar LLC | 100 | Southern Co | 100
Yamhill Solar LLC | 57652_G_1 | 57652 | G | 1 |  | Solar PV |  | WECC_PNW | Oregon | 41 | Yamhill | 71 | 41071 | 1 | 0 | 2011 | 9999 |  |  | N | Solar | [13 empty] | 0 | 0 | 0 | 0 | [11 empty] | Yamhill Solar LLC | 100 | Standard Solar Inc | 100
Oregon State University Energy Center | 57653_G_CTG | 57653 | G | CTG |  | Combined Cycle |  | WECC_PNW | Oregon | 41 | Benton | 3 | 41003 | 5.2 | 5500 | 2010 | 9999 |  |  | Y | Natural Gas, Distillate Fuel Oil | [13 empty] | 0.024573 | 0.024573 | 0.024573 | 0.024573 | [11 empty] | Oregon University System | 100 | Oregon University System | 100
Oregon State University Energy Center | 57653_G_STG | 57653 | G | STG |  | Combined Cycle |  | WECC_PNW | Oregon | 41 | Benton | 3 | 41003 | 0.5 | 5500 | 2010 | 9999 |  |  | Y | Natural Gas, Distillate Fuel Oil | [13 empty] | 0.024573 | 0.024573 | 0.024573 | 0.024573 | [11 empty] | Oregon University System | 100 | Oregon University System | 100
Bakersfield College Solar 01 | 57655_G_BC01 | 57655 | G | BC01 |  | Solar PV |  | WEC_CALN | California | 6 | Kern | 29 | 06029 | 1.1 | 0 | 2010 | 9999 |  |  | N | Solar | [13 empty] | 0 | 0 | 0 | 0 | [11 empty] | California State University (Bakersfield) | 100 | California State University | 100
Temescal Canyon RV, LLC | 57656_G_1 | 57656 | G | 1 |  | Solar PV |  | WECC_SCE | California | 6 | Riverside | 65 | 06065 | 1.5 | 0 | 2011 | 9999 |  |  | N | Solar | [13 empty] | 0 | 0 | 0 | 0 | [11 empty] | Temescal Canyon Storage | 100 | Temescal Canyon Storage | 100
Avra Valley Solar | 57657_G_1 | 57657 | G | 1 |  | Solar PV |  | WECC_AZ | Arizona | 4 | Pima | 19 | 04019 | 25 | 0 | 2013 | 9999 |  |  | N | Solar | [13 empty] | 0 | 0 | 0 | 0 | [11 empty] | Solar Avra Valley LLC | 100 | Global Infrastructure Partners | 100
Vineland Mays Landing Solar | 57660_G_VNLND | 57660 | G | VNLND |  | Solar PV |  | PJM_EMAC | New Jersey | 34 | Cumberland | 11 | 34011 | 3.7 | 0 | 2011 | 9999 |  |  | N | Solar | [13 empty] | 0 | 0 | 0 | 0 | [11 empty] | NJR Clean Energy Ventures Corp | 100 | New Jersey Resources Corp | 100
Manalapan Village Solar | 57661_G_MANVL | 57661 | G | MANVL |  | Solar PV |  | PJM_EMAC | New Jersey | 34 | Monmouth | 25 | 34025 | 3.5 | 0 | 2011 | 9999 |  |  | N | Solar | [13 empty] | 0 | 0 | 0 | 0 | [11 empty] | NJR Clean Energy Ventures Corp | 100 | New Jersey Resources Corp | 100
McGraw Hill Solar | 57662_G_MCGRH | 57662 | G | MCGRH |  | Solar PV |  | PJM_EMAC | New Jersey | 34 | Mercer | 21 | 34021 | 12 | 0 | 2011 | 9999 |  |  | N | Solar | [13 empty] | 0 | 0 | 0 | 0 | [11 empty] | NJR Clean Energy Ventures Corp | 100 | New Jersey Resources Corp | 100
Cimarron Windpower II | 57663_G_1 | 57663 | G | 1 |  | Onshore Wind |  | SPP_N | Kansas | 20 | Gray | 69 | 20069 | 131 | 0 | 2012 | 9999 |  |  | N | Wind | [13 empty] | 0 | 0 | 0 | 0 | [11 empty] | Cimarron Windpower II LLC | 100 | Sumitomo Corp | 100
Astoria Energy II | 57664_G_CT3 | 57664 | G | CT3 | 4583 | Combined Cycle |  | NY_Z_J | New York | 36 | Queens | 81 | 36081 | 156 | 7477 | 2011 | 9999 |  |  | N | Natural Gas, Distillate Fuel Oil |  |  |  | DLNB + H2O | SCR | [8 empty] | 0.0088302 | 0.0088302 | 0.0088302 | 0.0088302 | [11 empty] | Astoria Energy II LLC | 100 | Harbert Management Corp | 100
Astoria Energy II | 57664_G_CT4 | 57664 | G | CT4 | 4584 | Combined Cycle |  | NY_Z_J | New York | 36 | Queens | 81 | 36081 | 156 | 7477 | 2011 | 9999 |  |  | N | Natural Gas, Distillate Fuel Oil |  |  |  | DLNB + H2O | SCR | [8 empty] | 0.0088302 | 0.0088302 | 0.0088302 | 0.0088302 | [11 empty] | Astoria Energy II LLC | 100 | Harbert Management Corp | 100
Astoria Energy II | 57664_G_ST2 | 57664 | G | ST2 | 4583 | Combined Cycle |  | NY_Z_J | New York | 36 | Queens | 81 | 36081 | 228 | 7477 | 2011 | 9999 |  |  | N | Natural Gas, Distillate Fuel Oil |  |  |  | DLNB + H2O | SCR | [8 empty] | 0.0088302 | 0.0088302 | 0.0088302 | 0.0088302 | [11 empty] | Astoria Energy II LLC | 50 | Harbert Management Corp | 50
SAF Hydroelectric LLC | 57665_G_1 | 57665 | G | 1 |  | Hydro |  | MIS_MNWI | Minnesota | 27 | Hennepin | 53 | 27053 | 0.6 | 0 | 2011 | 9999 |  |  | N | Hydro | [13 empty] | 0 | 0 | 0 | 0 | [11 empty] | Saf Hydroelectric LLC | 100 | Brookfield Asset Management Inc | 100
SAF Hydroelectric LLC | 57665_G_10 | 57665 | G | 10 |  | Hydro |  | MIS_MNWI | Minnesota | 27 | Hennepin | 53 | 27053 | 0.6 | 0 | 2011 | 9999 |  |  | N | Hydro | [13 empty] | 0 | 0 | 0 | 0 | [11 empty] | Saf Hydroelectric LLC | 100 | Brookfield Asset Management Inc | 100
SAF Hydroelectric LLC | 57665_G_11 | 57665 | G | 11 |  | Hydro |  | MIS_MNWI | Minnesota | 27 | Hennepin | 53 | 27053 | 0.6 | 0 | 2011 | 9999 |  |  | N | Hydro | [13 empty] | 0 | 0 | 0 | 0 | [11 empty] | Saf Hydroelectric LLC | 100 | Brookfield Asset Management Inc | 100
SAF Hydroelectric LLC | 57665_G_12 | 57665 | G | 12 |  | Hydro |  | MIS_MNWI | Minnesota | 27 | Hennepin | 53 | 27053 | 0.6 | 0 | 2011 | 9999 |  |  | N | Hydro | [13 empty] | 0 | 0 | 0 | 0 | [11 empty] | Saf Hydroelectric LLC | 100 | Brookfield Asset Management Inc | 100
SAF Hydroelectric LLC | 57665_G_13 | 57665 | G | 13 |  | Hydro |  | MIS_MNWI | Minnesota | 27 | Hennepin | 53 | 27053 | 0.6 | 0 | 2011 | 9999 |  |  | N | Hydro | [13 empty] | 0 | 0 | 0 | 0 | [11 empty] | Saf Hydroelectric LLC | 100 | Brookfield Asset Management Inc | 100
SAF Hydroelectric LLC | 57665_G_14 | 57665 | G | 14 |  | Hydro |  | MIS_MNWI | Minnesota | 27 | Hennepin | 53 | 27053 | 0.6 | 0 | 2011 | 9999 |  |  | N | Hydro | [13 empty] | 0 | 0 | 0 | 0 | [11 empty] | Saf Hydroelectric LLC | 100 | Brookfield Asset Management Inc | 100
SAF Hydroelectric LLC | 57665_G_15 | 57665 | G | 15 |  | Hydro |  | MIS_MNWI | Minnesota | 27 | Hennepin | 53 | 27053 | 0.6 | 0 | 2011 | 9999 |  |  | N | Hydro | [13 empty] | 0 | 0 | 0 | 0 | [11 empty] | Saf Hydroelectric LLC | 100 | Brookfield Asset Management Inc | 100
SAF Hydroelectric LLC | 57665_G_16 | 57665 | G | 16 |  | Hydro |  | MIS_MNWI | Minnesota | 27 | Hennepin | 53 | 27053 | 0.6 | 0 | 2011 | 9999 |  |  | N | Hydro | [13 empty] | 0 | 0 | 0 | 0 | [11 empty] | Saf Hydroelectric LLC | 100 | Brookfield Asset Management Inc | 100
SAF Hydroelectric LLC | 57665_G_2 | 57665 | G | 2 |  | Hydro |  | MIS_MNWI | Minnesota | 27 | Hennepin | 53 | 27053 | 0.6 | 0 | 2011 | 9999 |  |  | N | Hydro | [13 empty] | 0 | 0 | 0 | 0 | [11 empty] | Saf Hydroelectric LLC | 100 | Brookfield Asset Management Inc | 100
SAF Hydroelectric LLC | 57665_G_3 | 57665 | G | 3 |  | Hydro |  | MIS_MNWI | Minnesota | 27 | Hennepin | 53 | 27053 | 0.6 | 0 | 2011 | 9999 |  |  | N | Hydro | [13 empty] | 0 | 0 | 0 | 0 | [11 empty] | Saf Hydroelectric LLC | 100 | Brookfield Asset Management Inc | 100
SAF Hydroelectric LLC | 57665_G_4 | 57665 | G | 4 |  | Hydro |  | MIS_MNWI | Minnesota | 27 | Hennepin | 53 | 27053 | 0.6 | 0 | 2011 | 9999 |  |  | N | Hydro | [13 empty] | 0 | 0 | 0 | 0 | [11 empty] | Saf Hydroelectric LLC | 100 | Brookfield Asset Management Inc | 100
SAF Hydroelectric LLC | 57665_G_5 | 57665 | G | 5 |  | Hydro |  | MIS_MNWI | Minnesota | 27 | Hennepin | 53 | 27053 | 0.6 | 0 | 2011 | 9999 |  |  | N | Hydro | [13 empty] | 0 | 0 | 0 | 0 | [11 empty] | Saf Hydroelectric LLC | 100 | Brookfield Asset Management Inc | 100
SAF Hydroelectric LLC | 57665_G_6 | 57665 | G | 6 |  | Hydro |  | MIS_MNWI | Minnesota | 27 | Hennepin | 53 | 27053 | 0.6 | 0 | 2011 | 9999 |  |  | N | Hydro | [13 empty] | 0 | 0 | 0 | 0 | [11 empty] | Saf Hydroelectric LLC | 100 | Brookfield Asset Management Inc | 100
SAF Hydroelectric LLC | 57665_G_7 | 57665 | G | 7 |  | Hydro |  | MIS_MNWI | Minnesota | 27 | Hennepin | 53 | 27053 | 0.6 | 0 | 2011 | 9999 |  |  | N | Hydro | [13 empty] | 0 | 0 | 0 | 0 | [11 empty] | Saf Hydroelectric LLC | 100 | Brookfield Asset Management Inc | 100
SAF Hydroelectric LLC | 57665_G_8 | 57665 | G | 8 |  | Hydro |  | MIS_MNWI | Minnesota | 27 | Hennepin | 53 | 27053 | 0.6 | 0 | 2011 | 9999 |  |  | N | Hydro | [13 empty] | 0 | 0 | 0 | 0 | [11 empty] | Saf Hydroelectric LLC | 100 | Brookfield Asset Management Inc | 100
SAF Hydroelectric LLC | 57665_G_9 | 57665 | G | 9 |  | Hydro |  | MIS_MNWI | Minnesota | 27 | Hennepin | 53 | 27053 | 0.6 | 0 | 2011 | 9999 |  |  | N | Hydro | [13 empty] | 0 | 0 | 0 | 0 | [11 empty] | Saf Hydroelectric LLC | 100 | Brookfield Asset Management Inc | 100
Foxwoods CoGen | 57666_G_CT1 | 57666 | G | CT1 |  | Combined Cycle |  | NENG_CT | Connecticut | 9 | New London | 11 | 09011 | 6 | 5500 | 2010 | 9999 |  |  | Y | Natural Gas | [13 empty] | 0.024573 | 0.024573 | 0.024573 | 0.024573 | [11 empty] | Mashantucket Pequot Tribal Nation | 100 | Mashantucket Pequot Tribal Nation | 100
Foxwoods CoGen | 57666_G_CT2 | 57666 | G | CT2 |  | Combined Cycle |  | NENG_CT | Connecticut | 9 | New London | 11 | 09011 | 6 | 5500 | 2010 | 9999 |  |  | Y | Natural Gas | [13 empty] | 0.024573 | 0.024573 | 0.024573 | 0.024573 | [11 empty] | Mashantucket Pequot Tribal Nation | 100 | Mashantucket Pequot Tribal Nation | 100
Foxwoods CoGen | 57666_G_STG1 | 57666 | G | STG1 |  | Combined Cycle |  | NENG_CT | Connecticut | 9 | New London | 11 | 09011 | 2.5 | 5500 | 2016 | 9999 |  |  | Y | Natural Gas | [13 empty] | 0.024573 | 0.024573 | 0.024573 | 0.024573 | [11 empty] | Mashantucket Pequot Tribal Nation | 100 | Mashantucket Pequot Tribal Nation | 100
Seabrook Solar Plant | 57667_G_P21A | 57667 | G | P21A |  | Solar PV |  | PJM_EMAC | New Jersey | 34 | Cumberland | 11 | 34011 | 1.5 | 0 | 2011 | 9999 |  |  | N | Solar | [13 empty] | 0 | 0 | 0 | 0 | [11 empty] | SBS Energy Partners LLC | 100 | Goldman Sachs Group Inc (The) | 100
Seabrook Solar Plant | 57667_G_P21B | 57667 | G | P21B |  | Solar PV |  | PJM_EMAC | New Jersey | 34 | Cumberland | 11 | 34011 | 1.5 | 0 | 2014 | 9999 |  |  | N | Solar | [13 empty] | 0 | 0 | 0 | 0 | [11 empty] | SBS Energy Partners LLC | 100 | Goldman Sachs Group Inc (The) | 100
Seabrook Solar Plant | 57667_G_P2P2 | 57667 | G | P2P2 |  | Solar PV |  | PJM_EMAC | New Jersey | 34 | Cumberland | 11 | 34011 | 0.8 | 0 | 2014 | 9999 |  |  | N | Solar | [13 empty] | 0 | 0 | 0 | 0 | [11 empty] | SBS Energy Partners LLC | 100 | Goldman Sachs Group Inc (The) | 100
Seabrook Solar Plant | 57667_G_SBS1 | 57667 | G | SBS1 |  | Solar PV |  | PJM_EMAC | New Jersey | 34 | Cumberland | 11 | 34011 | 3 | 0 | 2011 | 9999 |  |  | N | Solar | [13 empty] | 0 | 0 | 0 | 0 | [11 empty] | SBS Energy Partners LLC | 100 | Goldman Sachs Group Inc (The) | 100
CASD Solar | 57668_G_CASDE | 57668 | G | CASDE |  | Solar PV |  | PJM_WMAC | Pennsylvania | 42 | Cumberland | 41 | 42041 | 0.9 | 0 | 2010 | 9999 |  |  | N | Solar | [13 empty] | 0 | 0 | 0 | 0 | [11 empty] | Carlisle Area School District | 100 | Carlisle Area School District | 100
CASD Solar | 57668_G_CASDW | 57668 | G | CASDW |  | Solar PV |  | PJM_WMAC | Pennsylvania | 42 | Cumberland | 41 | 42041 | 0.4 | 0 | 2010 | 9999 |  |  | N | Solar | [13 empty] | 0 | 0 | 0 | 0 | [11 empty] | Carlisle Area School District | 100 | Carlisle Area School District | 100
SMUD at Grundman | 57669_G_PV1 | 57669 | G | PV1 |  | Solar PV |  | WEC_BANC | California | 6 | Sacramento | 67 | 06067 | 18 | 0 | 2011 | 9999 |  |  | N | Solar | [13 empty] | 0 | 0 | 0 | 0 | [11 empty] | Sacramento PV Energy LLC | 100 | Exelon Corp | 100
SMUD at Van Conett | 57670_G_PV1 | 57670 | G | PV1 |  | Solar PV |  | WEC_BANC | California | 6 | Sacramento | 67 | 06067 | 2.9 | 0 | 2011 | 9999 |  |  | N | Solar | [13 empty] | 0 | 0 | 0 | 0 | [11 empty] | Sacramento PV Energy LLC | 100 | Exelon Corp | 100
SMUD at Fleshman | 57671_G_PV1 | 57671 | G | PV1 |  | Solar PV |  | WEC_BANC | California | 6 | Sacramento | 67 | 06067 | 2.9 | 0 | 2011 | 9999 |  |  | N | Solar | [13 empty] | 0 | 0 | 0 | 0 | [11 empty] | Sacramento PV Energy LLC | 100 | Exelon Corp | 100
Oakdale Renewable Energy Plant | 57672_G_GE1 | 57672 | G | GE1 |  | Combustion Turbine | IC Engine | MIS_IA | Iowa | 19 | Johnson | 103 | 19103 | 1.4 | 11686 | 2010 | 9999 |  |  | N | Natural Gas | [13 empty] | 1.061 | 1.061 | 1.061 | 1.061 | [11 empty] | University of Iowa | 100 | University of Iowa | 100
Oakdale Renewable Energy Plant | 57672_G_GE2 | 57672 | G | GE2 |  | Combustion Turbine | IC Engine | MIS_IA | Iowa | 19 | Johnson | 103 | 19103 | 1.4 | 11686 | 2010 | 9999 |  |  | N | Natural Gas | [13 empty] | 1.061 | 1.061 | 1.061 | 1.061 | [11 empty] | University of Iowa | 100 | University of Iowa | 100
Macys Goodyear | 57673_G_1 | 57673 | G | 1 |  | Solar PV |  | WECC_AZ | Arizona | 4 | Maricopa | 13 | 04013 | 3.5 | 0 | 2010 | 9999 |  |  | N | Solar | [13 empty] | 0 | 0 | 0 | 0 | [11 empty] | Macys Inc | 100 | Macys Inc | 100
Indian Orchard PV Facility | 57674_G_1 | 57674 | G | 1 |  | Solar PV |  | NENGREST | Massachusetts | 25 | Hampden | 13 | 25013 | 2.3 | 0 | 2011 | 9999 |  |  | N | Solar | [13 empty] | 0 | 0 | 0 | 0 | [11 empty] | NSTAR Co d/b/a Eversource Energy | 100 | Eversource Energy | 100
Pioneer Trail Wind Farm, LLC | 57675_G_PTWF | 57675 | G | PTWF |  | Onshore Wind |  | MIS_IL | Illinois | 17 | Iroquois | 75 | 17075 | 150.4 | 0 | 2011 | 9999 |  |  | N | Wind | [13 empty] | 0 | 0 | 0 | 0 | [11 empty] | Pioneer Trail Wind Farm LLC | 100 | RWE Group | 100
Silver Lake Solar Photovoltaic Facility | 57676_G_1 | 57676 | G | 1 |  | Solar PV |  | NENGREST | Massachusetts | 25 | Berkshire | 3 | 25003 | 1.8 | 0 | 2010 | 9999 |  |  | N | Solar | [13 empty] | 0 | 0 | 0 | 0 | [11 empty] | NSTAR Co d/b/a Eversource Energy | 100 | Eversource Energy | 100
Murphy Farm Power, LLC | 57677_G_1 | 57677 | G | 1 |  | Solar PV |  | PJM_Dom | North Carolina | 37 | Cherokee | 39 | 37039 | 0.9 | 0 | 2011 | 9999 |  |  | N | Solar | [13 empty] | 0 | 0 | 0 | 0 | [11 empty] | ESA Renewables LLC | 100 | ESA Renewables LLC | 100
Post Rock Wind Power Project, LLC | 57678_G_1 | 57678 | G | 1 |  | Onshore Wind |  | SPP_WEST | Kansas | 20 | Ellsworth | 53 | 20053 | 201 | 0 | 2012 | 9999 |  |  | N | Wind | [13 empty] | 0 | 0 | 0 | 0 | [11 empty] | Post Rock Wind Power Project LLC | 100 | Riverstone Holdings LLC | 100
Arlington Valley Solar Energy II | 57680_G_AVSE1 | 57680 | G | AVSE1 |  | Solar PV |  | WECC_AZ | Arizona | 4 | Maricopa | 13 | 04013 | 18.5 | 0 | 2013 | 9999 |  |  | N | Solar | [13 empty] | 0 | 0 | 0 | 0 | [11 empty] | Arlington Valley Solar Energy II LLC | 100 | Nighthawk Solar Holdings LLC | 100
Arlington Valley Solar Energy II | 57680_G_AVSE2 | 57680 | G | AVSE2 |  | Solar PV |  | WECC_AZ | Arizona | 4 | Maricopa | 13 | 04013 | 27.3 | 0 | 2013 | 9999 |  |  | N | Solar | [13 empty] | 0 | 0 | 0 | 0 | [11 empty] | Arlington Valley Solar Energy II LLC | 100 | Nighthawk Solar Holdings LLC | 100
Arlington Valley Solar Energy II | 57680_G_AVSE3 | 57680 | G | AVSE3 |  | Solar PV |  | WECC_AZ | Arizona | 4 | Maricopa | 13 | 04013 | 27.3 | 0 | 2013 | 9999 |  |  | N | Solar | [13 empty] | 0 | 0 | 0 | 0 | [11 empty] | Arlington Valley Solar Energy II LLC | 100 | Nighthawk Solar Holdings LLC | 100
Arlington Valley Solar Energy II | 57680_G_AVSE4 | 57680 | G | AVSE4 |  | Solar PV |  | WECC_AZ | Arizona | 4 | Maricopa | 13 | 04013 | 25 | 0 | 2013 | 9999 |  |  | N | Solar | [13 empty] | 0 | 0 | 0 | 0 | [11 empty] | Arlington Valley Solar Energy II LLC | 100 | Nighthawk Solar Holdings LLC | 100
Arlington Valley Solar Energy II | 57680_G_AVSE5 | 57680 | G | AVSE5 |  | Solar PV |  | WECC_AZ | Arizona | 4 | Maricopa | 13 | 04013 | 27.3 | 0 | 2013 | 9999 |  |  | N | Solar | [13 empty] | 0 | 0 | 0 | 0 | [11 empty] | Arlington Valley Solar Energy II LLC | 100 | Nighthawk Solar Holdings LLC | 100
City of Boulder WWTP | 57681_G_1 | 57681 | G | 1 |  | Solar PV |  | WECC_CO | Colorado | 8 | Boulder | 13 | 08013 | 0.9 | 0 | 2010 | 9999 |  |  | N | Solar | [13 empty] | 0 | 0 | 0 | 0 | [11 empty] | SunEdison | 100 | SunEdison | 100
City of Madera WWTP | 57682_G_1 | 57682 | G | 1 |  | Solar PV |  | WEC_CALN | California | 6 | Madera | 39 | 06039 | 1 | 0 | 2009 | 9999 |  |  | N | Solar | [13 empty] | 0 | 0 | 0 | 0 | [11 empty] | SunE Gil 1 LLC | 100 | SunEdison | 100
Staples La Mirada, CA | 57683_G_1 | 57683 | G | 1 |  | Solar PV |  | WECC_SCE | California | 6 | Los Angeles | 37 | 06037 | 0.9 | 0 | 2009 | 9999 |  |  | N | Solar | [13 empty] | 0 | 0 | 0 | 0 | [11 empty] | SunEdison | 100 | SunEdison | 100
Rinehart | 57685_G_1 | 57685 | G | 1 |  | Solar PV |  | FRCC | Florida | 12 | Seminole | 117 | 12117 | 10 | 0 | 2011 | 9999 |  |  | N | Solar | [13 empty] | 0 | 0 | 0 | 0 | [11 empty] | Blue Chip Energy LLC | 100 | Bluechip Energy | 100
CS Murphy Point, LLC | 57687_G_1 | 57687 | G | 1 |  | Solar PV |  | S_C_TVA | North Carolina | 37 | Cherokee | 39 | 37039 | 0.9 | 0 | 2011 | 9999 |  |  | N | Solar | [13 empty] | 0 | 0 | 0 | 0 | [11 empty] | CS Murphy Point LLC | 100 | Duke Energy Corp | 100
Norden 1-3 | 57689_G_NORD1 | 57689 | G | NORD1 |  | Combustion Turbine | IC Engine | NENG_CT | Connecticut | 9 | Fairfield | 1 | 09001 | 2 | 11010 | 2004 | 9999 |  |  | N | Distillate Fuel Oil | [13 empty] | 1.6498 | 1.6498 | 1.6498 | 1.6498 | [11 empty] | Norwalk Third Taxing District | 100 | Norwalk Third Taxing District | 100
Norden 1-3 | 57689_G_NORD2 | 57689 | G | NORD2 |  | Combustion Turbine | IC Engine | NENG_CT | Connecticut | 9 | Fairfield | 1 | 09001 | 2 | 11024 | 2004 | 9999 |  |  | N | Distillate Fuel Oil | [13 empty] | 1.6498 | 1.6498 | 1.6498 | 1.6498 | [11 empty] | Norwalk Third Taxing District | 100 | Norwalk Third Taxing District | 100
Norden 1-3 | 57689_G_NORD3 | 57689 | G | NORD3 |  | Combustion Turbine | IC Engine | NENG_CT | Connecticut | 9 | Fairfield | 1 | 09001 | 2 | 11024 | 2004 | 9999 |  |  | N | Distillate Fuel Oil | [13 empty] | 1.6498 | 1.6498 | 1.6498 | 1.6498 | [11 empty] | Norwalk Third Taxing District | 100 | Norwalk Third Taxing District | 100
Turnbull Hydro | 57690_G_1 | 57690 | G | 1 |  | Hydro |  | WECC_MT | Montana | 30 | Teton | 99 | 30099 | 5.3 | 0 | 2011 | 9999 |  |  | N | Hydro | [13 empty] | 0 | 0 | 0 | 0 | [11 empty] | Turnbull Hydro LLC | 100 | Turnbull Hydro LLC | 100
Turnbull Hydro | 57690_G_2 | 57690 | G | 2 |  | Hydro |  | WECC_MT | Montana | 30 | Teton | 99 | 30099 | 7.7 | 0 | 2011 | 9999 |  |  | N | Hydro | [13 empty] | 0 | 0 | 0 | 0 | [11 empty] | Turnbull Hydro LLC | 100 | Turnbull Hydro LLC | 100
DOE Golden NWTC Load Side | 57692_G_SEPV | 57692 | G | SEPV |  | Solar PV |  | WECC_CO | Colorado | 8 | Jefferson | 59 | 08059 | 1.1 | 0 | 2009 | 9999 |  |  | N | Solar | [13 empty] | 0 | 0 | 0 | 0 | [11 empty] | National Renewable Energy Laboratory | 100 | U S Dept of Energy | 100
DOE Golden NREL Main Campus | 57694_G_MESA | 57694 | G | MESA |  | Solar PV |  | WECC_CO | Colorado | 8 | Jefferson | 59 | 08059 | 0.7 | 0 | 2008 | 9999 |  |  | N | Solar | [13 empty] | 0 | 0 | 0 | 0 | [11 empty] | National Renewable Energy Laboratory | 100 | U S Dept of Energy | 100
DOE Golden NREL Main Campus | 57694_G_PARKG | 57694 | G | PARKG |  | Solar PV |  | WECC_CO | Colorado | 8 | Jefferson | 59 | 08059 | 1.2 | 0 | 2013 | 9999 |  |  | N | Solar | [13 empty] | 0 | 0 | 0 | 0 | [11 empty] | National Renewable Energy Laboratory | 100 | U S Dept of Energy | 100
DOE Golden NREL Main Campus | 57694_G_PARKL | 57694 | G | PARKL |  | Solar PV |  | WECC_CO | Colorado | 8 | Jefferson | 59 | 08059 | 0.5 | 0 | 2011 | 9999 |  |  | N | Solar | [13 empty] | 0 | 0 | 0 | 0 | [11 empty] | National Renewable Energy Laboratory | 100 | U S Dept of Energy | 100
DOE Golden NREL Main Campus | 57694_G_RSF1 | 57694 | G | RSF1 |  | Solar PV |  | WECC_CO | Colorado | 8 | Jefferson | 59 | 08059 | 0.4 | 0 | 2010 | 9999 |  |  | N | Solar | [13 empty] | 0 | 0 | 0 | 0 | [11 empty] | National Renewable Energy Laboratory | 100 | U S Dept of Energy | 100
DOE Golden NREL Main Campus | 57694_G_RSF2 | 57694 | G | RSF2 |  | Solar PV |  | WECC_CO | Colorado | 8 | Jefferson | 59 | 08059 | 0.4 | 0 | 2012 | 9999 |  |  | N | Solar | [13 empty] | 0 | 0 | 0 | 0 | [11 empty] | National Renewable Energy Laboratory | 100 | U S Dept of Energy | 100
DOE Golden NREL Main Campus | 57694_G_STF | 57694 | G | STF |  | Solar PV |  | WECC_CO | Colorado | 8 | Jefferson | 59 | 08059 | 0.1 | 0 | 2009 | 9999 |  |  | N | Solar | [13 empty] | 0 | 0 | 0 | 0 | [11 empty] | National Renewable Energy Laboratory | 100 | U S Dept of Energy | 100
Topaz Solar Farm | 57695_G_TPZ1 | 57695 | G | TPZ1 |  | Solar PV |  | WEC_CALN | California | 6 | San Luis Obispo | 79 | 06079 | 129.8 | 0 | 2013 | 9999 |  |  | N | Solar | [13 empty] | 0 | 0 | 0 | 0 | [11 empty] | Topaz Solar Farms LLC | 100 | Berkshire Hathaway Inc | 100
Topaz Solar Farm | 57695_G_TPZ2 | 57695 | G | TPZ2 |  | Solar PV |  | WEC_CALN | California | 6 | San Luis Obispo | 79 | 06079 | 151.2 | 0 | 2013 | 9999 |  |  | N | Solar | [13 empty] | 0 | 0 | 0 | 0 | [11 empty] | Topaz Solar Farms LLC | 100 | Berkshire Hathaway Inc | 100
Topaz Solar Farm | 57695_G_TPZ3 | 57695 | G | TPZ3 |  | Solar PV |  | WEC_CALN | California | 6 | San Luis Obispo | 79 | 06079 | 102.1 | 0 | 2014 | 9999 |  |  | N | Solar | [13 empty] | 0 | 0 | 0 | 0 | [11 empty] | Topaz Solar Farms LLC | 100 | Berkshire Hathaway Inc | 100
Topaz Solar Farm | 57695_G_TPZ4 | 57695 | G | TPZ4 |  | Solar PV |  | WEC_CALN | California | 6 | San Luis Obispo | 79 | 06079 | 90.3 | 0 | 2014 | 9999 |  |  | N | Solar | [13 empty] | 0 | 0 | 0 | 0 | [11 empty] | Topaz Solar Farms LLC | 100 | Berkshire Hathaway Inc | 100
Topaz Solar Farm | 57695_G_TPZ5 | 57695 | G | TPZ5 |  | Solar PV |  | WEC_CALN | California | 6 | San Luis Obispo | 79 | 06079 | 112.5 | 0 | 2014 | 9999 |  |  | N | Solar | [13 empty] | 0 | 0 | 0 | 0 | [11 empty] | Topaz Solar Farms LLC | 100 | Berkshire Hathaway Inc | 100
Power Generation Station (PGS) 2 | 57696_G_1 | 57696 | G | 1 |  | Non-Fossil Waste |  | WEC_CALN | California | 6 | Alameda | 1 | 06001 | 3.8 | 6465 | 2011 | 9999 |  |  | Y | Non-Fossil Waste | [13 empty] | 0 | 0 | 0 | 0 | [11 empty] | East Bay Municipal Utility District | 100 | East Bay Municipal Utility District | 100
Aerojet I | 57697_G_1 | 57697 | G | 1 |  | Solar PV |  | WEC_CALN | California | 6 | Sacramento | 67 | 06067 | 3 | 0 | 2009 | 9999 |  |  | N | Solar | [13 empty] | 0 | 0 | 0 | 0 | [11 empty] | Aerojet General Corp | 100 | Aerojet Rocketdyne Holdings Inc | 100
Aerojet II | 57698_G_1 | 57698 | G | 1 |  | Solar PV |  | WEC_CALN | California | 6 | Sacramento | 67 | 06067 | 2.7 | 0 | 2010 | 9999 |  |  | N | Solar | [13 empty] | 0 | 0 | 0 | 0 | [11 empty] | Aerojet General Corp | 100 | Aerojet Rocketdyne Holdings Inc | 100
Webberville Solar Project | 57699_G_AES1 | 57699 | G | AES1 |  | Solar PV |  | ERC_REST | Texas | 48 | Travis | 453 | 48453 | 30 | 0 | 2011 | 9999 |  |  | N | Solar | [13 empty] | 0 | 0 | 0 | 0 | [11 empty] | Gemini Solar Development Co | 100 | Gemini Solar Development Co | 100
Vasco Winds | 57700_G_1 | 57700 | G | 1 |  | Onshore Wind |  | WEC_CALN | California | 6 | Contra Costa | 13 | 06013 | 78.2 | 0 | 2011 | 9999 |  |  | N | Wind | [13 empty] | 0 | 0 | 0 | 0 | [11 empty] | Vasco Winds LLC | 100 | NextEra Energy Inc | 100
Montezuma Wind II | 57701_G_1 | 57701 | G | 1 |  | Onshore Wind |  | WEC_CALN | California | 6 | Solano | 95 | 06095 | 78.2 | 0 | 2012 | 9999 |  |  | N | Wind | [13 empty] | 0 | 0 | 0 | 0 | [11 empty] | NextEra Energy Montezuma II Wind LLC | 100 | NextEra Energy Inc | 100
Signal Hill West Unit | 57702_G_1 | 57702 | G | 1 |  | Fossil Waste |  | WECC_SCE | California | 6 | Los Angeles | 37 | 06037 | 5.7 | 10994 | 2004 | 9999 |  |  | N | Fossil Waste | [13 empty] | 0.02159 | 0.02159 | 0.02159 | 0.02159 | [11 empty] | Occidental Oil & Gas Corp | 100 | Occidental Petroleum Corp | 100
Cheyenne Prairie Generating Station | 57703_G_01A | 57703 | G | 01A | 90707 | Combined Cycle |  | WECC_WY | Wyoming | 56 | Laramie | 21 | 56021 | 37 | 8002 | 2014 | 9999 |  |  | N | Natural Gas |  |  |  | DLNB | SCR | [8 empty] | 0.0073195 | 0.0073195 | 0.0073195 | 0.0073195 | [11 empty] | Black Hills Power Inc | 57.9 | Black Hills Corp | 100
Cheyenne Prairie Generating Station | 57703_G_01B | 57703 | G | 01B | 90708 | Combined Cycle |  | WECC_WY | Wyoming | 56 | Laramie | 21 | 56021 | 37 | 8002 | 2014 | 9999 |  |  | N | Natural Gas |  |  |  | DLNB | SCR | [8 empty] | 0.0073195 | 0.0073195 | 0.0073195 | 0.0073195 | [11 empty] | Black Hills Power Inc | 57.9 | Black Hills Corp | 100
Cheyenne Prairie Generating Station | 57703_G_01C | 57703 | G | 01C | 90707 | Combined Cycle |  | WECC_WY | Wyoming | 56 | Laramie | 21 | 56021 | 20 | 8002 | 2014 | 9999 |  |  | N | Natural Gas |  |  |  | DLNB | SCR | [8 empty] | 0.0073195 | 0.0073195 | 0.0073195 | 0.0073195 | [11 empty] | Black Hills Power Inc | 57.9 | Black Hills Corp | 100
Cheyenne Prairie Generating Station | 57703_G_02A | 57703 | G | 02A | 90709 | Combustion Turbine |  | WECC_WY | Wyoming | 56 | Laramie | 21 | 56021 | 37 | 10745 | 2014 | 9999 |  |  | N | Natural Gas |  |  |  | DLNB | SCR | [8 empty] | 0.0168 | 0.0168 | 0.0168 | 0.0168 | [11 empty] | Cheyenne Light Fuel & Power Co | 100 | Black Hills Corp | 100
Blue Water Renewables Inc | 57706_G_1 | 57706 | G | 1 |  | Landfill Gas |  | MIS_LMI | Michigan | 26 | St Clair | 147 | 26147 | 1.6 | 13500 | 2011 | 9999 |  |  | N | Landfill Gas | [13 empty] | 0.22117 | 0.22117 | 0.22117 | 0.22117 | [11 empty] | County of St Claire MI | 100 | County of St Claire MI | 100
Blue Water Renewables Inc | 57706_G_2 | 57706 | G | 2 |  | Landfill Gas |  | MIS_LMI | Michigan | 26 | St Clair | 147 | 26147 | 1.6 | 13500 | 2011 | 9999 |  |  | N | Landfill Gas | [13 empty] | 0.22117 | 0.22117 | 0.22117 | 0.22117 | [11 empty] | County of St Claire MI | 100 | County of St Claire MI | 100
Mesquite Solar 1 | 57707_G_1 | 57707 | G | 1 |  | Solar PV |  | WECC_AZ | Arizona | 4 | Maricopa | 13 | 04013 | 16 | 0 | 2011 | 9999 |  |  | N | Solar | [13 empty] | 0 | 0 | 0 | 0 | [11 empty] | Mesquite Solar 1 LLC | 100 | Consolidated Edison Inc | 100
Mesquite Solar 1 | 57707_G_10 | 57707 | G | 10 |  | Solar PV |  | WECC_AZ | Arizona | 4 | Maricopa | 13 | 04013 | 12 | 0 | 2012 | 9999 |  |  | N | Solar | [13 empty] | 0 | 0 | 0 | 0 | [11 empty] | Mesquite Solar 1 LLC | 100 | Consolidated Edison Inc | 100
Mesquite Solar 1 | 57707_G_11 | 57707 | G | 11 |  | Solar PV |  | WECC_AZ | Arizona | 4 | Maricopa | 13 | 04013 | 16 | 0 | 2012 | 9999 |  |  | N | Solar | [13 empty] | 0 | 0 | 0 | 0 | [11 empty] | Consolidated Edison Energy Inc | 100 | Consolidated Edison Inc | 100
Mesquite Solar 1 | 57707_G_12 | 57707 | G | 12 |  | Solar PV |  | WECC_AZ | Arizona | 4 | Maricopa | 13 | 04013 | 16 | 0 | 2012 | 9999 |  |  | N | Solar | [13 empty] | 0 | 0 | 0 | 0 | [11 empty] | Consolidated Edison Energy Inc | 100 | Consolidated Edison Inc | 100
Mesquite Solar 1 | 57707_G_2 | 57707 | G | 2 |  | Solar PV |  | WECC_AZ | Arizona | 4 | Maricopa | 13 | 04013 | 16 | 0 | 2012 | 9999 |  |  | N | Solar | [13 empty] | 0 | 0 | 0 | 0 | [11 empty] | Mesquite Solar 1 LLC | 100 | Consolidated Edison Inc | 100
Mesquite Solar 1 | 57707_G_3 | 57707 | G | 3 |  | Solar PV |  | WECC_AZ | Arizona | 4 | Maricopa | 13 | 04013 | 10 | 0 | 2011 | 9999 |  |  | N | Solar | [13 empty] | 0 | 0 | 0 | 0 | [11 empty] | Mesquite Solar 1 LLC | 100 | Consolidated Edison Inc | 100
Mesquite Solar 1 | 57707_G_4 | 57707 | G | 4 |  | Solar PV |  | WECC_AZ | Arizona | 4 | Maricopa | 13 | 04013 | 16 | 0 | 2012 | 9999 |  |  | N | Solar | [13 empty] | 0 | 0 | 0 | 0 | [11 empty] | Mesquite Solar 1 LLC | 100 | Consolidated Edison Inc | 100
Mesquite Solar 1 | 57707_G_5 | 57707 | G | 5 |  | Solar PV |  | WECC_AZ | Arizona | 4 | Maricopa | 13 | 04013 | 16 | 0 | 2012 | 9999 |  |  | N | Solar | [13 empty] | 0 | 0 | 0 | 0 | [11 empty] | Mesquite Solar 1 LLC | 100 | Consolidated Edison Inc | 100
Mesquite Solar 1 | 57707_G_6 | 57707 | G | 6 |  | Solar PV |  | WECC_AZ | Arizona | 4 | Maricopa | 13 | 04013 | 8 | 0 | 2012 | 9999 |  |  | N | Solar | [13 empty] | 0 | 0 | 0 | 0 | [11 empty] | Mesquite Solar 1 LLC | 100 | Consolidated Edison Inc | 100
Mesquite Solar 1 | 57707_G_7 | 57707 | G | 7 |  | Solar PV |  | WECC_AZ | Arizona | 4 | Maricopa | 13 | 04013 | 16 | 0 | 2012 | 9999 |  |  | N | Solar | [13 empty] | 0 | 0 | 0 | 0 | [11 empty] | Mesquite Solar 1 LLC | 100 | Consolidated Edison Inc | 100
Mesquite Solar 1 | 57707_G_8 | 57707 | G | 8 |  | Solar PV |  | WECC_AZ | Arizona | 4 | Maricopa | 13 | 04013 | 12 | 0 | 2012 | 9999 |  |  | N | Solar | [13 empty] | 0 | 0 | 0 | 0 | [11 empty] | Mesquite Solar 1 LLC | 100 | Consolidated Edison Inc | 100
Mesquite Solar 1 | 57707_G_9 | 57707 | G | 9 |  | Solar PV |  | WECC_AZ | Arizona | 4 | Maricopa | 13 | 04013 | 16 | 0 | 2012 | 9999 |  |  | N | Solar | [13 empty] | 0 | 0 | 0 | 0 | [11 empty] | Mesquite Solar 1 LLC | 100 | Consolidated Edison Inc | 100
Catalina Solar LLC | 57708_G_INV | 57708 | G | INV |  | Solar PV |  | WECC_SCE | California | 6 | Kern | 29 | 06029 | 110 | 0 | 2012 | 9999 |  |  | N | Solar | [13 empty] | 0 | 0 | 0 | 0 | [11 empty] | Catalina Solar LLC (CA) | 100 | EDF Group | 100
Stephentown Spindle | 57710_G_SRS1 | 57710 | G | SRS1 |  | Energy Storage |  | NY_Z_F | New York | 36 | Rensselaer | 83 | 36083 | 20 | 0 | 2011 | 9999 |  |  | N | Energy Storage | [13 empty] | 0 | 0 | 0 | 0 | [11 empty] | Stephentown Spindle LLC | 100 | Energy Capital Partners | 100
City of Palo Alto | 57714_G_GEN1 | 57714 | G | GEN1 |  | Combustion Turbine | IC Engine | WEC_CALN | California | 6 | Santa Clara | 85 | 06085 | 1.1 | 11142 | 2002 | 9999 |  |  | N | Natural Gas | [13 empty] | 0.3557 | 0.3557 | 0.3557 | 0.3557 | [11 empty] | Palo Alto CA (City of) | 100 | Palo Alto CA (City of) | 100
City of Palo Alto | 57714_G_GEN2 | 57714 | G | GEN2 |  | Combustion Turbine | IC Engine | WEC_CALN | California | 6 | Santa Clara | 85 | 06085 | 1.1 | 11897 | 2002 | 9999 |  |  | N | Natural Gas | [13 empty] | 0.33313 | 0.33313 | 0.33313 | 0.33313 | [11 empty] | Palo Alto CA (City of) | 100 | Palo Alto CA (City of) | 100
City of Palo Alto | 57714_G_GEN3 | 57714 | G | GEN3 |  | Combustion Turbine | IC Engine | WEC_CALN | California | 6 | Santa Clara | 85 | 06085 | 1.1 | 11897 | 2002 | 9999 |  |  | N | Natural Gas | [13 empty] | 0.33313 | 0.33313 | 0.33313 | 0.33313 | [11 empty] | Palo Alto CA (City of) | 100 | Palo Alto CA (City of) | 100
City of Palo Alto | 57714_G_GEN4 | 57714 | G | GEN4 |  | Combustion Turbine | IC Engine | WEC_CALN | California | 6 | Santa Clara | 85 | 06085 | 1.1 | 11897 | 2002 | 9999 |  |  | N | Natural Gas | [13 empty] | 0.33313 | 0.33313 | 0.33313 | 0.33313 | [11 empty] | Palo Alto CA (City of) | 100 | Palo Alto CA (City of) | 100
Watkins Manufacturing Co. | 57715_G_GEN1 | 57715 | G | GEN1 |  | Combustion Turbine | IC Engine | WEC_SDGE | California | 6 | San Diego | 73 | 06073 | 1 | 11686 | 2001 | 9999 |  |  | N | Natural Gas | [13 empty] | 0.03561 | 0.03561 | 0.03561 | 0.03561 | [11 empty] | Watkins Manufactoring Corp | 100 | Watkins Manufactoring Corp | 100
Watkins Manufacturing Co. | 57715_G_GEN2 | 57715 | G | GEN2 |  | Combustion Turbine | IC Engine | WEC_SDGE | California | 6 | San Diego | 73 | 06073 | 1 | 11686 | 2001 | 9999 |  |  | N | Natural Gas | [13 empty] | 0.03561 | 0.03561 | 0.03561 | 0.03561 | [11 empty] | Watkins Manufactoring Corp | 100 | Watkins Manufactoring Corp | 100
Hazle Spindle | 57716_G_HRS1 | 57716 | G | HRS1 |  | Energy Storage |  | PJM_WMAC | Pennsylvania | 42 | Luzerne | 79 | 42079 | 20 | 0 | 2013 | 9999 |  |  | N | Energy Storage | [13 empty] | 0 | 0 | 0 | 0 | [11 empty] | Hazle Spindle LLC | 100 | Energy Capital Partners | 100
Berkshire Wind Power Project | 57721_G_BWP | 57721 | G | BWP |  | Onshore Wind |  | NENGREST | Massachusetts | 25 | Berkshire | 3 | 25003 | 15 | 0 | 2011 | 9999 |  |  | N | Wind | [13 empty] | 0 | 0 | 0 | 0 | [11 empty] | Massachusetts Municipal Wholesale Electric Co | 100 | Massachusetts Municipal Wholesale Electric Co | 100
Berkshire Wind Power Project | 57721_G_HN-8 | 57721 | G | HN-8 |  | Onshore Wind |  | NENGREST | Massachusetts | 25 | Berkshire | 3 | 25003 | 2.3 | 0 | 2019 | 9999 |  |  | N | Wind | [13 empty] | 0 | 0 | 0 | 0 | [11 empty] | Massachusetts Municipal Wholesale Electric Co | 100 | Massachusetts Municipal Wholesale Electric Co | 100
Berkshire Wind Power Project | 57721_G_HN-9 | 57721 | G | HN-9 |  | Onshore Wind |  | NENGREST | Massachusetts | 25 | Berkshire | 3 | 25003 | 2.3 | 0 | 2019 | 9999 |  |  | N | Wind | [13 empty] | 0 | 0 | 0 | 0 | [11 empty] | Massachusetts Municipal Wholesale Electric Co | 100 | Massachusetts Municipal Wholesale Electric Co | 100
North Palm Springs 4A | 57722_G_1 | 57722 | G | 1 |  | Solar PV |  | WECC_SCE | California | 6 | Riverside | 65 | 06065 | 4 | 0 | 2012 | 9999 |  |  | N | Solar | [13 empty] | 0 | 0 | 0 | 0 | [11 empty] | North Palm Springs Investments LLC | 100 | North Palm Springs Investments LLC | 100
Johnson Matthey, Inc. Solar | 57723_G_PV1 | 57723 | G | PV1 |  | Solar PV |  | PJM_EMAC | New Jersey | 34 | Gloucester | 15 | 34015 | 4 | 0 | 2011 | 9999 |  |  | N | Solar | [13 empty] | 0 | 0 | 0 | 0 | [11 empty] | Luminace Solar New Jersey II LLC | 100 | Exelon Corp | 100
NJMC Landfill | 57724_G_NJMC | 57724 | G | NJMC |  | Solar PV |  | PJM_EMAC | New Jersey | 34 | Hudson | 17 | 34017 | 2.5 | 0 | 2011 | 9999 |  |  | N | Solar | [13 empty] | 0 | 0 | 0 | 0 | [11 empty] | Public Service Electric & Gas Co | 100 | Public Service Enterprise Group Inc | 100
Shiloh IV Wind Project LLC | 57725_G_1 | 57725 | G | 1 |  | Onshore Wind |  | WEC_CALN | California | 6 | Solano | 95 | 06095 | 102.5 | 0 | 2012 | 9999 |  |  | N | Wind | [13 empty] | 0 | 0 | 0 | 0 | [11 empty] | Shiloh IV Wind Project LLC | 100 | Marubeni Corp | 100
Summit Associates | 57726_G_SUMA | 57726 | G | SUMA |  | Solar PV |  | PJM_EMAC | New Jersey | 34 | Middlesex | 23 | 34023 | 1.9 | 0 | 2011 | 9999 |  |  | N | Solar | [13 empty] | 0 | 0 | 0 | 0 | [11 empty] | Public Service Electric & Gas Co | 100 | Public Service Enterprise Group Inc | 100
BlackRock-Matrix | 57727_G_BLAR | 57727 | G | BLAR |  | Solar PV |  | PJM_EMAC | New Jersey | 34 | Middlesex | 23 | 34023 | 2.5 | 0 | 2012 | 9999 |  |  | N | Solar | [13 empty] | 0 | 0 | 0 | 0 | [11 empty] | Public Service Electric & Gas Co | 100 | Public Service Enterprise Group Inc | 100
Mill Creek Solar | 57728_G_MILLC | 57728 | G | MILLC |  | Solar PV |  | PJM_EMAC | New Jersey | 34 | Burlington | 5 | 34005 | 3.5 | 0 | 2011 | 9999 |  |  | N | Solar | [13 empty] | 0 | 0 | 0 | 0 | [11 empty] | Public Service Electric & Gas Co | 100 | Public Service Enterprise Group Inc | 100
Lake Hodges Hydroelectric Facility | 57729_G_1 | 57729 | G | 1 |  | Pumped Storage |  | WEC_SDGE | California | 6 | San Diego | 73 | 06073 | 21 | 0 | 2012 | 9999 |  |  | N | Pumped Storage | [13 empty] | 0 | 0 | 0 | 0 | [11 empty] | San Diego County Water Authority | 100 | San Diego County Water Authority | 100
Lake Hodges Hydroelectric Facility | 57729_G_2 | 57729 | G | 2 |  | Pumped Storage |  | WEC_SDGE | California | 6 | San Diego | 73 | 06073 | 21 | 0 | 2012 | 9999 |  |  | N | Pumped Storage | [13 empty] | 0 | 0 | 0 | 0 | [11 empty] | San Diego County Water Authority | 100 | San Diego County Water Authority | 100
UMM Wind Turbine | 57732_G_UMM1 | 57732 | G | UMM1 |  | Onshore Wind |  | MIS_MNWI | Minnesota | 27 | Stevens | 149 | 27149 | 0.6 | 0 | 2011 | 9999 |  |  | N | Wind | [13 empty] | 0 | 0 | 0 | 0 | [11 empty] | West Central Research & Outreach Center (Wcroc) | 100 | West Central Research & Outreach Center (Wcroc) | 100
Benjamin Moore & Co. Solar | 57733_G_PV1 | 57733 | G | PV1 |  | Solar PV |  | PJM_EMAC | New Jersey | 34 | Morris | 27 | 34027 | 1.4 | 0 | 2010 | 9999 |  |  | N | Solar | [13 empty] | 0 | 0 | 0 | 0 | [11 empty] | Luminace Solar New Jersey LLC | 100 | Exelon Corp | 100
Cherry Hill | 57734_G_CH | 57734 | G | CH |  | Solar PV |  | PJM_EMAC | New Jersey | 34 | Camden | 7 | 34007 | 1.1 | 0 | 2010 | 9999 |  |  | N | Solar | [13 empty] | 0 | 0 | 0 | 0 | [11 empty] | NFI Solar Inc | 100 | NFI Industries | 100
UCSD Fuel Cell Plant | 57735_G_UCSD | 57735 | G | UCSD |  | Fuel Cell |  | WEC_SDGE | California | 6 | San Diego | 73 | 06073 | 2.8 | 9126 | 2011 | 9999 |  |  | N | Natural Gas | [13 empty] | 0 | 0 | 0 | 0 | [11 empty] | Biofuels Fuel Cells LLC | 100 | Biofuels Energy LLC | 100
SPS1 Dollarhide | 57736_G_1 | 57736 | G | 1 |  | Solar PV |  | SPP_SPS | New Mexico | 35 | Lea | 25 | 35025 | 10 | 0 | 2011 | 9999 |  |  | N | Solar | [13 empty] | 0 | 0 | 0 | 0 | [11 empty] | SunE SPS1 LLC | 100 | SunEdison | 100
SPS2 Jal | 57737_G_1 | 57737 | G | 1 |  | Solar PV |  | SPP_SPS | New Mexico | 35 | Lea | 25 | 35025 | 10 | 0 | 2011 | 9999 |  |  | N | Solar | [13 empty] | 0 | 0 | 0 | 0 | [11 empty] | SunE SPS2 LLC | 100 | SunEdison | 100
SPS3 Lea | 57738_G_1 | 57738 | G | 1 |  | Solar PV |  | SPP_SPS | New Mexico | 35 | Lea | 25 | 35025 | 10 | 0 | 2011 | 9999 |  |  | N | Solar | [13 empty] | 0 | 0 | 0 | 0 | [11 empty] | SunE SPS5 LLC | 100 | SunEdison | 100
SPS4 Monument | 57739_G_1 | 57739 | G | 1 |  | Solar PV |  | SPP_SPS | New Mexico | 35 | Lea | 25 | 35025 | 10.1 | 0 | 2011 | 9999 |  |  | N | Solar | [13 empty] | 0 | 0 | 0 | 0 | [11 empty] | SunE SPS3 LLC | 100 | SunEdison | 100
SPS5 Hopi | 57740_G_1 | 57740 | G | 1 |  | Solar PV |  | SPP_SPS | New Mexico | 35 | Eddy | 15 | 35015 | 10.1 | 0 | 2011 | 9999 |  |  | N | Solar | [13 empty] | 0 | 0 | 0 | 0 | [11 empty] | SunE SPS4 LLC | 100 | SunEdison | 100
Vineland Headquarters | 57742_G_VHQ | 57742 | G | VHQ |  | Solar PV |  | PJM_EMAC | New Jersey | 34 | Cumberland | 11 | 34011 | 1.1 | 0 | 2011 | 9999 |  |  | N | Solar | [13 empty] | 0 | 0 | 0 | 0 | [11 empty] | NFI Solar Inc | 100 | NFI Industries | 100
North Palm Springs 1A | 57743_G_1 | 57743 | G | 1 |  | Solar PV |  | WECC_SCE | California | 6 | Riverside | 65 | 06065 | 2.4 | 0 | 2012 | 9999 |  |  | N | Solar | [13 empty] | 0 | 0 | 0 | 0 | [11 empty] | North Palm Springs Investments LLC | 100 | North Palm Springs Investments LLC | 100
Laurel Hill Wind | 57744_G_1 | 57744 | G | 1 |  | Onshore Wind |  | PJM_WMAC | Pennsylvania | 42 | Lycoming | 81 | 42081 | 69 | 0 | 2012 | 9999 |  |  | N | Wind | [13 empty] | 0 | 0 | 0 | 0 | [11 empty] | Laurel Hill Wind Energy LLC | 100 | Duke Energy Corp | 100
The City of Vineland at West Vineland | 57745_G_PV1 | 57745 | G | PV1 |  | Solar PV |  | PJM_EMAC | New Jersey | 34 | Cumberland | 11 | 34011 | 3.7 | 0 | 2011 | 9999 |  |  | N | Solar | [13 empty] | 0 | 0 | 0 | 0 | [11 empty] | Luminace Solar New Jersey LLC | 100 | Exelon Corp | 100
The City of Vineland at North Vineland | 57746_G_PV1 | 57746 | G | PV1 |  | Solar PV |  | PJM_EMAC | New Jersey | 34 | Cumberland | 11 | 34011 | 2.3 | 0 | 2011 | 9999 |  |  | N | Solar | [13 empty] | 0 | 0 | 0 | 0 | [11 empty] | Luminace Solar New Jersey LLC | 100 | Exelon Corp | 100
FedEx Field Solar Facility | 57747_G_1 | 57747 | G | 1 |  | Solar PV |  | PJM_SMAC | Maryland | 24 | Prince Georges | 33 | 24033 | 2 | 0 | 2011 | 9999 |  |  | N | Solar | [13 empty] | 0 | 0 | 0 | 0 | [11 empty] | NRG Solar Arrowhead LLC | 100 | NRG Energy Inc | 100
Gordon Butte Wind LLC | 57748_G_GBW | 57748 | G | GBW |  | Onshore Wind |  | WECC_MT | Montana | 30 | Meagher | 59 | 30059 | 9.6 | 0 | 2012 | 9999 |  |  | N | Wind | [13 empty] | 0 | 0 | 0 | 0 | [11 empty] | Gordon Butte Wind LLC | 100 | Oversight Resources LLC | 100
Sawtooth Wind Project | 57749_G_ST | 57749 | G | ST |  | Onshore Wind |  | WECC_ID | Idaho | 16 | Elmore | 39 | 16039 | 22.4 | 0 | 2011 | 9999 |  |  | N | Wind | [13 empty] | 0 | 0 | 0 | 0 | [11 empty] | Idaho Wind LLC | 100 | Pacific Winds LLC | 100
Maple Solar | 57750_G_P1 | 57750 | G | P1 |  | Solar PV |  | PJM_EMAC | New Jersey | 34 | Cumberland | 11 | 34011 | 1.6 | 0 | 2011 | 9999 |  |  | N | Solar | [13 empty] | 0 | 0 | 0 | 0 | [11 empty] | NFI Solar Inc | 100 | NFI Industries | 100
Maple Solar | 57750_G_P2 | 57750 | G | P2 |  | Solar PV |  | PJM_EMAC | New Jersey | 34 | Cumberland | 11 | 34011 | 0.8 | 0 | 2011 | 9999 |  |  | N | Solar | [13 empty] | 0 | 0 | 0 | 0 | [11 empty] | NFI Solar Inc | 100 | NFI Industries | 100
Los Vientos Wind 1A | 57751_G_1 | 57751 | G | 1 |  | Onshore Wind |  | ERC_REST | Texas | 48 | Cameron | 61 | 48061 | 200 | 0 | 2012 | 9999 |  |  | N | Wind | [13 empty] | 0 | 0 | 0 | 0 | [11 empty] | Los Vientos Windpower IA LLC | 100 | Duke Energy Corp | 100
Los Vientos Wind 1B | 57752_G_1 | 57752 | G | 1 |  | Onshore Wind |  | ERC_REST | Texas | 48 | Cameron | 61 | 48061 | 201.6 | 0 | 2012 | 9999 |  |  | N | Wind | [13 empty] | 0 | 0 | 0 | 0 | [11 empty] | Los Vientos Windpower IB LLC | 100 | Duke Energy Corp | 100
SMUD at Lawrence | 57753_G_PV1 | 57753 | G | PV1 |  | Solar PV |  | WEC_BANC | California | 6 | Sacramento | 67 | 06067 | 1 | 0 | 2011 | 9999 |  |  | N | Solar | [13 empty] | 0 | 0 | 0 | 0 | [11 empty] | Constellation NewEnergy Inc | 100 | Exelon Corp | 100
Frederick County LFGTE Facility | 57754_G_1 | 57754 | G | 1 |  | Landfill Gas |  | PJM_AP | Virginia | 51 | Frederick | 69 | 51069 | 1 | 14103 | 2010 | 9999 |  |  | N | Landfill Gas | [13 empty] | 0.6 | 0.6 | 0.6 | 0.6 | [11 empty] | Frederick County Dept of Public Works | 100 | Frederick County Dept of Public Works | 100
Frederick County LFGTE Facility | 57754_G_2 | 57754 | G | 2 |  | Landfill Gas |  | PJM_AP | Virginia | 51 | Frederick | 69 | 51069 | 1 | 14103 | 2010 | 9999 |  |  | N | Landfill Gas | [13 empty] | 0.6 | 0.6 | 0.6 | 0.6 | [11 empty] | Frederick County Dept of Public Works | 100 | Frederick County Dept of Public Works | 100
TPW Petersburg | 57755_G_PETE | 57755 | G | PETE |  | Onshore Wind |  | SPP_NEBR | Nebraska | 31 | Boone | 11 | 31011 | 40.5 | 0 | 2011 | 9999 |  |  | N | Wind | [13 empty] | 0 | 0 | 0 | 0 | [11 empty] | TPW Petersburg LLC | 100 | Corporación Gestamp | 100
Coastal Energy Project | 57756_G_1 | 57756 | G | 1 |  | Onshore Wind |  | WECC_PNW | Washington | 53 | Grays Harbor | 27 | 53027 | 6 | 0 | 2010 | 9999 |  |  | N | Wind | [13 empty] | 0 | 0 | 0 | 0 | [11 empty] | Coastal Energy LLC | 100 | Coastal Energy LLC | 100
Pacific Wind LLC | 57757_G_1 | 57757 | G | 1 |  | Onshore Wind |  | WECC_SCE | California | 6 | Kern | 29 | 06029 | 140 | 0 | 2012 | 9999 |  |  | N | Wind | [13 empty] | 0 | 0 | 0 | 0 | [11 empty] | Pacific Wind LLC | 100 | EDF Group | 100
Mount Saint Mary's | 57758_G_PV1 | 57758 | G | PV1 |  | Solar PV |  | PJM_AP | Maryland | 24 | Frederick | 21 | 24021 | 13.7 | 0 | 2012 | 9999 |  |  | N | Solar | [13 empty] | 0 | 0 | 0 | 0 | [11 empty] | Constellation Energy Group | 100 | Exelon Corp | 100
Power County Wind Park South | 57760_G_PCWPS | 57760 | G | PCWPS |  | Onshore Wind |  | WECC_ID | Idaho | 16 | Power | 77 | 16077 | 22.5 | 0 | 2011 | 9999 |  |  | N | Wind | [13 empty] | 0 | 0 | 0 | 0 | [11 empty] | Power County Wind Park South LLC | 100 | CG Power Solutions USA Inc | 100
Power County Wind Park North | 57761_G_PCWPN | 57761 | G | PCWPN |  | Onshore Wind |  | WECC_ID | Idaho | 16 | Power | 77 | 16077 | 22.5 | 0 | 2011 | 9999 |  |  | N | Wind | [13 empty] | 0 | 0 | 0 | 0 | [11 empty] | Power County Wind Park North LLC | 100 | CG Power Solutions USA Inc | 100
Cimarron Wind Energy LLC | 57762_G_CPV1 | 57762 | G | CPV1 |  | Onshore Wind |  | SPP_N | Kansas | 20 | Gray | 69 | 20069 | 165.6 | 0 | 2012 | 9999 |  |  | N | Wind | [13 empty] | 0 | 0 | 0 | 0 | [11 empty] | Cimarron Wind Energy LLC | 100 | NextEra Energy Inc | 100
Youngs Creek Hydroelectric Project | 57763_G_1 | 57763 | G | 1 |  | Hydro |  | WECC_PNW | Washington | 53 | Snohomish | 61 | 53061 | 7.9 | 0 | 2011 | 9999 |  |  | N | Hydro | [13 empty] | 0 | 0 | 0 | 0 | [11 empty] | PUD No 1 of Snohomish County | 100 | PUD No 1 of Snohomish County | 100
Naval Air Weapons Station China Lake | 57764_G_1 | 57764 | G | 1 |  | Solar PV |  | WECC_SCE | California | 6 | Kern | 29 | 06029 | 11.1 | 0 | 2012 | 9999 |  |  | N | Solar | [13 empty] | 0 | 0 | 0 | 0 | [11 empty] | Solar Star California XV LLC | 100 | SunPower Corp | 100
Arizona Western College PV | 57765_G_SFC | 57765 | G | SFC |  | Solar PV |  | WECC_AZ | Arizona | 4 | Yuma | 27 | 04027 | 1 | 0 | 2011 | 9999 |  |  | N | Solar | [13 empty] | 0 | 0 | 0 | 0 | [11 empty] | MFP Co III LLC | 100 | MFP Co Holdings LLC | 100
Arizona Western College PV | 57765_G_SHP | 57765 | G | SHP |  | Solar PV |  | WECC_AZ | Arizona | 4 | Yuma | 27 | 04027 | 0.9 | 0 | 2011 | 9999 |  |  | N | Solar | [13 empty] | 0 | 0 | 0 | 0 | [11 empty] | MFP Co III LLC | 100 | MFP Co Holdings LLC | 100
Arizona Western College PV | 57765_G_SOLEG | 57765 | G | SOLEG |  | Solar PV |  | WECC_AZ | Arizona | 4 | Yuma | 27 | 04027 | 1 | 0 | 2015 | 9999 |  |  | N | Solar | [13 empty] | 0 | 0 | 0 | 0 | [11 empty] | MFP Co III LLC | 100 | MFP Co Holdings LLC | 100
Arizona Western College PV | 57765_G_STE | 57765 | G | STE |  | Solar PV |  | WECC_AZ | Arizona | 4 | Yuma | 27 | 04027 | 0.9 | 0 | 2011 | 9999 |  |  | N | Solar | [13 empty] | 0 | 0 | 0 | 0 | [11 empty] | MFP Co III LLC | 100 | MFP Co Holdings LLC | 100
Arizona Western College PV | 57765_G_SWD | 57765 | G | SWD |  | Solar PV |  | WECC_AZ | Arizona | 4 | Yuma | 27 | 04027 | 0.9 | 0 | 2011 | 9999 |  |  | N | Solar | [13 empty] | 0 | 0 | 0 | 0 | [11 empty] | MFP Co III LLC | 100 | MFP Co Holdings LLC | 100
Rockland Wind Farm | 57766_G_RLWF | 57766 | G | RLWF |  | Onshore Wind |  | WECC_ID | Idaho | 16 | Power | 77 | 16077 | 79.2 | 0 | 2011 | 9999 |  |  | N | Wind | [13 empty] | 0 | 0 | 0 | 0 | [11 empty] | Rockland Wind Farm LLC | 100 | SunEdison | 100
Brown County Wind Turbine | 57767_G_1 | 57767 | G | 1 |  | Onshore Wind |  | MIS_IL | Illinois | 17 | Brown | 9 | 17009 | 1.5 | 0 | 2011 | 9999 |  |  | N | Wind | [13 empty] | 0 | 0 | 0 | 0 | [11 empty] | Adams Electric Coop (IL) | 100 | Adams Electrical Coop | 100
Longwood Gardens | 57768_G_1 | 57768 | G | 1 |  | Solar PV |  | PJM_EMAC | Pennsylvania | 42 | Chester | 29 | 42029 | 1.3 | 0 | 2010 | 9999 |  |  | N | Solar | [13 empty] | 0 | 0 | 0 | 0 | [11 empty] | Ecogy Pennsylvania Systems LLC | 100 | Ecogy Energy LLC | 100
Mehoopany Wind Energy LLC | 57769_G_1 | 57769 | G | 1 |  | Onshore Wind |  | PJM_PENE | Pennsylvania | 42 | Wyoming | 131 | 42131 | 140.8 | 0 | 2012 | 9999 |  |  | N | Wind | [13 empty] | 0 | 0 | 0 | 0 | [11 empty] | Mehoopany Wind Energy LLC | 100 | BP plc | 100
South Bay Fuel Cell Plant | 57770_G_SBFC | 57770 | G | SBFC |  | Fuel Cell |  | WEC_SDGE | California | 6 | San Diego | 73 | 06073 | 1.4 | 13500 | 2012 | 9999 |  |  | N | Natural Gas | [13 empty] | 0 | 0 | 0 | 0 | [11 empty] | Biofuels Fuel Cells LLC | 100 | Biofuels Energy LLC | 100
Ameresco Butte County | 57771_G_1 | 57771 | G | 1 |  | Landfill Gas |  | WEC_CALN | California | 6 | Butte | 7 | 06007 | 2 | 13500 | 2013 | 9999 |  |  | N | Landfill Gas | [13 empty] | 0.19577 | 0.19577 | 0.19577 | 0.19577 | [11 empty] | Ameresco Butte County LLC | 100 | Ameresco Inc | 100
Perdue Bridgeville Photovoltaic | 57772_G_BRID | 57772 | G | BRID |  | Solar PV |  | PJM_EMAC | Delaware | 10 | Sussex | 5 | 10005 | 1.3 | 0 | 2011 | 9999 |  |  | N | Solar | [13 empty] | 0 | 0 | 0 | 0 | [11 empty] | Terraform Power Inc | 100 | Brookfield Asset Management Inc | 100
Palo Verde College | 57773_G_1 | 57773 | G | 1 |  | Solar PV |  | WECC_SCE | California | 6 | Riverside | 65 | 06065 | 1.2 | 0 | 2009 | 9999 |  |  | N | Solar | [13 empty] | 0 | 0 | 0 | 0 | [11 empty] | BP Solar | 100 | BP plc | 100
Windstar 1 | 57774_G_WGNS | 57774 | G | WGNS |  | Onshore Wind |  | WECC_SCE | California | 6 | Kern | 29 | 06029 | 120 | 0 | 2012 | 9999 |  |  | N | Wind | [13 empty] | 0 | 0 | 0 | 0 | [11 empty] | Windstar Energy LLC | 100 | Brookfield Asset Management Inc | 100
Kingman 1 | 57775_G_PV | 57775 | G | PV |  | Solar PV |  | WECC_AZ | Arizona | 4 | Mohave | 15 | 04015 | 0.5 | 0 | 2011 | 9999 |  |  | N | Solar | [13 empty] | 0 | 0 | 0 | 0 | [11 empty] | Kingman Energy Corp | 100 | Brookfield Asset Management Inc | 100
Kingman 1 | 57775_G_WGNS | 57775 | G | WGNS |  | Onshore Wind |  | WECC_AZ | Arizona | 4 | Mohave | 15 | 04015 | 10 | 0 | 2011 | 9999 |  |  | N | Wind | [13 empty] | 0 | 0 | 0 | 0 | [11 empty] | Kingman Energy Corp | 100 | Brookfield Asset Management Inc | 100
FedEx Woodbridge | 57776_G_1 | 57776 | G | 1 |  | Solar PV |  | PJM_EMAC | New Jersey | 34 | Middlesex | 23 | 34023 | 2.4 | 0 | 2009 | 9999 |  |  | N | Solar | [13 empty] | 0 | 0 | 0 | 0 | [11 empty] | BP Solar | 100 | BP plc | 100
RE Dillard 1 | 57777_G_DL1 | 57777 | G | DL1 |  | Solar PV |  | WEC_BANC | California | 6 | Sacramento | 67 | 06067 | 3 | 0 | 2012 | 9999 |  |  | N | Solar | [13 empty] | 0 | 0 | 0 | 0 | [11 empty] | RE Dillard 1 LLC | 100 | Canadian Solar Inc | 100
RE Kammerer 1 | 57778_G_KAM1 | 57778 | G | KAM1 |  | Solar PV |  | WEC_BANC | California | 6 | Sacramento | 67 | 06067 | 5 | 0 | 2012 | 9999 |  |  | N | Solar | [13 empty] | 0 | 0 | 0 | 0 | [11 empty] | RE Kammerer 1 LLC | 100 | Canadian Solar Inc | 100
RE Dillard 2 | 57779_G_DIL2 | 57779 | G | DIL2 |  | Solar PV |  | WEC_BANC | California | 6 | Sacramento | 67 | 06067 | 3 | 0 | 2012 | 9999 |  |  | N | Solar | [13 empty] | 0 | 0 | 0 | 0 | [11 empty] | RE Dillard 2 LLC | 100 | Canadian Solar Inc | 100
RE Kammerer 2 | 57780_G_KAM2 | 57780 | G | KAM2 |  | Solar PV |  | WEC_BANC | California | 6 | Sacramento | 67 | 06067 | 5 | 0 | 2012 | 9999 |  |  | N | Solar | [13 empty] | 0 | 0 | 0 | 0 | [11 empty] | RE Kammerer 2 LLC | 100 | Canadian Solar Inc | 100
RE Dillard 3 | 57781_G_DIL3 | 57781 | G | DIL3 |  | Solar PV |  | WEC_BANC | California | 6 | Sacramento | 67 | 06067 | 3 | 0 | 2012 | 9999 |  |  | N | Solar | [13 empty] | 0 | 0 | 0 | 0 | [11 empty] | RE Dillard 3 LLC | 100 | Canadian Solar Inc | 100
RE Kammerer 3 | 57782_G_KAM3 | 57782 | G | KAM3 |  | Solar PV |  | WEC_BANC | California | 6 | Sacramento | 67 | 06067 | 5 | 0 | 2012 | 9999 |  |  | N | Solar | [13 empty] | 0 | 0 | 0 | 0 | [11 empty] | RE Kammerer 3 LLC | 100 | Canadian Solar Inc | 100
RE Bruceville 1 | 57783_G_BRU1 | 57783 | G | BRU1 |  | Solar PV |  | WEC_BANC | California | 6 | Sacramento | 67 | 06067 | 5 | 0 | 2012 | 9999 |  |  | N | Solar | [13 empty] | 0 | 0 | 0 | 0 | [11 empty] | RE Bruceville 1 LLC | 100 | Canadian Solar Inc | 100
RE Bruceville 2 | 57784_G_BRU2 | 57784 | G | BRU2 |  | Solar PV |  | WEC_BANC | California | 6 | Sacramento | 67 | 06067 | 5 | 0 | 2012 | 9999 |  |  | N | Solar | [13 empty] | 0 | 0 | 0 | 0 | [11 empty] | RE Bruceville 2 LLC | 100 | Canadian Solar Inc | 100
RE Bruceville 3 | 57785_G_BRU3 | 57785 | G | BRU3 |  | Solar PV |  | WEC_BANC | California | 6 | Sacramento | 67 | 06067 | 5 | 0 | 2012 | 9999 |  |  | N | Solar | [13 empty] | 0 | 0 | 0 | 0 | [11 empty] | RE Bruceville 3 LLC | 100 | Canadian Solar Inc | 100
Flat Ridge 2 Wind Energy LLC | 57787_G_1 | 57787 | G | 1 |  | Onshore Wind |  | SPP_N | Kansas | 20 | Kingman | 95 | 20095 | 470.4 | 0 | 2012 | 9999 |  |  | N | Wind | [13 empty] | 0 | 0 | 0 | 0 | [11 empty] | Flat Ridge 2 Wind Energy LLC | 100 | BP plc | 100
US GSA Heating and Transmission | 57788_G_TG1 | 57788 | G | TG1 |  | Combustion Turbine |  | PJM_SMAC | District of Columbia | 11 | District of Columbia | 1 | 11001 | 4.5 | 12804 | 2004 | 9999 |  |  | Y | Natural Gas, Distillate Fuel Oil | [13 empty] | 0.23894 | 0.23894 | 0.23894 | 0.23894 | [11 empty] | US General Services Administration | 100 | US General Services Administration | 100
US GSA Heating and Transmission | 57788_G_TG2 | 57788 | G | TG2 |  | Combustion Turbine |  | PJM_SMAC | District of Columbia | 11 | District of Columbia | 1 | 11001 | 4.5 | 12804 | 2004 | 9999 |  |  | Y | Natural Gas, Distillate Fuel Oil | [13 empty] | 0.23894 | 0.23894 | 0.23894 | 0.23894 | [11 empty] | US General Services Administration | 100 | US General Services Administration | 100
Peak Power 1 Cogen | 57789_G_GEN1 | 57789 | G | GEN1 |  | Combustion Turbine | IC Engine | NY_Z_J | New York | 36 | New York | 61 | 36061 | 2 | 8700 | 2010 | 9999 |  |  | Y | Natural Gas | [13 empty] | 0.3463 | 0.3463 | 0.3463 | 0.3463 | [11 empty] | Peak Power 1 LLC | 100 | Peak Power 1 LLC | 100
Peak Power 1 Cogen | 57789_G_GEN2 | 57789 | G | GEN2 |  | Combustion Turbine | IC Engine | NY_Z_J | New York | 36 | New York | 61 | 36061 | 2 | 8700 | 2010 | 9999 |  |  | Y | Natural Gas | [13 empty] | 0.3463 | 0.3463 | 0.3463 | 0.3463 | [11 empty] | Peak Power 1 LLC | 100 | Peak Power 1 LLC | 100
Peak Power 1 Cogen | 57789_G_GEN3 | 57789 | G | GEN3 |  | Combustion Turbine | IC Engine | NY_Z_J | New York | 36 | New York | 61 | 36061 | 2 | 8700 | 2010 | 9999 |  |  | Y | Natural Gas | [13 empty] | 0.3463 | 0.3463 | 0.3463 | 0.3463 | [11 empty] | Peak Power 1 LLC | 100 | Peak Power 1 LLC | 100
RE Bagdad Solar I LLC | 57790_G_1 | 57790 | G | 1 |  | Solar PV |  | WECC_AZ | Arizona | 4 | Yavapai | 25 | 04025 | 15 | 0 | 2011 | 9999 |  |  | N | Solar | [13 empty] | 0 | 0 | 0 | 0 | [11 empty] | RE Bagdad Solar 1 LLC | 100 | Duke Energy Corp | 100
Foundation AB | 57791_G_WTG1 | 57791 | G | WTG1 |  | Onshore Wind |  | WEC_CALN | California | 6 | Solano | 95 | 06095 | 1.5 | 0 | 2011 | 9999 |  |  | N | Wind | [13 empty] | 0 | 0 | 0 | 0 | [11 empty] | Foundation AB Owner LLC | 100 | Foundation Windpower | 100
Foundation IE | 57792_G_WTG1 | 57792 | G | WTG1 |  | Onshore Wind |  | WECC_SCE | California | 6 | San Bernardino | 71 | 06071 | 1 | 0 | 2011 | 9999 |  |  | N | Wind | [13 empty] | 0 | 0 | 0 | 0 | [11 empty] | Foundation IE Owner LLC | 100 | Foundation Windpower | 100
St Joseph Energy Center | 57794_G_CT1 | 57794 | G | CT1 | 90857 | Combined Cycle |  | PJM_West | Indiana | 18 | St Joseph | 141 | 18141 | 237 | 7050 | 2018 | 9999 |  |  | N | Natural Gas |  |  |  |  | SCR | [8 empty] | 0.0061165 | 0.0061165 | 0.0061165 | 0.0061165 | [11 empty] | St Joseph Energy Center LLC | 100 | Ares Management LP | 100
St Joseph Energy Center | 57794_G_CT2 | 57794 | G | CT2 | 90856 | Combined Cycle |  | PJM_West | Indiana | 18 | St Joseph | 141 | 18141 | 237 | 7050 | 2018 | 9999 |  |  | N | Natural Gas |  |  |  |  | SCR | [8 empty] | 0.0061165 | 0.0061165 | 0.0061165 | 0.0061165 | [11 empty] | St Joseph Energy Center LLC | 100 | Ares Management LP | 100
St Joseph Energy Center | 57794_G_ST1 | 57794 | G | ST1 | 90857 | Combined Cycle |  | PJM_West | Indiana | 18 | St Joseph | 141 | 18141 | 232 | 7050 | 2018 | 9999 |  |  | N | Natural Gas |  |  |  | LNB + NH3 | SCR | [8 empty] | 0.0061165 | 0.0061165 | 0.0061165 | 0.0061165 | [11 empty] | St Joseph Energy Center LLC | 100 | Ares Management LP | 100
RE Ajo 1 LLC | 57795_G_1 | 57795 | G | 1 |  | Solar PV |  | WECC_AZ | Arizona | 4 | Pima | 19 | 04019 | 4.5 | 0 | 2011 | 9999 |  |  | N | Solar | [13 empty] | 0 | 0 | 0 | 0 | [11 empty] | RE Ajo 1 LLC | 100 | Duke Energy Corp | 100
Golden Springs Building C-1 | 57796_G_1 | 57796 | G | 1 |  | Solar PV |  | WEC_LADW | California | 6 | Los Angeles | 37 | 06037 | 1.2 | 0 | 2012 | 9999 |  |  | N | Solar | [13 empty] | 0 | 0 | 0 | 0 | [11 empty] | Golden Solar LLC | 100 | Golden Solar LLC | 100
Golden Springs Building D | 57797_G_1 | 57797 | G | 1 |  | Solar PV |  | WEC_LADW | California | 6 | Los Angeles | 37 | 06037 | 1.3 | 0 | 2012 | 9999 |  |  | N | Solar | [13 empty] | 0 | 0 | 0 | 0 | [11 empty] | Golden Solar LLC | 100 | Golden Solar LLC | 100
OBP Cogen | 57798_G_1OBP | 57798 | G | 1OBP |  | Combustion Turbine |  | NY_Z_J | New York | 36 | New York | 61 | 36061 | 4.6 | 8700 | 2010 | 9999 |  |  | Y | Natural Gas | [13 empty] | 0.23894 | 0.23894 | 0.23894 | 0.23894 | [11 empty] | Obp Cogen LLC | 100 | Obp Cogen LLC | 100
ISH Solar Central, LLC | 57799_G_1 | 57799 | G | 1 |  | Solar PV |  | PJM_EMAC | New Jersey | 34 | Monmouth | 25 | 34025 | 1.4 | 0 | 2011 | 9999 |  |  | N | Solar | [13 empty] | 0 | 0 | 0 | 0 | [11 empty] | ISH Solar Central LLC | 100 | Duke Energy Corp | 100
Bison 2 Wind Energy Center | 57800_G_BISO2 | 57800 | G | BISO2 |  | Onshore Wind |  | MIS_MAPP | North Dakota | 38 | Morton | 59 | 38059 | 105 | 0 | 2012 | 9999 |  |  | N | Wind | [13 empty] | 0 | 0 | 0 | 0 | [11 empty] | ALLETE Inc | 100 | ALLETE Inc | 100
Bison 3 Wind Energy Center | 57801_G_BISO3 | 57801 | G | BISO3 |  | Onshore Wind |  | MIS_MAPP | North Dakota | 38 | Morton | 59 | 38059 | 105 | 0 | 2012 | 9999 |  |  | N | Wind | [13 empty] | 0 | 0 | 0 | 0 | [11 empty] | ALLETE Inc | 100 | ALLETE Inc | 100
Magic Valley Wind Farm I LLC | 57802_G_MV1 | 57802 | G | MV1 |  | Onshore Wind |  | ERC_REST | Texas | 48 | Willacy | 489 | 48489 | 203 | 0 | 2012 | 9999 |  |  | N | Wind | [13 empty] | 0 | 0 | 0 | 0 | [11 empty] | Magic Valley Wind Farm I LLC | 100 | RWE Group | 100
Lime Wind | 57803_G_T1-6 | 57803 | G | T1-6 |  | Onshore Wind |  | WECC_PNW | Oregon | 41 | Baker | 1 | 41001 | 3 | 0 | 2011 | 9999 |  |  | N | Wind | [13 empty] | 0 | 0 | 0 | 0 | [11 empty] | Joseph Millworks Inc | 100 | Joseph Millworks Inc | 100
William Paterson University | 57805_G_WPU1 | 57805 | G | WPU1 |  | Solar PV |  | PJM_EMAC | New Jersey | 34 | Passaic | 31 | 34031 | 1.4 | 0 | 2010 | 9999 |  |  | N | Solar | [13 empty] | 0 | 0 | 0 | 0 | [11 empty] | Nautilus Solar Energy LLC | 100 | Nautilus Energy LLC | 100
RE Dillard 4 | 57806_G_DIL4 | 57806 | G | DIL4 |  | Solar PV |  | WEC_BANC | California | 6 | Sacramento | 67 | 06067 | 0.4 | 0 | 2012 | 9999 |  |  | N | Solar | [13 empty] | 0 | 0 | 0 | 0 | [11 empty] | RE Dillard 4 LLC | 100 | Canadian Solar Inc | 100
Lockheed Martin Sunnyvale | 57808_G_LOK00 | 57808 | G | LOK00 |  | Fuel Cell |  | WEC_CALN | California | 6 | Santa Clara | 85 | 06085 | 1 | 7687 | 2011 | 9999 |  |  | N | Natural Gas | [13 empty] | 0 | 0 | 0 | 0 | [11 empty] | Bloom Energy Corp | 100 | Bloom Energy Corp | 100
Franklin Templeton San Mateo | 57809_G_FRK00 | 57809 | G | FRK00 |  | Fuel Cell |  | WEC_CALN | California | 6 | San Mateo | 81 | 06081 | 1 | 7594 | 2011 | 9999 |  |  | N | Natural Gas | [13 empty] | 0 | 0 | 0 | 0 | [11 empty] | Bloom Energy Corp | 100 | Bloom Energy Corp | 100
Adobe San Jose | 57811_G_ADB00 | 57811 | G | ADB00 |  | Fuel Cell |  | WEC_CALN | California | 6 | Santa Clara | 85 | 06085 | 0.8 | 8099 | 2010 | 9999 |  |  | N | Natural Gas | [13 empty] | 0 | 0 | 0 | 0 | [11 empty] | Bloom Energy Corp | 100 | Bloom Energy Corp | 100
Adobe San Jose | 57811_G_ADB01 | 57811 | G | ADB01 |  | Fuel Cell |  | WEC_CALN | California | 6 | Santa Clara | 85 | 06085 | 0.4 | 8099 | 2010 | 9999 |  |  | N | Natural Gas | [13 empty] | 0 | 0 | 0 | 0 | [11 empty] | Bloom Energy Corp | 100 | Bloom Energy Corp | 100
GL Wind | 57813_G_TURB1 | 57813 | G | TURB1 |  | Onshore Wind |  | MIS_MNWI | Minnesota | 27 | Winona | 169 | 27169 | 0.5 | 0 | 2011 | 9999 |  |  | N | Wind | [13 empty] | 0 | 0 | 0 | 0 | [11 empty] | Juhl Energy Inc | 100 | Juhl Wind Inc | 100
GL Wind | 57813_G_TURB2 | 57813 | G | TURB2 |  | Onshore Wind |  | MIS_MNWI | Minnesota | 27 | Winona | 169 | 27169 | 2.4 | 0 | 2011 | 9999 |  |  | N | Wind | [13 empty] | 0 | 0 | 0 | 0 | [11 empty] | Juhl Energy Inc | 100 | Juhl Wind Inc | 100
RE McKenzie 1 | 57816_G_MCK1 | 57816 | G | MCK1 |  | Solar PV |  | WEC_BANC | California | 6 | Sacramento | 67 | 06067 | 5 | 0 | 2012 | 9999 |  |  | N | Solar | [13 empty] | 0 | 0 | 0 | 0 | [11 empty] | RE McKenzie 1 LLC | 100 | Goldman Sachs Group Inc (The) | 100
RE McKenzie 2 | 57817_G_MCK2 | 57817 | G | MCK2 |  | Solar PV |  | WEC_BANC | California | 6 | Sacramento | 67 | 06067 | 5 | 0 | 2012 | 9999 |  |  | N | Solar | [13 empty] | 0 | 0 | 0 | 0 | [11 empty] | RE McKenzie 2 LLC | 100 | Goldman Sachs Group Inc (The) | 100
RE McKenzie 3 | 57818_G_MCK3 | 57818 | G | MCK3 |  | Solar PV |  | WEC_BANC | California | 6 | Sacramento | 67 | 06067 | 5 | 0 | 2012 | 9999 |  |  | N | Solar | [13 empty] | 0 | 0 | 0 | 0 | [11 empty] | RE McKenzie 3 LLC | 100 | Goldman Sachs Group Inc (The) | 100
RE McKenzie 4 | 57819_G_MCK4 | 57819 | G | MCK4 |  | Solar PV |  | WEC_BANC | California | 6 | Sacramento | 67 | 06067 | 5 | 0 | 2012 | 9999 |  |  | N | Solar | [13 empty] | 0 | 0 | 0 | 0 | [11 empty] | RE McKenzie 4 LLC | 100 | Goldman Sachs Group Inc (The) | 100
RE McKenzie 5 | 57820_G_MCK5 | 57820 | G | MCK5 |  | Solar PV |  | WEC_BANC | California | 6 | Sacramento | 67 | 06067 | 5 | 0 | 2012 | 9999 |  |  | N | Solar | [13 empty] | 0 | 0 | 0 | 0 | [11 empty] | RE McKenzie 5 LLC | 100 | Goldman Sachs Group Inc (The) | 100
RE McKenzie 6 | 57821_G_MCK6 | 57821 | G | MCK6 |  | Solar PV |  | WEC_BANC | California | 6 | Sacramento | 67 | 06067 | 5 | 0 | 2012 | 9999 |  |  | N | Solar | [13 empty] | 0 | 0 | 0 | 0 | [11 empty] | RE McKenzie 6 LLC | 100 | Goldman Sachs Group Inc (The) | 100
WCROC Wind Farm | 57823_G_WTG1 | 57823 | G | WTG1 |  | Onshore Wind |  | MIS_MNWI | Minnesota | 27 | Stevens | 149 | 27149 | 0.4 | 0 | 2005 | 9999 |  |  | N | Wind | [13 empty] | 0 | 0 | 0 | 0 | [11 empty] | West Central Research & Outreach Center (Wcroc) | 100 | West Central Research & Outreach Center (Wcroc) | 100
Onalaska Campus Landfill Biogas | 57824_G_416LF | 57824 | G | 416LF |  | Landfill Gas |  | MIS_MNWI | Wisconsin | 55 | La Crosse | 63 | 55063 | 1.1 | 13500 | 2012 | 9999 |  |  | N | Landfill Gas | [13 empty] | 0.22117 | 0.22117 | 0.22117 | 0.22117 | [11 empty] | Gundersen Lutheran Biogas I LLC | 100 | Gundersen Lutheran Hospital | 100
Dinuba Wastewater Treatment Plant | 57827_G_DSPV | 57827 | G | DSPV |  | Solar PV |  | WECC_SCE | California | 6 | Tulare | 107 | 06107 | 1 | 0 | 2011 | 9999 |  |  | N | Solar | [13 empty] | 0 | 0 | 0 | 0 | [11 empty] | Tioga Energy Inc | 100 | Tioga Energy Inc | 100
Tulsa LFG LLC | 57828_G_GEN3M | 57828 | G | GEN3M |  | Landfill Gas |  | SPP_WEST | Oklahoma | 40 | Osage | 113 | 40113 | 1.4 | 13500 | 2011 | 9999 |  |  | N | Landfill Gas | [13 empty] | 0.22117 | 0.22117 | 0.22117 | 0.22117 | [11 empty] | Tulsa LFG LLC | 100 | Montauk Energy Holdings LLC | 100
Rippey Wind Farm | 57830_G_NORD | 57830 | G | NORD |  | Onshore Wind |  | MIS_IA | Iowa | 19 | Greene | 73 | 19073 | 50 | 0 | 2012 | 9999 |  |  | N | Wind | [13 empty] | 0 | 0 | 0 | 0 | [11 empty] | Rippey Wind Energy LLC | 100 | Iberdrola SA | 100
Heliocentric | 57831_G_1 | 57831 | G | 1 |  | Solar PV |  | WEC_LADW | California | 6 | Los Angeles | 37 | 06037 | 1.3 | 0 | 2012 | 9999 |  |  | N | Solar | [13 empty] | 0 | 0 | 0 | 0 | [11 empty] | Heliocentric LLC | 100 | Heliocentric LLC | 100
Hawkeye Wind Farm | 57832_G_NORD | 57832 | G | NORD |  | Onshore Wind |  | MIS_MIDA | Iowa | 19 | Bremer | 17 | 19017 | 34 | 0 | 2012 | 9999 |  |  | N | Wind | [13 empty] | 0 | 0 | 0 | 0 | [11 empty] | Bethel Wind Energy LLC | 100 | Greenbacker Renewable Energy Corp | 100
Mustang Hills LLC | 57833_G_AW06 | 57833 | G | AW06 |  | Onshore Wind |  | WECC_SCE | California | 6 | Kern | 29 | 06029 | 150 | 0 | 2012 | 9999 |  |  | N | Wind | [13 empty] | 0 | 0 | 0 | 0 | [11 empty] | Mustang Hills LLC | 100 | BlackRock Inc | 100
Pinyon Pine I | 57834_G_AW07 | 57834 | G | AW07 |  | Onshore Wind |  | WECC_SCE | California | 6 | Kern | 29 | 06029 | 168 | 0 | 2012 | 9999 |  |  | N | Wind | [13 empty] | 0 | 0 | 0 | 0 | [11 empty] | Pinyon Pines Wind I LLC | 100 | Berkshire Hathaway Inc | 100
Alta Wind VIII | 57835_G_AW08 | 57835 | G | AW08 |  | Onshore Wind |  | WECC_SCE | California | 6 | Kern | 29 | 06029 | 150 | 0 | 2012 | 9999 |  |  | N | Wind | [13 empty] | 0 | 0 | 0 | 0 | [11 empty] | Alta Wind VIII LLC | 50 | Marubeni Corp | 50
L-8 Solar Project | 57836_G_TSM | 57836 | G | TSM |  | Solar PV |  | WEC_LADW | California | 6 | Los Angeles | 37 | 06037 | 1.3 | 0 | 2012 | 9999 |  |  | N | Solar | [13 empty] | 0 | 0 | 0 | 0 | [11 empty] | L 8 Solar Project LLC | 100 | Harry Ross Industries GP | 100
Pinyon Pine II | 57837_G_AW09 | 57837 | G | AW09 |  | Onshore Wind |  | WECC_SCE | California | 6 | Kern | 29 | 06029 | 132 | 0 | 2012 | 9999 |  |  | N | Wind | [13 empty] | 0 | 0 | 0 | 0 | [11 empty] | Pinyon Pines Wind II LLC | 100 | Berkshire Hathaway Inc | 100
Dartmouth II Solar | 57838_G_D2MA | 57838 | G | D2MA |  | Solar PV |  | NENGREST | Massachusetts | 25 | Bristol | 5 | 25005 | 2 | 0 | 2012 | 9999 |  |  | N | Solar | [13 empty] | 0 | 0 | 0 | 0 | [11 empty] | Borrego Solar Systems Inc | 100 | Borrego Solar Systems Inc | 100
Woodbridge Energy Center | 57839_G_CT001 | 57839 | G | CT001 | 90934 | Combined Cycle |  | PJM_EMAC | New Jersey | 34 | Middlesex | 23 | 34023 | 206.9 | 7050 | 2015 | 9999 |  |  | N | Natural Gas |  |  |  | DLNB | SCR | [8 empty] | 0.0055707 | 0.0055707 | 0.0055707 | 0.0055707 | [11 empty] | CPV Shore LLC | 100 | Competitive Power Ventures Inc | 100
Woodbridge Energy Center | 57839_G_CT002 | 57839 | G | CT002 | 90935 | Combined Cycle |  | PJM_EMAC | New Jersey | 34 | Middlesex | 23 | 34023 | 207.2 | 7050 | 2015 | 9999 |  |  | N | Natural Gas |  |  |  | DLNB | SCR | [8 empty] | 0.0055707 | 0.0055707 | 0.0055707 | 0.0055707 | [11 empty] | CPV Shore LLC | 100 | Competitive Power Ventures Inc | 100
Woodbridge Energy Center | 57839_G_ST001 | 57839 | G | ST001 | 90934 | Combined Cycle |  | PJM_EMAC | New Jersey | 34 | Middlesex | 23 | 34023 | 314.4 | 7050 | 2015 | 9999 |  |  | N | Natural Gas |  |  |  | DLNB | SCR | [8 empty] | 0.0055707 | 0.0055707 | 0.0055707 | 0.0055707 | [11 empty] | CPV Shore LLC | 100 | Competitive Power Ventures Inc | 100
ISH Solar Hospital SDMC | 57840_G_1 | 57840 | G | 1 |  | Solar PV |  | WEC_SDGE | California | 6 | San Diego | 73 | 06073 | 1.1 | 0 | 2011 | 9999 |  |  | N | Solar | [13 empty] | 0 | 0 | 0 | 0 | [11 empty] | RE San Diego LLC | 100 | Indu Solar Holdings | 100
ISH Solar Hospital Downey | 57841_G_1 | 57841 | G | 1 |  | Solar PV |  | WEC_LADW | California | 6 | Los Angeles | 37 | 06037 | 1.1 | 0 | 2011 | 9999 |  |  | N | Solar | [13 empty] | 0 | 0 | 0 | 0 | [11 empty] | ISH Solar Hospitals LLC | 100 | Indu Solar Holdings | 100
Wabash Valley Power IGCC | 57842_G_1A | 57842 | G | 1A | 720 | Combustion Turbine |  | MIS_INKY | Indiana | 18 | Vigo | 167 | 18167 | 138 | 12189 | 1995 | 9999 |  |  | N | Natural Gas |  |  |  | NDI | [8 empty] | 0.71 | 0.04178 | 0.04178 | 0.04178 | 0.04178 | [11 empty] | Wabash Valley Power Association Inc | 100 | Wabash Valley Power Association Inc | 100
Franklin County Wind Farm | 57844_G_1 | 57844 | G | 1 |  | Onshore Wind |  | MIS_MIDA | Iowa | 19 | Franklin | 69 | 19069 | 99 | 0 | 2012 | 9999 |  |  | N | Wind | [13 empty] | 0 | 0 | 0 | 0 | [11 empty] | Franklin County Wind LLC | 100 | Alliant Energy Corp | 100
WC Landfill Energy LLC | 57848_G_SOLAR | 57848 | G | SOLAR |  | Solar PV |  | PJM_EMAC | New Jersey | 34 | Warren | 41 | 34041 | 1.1 | 0 | 2013 | 9999 |  |  | N | Solar | [13 empty] | 0 | 0 | 0 | 0 | [11 empty] | WC Landfill Energy LLC | 100 | Goldman Sachs Group Inc (The) | 100
Green Acres Solar Facility 1 | 57849_G_GASF1 | 57849 | G | GASF1 |  | Solar PV |  | WEC_BANC | California | 6 | Sacramento | 67 | 06067 | 2.8 | 0 | 2012 | 9999 |  |  | N | Solar | [13 empty] | 0 | 0 | 0 | 0 | [11 empty] | S Energy America | 100 | S Energy America | 100
Green Acres Solar Facility 2 | 57850_G_GASF2 | 57850 | G | GASF2 |  | Solar PV |  | WEC_BANC | California | 6 | Sacramento | 67 | 06067 | 0.9 | 0 | 2012 | 9999 |  |  | N | Solar | [13 empty] | 0 | 0 | 0 | 0 | [11 empty] | S Energy America | 100 | S Energy America | 100
Sigel Wind Park | 57851_G_1 | 57851 | G | 1 |  | Onshore Wind |  | MIS_LMI | Michigan | 26 | Huron | 63 | 26063 | 64 | 0 | 2012 | 9999 |  |  | N | Wind | [13 empty] | 0 | 0 | 0 | 0 | [11 empty] | DTE Electric Co | 100 | DTE Energy Co | 100
Minden Wind Park | 57852_G_1 | 57852 | G | 1 |  | Onshore Wind |  | MIS_LMI | Michigan | 26 | Sanilac | 151 | 26151 | 32 | 0 | 2012 | 9999 |  |  | N | Wind | [13 empty] | 0 | 0 | 0 | 0 | [11 empty] | DTE Electric Co | 100 | DTE Energy Co | 100
McKinley Wind Park | 57853_G_1 | 57853 | G | 1 |  | Onshore Wind |  | MIS_LMI | Michigan | 26 | Huron | 63 | 26063 | 14 | 0 | 2012 | 9999 |  |  | N | Wind | [13 empty] | 0 | 0 | 0 | 0 | [11 empty] | DTE Electric Co | 100 | DTE Energy Co | 100
North Hollywood | 57854_G_1PT2 | 57854 | G | 1PT2 |  | Hydro |  | WEC_LADW | California | 6 | Los Angeles | 37 | 06037 | 1.8 | 0 | 1993 | 9999 |  |  | N | Hydro | [13 empty] | 0 | 0 | 0 | 0 | [11 empty] | Los Angeles Dept of Water & Power | 100 | Los Angeles Dept of Water & Power | 100
North Hollywood | 57854_G_1PT3 | 57854 | G | 1PT3 |  | Hydro |  | WEC_LADW | California | 6 | Los Angeles | 37 | 06037 | 1.8 | 0 | 1993 | 9999 |  |  | N | Hydro | [13 empty] | 0 | 0 | 0 | 0 | [11 empty] | Los Angeles Dept of Water & Power | 100 | Los Angeles Dept of Water & Power | 100
North Hollywood | 57854_G_3T1 | 57854 | G | 3T1 |  | Hydro |  | WEC_LADW | California | 6 | Los Angeles | 37 | 06037 | 0.5 | 0 | 1993 | 9999 |  |  | N | Hydro | [13 empty] | 0 | 0 | 0 | 0 | [11 empty] | Los Angeles Dept of Water & Power | 100 | Los Angeles Dept of Water & Power | 100
North Hollywood | 57854_G_3T2 | 57854 | G | 3T2 |  | Hydro |  | WEC_LADW | California | 6 | Los Angeles | 37 | 06037 | 0.2 | 0 | 1993 | 9999 |  |  | N | Hydro | [13 empty] | 0 | 0 | 0 | 0 | [11 empty] | Los Angeles Dept of Water & Power | 100 | Los Angeles Dept of Water & Power | 100
Ipswich Wind Turbine | 57855_G_1 | 57855 | G | 1 |  | Onshore Wind |  | NENGREST | Massachusetts | 25 | Essex | 9 | 25009 | 1.6 | 0 | 2011 | 9999 |  |  | N | Wind | [13 empty] | 0 | 0 | 0 | 0 | [11 empty] | Ipswich MA (City of) | 100 | Ipswich MA (City of) | 100
Univ of California San Diego Solar | 57856_G_SGU1 | 57856 | G | SGU1 |  | Solar PV |  | WEC_SDGE | California | 6 | San Diego | 73 | 06073 | 1.2 | 0 | 2008 | 9999 |  |  | N | Solar | [13 empty] | 0 | 0 | 0 | 0 | [11 empty] | SPP Fund II LLC | 100 | NRG Energy Inc | 100
Caney River Wind Project | 57858_G_1 | 57858 | G | 1 |  | Onshore Wind |  | SPP_N | Kansas | 20 | Elk | 49 | 20049 | 200 | 0 | 2011 | 9999 |  |  | N | Wind | [13 empty] | 0 | 0 | 0 | 0 | [11 empty] | Caney River Wind Project LLC | 100 | Enel SpA | 100
Moapa Southern Paiute | 57859_G_1 | 57859 | G | 1 |  | Solar PV |  | WECC_SNV | Nevada | 32 | Clark | 3 | 32003 | 250 | 0 | 2016 | 9999 |  |  | N | Solar | [13 empty] | 0 | 0 | 0 | 0 | [11 empty] | Capital Dynamics | 100 | Capital Dynamics | 100
Industry MetroLink PV 1 | 57860_G_1 | 57860 | G | 1 |  | Solar PV |  | WEC_LADW | California | 6 | Los Angeles | 37 | 06037 | 1.5 | 0 | 2012 | 9999 |  |  | N | Solar | [13 empty] | 0 | 0 | 0 | 0 | [11 empty] | Industry Metrolink PV 1 LLC | 100 | Industry Metrolink PV 1 LLC | 100
Hidden Hollow Energy | 57861_G_UNT1 | 57861 | G | UNT1 |  | Landfill Gas |  | WECC_ID | Idaho | 16 | Ada | 1 | 16001 | 1.5 | 13500 | 2007 | 9999 |  |  | N | Landfill Gas | [13 empty] | 0.22117 | 0.22117 | 0.22117 | 0.22117 | [11 empty] | G2 Energy Hidden Hollow LLC | 100 | G2 Energy LLC | 100
Hidden Hollow Energy | 57861_G_UNT2 | 57861 | G | UNT2 |  | Landfill Gas |  | WECC_ID | Idaho | 16 | Ada | 1 | 16001 | 1.5 | 13500 | 2007 | 9999 |  |  | N | Landfill Gas | [13 empty] | 0.22117 | 0.22117 | 0.22117 | 0.22117 | [11 empty] | G2 Energy Hidden Hollow LLC | 100 | G2 Energy LLC | 100
Wildcat Wind Farm I, LLC | 57862_G_1 | 57862 | G | 1 |  | Onshore Wind |  | MIS_INKY | Indiana | 18 | Tipton | 159 | 18159 | 200 | 0 | 2012 | 9999 |  |  | N | Wind | [13 empty] | 0 | 0 | 0 | 0 | [11 empty] | Wildcat Wind Farm I LLC | 100 | E.ON Group | 100
McKee City Solar Phase 2 | 57863_G_UNIT1 | 57863 | G | UNIT1 |  | Solar PV |  | PJM_EMAC | New Jersey | 34 | Atlantic | 1 | 34001 | 1.9 | 0 | 2011 | 9999 |  |  | N | Solar | [13 empty] | 0 | 0 | 0 | 0 | [11 empty] | McKee City Solar | 100 | McKee City Solar | 100
Stockton Athletic Center | 57864_G_2LOT7 | 57864 | G | 2LOT7 |  | Solar PV |  | PJM_EMAC | New Jersey | 34 | Atlantic | 1 | 34001 | 0.5 | 0 | 2009 | 9999 |  |  | N | Solar | [13 empty] | 0 | 0 | 0 | 0 | [11 empty] | Richard Stockton College of New Jersey | 100 | Richard Stockton College of New Jersey | 100
Stockton Athletic Center | 57864_G_LOT7 | 57864 | G | LOT7 |  | Solar PV |  | PJM_EMAC | New Jersey | 34 | Atlantic | 1 | 34001 | 0.2 | 0 | 2009 | 9999 |  |  | N | Solar | [13 empty] | 0 | 0 | 0 | 0 | [11 empty] | Richard Stockton College of New Jersey | 100 | Richard Stockton College of New Jersey | 100
Stockton Athletic Center | 57864_G_LOT7B | 57864 | G | LOT7B |  | Solar PV |  | PJM_EMAC | New Jersey | 34 | Atlantic | 1 | 34001 | 0.2 | 0 | 2009 | 9999 |  |  | N | Solar | [13 empty] | 0 | 0 | 0 | 0 | [11 empty] | Richard Stockton College of New Jersey | 100 | Richard Stockton College of New Jersey | 100
Stockton Athletic Center | 57864_G_SAC | 57864 | G | SAC |  | Solar PV |  | PJM_EMAC | New Jersey | 34 | Atlantic | 1 | 34001 | 0.3 | 0 | 2009 | 9999 |  |  | N | Solar | [13 empty] | 0 | 0 | 0 | 0 | [11 empty] | Richard Stockton College of New Jersey | 100 | Richard Stockton College of New Jersey | 100
Antelope Station | 57865_G_E01 | 57865 | G | E01 | 90949 | Combustion Turbine | IC Engine | SPP_SPS | Texas | 48 | Hale | 189 | 48189 | 9.1 | 10745 | 2011 | 9999 |  |  | N | Natural Gas |  |  |  | DLNB | [9 empty] | 0.02377 | 0.02377 | 0.02377 | 0.02377 | [11 empty] | Golden Spread Electric Coop Inc | 100 | Golden Spread Electric Coop Inc | 100
Antelope Station | 57865_G_E02 | 57865 | G | E02 | 91029 | Combustion Turbine | IC Engine | SPP_SPS | Texas | 48 | Hale | 189 | 48189 | 9.1 | 10745 | 2011 | 9999 |  |  | N | Natural Gas |  |  |  | DLNB | [9 empty] | 0.02282 | 0.02282 | 0.02282 | 0.02282 | [11 empty] | Golden Spread Electric Coop Inc | 100 | Golden Spread Electric Coop Inc | 100
Antelope Station | 57865_G_E03 | 57865 | G | E03 | 91030 | Combustion Turbine | IC Engine | SPP_SPS | Texas | 48 | Hale | 189 | 48189 | 9.1 | 10745 | 2011 | 9999 |  |  | N | Natural Gas |  |  |  | DLNB | [9 empty] | 0.02613 | 0.02613 | 0.02613 | 0.02613 | [11 empty] | Golden Spread Electric Coop Inc | 100 | Golden Spread Electric Coop Inc | 100
Antelope Station | 57865_G_E04 | 57865 | G | E04 |  | Combustion Turbine | IC Engine | SPP_SPS | Texas | 48 | Hale | 189 | 48189 | 9.1 | 10745 | 2011 | 9999 |  |  | N | Natural Gas | [13 empty] | 0.02129 | 0.02129 | 0.02129 | 0.02129 | [11 empty] | Golden Spread Electric Coop Inc | 100 | Golden Spread Electric Coop Inc | 100
Antelope Station | 57865_G_E05 | 57865 | G | E05 |  | Combustion Turbine | IC Engine | SPP_SPS | Texas | 48 | Hale | 189 | 48189 | 9.1 | 10745 | 2011 | 9999 |  |  | N | Natural Gas | [13 empty] | 0.02498 | 0.02498 | 0.02498 | 0.02498 | [11 empty] | Golden Spread Electric Coop Inc | 100 | Golden Spread Electric Coop Inc | 100
Antelope Station | 57865_G_E06 | 57865 | G | E06 |  | Combustion Turbine | IC Engine | SPP_SPS | Texas | 48 | Hale | 189 | 48189 | 9.1 | 10745 | 2011 | 9999 |  |  | N | Natural Gas | [13 empty] | 0.0282 | 0.0282 | 0.0282 | 0.0282 | [11 empty] | Golden Spread Electric Coop Inc | 100 | Golden Spread Electric Coop Inc | 100
Antelope Station | 57865_G_E07 | 57865 | G | E07 |  | Combustion Turbine | IC Engine | SPP_SPS | Texas | 48 | Hale | 189 | 48189 | 9.1 | 10745 | 2011 | 9999 |  |  | N | Natural Gas | [13 empty] | 0.02354 | 0.02354 | 0.02354 | 0.02354 | [11 empty] | Golden Spread Electric Coop Inc | 100 | Golden Spread Electric Coop Inc | 100
Antelope Station | 57865_G_E08 | 57865 | G | E08 |  | Combustion Turbine | IC Engine | SPP_SPS | Texas | 48 | Hale | 189 | 48189 | 9.1 | 10745 | 2011 | 9999 |  |  | N | Natural Gas | [13 empty] | 0.02414 | 0.02414 | 0.02414 | 0.02414 | [11 empty] | Golden Spread Electric Coop Inc | 100 | Golden Spread Electric Coop Inc | 100
Antelope Station | 57865_G_E09 | 57865 | G | E09 |  | Combustion Turbine | IC Engine | SPP_SPS | Texas | 48 | Hale | 189 | 48189 | 9.1 | 10745 | 2011 | 9999 |  |  | N | Natural Gas | [13 empty] | 0.02393 | 0.02393 | 0.02393 | 0.02393 | [11 empty] | Golden Spread Electric Coop Inc | 100 | Golden Spread Electric Coop Inc | 100
Antelope Station | 57865_G_E10 | 57865 | G | E10 |  | Combustion Turbine | IC Engine | SPP_SPS | Texas | 48 | Hale | 189 | 48189 | 9.1 | 10745 | 2011 | 9999 |  |  | N | Natural Gas | [13 empty] | 0.02368 | 0.02368 | 0.02368 | 0.02368 | [11 empty] | Golden Spread Electric Coop Inc | 100 | Golden Spread Electric Coop Inc | 100
Antelope Station | 57865_G_E11 | 57865 | G | E11 |  | Combustion Turbine | IC Engine | SPP_SPS | Texas | 48 | Hale | 189 | 48189 | 9.1 | 10745 | 2011 | 9999 |  |  | N | Natural Gas | [13 empty] | 0.02318 | 0.02318 | 0.02318 | 0.02318 | [11 empty] | Golden Spread Electric Coop Inc | 100 | Golden Spread Electric Coop Inc | 100
Antelope Station | 57865_G_E12 | 57865 | G | E12 |  | Combustion Turbine | IC Engine | SPP_SPS | Texas | 48 | Hale | 189 | 48189 | 9.1 | 10745 | 2011 | 9999 |  |  | N | Natural Gas | [13 empty] | 0.02518 | 0.02518 | 0.02518 | 0.02518 | [11 empty] | Golden Spread Electric Coop Inc | 100 | Golden Spread Electric Coop Inc | 100
Antelope Station | 57865_G_E13 | 57865 | G | E13 |  | Combustion Turbine | IC Engine | SPP_SPS | Texas | 48 | Hale | 189 | 48189 | 9.1 | 10745 | 2011 | 9999 |  |  | N | Natural Gas | [13 empty] | 0.02406 | 0.02406 | 0.02406 | 0.02406 | [11 empty] | Golden Spread Electric Coop Inc | 100 | Golden Spread Electric Coop Inc | 100
Antelope Station | 57865_G_E14 | 57865 | G | E14 |  | Combustion Turbine | IC Engine | SPP_SPS | Texas | 48 | Hale | 189 | 48189 | 9.1 | 10745 | 2011 | 9999 |  |  | N | Natural Gas | [13 empty] | 0.02549 | 0.02549 | 0.02549 | 0.02549 | [11 empty] | Golden Spread Electric Coop Inc | 100 | Golden Spread Electric Coop Inc | 100
Antelope Station | 57865_G_E15 | 57865 | G | E15 |  | Combustion Turbine | IC Engine | SPP_SPS | Texas | 48 | Hale | 189 | 48189 | 9.1 | 10745 | 2011 | 9999 |  |  | N | Natural Gas | [13 empty] | 0.0263 | 0.0263 | 0.0263 | 0.0263 | [11 empty] | Golden Spread Electric Coop Inc | 100 | Golden Spread Electric Coop Inc | 100
Antelope Station | 57865_G_E16 | 57865 | G | E16 |  | Combustion Turbine | IC Engine | SPP_SPS | Texas | 48 | Hale | 189 | 48189 | 9.1 | 10745 | 2011 | 9999 |  |  | N | Natural Gas | [13 empty] | 0.0241 | 0.0241 | 0.0241 | 0.0241 | [11 empty] | Golden Spread Electric Coop Inc | 100 | Golden Spread Electric Coop Inc | 100
Antelope Station | 57865_G_E17 | 57865 | G | E17 |  | Combustion Turbine | IC Engine | SPP_SPS | Texas | 48 | Hale | 189 | 48189 | 9.1 | 10745 | 2011 | 9999 |  |  | N | Natural Gas | [13 empty] | 0.02545 | 0.02545 | 0.02545 | 0.02545 | [11 empty] | Golden Spread Electric Coop Inc | 100 | Golden Spread Electric Coop Inc | 100
Antelope Station | 57865_G_E18 | 57865 | G | E18 |  | Combustion Turbine | IC Engine | SPP_SPS | Texas | 48 | Hale | 189 | 48189 | 9.1 | 10745 | 2011 | 9999 |  |  | N | Natural Gas | [13 empty] | 0.02472 | 0.02472 | 0.02472 | 0.02472 | [11 empty] | Golden Spread Electric Coop Inc | 100 | Golden Spread Electric Coop Inc | 100
Golden Spread Panhandle Wnd Rch | 57866_G_PWR | 57866 | G | PWR |  | Onshore Wind |  | SPP_SPS | Texas | 48 | Oldham | 359 | 48359 | 78.2 | 0 | 2011 | 9999 |  |  | N | Wind | [13 empty] | 0 | 0 | 0 | 0 | [11 empty] | Google Energy LLC | 100 | Google Inc | 100
Howard Wind Farm | 57867_G_1 | 57867 | G | 1 |  | Onshore Wind |  | NY_Z_C&E | New York | 36 | Steuben | 101 | 36101 | 51.3 | 0 | 2011 | 9999 |  |  | N | Wind | [13 empty] | 0 | 0 | 0 | 0 | [11 empty] | Howard Wind LLC | 100 | BlackRock Inc | 100
Howard Wind Farm | 57867_G_2 | 57867 | G | 2 |  | Onshore Wind |  | NY_Z_C&E | New York | 36 | Steuben | 101 | 36101 | 4.1 | 0 | 2012 | 9999 |  |  | N | Wind | [13 empty] | 0 | 0 | 0 | 0 | [11 empty] | Howard Wind LLC | 100 | BlackRock Inc | 100
L'Oreal Piscataway | 57868_G_UNIT2 | 57868 | G | UNIT2 |  | Solar PV |  | PJM_EMAC | New Jersey | 34 | Middlesex | 23 | 34023 | 0.3 | 0 | 2014 | 9999 |  |  | N | Solar | [13 empty] | 0 | 0 | 0 | 0 | [11 empty] | Loreal USA Inc | 100 | Loréal SA | 100
L'Oreal Piscataway | 57868_G_UNIT3 | 57868 | G | UNIT3 |  | Solar PV |  | PJM_EMAC | New Jersey | 34 | Middlesex | 23 | 34023 | 0.7 | 0 | 2016 | 9999 |  |  | N | Solar | [13 empty] | 0 | 0 | 0 | 0 | [11 empty] | Loreal USA Inc | 100 | Loréal SA | 100
Castle Rock Vineyards | 57870_G_SOLAR | 57870 | G | SOLAR |  | Solar PV |  | WECC_SCE | California | 6 | Tulare | 107 | 06107 | 1 | 0 | 2010 | 9999 |  |  | N | Solar | [13 empty] | 0 | 0 | 0 | 0 | [11 empty] | Castle Rock Cooling | 100 | Castle Rock Cooling | 100
2555 E Olympic Bl | 57871_G_1 | 57871 | G | 1 |  | Solar PV |  | WEC_LADW | California | 6 | Los Angeles | 37 | 06037 | 1 | 0 | 2012 | 9999 |  |  | N | Solar | [13 empty] | 0 | 0 | 0 | 0 | [11 empty] | Los Angeles Dept of Water & Power | 100 | Los Angeles Dept of Water & Power | 100
LCEC Generation LLVC | 57872_G_UNIT1 | 57872 | G | UNIT1 |  | Combustion Turbine | IC Engine | SPP_SPS | New Mexico | 35 | Lea | 25 | 35025 | 8.7 | 10745 | 2012 | 9999 |  |  | N | Natural Gas | [13 empty] | 0.01664 | 0.01664 | 0.01664 | 0.01664 | [11 empty] | Lea County Electric Coop Inc | 100 | Lea County Electric Coop Inc | 100
LCEC Generation LLVC | 57872_G_UNIT2 | 57872 | G | UNIT2 |  | Combustion Turbine | IC Engine | SPP_SPS | New Mexico | 35 | Lea | 25 | 35025 | 8.7 | 10745 | 2012 | 9999 |  |  | N | Natural Gas | [13 empty] | 0.0165 | 0.0165 | 0.0165 | 0.0165 | [11 empty] | Lea County Electric Coop Inc | 100 | Lea County Electric Coop Inc | 100
LCEC Generation LLVC | 57872_G_UNIT3 | 57872 | G | UNIT3 |  | Combustion Turbine | IC Engine | SPP_SPS | New Mexico | 35 | Lea | 25 | 35025 | 8.7 | 10745 | 2012 | 9999 |  |  | N | Natural Gas | [13 empty] | 0.01676 | 0.01676 | 0.01676 | 0.01676 | [11 empty] | Lea County Electric Coop Inc | 100 | Lea County Electric Coop Inc | 100
LCEC Generation LLVC | 57872_G_UNIT4 | 57872 | G | UNIT4 |  | Combustion Turbine | IC Engine | SPP_SPS | New Mexico | 35 | Lea | 25 | 35025 | 8.7 | 10745 | 2012 | 9999 |  |  | N | Natural Gas | [13 empty] | 0.0161 | 0.0161 | 0.0161 | 0.0161 | [11 empty] | Lea County Electric Coop Inc | 100 | Lea County Electric Coop Inc | 100
LCEC Generation LLVC | 57872_G_UNIT5 | 57872 | G | UNIT5 |  | Combustion Turbine | IC Engine | SPP_SPS | New Mexico | 35 | Lea | 25 | 35025 | 8.7 | 10745 | 2012 | 9999 |  |  | N | Natural Gas | [13 empty] | 0.01628 | 0.01628 | 0.01628 | 0.01628 | [11 empty] | Lea County Electric Coop Inc | 100 | Lea County Electric Coop Inc | 100
Eclipse Wind Farm | 57873_G_EWF | 57873 | G | EWF |  | Onshore Wind |  | MIS_IA | Iowa | 19 | Guthrie | 77 | 19077 | 200 | 0 | 2012 | 9999 |  |  | N | Wind | [13 empty] | 0 | 0 | 0 | 0 | [11 empty] | MidAmerican Energy Co | 100 | Berkshire Hathaway Inc | 100
Vienna Wind Farm | 57874_G_VIIWF | 57874 | G | VIIWF |  | Onshore Wind |  | MIS_IA | Iowa | 19 | Marshall | 127 | 19127 | 44.6 | 0 | 2013 | 9999 |  |  | N | Wind | [13 empty] | 0 | 0 | 0 | 0 | [11 empty] | MidAmerican Energy Co | 100 | Berkshire Hathaway Inc | 100
Vienna Wind Farm | 57874_G_VIWF | 57874 | G | VIWF |  | Onshore Wind |  | MIS_IA | Iowa | 19 | Marshall | 127 | 19127 | 105.6 | 0 | 2012 | 9999 |  |  | N | Wind | [13 empty] | 0 | 0 | 0 | 0 | [11 empty] | MidAmerican Energy Co | 100 | Berkshire Hathaway Inc | 100
Morning Light Wind Farm | 57875_G_MLWF | 57875 | G | MLWF |  | Onshore Wind |  | MIS_MIDA | Iowa | 19 | Adair | 1 | 19001 | 101.2 | 0 | 2012 | 9999 |  |  | N | Wind | [13 empty] | 0 | 0 | 0 | 0 | [11 empty] | MidAmerican Energy Co | 100 | Berkshire Hathaway Inc | 100
Santa Cruz Energy | 57876_G_UNT1 | 57876 | G | UNT1 |  | Landfill Gas |  | WEC_CALN | California | 6 | Santa Cruz | 87 | 06087 | 1.5 | 13500 | 2009 | 9999 |  |  | N | Landfill Gas | [13 empty] | 0.08684 | 0.08684 | 0.08684 | 0.08684 | [11 empty] | Santa Cruz Energy LLC | 100 | FORTISTAR | 100
Perdue Salisbury Photovoltaic | 57879_G_SALI | 57879 | G | SALI |  | Solar PV |  | PJM_EMAC | Maryland | 24 | Wicomico | 45 | 24045 | 1 | 0 | 2011 | 9999 |  |  | N | Solar | [13 empty] | 0 | 0 | 0 | 0 | [11 empty] | Terraform Power Inc | 100 | Brookfield Asset Management Inc | 100
Eolos Wind Energy Research Field Station | 57880_G_1 | 57880 | G | 1 |  | Onshore Wind |  | MIS_MNWI | Minnesota | 27 | Dakota | 37 | 27037 | 2.5 | 0 | 2011 | 9999 |  |  | N | Wind | [13 empty] | 0 | 0 | 0 | 0 | [11 empty] | Clipper Windpower Inc | 100 | Clipper Windpower Inc | 100
Pioneer Generating Station | 57881_G_01 | 57881 | G | 01 | 90805 | Combustion Turbine |  | SPP_WAUE | North Dakota | 38 | Williams | 105 | 38105 | 40 | 10745 | 2013 | 9999 |  |  | N | Natural Gas |  |  |  | H2O | SCR | [8 empty] | 0.01722 | 0.01722 | 0.01722 | 0.01722 | [11 empty] | Basin Electric Power Coop | 100 | Basin Electric Power Coop | 100
Pioneer Generating Station | 57881_G_02 | 57881 | G | 02 | 90834 | Combustion Turbine |  | SPP_WAUE | North Dakota | 38 | Williams | 105 | 38105 | 40 | 10745 | 2014 | 9999 |  |  | N | Natural Gas |  |  |  | H2O | SCR | [8 empty] | 0.01652 | 0.01652 | 0.01652 | 0.01652 | [11 empty] | Basin Electric Power Coop | 100 | Basin Electric Power Coop | 100
Pioneer Generating Station | 57881_G_03 | 57881 | G | 03 | 90835 | Combustion Turbine |  | SPP_WAUE | North Dakota | 38 | Williams | 105 | 38105 | 40 | 10745 | 2014 | 9999 |  |  | N | Natural Gas |  |  |  | H2O | SCR | [8 empty] | 0.01493 | 0.01493 | 0.01493 | 0.01493 | [11 empty] | Basin Electric Power Coop | 100 | Basin Electric Power Coop | 100
Pioneer Generating Station | 57881_G_11 | 57881 | G | 11 |  | Combustion Turbine | IC Engine | SPP_WAUE | North Dakota | 38 | Williams | 105 | 38105 | 9.3 | 10745 | 2017 | 9999 |  |  | N | Natural Gas | [13 empty] | 1.061 | 1.061 | 1.061 | 1.061 | [11 empty] | Basin Electric Power Coop | 100 | Basin Electric Power Coop | 100
Pioneer Generating Station | 57881_G_12 | 57881 | G | 12 |  | Combustion Turbine | IC Engine | SPP_WAUE | North Dakota | 38 | Williams | 105 | 38105 | 9.3 | 10745 | 2017 | 9999 |  |  | N | Natural Gas | [13 empty] | 1.061 | 1.061 | 1.061 | 1.061 | [11 empty] | Basin Electric Power Coop | 100 | Basin Electric Power Coop | 100
Pioneer Generating Station | 57881_G_13 | 57881 | G | 13 |  | Combustion Turbine | IC Engine | SPP_WAUE | North Dakota | 38 | Williams | 105 | 38105 | 9.3 | 10745 | 2017 | 9999 |  |  | N | Natural Gas | [13 empty] | 1.061 | 1.061 | 1.061 | 1.061 | [11 empty] | Basin Electric Power Coop | 100 | Basin Electric Power Coop | 100
Pioneer Generating Station | 57881_G_14 | 57881 | G | 14 |  | Combustion Turbine | IC Engine | SPP_WAUE | North Dakota | 38 | Williams | 105 | 38105 | 9.3 | 10745 | 2017 | 9999 |  |  | N | Natural Gas | [13 empty] | 1.061 | 1.061 | 1.061 | 1.061 | [11 empty] | Basin Electric Power Coop | 100 | Basin Electric Power Coop | 100
Pioneer Generating Station | 57881_G_15 | 57881 | G | 15 |  | Combustion Turbine | IC Engine | SPP_WAUE | North Dakota | 38 | Williams | 105 | 38105 | 9.3 | 10745 | 2017 | 9999 |  |  | N | Natural Gas | [13 empty] | 1.061 | 1.061 | 1.061 | 1.061 | [11 empty] | Basin Electric Power Coop | 100 | Basin Electric Power Coop | 100
Pioneer Generating Station | 57881_G_16 | 57881 | G | 16 |  | Combustion Turbine | IC Engine | SPP_WAUE | North Dakota | 38 | Williams | 105 | 38105 | 9.3 | 10745 | 2017 | 9999 |  |  | N | Natural Gas | [13 empty] | 1.061 | 1.061 | 1.061 | 1.061 | [11 empty] | Basin Electric Power Coop | 100 | Basin Electric Power Coop | 100
Pioneer Generating Station | 57881_G_17 | 57881 | G | 17 |  | Combustion Turbine | IC Engine | SPP_WAUE | North Dakota | 38 | Williams | 105 | 38105 | 9.3 | 10745 | 2017 | 9999 |  |  | N | Natural Gas | [13 empty] | 1.061 | 1.061 | 1.061 | 1.061 | [11 empty] | Basin Electric Power Coop | 100 | Basin Electric Power Coop | 100
Pioneer Generating Station | 57881_G_18 | 57881 | G | 18 |  | Combustion Turbine | IC Engine | SPP_WAUE | North Dakota | 38 | Williams | 105 | 38105 | 9.3 | 10745 | 2017 | 9999 |  |  | N | Natural Gas | [13 empty] | 1.061 | 1.061 | 1.061 | 1.061 | [11 empty] | Basin Electric Power Coop | 100 | Basin Electric Power Coop | 100
Pioneer Generating Station | 57881_G_19 | 57881 | G | 19 |  | Combustion Turbine | IC Engine | SPP_WAUE | North Dakota | 38 | Williams | 105 | 38105 | 9.3 | 10745 | 2017 | 9999 |  |  | N | Natural Gas | [13 empty] | 1.061 | 1.061 | 1.061 | 1.061 | [11 empty] | Basin Electric Power Coop | 100 | Basin Electric Power Coop | 100
Pioneer Generating Station | 57881_G_20 | 57881 | G | 20 |  | Combustion Turbine | IC Engine | SPP_WAUE | North Dakota | 38 | Williams | 105 | 38105 | 9.3 | 10745 | 2017 | 9999 |  |  | N | Natural Gas | [13 empty] | 1.061 | 1.061 | 1.061 | 1.061 | [11 empty] | Basin Electric Power Coop | 100 | Basin Electric Power Coop | 100
Pioneer Generating Station | 57881_G_21 | 57881 | G | 21 |  | Combustion Turbine | IC Engine | SPP_WAUE | North Dakota | 38 | Williams | 105 | 38105 | 9.3 | 10745 | 2017 | 9999 |  |  | N | Natural Gas | [13 empty] | 1.061 | 1.061 | 1.061 | 1.061 | [11 empty] | Basin Electric Power Coop | 100 | Basin Electric Power Coop | 100
Pioneer Generating Station | 57881_G_22 | 57881 | G | 22 |  | Combustion Turbine | IC Engine | SPP_WAUE | North Dakota | 38 | Williams | 105 | 38105 | 9.3 | 10745 | 2017 | 9999 |  |  | N | Natural Gas | [13 empty] | 1.061 | 1.061 | 1.061 | 1.061 | [11 empty] | Basin Electric Power Coop | 100 | Basin Electric Power Coop | 100
Baldock Solar Highway | 57882_G_BSH1 | 57882 | G | BSH1 |  | Solar PV |  | WECC_PNW | Oregon | 41 | Clackamas | 5 | 41005 | 1.7 | 0 | 2012 | 9999 |  |  | N | Solar | [13 empty] | 0 | 0 | 0 | 0 | [11 empty] | Portland General Electric Co | 100 | Portland General Electric Co | 100
Queen Creek Solar Farm | 57883_G_GEN1 | 57883 | G | GEN1 |  | Solar PV |  | WECC_AZ | Arizona | 4 | Maricopa | 13 | 04013 | 18.6 | 0 | 2012 | 9999 |  |  | N | Solar | [13 empty] | 0 | 0 | 0 | 0 | [11 empty] | Siete Solar LLC | 100 | LS Power Group | 100
Lake Charles Polymers | 57884_G_G-900 | 57884 | G | G-900 |  | Combustion Turbine |  | MIS_WOTA | Louisiana | 22 | Calcasieu | 19 | 22019 | 12.5 | 12369 | 2011 | 9999 |  |  | N | Natural Gas | [13 empty] | 0.23894 | 0.23894 | 0.23894 | 0.23894 | [11 empty] | Equistar Chemicals LP | 100 | Lyondellbasell Industries | 100
Lake Charles Polymers | 57884_G_G-901 | 57884 | G | G-901 |  | Combustion Turbine | IC Engine | MIS_WOTA | Louisiana | 22 | Calcasieu | 19 | 22019 | 8 | 10872 | 2011 | 9999 |  |  | N | Natural Gas | [13 empty] | 1.061 | 1.061 | 1.061 | 1.061 | [11 empty] | Equistar Chemicals LP | 100 | Lyondellbasell Industries | 100
Lake Charles Polymers | 57884_G_G-902 | 57884 | G | G-902 |  | Combustion Turbine | IC Engine | MIS_WOTA | Louisiana | 22 | Calcasieu | 19 | 22019 | 8 | 10872 | 2011 | 9999 |  |  | N | Natural Gas | [13 empty] | 1.061 | 1.061 | 1.061 | 1.061 | [11 empty] | Equistar Chemicals LP | 100 | Lyondellbasell Industries | 100
Wellford Renewable Energy Plant | 57885_G_LFG1 | 57885 | G | LFG1 |  | Landfill Gas |  | S_VACA | South Carolina | 45 | Spartanburg | 83 | 45083 | 1.6 | 13500 | 2011 | 9999 |  |  | N | Landfill Gas | [13 empty] | 0.22117 | 0.22117 | 0.22117 | 0.22117 | [11 empty] | Lockhart Power Co | 100 | Milliken & Co | 100
City West Diesel Plant | 57886_G_DI1 | 57886 | G | DI1 |  | Combustion Turbine | IC Engine | S_VACA | South Carolina | 45 | Union | 87 | 45087 | 1.8 | 10745 | 2011 | 9999 |  |  | N | Distillate Fuel Oil | [13 empty] | 1.6498 | 1.6498 | 1.6498 | 1.6498 | [11 empty] | Lockhart Power Co | 100 | Milliken & Co | 100
City West Diesel Plant | 57886_G_DI2 | 57886 | G | DI2 |  | Combustion Turbine | IC Engine | S_VACA | South Carolina | 45 | Union | 87 | 45087 | 1.8 | 10745 | 2011 | 9999 |  |  | N | Distillate Fuel Oil | [13 empty] | 1.6498 | 1.6498 | 1.6498 | 1.6498 | [11 empty] | Lockhart Power Co | 100 | Milliken & Co | 100
City West Diesel Plant | 57886_G_DI3 | 57886 | G | DI3 |  | Combustion Turbine | IC Engine | S_VACA | South Carolina | 45 | Union | 87 | 45087 | 1.8 | 10745 | 2011 | 9999 |  |  | N | Distillate Fuel Oil | [13 empty] | 1.6498 | 1.6498 | 1.6498 | 1.6498 | [11 empty] | Lockhart Power Co | 100 | Milliken & Co | 100
City West Diesel Plant | 57886_G_DI4 | 57886 | G | DI4 |  | Combustion Turbine | IC Engine | S_VACA | South Carolina | 45 | Union | 87 | 45087 | 1.8 | 10745 | 2011 | 9999 |  |  | N | Distillate Fuel Oil | [13 empty] | 1.6498 | 1.6498 | 1.6498 | 1.6498 | [11 empty] | Lockhart Power Co | 100 | Milliken & Co | 100
Wildcat Wind | 57887_G_1 | 57887 | G | 1 |  | Onshore Wind |  | SPP_SPS | New Mexico | 35 | Lea | 25 | 35025 | 27.3 | 0 | 2012 | 9999 |  |  | N | Wind | [13 empty] | 0 | 0 | 0 | 0 | [11 empty] | Wildcat Wind LLC | 100 | Exelon Corp | 100
Harvest 2 | 57888_G_1 | 57888 | G | 1 |  | Onshore Wind |  | MIS_LMI | Michigan | 26 | Huron | 63 | 26063 | 59.4 | 0 | 2012 | 9999 |  |  | N | Wind | [13 empty] | 0 | 0 | 0 | 0 | [11 empty] | Harvest II Windfarm LLC | 100 | Exelon Corp | 100
KODE Novus II | 57889_G_NOVII | 57889 | G | NOVII |  | Onshore Wind |  | SPP_SPS | Oklahoma | 40 | Texas | 139 | 40139 | 40 | 0 | 2012 | 9999 |  |  | N | Wind | [13 empty] | 0 | 0 | 0 | 0 | [11 empty] | Gruver Wind Interconnection LLC | 100 | NextEra Energy Inc | 100
Horse Butte Wind I, LLC | 57890_G_1 | 57890 | G | 1 |  | Onshore Wind |  | WECC_ID | Idaho | 16 | Bonneville | 19 | 16019 | 57.6 | 0 | 2012 | 9999 |  |  | N | Wind | [13 empty] | 0 | 0 | 0 | 0 | [11 empty] | Horse Butte Wind I LLC | 100 | Utah Associated Municipal Power System | 100
Guernsey Solar Station | 57891_G_1 | 57891 | G | 1 |  | Solar PV |  | WEC_CALN | California | 6 | Kings | 31 | 06031 | 20 | 0 | 2013 | 9999 |  |  | N | Solar | [13 empty] | 0 | 0 | 0 | 0 | [11 empty] | Pacific Gas & Electric Co | 100 | PG&E Corp | 100
Gates Solar Station | 57892_G_1 | 57892 | G | 1 |  | Solar PV |  | WEC_CALN | California | 6 | Fresno | 19 | 06019 | 20 | 0 | 2013 | 9999 |  |  | N | Solar | [13 empty] | 0 | 0 | 0 | 0 | [11 empty] | Pacific Gas & Electric Co | 100 | PG&E Corp | 100
Martinsville LFG Generator | 57893_G_LFG1 | 57893 | G | LFG1 |  | Landfill Gas |  | PJM_West | Virginia | 51 | Henry | 89 | 51089 | 1 | 13500 | 2012 | 9999 |  |  | N | Landfill Gas | [13 empty] | 0.6 | 0.6 | 0.6 | 0.6 | [11 empty] | Martinsville VA (City of) | 100 | Martinsville VA (City of) | 100
Concord Energy | 57896_G_UNT1 | 57896 | G | UNT1 |  | Landfill Gas |  | S_VACA | North Carolina | 37 | Cabarrus | 25 | 37025 | 3.9 | 16576 | 2012 | 9999 |  |  | N | Landfill Gas | [13 empty] | 0.22117 | 0.22117 | 0.22117 | 0.22117 | [11 empty] | Gas Recovery Systems LLC | 100 | FORTISTAR | 100
Concord Energy | 57896_G_UNT2 | 57896 | G | UNT2 |  | Landfill Gas |  | S_VACA | North Carolina | 37 | Cabarrus | 25 | 37025 | 3.9 | 16576 | 2012 | 9999 |  |  | N | Landfill Gas | [13 empty] | 0.22117 | 0.22117 | 0.22117 | 0.22117 | [11 empty] | Gas Recovery Systems LLC | 100 | FORTISTAR | 100
Richmond Energy | 57897_G_UNT1 | 57897 | G | UNT1 |  | Landfill Gas |  | PJM_Dom | Virginia | 51 | Henrico | 87 | 51087 | 1.6 | 13500 | 2012 | 9999 |  |  | N | Landfill Gas | [13 empty] | 0.6 | 0.6 | 0.6 | 0.6 | [11 empty] | Richmond Energy LLC | 100 | FORTISTAR | 100
Richmond Energy | 57897_G_UNT2 | 57897 | G | UNT2 |  | Landfill Gas |  | PJM_Dom | Virginia | 51 | Henrico | 87 | 51087 | 1.6 | 13500 | 2012 | 9999 |  |  | N | Landfill Gas | [13 empty] | 0.6 | 0.6 | 0.6 | 0.6 | [11 empty] | Richmond Energy LLC | 100 | FORTISTAR | 100
Richmond Energy | 57897_G_UNT3 | 57897 | G | UNT3 |  | Landfill Gas |  | PJM_Dom | Virginia | 51 | Henrico | 87 | 51087 | 1.6 | 13500 | 2012 | 9999 |  |  | N | Landfill Gas | [13 empty] | 0.6 | 0.6 | 0.6 | 0.6 | [11 empty] | Richmond Energy LLC | 100 | FORTISTAR | 100
Richmond Energy | 57897_G_UNT4 | 57897 | G | UNT4 |  | Landfill Gas |  | PJM_Dom | Virginia | 51 | Henrico | 87 | 51087 | 1.6 | 13500 | 2012 | 9999 |  |  | N | Landfill Gas | [13 empty] | 0.6 | 0.6 | 0.6 | 0.6 | [11 empty] | Richmond Energy LLC | 100 | FORTISTAR | 100
Hurricane City Power | 57899_G_1 | 57899 | G | 1 |  | Combustion Turbine | IC Engine | WECC_UT | Utah | 49 | Washington | 53 | 49053 | 1.6 | 23925 | 2001 | 9999 |  |  | N | Distillate Fuel Oil | [13 empty] | 1.6498 | 1.6498 | 1.6498 | 1.6498 | [11 empty] | Hurricane Power Committee | 100 | Hurricane Power Committee | 100
Hurricane City Power | 57899_G_2 | 57899 | G | 2 |  | Combustion Turbine | IC Engine | WECC_UT | Utah | 49 | Washington | 53 | 49053 | 1.6 | 23925 | 1999 | 9999 |  |  | N | Distillate Fuel Oil | [13 empty] | 1.6498 | 1.6498 | 1.6498 | 1.6498 | [11 empty] | Hurricane Power Committee | 100 | Hurricane Power Committee | 100
Hurricane City Power | 57899_G_3 | 57899 | G | 3 |  | Combustion Turbine | IC Engine | WECC_UT | Utah | 49 | Washington | 53 | 49053 | 1.6 | 23925 | 1999 | 9999 |  |  | N | Distillate Fuel Oil | [13 empty] | 1.6498 | 1.6498 | 1.6498 | 1.6498 | [11 empty] | Hurricane Power Committee | 100 | Hurricane Power Committee | 100
Hurricane City Power | 57899_G_4 | 57899 | G | 4 |  | Combustion Turbine | IC Engine | WECC_UT | Utah | 49 | Washington | 53 | 49053 | 1.9 | 11593 | 2004 | 9999 |  |  | N | Natural Gas | [13 empty] | 1.061 | 1.061 | 1.061 | 1.061 | [11 empty] | Hurricane Power Committee | 100 | Hurricane Power Committee | 100
Hurricane City Power | 57899_G_5 | 57899 | G | 5 |  | Combustion Turbine | IC Engine | WECC_UT | Utah | 49 | Washington | 53 | 49053 | 1.9 | 11590 | 2004 | 9999 |  |  | N | Natural Gas | [13 empty] | 1.061 | 1.061 | 1.061 | 1.061 | [11 empty] | Hurricane Power Committee | 100 | Hurricane Power Committee | 100
Hurricane City Power | 57899_G_6 | 57899 | G | 6 |  | Combustion Turbine | IC Engine | WECC_UT | Utah | 49 | Washington | 53 | 49053 | 1.9 | 11590 | 2006 | 9999 |  |  | N | Natural Gas | [13 empty] | 1.061 | 1.061 | 1.061 | 1.061 | [11 empty] | Hurricane Power Committee | 100 | Hurricane Power Committee | 100
Hurricane City Power | 57899_G_7 | 57899 | G | 7 |  | Combustion Turbine | IC Engine | WECC_UT | Utah | 49 | Washington | 53 | 49053 | 1.9 | 11590 | 2007 | 9999 |  |  | N | Natural Gas | [13 empty] | 1.061 | 1.061 | 1.061 | 1.061 | [11 empty] | Hurricane Power Committee | 100 | Hurricane Power Committee | 100
Hurricane City Power | 57899_G_8 | 57899 | G | 8 |  | Combustion Turbine | IC Engine | WECC_UT | Utah | 49 | Washington | 53 | 49053 | 1.9 | 11590 | 2007 | 9999 |  |  | N | Natural Gas | [13 empty] | 1.061 | 1.061 | 1.061 | 1.061 | [11 empty] | Hurricane Power Committee | 100 | Hurricane Power Committee | 100
Central Hudson High Falls | 579_G_1 | 579 | G | 1 |  | Hydro |  | NY_Z_G-I | New York | 36 | Ulster | 111 | 36111 | 3.2 | 0 | 1986 | 9999 |  |  | N | Hydro | [13 empty] | 0 | 0 | 0 | 0 | [11 empty] | Central Hudson Gas & Electric Corp | 100 | CH Energy Group Inc | 100
Solar Photovoltaic Project #48 | 57900_G_S48A | 57900 | G | S48A |  | Solar PV |  | WECC_SCE | California | 6 | San Bernardino | 71 | 06071 | 0.5 | 0 | 2015 | 9999 |  |  | N | Solar | [13 empty] | 0 | 0 | 0 | 0 | [11 empty] | Southern California Edison Co | 100 | Edison International | 100
Solar Photovoltaic Project #48 | 57900_G_S48B | 57900 | G | S48B |  | Solar PV |  | WECC_SCE | California | 6 | San Bernardino | 71 | 06071 | 0.5 | 0 | 2015 | 9999 |  |  | N | Solar | [13 empty] | 0 | 0 | 0 | 0 | [11 empty] | Southern California Edison Co | 100 | Edison International | 100
Solar Photovoltaic Project #48 | 57900_G_S48C | 57900 | G | S48C |  | Solar PV |  | WECC_SCE | California | 6 | San Bernardino | 71 | 06071 | 0.5 | 0 | 2015 | 9999 |  |  | N | Solar | [13 empty] | 0 | 0 | 0 | 0 | [11 empty] | Southern California Edison Co | 100 | Edison International | 100
Solar Photovoltaic Project #48 | 57900_G_S48D | 57900 | G | S48D |  | Solar PV |  | WECC_SCE | California | 6 | San Bernardino | 71 | 06071 | 0.5 | 0 | 2015 | 9999 |  |  | N | Solar | [13 empty] | 0 | 0 | 0 | 0 | [11 empty] | Southern California Edison Co | 100 | Edison International | 100
Solar Photovoltaic Project #48 | 57900_G_S48E | 57900 | G | S48E |  | Solar PV |  | WECC_SCE | California | 6 | San Bernardino | 71 | 06071 | 0.5 | 0 | 2015 | 9999 |  |  | N | Solar | [13 empty] | 0 | 0 | 0 | 0 | [11 empty] | Southern California Edison Co | 100 | Edison International | 100
Solar Photovoltaic Project #48 | 57900_G_S48F | 57900 | G | S48F |  | Solar PV |  | WECC_SCE | California | 6 | San Bernardino | 71 | 06071 | 0.5 | 0 | 2015 | 9999 |  |  | N | Solar | [13 empty] | 0 | 0 | 0 | 0 | [11 empty] | Southern California Edison Co | 100 | Edison International | 100
Solar Photovoltaic Project #48 | 57900_G_S48G | 57900 | G | S48G |  | Solar PV |  | WECC_SCE | California | 6 | San Bernardino | 71 | 06071 | 0.5 | 0 | 2015 | 9999 |  |  | N | Solar | [13 empty] | 0 | 0 | 0 | 0 | [11 empty] | Southern California Edison Co | 100 | Edison International | 100
Solar Photovoltaic Project #48 | 57900_G_S48H | 57900 | G | S48H |  | Solar PV |  | WECC_SCE | California | 6 | San Bernardino | 71 | 06071 | 0.5 | 0 | 2015 | 9999 |  |  | N | Solar | [13 empty] | 0 | 0 | 0 | 0 | [11 empty] | Southern California Edison Co | 100 | Edison International | 100
Solar Photovoltaic Project #48 | 57900_G_S48I | 57900 | G | S48I |  | Solar PV |  | WECC_SCE | California | 6 | San Bernardino | 71 | 06071 | 0.5 | 0 | 2015 | 9999 |  |  | N | Solar | [13 empty] | 0 | 0 | 0 | 0 | [11 empty] | Southern California Edison Co | 100 | Edison International | 100
Solar Photovoltaic Project #48 | 57900_G_S48J | 57900 | G | S48J |  | Solar PV |  | WECC_SCE | California | 6 | San Bernardino | 71 | 06071 | 0.5 | 0 | 2015 | 9999 |  |  | N | Solar | [13 empty] | 0 | 0 | 0 | 0 | [11 empty] | Southern California Edison Co | 100 | Edison International | 100
El Segundo Energy Center LLC | 57901_G_5 | 57901 | G | 5 | 90376 | Combined Cycle |  | WEC_LADW | California | 6 | Los Angeles | 37 | 06037 | 195 | 8368 | 2013 | 9999 |  |  | N | Natural Gas |  |  |  | DLNB | SCR | [8 empty] | 0.0042066 | 0.0042066 | 0.0042066 | 0.0042066 | [11 empty] | El Segundo Energy Center LLC | 100 | NRG Energy Inc | 100
El Segundo Energy Center LLC | 57901_G_6 | 57901 | G | 6 | 90376 | Combined Cycle |  | WEC_LADW | California | 6 | Los Angeles | 37 | 06037 | 60 | 8368 | 2013 | 9999 |  |  | N | Natural Gas |  |  |  | DLNB | SCR | [8 empty] | 0.0042066 | 0.0042066 | 0.0042066 | 0.0042066 | [11 empty] | El Segundo Energy Center LLC | 100 | NRG Energy Inc | 100
El Segundo Energy Center LLC | 57901_G_7 | 57901 | G | 7 | 90377 | Combined Cycle |  | WEC_LADW | California | 6 | Los Angeles | 37 | 06037 | 195 | 8368 | 2013 | 9999 |  |  | N | Natural Gas |  |  |  | DLNB | SCR | [8 empty] | 0.0047467 | 0.0047467 | 0.0047467 | 0.0047467 | [11 empty] | El Segundo Energy Center LLC | 100 | NRG Energy Inc | 100
El Segundo Energy Center LLC | 57901_G_8 | 57901 | G | 8 | 90377 | Combined Cycle |  | WEC_LADW | California | 6 | Los Angeles | 37 | 06037 | 60 | 8368 | 2013 | 9999 |  |  | N | Natural Gas |  |  |  | DLNB | SCR | [8 empty] | 0.0047467 | 0.0047467 | 0.0047467 | 0.0047467 | [11 empty] | El Segundo Energy Center LLC | 100 | NRG Energy Inc | 100
Fighting Creek LFGTE Plant | 57902_G_G-123 | 57902 | G | G-123 |  | Landfill Gas |  | WECC_PNW | Idaho | 16 | Kootenai | 55 | 16055 | 1.6 | 13500 | 2012 | 9999 |  |  | N | Landfill Gas | [13 empty] | 0.22117 | 0.22117 | 0.22117 | 0.22117 | [11 empty] | Kootenai Electric Coop Inc | 100 | Kootenai Electric Coop Inc | 100
Fighting Creek LFGTE Plant | 57902_G_G-162 | 57902 | G | G-162 |  | Landfill Gas |  | WECC_PNW | Idaho | 16 | Kootenai | 55 | 16055 | 1.6 | 13500 | 2012 | 9999 |  |  | N | Landfill Gas | [13 empty] | 0.22117 | 0.22117 | 0.22117 | 0.22117 | [11 empty] | Kootenai Electric Coop Inc | 100 | Kootenai Electric Coop Inc | 100
SMMPA Methane Energy Facility | 57903_G_UNIT1 | 57903 | G | UNIT1 |  | Landfill Gas |  | MIS_MNWI | Minnesota | 27 | Kanabec | 65 | 27065 | 1.5 | 13500 | 2012 | 9999 |  |  | N | Landfill Gas | [13 empty] | 0.22117 | 0.22117 | 0.22117 | 0.22117 | [11 empty] | Southern Minnesota Municipal Power Agency | 100 | Southern Minnesota Municipal Power Agency | 100
San Antonio West Solar Rooftop | 57904_G_CHNO | 57904 | G | CHNO |  | Solar PV |  | WECC_SCE | California | 6 | Riverside | 65 | 06065 | 1.5 | 0 | 2012 | 9999 |  |  | N | Solar | [13 empty] | 0 | 0 | 0 | 0 | [11 empty] | SS San Antonio West LLC | 100 | SS San Antonio West LLC | 100
Central Utility Plant Cincinnati | 57908_G_CTG1 | 57908 | G | CTG1 |  | Combined Cycle |  | PJM_West | Ohio | 39 | Hamilton | 61 | 39061 | 12.5 | 5500 | 2004 | 9999 |  |  | Y | Natural Gas, Distillate Fuel Oil | [13 empty] | 0.024573 | 0.024573 | 0.024573 | 0.024573 | [11 empty] | University of Cincinnati | 100 | University of Cincinnati | 100
Central Utility Plant Cincinnati | 57908_G_CTG2 | 57908 | G | CTG2 |  | Combined Cycle |  | PJM_West | Ohio | 39 | Hamilton | 61 | 39061 | 12.5 | 5500 | 2004 | 9999 |  |  | Y | Natural Gas, Distillate Fuel Oil | [13 empty] | 0.024573 | 0.024573 | 0.024573 | 0.024573 | [11 empty] | University of Cincinnati | 100 | University of Cincinnati | 100
Central Utility Plant Cincinnati | 57908_G_P005 | 57908 | G | P005 |  | Combustion Turbine | IC Engine | PJM_West | Ohio | 39 | Hamilton | 61 | 39061 | 1.9 | 13469 | 2004 | 9999 |  |  | N | Distillate Fuel Oil | [13 empty] | 1.6498 | 1.6498 | 1.6498 | 1.6498 | [11 empty] | University of Cincinnati | 100 | University of Cincinnati | 100
Central Utility Plant Cincinnati | 57908_G_STG | 57908 | G | STG |  | Combined Cycle |  | PJM_West | Ohio | 39 | Hamilton | 61 | 39061 | 21.5 | 5500 | 2004 | 9999 |  |  | Y | Natural Gas, Distillate Fuel Oil |  |  |  | LA + LNB | [9 empty] | 0.024573 | 0.024573 | 0.024573 | 0.024573 | [11 empty] | University of Cincinnati | 100 | University of Cincinnati | 100
Centennial Generating Station | 57910_G_1 | 57910 | G | 1 |  | Combustion Turbine | IC Engine | SPP_WAUE | Minnesota | 27 | Clay | 27 | 27027 | 2 | 12283 | 2011 | 9999 |  |  | N | Distillate Fuel Oil | [13 empty] | 1.6498 | 1.6498 | 1.6498 | 1.6498 | [11 empty] | Moorhead MN (City of) | 100 | Moorhead MN (City of) | 100
Centennial Generating Station | 57910_G_2 | 57910 | G | 2 |  | Combustion Turbine | IC Engine | SPP_WAUE | Minnesota | 27 | Clay | 27 | 27027 | 2 | 12283 | 2011 | 9999 |  |  | N | Distillate Fuel Oil | [13 empty] | 1.6498 | 1.6498 | 1.6498 | 1.6498 | [11 empty] | Moorhead MN (City of) | 100 | Moorhead MN (City of) | 100
Centennial Generating Station | 57910_G_3 | 57910 | G | 3 |  | Combustion Turbine | IC Engine | SPP_WAUE | Minnesota | 27 | Clay | 27 | 27027 | 2 | 12283 | 2011 | 9999 |  |  | N | Distillate Fuel Oil | [13 empty] | 1.6498 | 1.6498 | 1.6498 | 1.6498 | [11 empty] | Moorhead MN (City of) | 100 | Moorhead MN (City of) | 100
Centennial Generating Station | 57910_G_4 | 57910 | G | 4 |  | Combustion Turbine | IC Engine | SPP_WAUE | Minnesota | 27 | Clay | 27 | 27027 | 2 | 12283 | 2011 | 9999 |  |  | N | Distillate Fuel Oil | [13 empty] | 1.6498 | 1.6498 | 1.6498 | 1.6498 | [11 empty] | Moorhead MN (City of) | 100 | Moorhead MN (City of) | 100
Centennial Generating Station | 57910_G_5 | 57910 | G | 5 |  | Combustion Turbine | IC Engine | SPP_WAUE | Minnesota | 27 | Clay | 27 | 27027 | 2 | 12283 | 2011 | 9999 |  |  | N | Distillate Fuel Oil | [13 empty] | 1.6498 | 1.6498 | 1.6498 | 1.6498 | [11 empty] | Moorhead MN (City of) | 100 | Moorhead MN (City of) | 100
Roseburg LFG | 57911_G_1 | 57911 | G | 1 |  | Landfill Gas |  | WECC_PNW | Oregon | 41 | Douglas | 19 | 41019 | 1.6 | 13500 | 2011 | 9999 |  |  | N | Landfill Gas | [13 empty] | 0.22117 | 0.22117 | 0.22117 | 0.22117 | [11 empty] | Roseburg LFG Energy LLC | 100 | Cascade Energy Partners LLC | 100
Grand Ridge Solar Farm | 57912_G_1 | 57912 | G | 1 |  | Solar PV |  | PJM_COMD | Illinois | 17 | LaSalle | 99 | 17099 | 20 | 0 | 2012 | 9999 |  |  | N | Solar | [13 empty] | 0 | 0 | 0 | 0 | [11 empty] | Invenergy Illinios Solar 1 LLC | 100 | Invenergy LLC | 100
Tule Wind LLC | 57913_G_1 | 57913 | G | 1 |  | Onshore Wind |  | WEC_SDGE | California | 6 | San Diego | 73 | 06073 | 143 | 0 | 2017 | 9999 |  |  | N | Wind | [13 empty] | 0 | 0 | 0 | 0 | [11 empty] | Tule Wind LLC | 100 | Iberdrola SA | 100
Baffin Wind | 57927_G_1 | 57927 | G | 1 |  | Onshore Wind |  | ERC_REST | Texas | 48 | Kenedy | 261 | 48261 | 188 | 0 | 2014 | 9999 |  |  | N | Wind | [13 empty] | 0 | 0 | 0 | 0 | [11 empty] | Baffin Wind LLC | 100 | Iberdrola SA | 100
East Campus Utility Plant | 57929_G_P007 | 57929 | G | P007 |  | Combustion Turbine | IC Engine | PJM_West | Ohio | 39 | Hamilton | 61 | 39061 | 1.7 | 13469 | 2006 | 9999 |  |  | N | Distillate Fuel Oil | [13 empty] | 1.6498 | 1.6498 | 1.6498 | 1.6498 | [11 empty] | University of Cincinnati | 100 | University of Cincinnati | 100
East Campus Utility Plant | 57929_G_P008 | 57929 | G | P008 |  | Combustion Turbine | IC Engine | PJM_West | Ohio | 39 | Hamilton | 61 | 39061 | 1.5 | 13469 | 2006 | 9999 |  |  | N | Distillate Fuel Oil | [13 empty] | 1.6498 | 1.6498 | 1.6498 | 1.6498 | [11 empty] | University of Cincinnati | 100 | University of Cincinnati | 100
East Campus Utility Plant | 57929_G_STG | 57929 | G | STG |  | O/G Steam |  | PJM_West | Ohio | 39 | Hamilton | 61 | 39061 | 1.2 | 11798 | 2010 | 9999 |  |  | N | Natural Gas, Distillate Fuel Oil | [13 empty] | 0.23063 | 0.23063 | 0.23063 | 0.23063 | [11 empty] | University of Cincinnati | 100 | University of Cincinnati | 100
Arzon Solar UASTP Solar Power Station | 57930_G_UAST | 57930 | G | UAST |  | Solar PV |  | WECC_AZ | Arizona | 4 | Pima | 19 | 04019 | 1.9 | 0 | 2011 | 9999 |  |  | N | Solar | [13 empty] | 0 | 0 | 0 | 0 | [11 empty] | Amonix Uastp Solar Power Generation Station 1 LLC | 100 | Amonix Inc | 100
Holyoke Solar Cooperative at Mueller | 57931_G_PV1 | 57931 | G | PV1 |  | Solar PV |  | NENGREST | Massachusetts | 25 | Hampden | 13 | 25013 | 2.7 | 0 | 2011 | 9999 |  |  | N | Solar | [13 empty] | 0 | 0 | 0 | 0 | [11 empty] | Holyoke Solar LLC | 100 | Exelon Corp | 100
Solar Star California II LLC | 57933_G_1 | 57933 | G | 1 |  | Solar PV |  | WEC_BANC | California | 6 | Sacramento | 67 | 06067 | 2 | 0 | 2012 | 9999 |  |  | N | Solar | [13 empty] | 0 | 0 | 0 | 0 | [11 empty] | Solar Star California II LLC | 100 | WEC Energy Group Inc | 100
Douglas Solar | 57934_G_DOMA | 57934 | G | DOMA |  | Solar PV |  | NENGREST | Massachusetts | 25 | Worcester | 27 | 25027 | 2 | 0 | 2012 | 9999 |  |  | N | Solar | [13 empty] | 0 | 0 | 0 | 0 | [11 empty] | Consolidated Edison Energy Inc | 100 | Consolidated Edison Inc | 100
ADA Carbon Solutions Red River | 57938_G_GEN1 | 57938 | G | GEN1 |  | Non-Fossil Waste |  | MIS_LA | Louisiana | 22 | Red River | 81 | 22081 | 20.5 | 9193 | 2011 | 9999 |  |  | Y | Non-Fossil Waste | [13 empty] | 0 | 0 | 0 | 0 | [11 empty] | Ada Carbon Solutions (Red River) LLC | 100 | ADA ES Inc | 100
Walmart Casa Grande | 57939_G_1 | 57939 | G | 1 |  | Solar PV |  | WECC_AZ | Arizona | 4 | Pinal | 21 | 04021 | 1 | 0 | 2011 | 9999 |  |  | N | Solar | [13 empty] | 0 | 0 | 0 | 0 | [11 empty] | Nba SolarCity Commercial I LLC | 100 | SolarCity Corp | 100
Walmart Casa Grande | 57939_G_2 | 57939 | G | 2 |  | Solar PV |  | WECC_AZ | Arizona | 4 | Pinal | 21 | 04021 | 1 | 0 | 2011 | 9999 |  |  | N | Solar | [13 empty] | 0 | 0 | 0 | 0 | [11 empty] | Nba SolarCity Commercial I LLC | 100 | SolarCity Corp | 100
Town of Uxbridge MA at Commerce Dr | 57941_G_PV1 | 57941 | G | PV1 |  | Solar PV |  | NENGREST | Massachusetts | 25 | Worcester | 27 | 25027 | 1.8 | 0 | 2012 | 9999 |  |  | N | Solar | [13 empty] | 0 | 0 | 0 | 0 | [11 empty] | Constellation Solar Net Metering LLC | 100 | Exelon Corp | 100
Town of Norfolk MA at Medway Branch | 57942_G_PV1 | 57942 | G | PV1 |  | Solar PV |  | NENGREST | Massachusetts | 25 | Norfolk | 21 | 25021 | 1.2 | 0 | 2012 | 9999 |  |  | N | Solar | [13 empty] | 0 | 0 | 0 | 0 | [11 empty] | Constellation Solar Massachusetts LLC | 100 | Exelon Corp | 100
Lonesome Creek Station | 57943_G_01 | 57943 | G | 01 | 90836 | Combustion Turbine |  | SPP_WAUE | North Dakota | 38 | McKenzie | 53 | 38053 | 40 | 10745 | 2013 | 9999 |  |  | N | Natural Gas |  |  |  | DLNB | SCR | [8 empty] | 0.01339 | 0.01339 | 0.01339 | 0.01339 | [11 empty] | Basin Electric Power Coop | 100 | Basin Electric Power Coop | 100
Lonesome Creek Station | 57943_G_02 | 57943 | G | 02 | 90837 | Combustion Turbine |  | SPP_WAUE | North Dakota | 38 | McKenzie | 53 | 38053 | 40 | 10745 | 2015 | 9999 |  |  | N | Natural Gas |  |  |  | DLNB | SCR | [8 empty] | 0.01194 | 0.01194 | 0.01194 | 0.01194 | [11 empty] | Basin Electric Power Coop | 100 | Basin Electric Power Coop | 100
Lonesome Creek Station | 57943_G_03 | 57943 | G | 03 | 90838 | Combustion Turbine |  | SPP_WAUE | North Dakota | 38 | McKenzie | 53 | 38053 | 40 | 10745 | 2015 | 9999 |  |  | N | Natural Gas |  |  |  | DLNB | SCR | [8 empty] | 0.01298 | 0.01298 | 0.01298 | 0.01298 | [11 empty] | Basin Electric Power Coop | 100 | Basin Electric Power Coop | 100
Lonesome Creek Station | 57943_G_04 | 57943 | G | 04 | 91086 | Combustion Turbine |  | SPP_WAUE | North Dakota | 38 | McKenzie | 53 | 38053 | 40 | 10745 | 2017 | 9999 |  |  | N | Natural Gas | [13 empty] | 0.01215 | 0.01215 | 0.01215 | 0.01215 | [11 empty] | Basin Electric Power Coop | 100 | Basin Electric Power Coop | 100
Lonesome Creek Station | 57943_G_05 | 57943 | G | 05 | 91087 | Combustion Turbine |  | SPP_WAUE | North Dakota | 38 | McKenzie | 53 | 38053 | 40 | 10745 | 2017 | 9999 |  |  | N | Natural Gas | [13 empty] | 0.01264 | 0.01264 | 0.01264 | 0.01264 | [11 empty] | Basin Electric Power Coop | 100 | Basin Electric Power Coop | 100
Berkeley County Landfill | 57945_G_B1 | 57945 | G | B1 |  | Landfill Gas |  | S_VACA | South Carolina | 45 | Berkeley | 15 | 45015 | 1.5 | 13500 | 2011 | 9999 |  |  | N | Landfill Gas | [13 empty] | 0.22117 | 0.22117 | 0.22117 | 0.22117 | [11 empty] | Berkeley County (SC) | 100 | Berkeley County (SC) | 100
Berkeley County Landfill | 57945_G_B2 | 57945 | G | B2 |  | Landfill Gas |  | S_VACA | South Carolina | 45 | Berkeley | 15 | 45015 | 1.5 | 13500 | 2011 | 9999 |  |  | N | Landfill Gas | [13 empty] | 0.22117 | 0.22117 | 0.22117 | 0.22117 | [11 empty] | Berkeley County (SC) | 100 | Berkeley County (SC) | 100
Fredericktown Energy Center | 57946_G_UNIT1 | 57946 | G | UNIT1 |  | Combustion Turbine |  | MIS_MO | Missouri | 29 | Madison | 123 | 29123 | 12 | 12091 | 2015 | 9999 |  |  | N | Natural Gas | [13 empty] | 0.011 | 0.011 | 0.011 | 0.011 | [11 empty] | Missouri Joint Municipal Electric Utility Commission | 100 | Missouri Joint Municipal Electric Utility Commission | 100
Fredericktown Energy Center | 57946_G_UNIT2 | 57946 | G | UNIT2 |  | Combustion Turbine |  | MIS_MO | Missouri | 29 | Madison | 123 | 29123 | 12 | 12093 | 2015 | 9999 |  |  | N | Natural Gas | [13 empty] | 0.011 | 0.011 | 0.011 | 0.011 | [11 empty] | Missouri Joint Municipal Electric Utility Commission | 100 | Missouri Joint Municipal Electric Utility Commission | 100
Macho Springs Power I | 57947_G_GEN | 57947 | G | GEN |  | Onshore Wind |  | WECC_NM | New Mexico | 35 | Luna | 29 | 35029 | 50.4 | 0 | 2011 | 9999 |  |  | N | Wind | [13 empty] | 0 | 0 | 0 | 0 | [11 empty] | Macho Springs Power I LLC | 100 | Southern Co | 100
NJ Oak Solar Plant | 57948_G_OAK | 57948 | G | OAK |  | Solar PV |  | PJM_EMAC | New Jersey | 34 | Cumberland | 11 | 34011 | 10 | 0 | 2011 | 9999 |  |  | N | Solar | [13 empty] | 0 | 0 | 0 | 0 | [11 empty] | NJ Oak Solar LLC | 100 | Lincoln Renewable Energy LLC | 100
Shore Point Solar | 57951_G_1 | 57951 | G | 1 |  | Solar PV |  | PJM_EMAC | New Jersey | 34 | Monmouth | 25 | 34025 | 1 | 0 | 2011 | 9999 |  |  | N | Solar | [13 empty] | 0 | 0 | 0 | 0 | [11 empty] | Shore Point Solar LLC | 100 | Shore Point Solar LLC | 100
Woodall Gas Plant | 57952_G_GEN1 | 57952 | G | GEN1 |  | Combustion Turbine | IC Engine | SPP_SPS | Texas | 48 | Hemphill | 211 | 48211 | 1 | 11686 | 2012 | 9999 |  |  | N | Natural Gas | [13 empty] | 1.061 | 1.061 | 1.061 | 1.061 | [11 empty] | Eagle Rock Field Services LP | 100 | Eagle Rock Energy Partners LP | 100
Woodall Gas Plant | 57952_G_GEN2 | 57952 | G | GEN2 |  | Combustion Turbine | IC Engine | SPP_SPS | Texas | 48 | Hemphill | 211 | 48211 | 1 | 11686 | 2012 | 9999 |  |  | N | Natural Gas | [13 empty] | 1.061 | 1.061 | 1.061 | 1.061 | [11 empty] | Eagle Rock Field Services LP | 100 | Eagle Rock Energy Partners LP | 100
Woodall Gas Plant | 57952_G_GEN3 | 57952 | G | GEN3 |  | Combustion Turbine | IC Engine | SPP_SPS | Texas | 48 | Hemphill | 211 | 48211 | 1 | 11686 | 2012 | 9999 |  |  | N | Natural Gas | [13 empty] | 1.061 | 1.061 | 1.061 | 1.061 | [11 empty] | Eagle Rock Field Services LP | 100 | Eagle Rock Energy Partners LP | 100
Roquette America | 57953_G_GT | 57953 | G | GT |  | Combined Cycle |  | MIS_MO | Iowa | 19 | Lee | 111 | 19111 | 38 | 5500 | 2004 | 9999 |  |  | Y | Natural Gas |  |  |  |  | SCR | [8 empty] | 0.00793 | 0.00793 | 0.00793 | 0.00793 | [11 empty] | Roquette America Inc | 100 | Roquette America Inc | 100
Minco Wind II, LLC | 57956_G_1 | 57956 | G | 1 |  | Onshore Wind |  | SPP_WEST | Oklahoma | 40 | Grady | 51 | 40051 | 100.8 | 0 | 2011 | 9999 |  |  | N | Wind | [13 empty] | 0 | 0 | 0 | 0 | [11 empty] | Minco Wind Energy II LLC | 100 | NextEra Energy Inc | 100
Desert Green Solar Farm LLC | 57959_G_1 | 57959 | G | 1 |  | Solar PV |  | WEC_SDGE | California | 6 | San Diego | 73 | 06073 | 6.3 | 0 | 2014 | 9999 |  |  | N | Solar | [13 empty] | 0 | 0 | 0 | 0 | [11 empty] | Desert Green Solar Farm LLC | 100 | Invenergy LLC | 100
Rugged Solar LLC | 57960_G_1 | 57960 | G | 1 |  | Solar PV |  | WEC_SDGE | California | 6 | San Diego | 73 | 06073 | 80 | 0 | 2019 | 9999 |  |  | N | Solar | [13 empty] | 0 | 0 | 0 | 0 | [11 empty] | Clean Focus Renewables Inc | 100 | Clean Focus Corp | 100
Brookfield Tehachapi 1 | 57962_G_BT1 | 57962 | G | BT1 |  | Onshore Wind |  | WECC_SCE | California | 6 | Kern | 29 | 06029 | 102 | 0 | 2012 | 9999 |  |  | N | Wind | [13 empty] | 0 | 0 | 0 | 0 | [11 empty] | Coram California Development LP | 100 | NextEra Energy Inc | 100
Musselshell Wind Project | 57963_G_MS01 | 57963 | G | MS01 |  | Onshore Wind |  | WECC_MT | Montana | 30 | Wheatland | 107 | 30107 | 10 | 0 | 2012 | 9999 |  |  | N | Wind | [13 empty] | 0 | 0 | 0 | 0 | [11 empty] | Musselshell Wind Project LLC | 100 | Power Energy Corp | 100
Shady Oaks Wind Farm | 57964_G_1 | 57964 | G | 1 |  | Onshore Wind |  | PJM_COMD | Illinois | 17 | Lee | 103 | 17103 | 109.5 | 0 | 2012 | 9999 |  |  | N | Wind | [13 empty] | 0 | 0 | 0 | 0 | [11 empty] | Algonquin Power (America) Inc | 100 | Algonquin Power & Utilities Corp | 100
Musselshell Wind Project Two LLC | 57965_G_MS02 | 57965 | G | MS02 |  | Onshore Wind |  | WECC_MT | Montana | 30 | Wheatland | 107 | 30107 | 10 | 0 | 2012 | 9999 |  |  | N | Wind | [13 empty] | 0 | 0 | 0 | 0 | [11 empty] | Musselshell Wind Project Two LLC | 100 | Power Energy Corp | 100
Cashton Greens Wind Farm | 57968_G_CGWF | 57968 | G | CGWF |  | Onshore Wind |  | MIS_WUMS | Wisconsin | 55 | Monroe | 81 | 55081 | 4.8 | 0 | 2012 | 9999 |  |  | N | Wind | [13 empty] | 0 | 0 | 0 | 0 | [11 empty] | Organic Valley Family of Farms | 100 | Organic Valley Family of Farms | 100
Darrington | 57969_G_GEN1 | 57969 | G | GEN1 |  | Biomass |  | WECC_PNW | Washington | 53 | Snohomish | 61 | 53061 | 4.5 | 4874 | 2007 | 9999 |  |  | Y | Biomass | [13 empty] | 0.22033 | 0.22033 | 0.22033 | 0.22033 | [11 empty] | Hampton Affiliates | 100 | Hampton Affiliates | 100
Butte College Main Campus Solar | 57970_G_SOL1 | 57970 | G | SOL1 |  | Solar PV |  | WEC_CALN | California | 6 | Butte | 7 | 06007 | 2.9 | 0 | 2011 | 9999 |  |  | N | Solar | [13 empty] | 0 | 0 | 0 | 0 | [11 empty] | Butte College (CA) | 100 | Butte College (CA) | 100
SF Southeast Cogen Plant | 57971_G_COGEN | 57971 | G | COGEN |  | Non-Fossil Waste |  | WEC_CALN | California | 6 | San Francisco | 75 | 06075 | 1.9 | 11084 | 2002 | 9999 |  |  | N | Non-Fossil Waste | [13 empty] | 0 | 0 | 0 | 0 | [11 empty] | City & County of San Francisco | 100 | City & County of San Francisco | 100
Spinning Spur Wind LLC | 57973_G_GEN1 | 57973 | G | GEN1 |  | Onshore Wind |  | SPP_SPS | Texas | 48 | Oldham | 359 | 48359 | 161 | 0 | 2012 | 9999 |  |  | N | Wind | [13 empty] | 0 | 0 | 0 | 0 | [11 empty] | EDF Renewables Inc | 100 | EDF Group | 100
Bobcat Bluff Wind Project LLC | 57974_G_GEN1 | 57974 | G | GEN1 |  | Onshore Wind |  | ERC_WEST | Texas | 48 | Archer | 9 | 48009 | 150 | 0 | 2012 | 9999 |  |  | N | Wind | [13 empty] | 0 | 0 | 0 | 0 | [11 empty] | Bobcat Bluff Wind Project LLC | 100 | EDF Group | 100
Spearville 3 LLC | 57975_G_GEN1 | 57975 | G | GEN1 |  | Onshore Wind |  | SPP_N | Kansas | 20 | Ford | 57 | 20057 | 108 | 0 | 2012 | 9999 |  |  | N | Wind | [13 empty] | 0 | 0 | 0 | 0 | [11 empty] | Spearville 3 LLC | 100 | BlackRock Financial Management Inc | 100
Pocahontas Prairie Wind Farm | 57976_G_1 | 57976 | G | 1 |  | Onshore Wind |  | MIS_MIDA | Iowa | 19 | Pocahontas | 151 | 19151 | 80 | 0 | 2012 | 9999 |  |  | N | Wind | [13 empty] | 0 | 0 | 0 | 0 | [11 empty] | Pocahontas Prairie Wind LLC | 100 | Algonquin Power Income Fund | 100
High Sierra Cogeneration Plant | 57977_G_ENG1 | 57977 | G | ENG1 |  | Combustion Turbine | IC Engine | WEC_CALN | California | 6 | Lassen | 35 | 06035 | 2.5 | 8700 | 2010 | 9999 |  |  | Y | Natural Gas | [13 empty] | 0.2046 | 0.2046 | 0.2046 | 0.2046 | [11 empty] | Plumas Sierra Rural Electric Coop | 100 | Plumas Sierra Rural Electric Coop | 100
High Sierra Cogeneration Plant | 57977_G_ENG2 | 57977 | G | ENG2 |  | Combustion Turbine | IC Engine | WEC_CALN | California | 6 | Lassen | 35 | 06035 | 2.5 | 8700 | 2010 | 9999 |  |  | Y | Natural Gas | [13 empty] | 0.2046 | 0.2046 | 0.2046 | 0.2046 | [11 empty] | Plumas Sierra Rural Electric Coop | 100 | Plumas Sierra Rural Electric Coop | 100
Lodi Energy Center | 57978_G_CT1 | 57978 | G | CT1 | 90795 | Combined Cycle |  | WEC_CALN | California | 6 | San Joaquin | 77 | 06077 | 162 | 7092 | 2012 | 9999 |  |  | N | Natural Gas |  |  |  |  | SCR | [8 empty] | 0.0058584 | 0.0058584 | 0.0058584 | 0.0058584 | [11 empty] | Northern California Power Agency | 100 | Northern California Power Agency | 100
Lodi Energy Center | 57978_G_ST1 | 57978 | G | ST1 | 90795 | Combined Cycle |  | WEC_CALN | California | 6 | San Joaquin | 77 | 06077 | 95 | 7092 | 2012 | 9999 |  |  | N | Natural Gas |  |  |  |  | SCR | [8 empty] | 0.0058584 | 0.0058584 | 0.0058584 | 0.0058584 | [11 empty] | Northern California Power Agency | 100 | Northern California Power Agency | 100
Kingdom Community Wind | 57979_G_KCW | 57979 | G | KCW |  | Onshore Wind |  | NENGREST | Vermont | 50 | Orleans | 19 | 50019 | 65 | 0 | 2012 | 9999 |  |  | N | Wind | [13 empty] | 0 | 0 | 0 | 0 | [11 empty] | Green Mountain Power Corp | 100 | Gaz Métropolitain & Co LP | 100
Busch Ranch Wind Energy Farm | 57980_G_WTG | 57980 | G | WTG |  | Onshore Wind |  | WECC_CO | Colorado | 8 | Huerfano | 55 | 08055 | 29 | 0 | 2012 | 9999 |  |  | N | Wind | [13 empty] | 0 | 0 | 0 | 0 | [11 empty] | AltaGas Renewable Energy Coloardo LLC | 50 | AltaGas Ltd | 50
Senate Wind LLC | 57981_G_GEN1 | 57981 | G | GEN1 |  | Onshore Wind |  | ERC_WEST | Texas | 48 | Jack | 237 | 48237 | 150 | 0 | 2012 | 9999 |  |  | N | Wind | [13 empty] | 0 | 0 | 0 | 0 | [11 empty] | Senate Wind Energy LLC | 100 | Gamesa Corporación Tecnológica SA | 100
Meridian Vineyards | 57982_G_PV-1 | 57982 | G | PV-1 |  | Solar PV |  | WEC_CALN | California | 6 | San Luis Obispo | 79 | 06079 | 0.5 | 0 | 2010 | 9999 |  |  | N | Solar | [13 empty] | 0 | 0 | 0 | 0 | [11 empty] | Gestamp Asetym Solar North America Inc | 100 | Gestamp Corp | 100
Meridian Vineyards | 57982_G_PV-2 | 57982 | G | PV-2 |  | Solar PV |  | WEC_CALN | California | 6 | San Luis Obispo | 79 | 06079 | 0.6 | 0 | 2010 | 9999 |  |  | N | Solar | [13 empty] | 0 | 0 | 0 | 0 | [11 empty] | Gestamp Asetym Solar North America Inc | 100 | Gestamp Corp | 100
Stephens Ranch Wind Energy LLC | 57983_G_1 | 57983 | G | 1 |  | Onshore Wind |  | ERC_WEST | Texas | 48 | Borden | 33 | 48033 | 211 | 0 | 2014 | 9999 |  |  | N | Wind | [13 empty] | 0 | 0 | 0 | 0 | [11 empty] | Stephens Ranch Wind Energy LLC | 100 | Starwood Capital Group Global LLC | 100
Stephens Ranch Wind Energy LLC | 57983_G_2 | 57983 | G | 2 |  | Onshore Wind |  | ERC_WEST | Texas | 48 | Borden | 33 | 48033 | 165 | 0 | 2015 | 9999 |  |  | N | Wind | [13 empty] | 0 | 0 | 0 | 0 | [11 empty] | Stephens Ranch Wind Energy II LLC | 100 | Starwood Capital Group Global LLC | 100
Lake Winds Energy Park | 57984_G_LWEP | 57984 | G | LWEP |  | Onshore Wind |  | MIS_LMI | Michigan | 26 | Mason | 105 | 26105 | 100.8 | 0 | 2012 | 9999 |  |  | N | Wind | [13 empty] | 0 | 0 | 0 | 0 | [11 empty] | Consumers Energy Co | 100 | CMS Energy Corp | 100
SunE EPE2 LLC | 57985_G_1 | 57985 | G | 1 |  | Solar PV |  | WECC_NM | New Mexico | 35 | Dona Ana | 13 | 35013 | 13.6 | 0 | 2012 | 9999 |  |  | N | Solar | [13 empty] | 0 | 0 | 0 | 0 | [11 empty] | SunE EPE2 LLC | 100 | SunEdison | 100
SunE EPE1 LLC | 57986_G_1 | 57986 | G | 1 |  | Solar PV |  | WECC_NM | New Mexico | 35 | Dona Ana | 13 | 35013 | 11.3 | 0 | 2012 | 9999 |  |  | N | Solar | [13 empty] | 0 | 0 | 0 | 0 | [11 empty] | SunE EPE1 LLC | 100 | SunEdison | 100
Canadian Hills Wind | 57987_G_1 | 57987 | G | 1 |  | Onshore Wind |  | SPP_WEST | Oklahoma | 40 | Canadian | 17 | 40017 | 298.5 | 0 | 2012 | 9999 |  |  | N | Wind | [13 empty] | 0 | 0 | 0 | 0 | [11 empty] | Canadian Hills Wind LLC | 100 | Brookfield Asset Management Inc | 100
Lincoln Landfill | 57988_G_GEN 5 | 57988 | G | GEN 5 |  | Landfill Gas |  | WEC_CALN | California | 6 | Placer | 61 | 06061 | 0.8 | 13500 | 2012 | 9999 |  |  | N | Landfill Gas | [13 empty] | 0.07067 | 0.07067 | 0.07067 | 0.07067 | [11 empty] | Energy 2001 Inc | 100 | Energy 2001 Inc | 100
Lincoln Landfill | 57988_G_GEN 6 | 57988 | G | GEN 6 |  | Landfill Gas |  | WEC_CALN | California | 6 | Placer | 61 | 06061 | 0.8 | 13500 | 2012 | 9999 |  |  | N | Landfill Gas | [13 empty] | 0.07067 | 0.07067 | 0.07067 | 0.07067 | [11 empty] | Energy 2001 Inc | 100 | Energy 2001 Inc | 100
Lincoln Landfill | 57988_G_GEN1 | 57988 | G | GEN1 |  | Landfill Gas |  | WEC_CALN | California | 6 | Placer | 61 | 06061 | 0.8 | 13500 | 2004 | 9999 |  |  | N | Landfill Gas | [13 empty] | 0.07067 | 0.07067 | 0.07067 | 0.07067 | [11 empty] | Energy 2001 Inc | 100 | Energy 2001 Inc | 100
Lincoln Landfill | 57988_G_GEN2 | 57988 | G | GEN2 |  | Landfill Gas |  | WEC_CALN | California | 6 | Placer | 61 | 06061 | 0.8 | 13500 | 2004 | 9999 |  |  | N | Landfill Gas | [13 empty] | 0.07067 | 0.07067 | 0.07067 | 0.07067 | [11 empty] | Energy 2001 Inc | 100 | Energy 2001 Inc | 100
Lincoln Landfill | 57988_G_GEN3 | 57988 | G | GEN3 |  | Landfill Gas |  | WEC_CALN | California | 6 | Placer | 61 | 06061 | 0.8 | 13500 | 2004 | 9999 |  |  | N | Landfill Gas | [13 empty] | 0.07067 | 0.07067 | 0.07067 | 0.07067 | [11 empty] | Energy 2001 Inc | 100 | Energy 2001 Inc | 100
Lincoln Landfill | 57988_G_GEN4 | 57988 | G | GEN4 |  | Landfill Gas |  | WEC_CALN | California | 6 | Placer | 61 | 06061 | 0.8 | 13500 | 2012 | 9999 |  |  | N | Landfill Gas | [13 empty] | 0.07067 | 0.07067 | 0.07067 | 0.07067 | [11 empty] | Energy 2001 Inc | 100 | Energy 2001 Inc | 100
Groveland Solar | 57989_G_GSMA | 57989 | G | GSMA |  | Solar PV |  | NENGREST | Massachusetts | 25 | Essex | 9 | 25009 | 3.2 | 0 | 2012 | 9999 |  |  | N | Solar | [13 empty] | 0 | 0 | 0 | 0 | [11 empty] | Groveland Solar LLC | 100 | Consolidated Edison Inc | 100
Shrewsbury Solar | 57990_G_SSMA | 57990 | G | SSMA |  | Solar PV |  | NENGREST | Massachusetts | 25 | Worcester | 27 | 25027 | 2.5 | 0 | 2012 | 9999 |  |  | N | Solar | [13 empty] | 0 | 0 | 0 | 0 | [11 empty] | Shrewsbury Solar LLC | 100 | Consolidated Edison Inc | 100
Highland North Wind Farm | 57991_G_1 | 57991 | G | 1 |  | Onshore Wind |  | PJM_PENE | Pennsylvania | 42 | Cambria | 21 | 42021 | 75 | 0 | 2012 | 9999 |  |  | N | Wind | [13 empty] | 0 | 0 | 0 | 0 | [11 empty] | Highland North LLC | 100 | BlackRock Inc | 100
Boston Scientific Solar | 57992_G_BSMA | 57992 | G | BSMA |  | Solar PV |  | NENGREST | Massachusetts | 25 | Norfolk | 21 | 25021 | 1.1 | 0 | 2012 | 9999 |  |  | N | Solar | [13 empty] | 0 | 0 | 0 | 0 | [11 empty] | Consolidated Edison Energy Inc | 100 | Consolidated Edison Inc | 100
Desert Sunlight 300, LLC | 57993_G_DSL1 | 57993 | G | DSL1 |  | Solar PV |  | WECC_SCE | California | 6 | Riverside | 65 | 06065 | 40.3 | 0 | 2013 | 9999 |  |  | N | Solar | [13 empty] | 0 | 0 | 0 | 0 | [11 empty] | Desert Sunlight 300 LLC | 100 | Starwood Capital Group Global LLC | 100
Desert Sunlight 300, LLC | 57993_G_DSL10 | 57993 | G | DSL10 |  | Solar PV |  | WECC_SCE | California | 6 | Riverside | 65 | 06065 | 30.2 | 0 | 2013 | 9999 |  |  | N | Solar | [13 empty] | 0 | 0 | 0 | 0 | [11 empty] | Desert Sunlight 300 LLC | 100 | Starwood Capital Group Global LLC | 100
Desert Sunlight 300, LLC | 57993_G_DSL11 | 57993 | G | DSL11 |  | Solar PV |  | WECC_SCE | California | 6 | Riverside | 65 | 06065 | 20.2 | 0 | 2013 | 9999 |  |  | N | Solar | [13 empty] | 0 | 0 | 0 | 0 | [11 empty] | Desert Sunlight 300 LLC | 100 | Starwood Capital Group Global LLC | 100
Desert Sunlight 300, LLC | 57993_G_DSL2 | 57993 | G | DSL2 |  | Solar PV |  | WECC_SCE | California | 6 | Riverside | 65 | 06065 | 40.3 | 0 | 2013 | 9999 |  |  | N | Solar | [13 empty] | 0 | 0 | 0 | 0 | [11 empty] | Desert Sunlight 300 LLC | 100 | Starwood Capital Group Global LLC | 100
Desert Sunlight 300, LLC | 57993_G_DSL3 | 57993 | G | DSL3 |  | Solar PV |  | WECC_SCE | California | 6 | Riverside | 65 | 06065 | 40.3 | 0 | 2013 | 9999 |  |  | N | Solar | [13 empty] | 0 | 0 | 0 | 0 | [11 empty] | Desert Sunlight 300 LLC | 100 | Starwood Capital Group Global LLC | 100
Desert Sunlight 300, LLC | 57993_G_DSL4 | 57993 | G | DSL4 |  | Solar PV |  | WECC_SCE | California | 6 | Riverside | 65 | 06065 | 30.2 | 0 | 2013 | 9999 |  |  | N | Solar | [13 empty] | 0 | 0 | 0 | 0 | [11 empty] | Desert Sunlight 300 LLC | 100 | Starwood Capital Group Global LLC | 100
Desert Sunlight 300, LLC | 57993_G_DSL5 | 57993 | G | DSL5 |  | Solar PV |  | WECC_SCE | California | 6 | Riverside | 65 | 06065 | 25.2 | 0 | 2014 | 9999 |  |  | N | Solar | [13 empty] | 0 | 0 | 0 | 0 | [11 empty] | Desert Sunlight 300 LLC | 100 | Starwood Capital Group Global LLC | 100
Desert Sunlight 300, LLC | 57993_G_DSL6 | 57993 | G | DSL6 |  | Solar PV |  | WECC_SCE | California | 6 | Riverside | 65 | 06065 | 25.2 | 0 | 2014 | 9999 |  |  | N | Solar | [13 empty] | 0 | 0 | 0 | 0 | [11 empty] | Desert Sunlight 300 LLC | 100 | Starwood Capital Group Global LLC | 100
Desert Sunlight 300, LLC | 57993_G_DSL7 | 57993 | G | DSL7 |  | Solar PV |  | WECC_SCE | California | 6 | Riverside | 65 | 06065 | 20.2 | 0 | 2014 | 9999 |  |  | N | Solar | [13 empty] | 0 | 0 | 0 | 0 | [11 empty] | Desert Sunlight 300 LLC | 100 | Starwood Capital Group Global LLC | 100
Desert Sunlight 300, LLC | 57993_G_DSL8 | 57993 | G | DSL8 |  | Solar PV |  | WECC_SCE | California | 6 | Riverside | 65 | 06065 | 18.9 | 0 | 2014 | 9999 |  |  | N | Solar | [13 empty] | 0 | 0 | 0 | 0 | [11 empty] | Desert Sunlight 300 LLC | 100 | Starwood Capital Group Global LLC | 100
Desert Sunlight 300, LLC | 57993_G_DSL9 | 57993 | G | DSL9 |  | Solar PV |  | WECC_SCE | California | 6 | Riverside | 65 | 06065 | 22.7 | 0 | 2014 | 9999 |  |  | N | Solar | [13 empty] | 0 | 0 | 0 | 0 | [11 empty] | Desert Sunlight 300 LLC | 100 | Starwood Capital Group Global LLC | 100
Apple Data Center PV | 57994_G_PV1 | 57994 | G | PV1 |  | Solar PV |  | S_VACA | North Carolina | 37 | Catawba | 35 | 37035 | 20 | 0 | 2013 | 9999 |  |  | N | Solar | [13 empty] | 0 | 0 | 0 | 0 | [11 empty] | Apple Inc | 100 | Apple Inc | 100
NaturEner Rim Rock Energy | 57995_G_RR | 57995 | G | RR |  | Onshore Wind |  | WECC_MT | Montana | 30 | Toole | 101 | 30101 | 184.6 | 0 | 2012 | 9999 |  |  | N | Wind | [13 empty] | 0 | 0 | 0 | 0 | [11 empty] | NaturEner Rim Rock Wind Energy LLC | 100 | Sapec | 100
Foothills Solar Plant Hybrid | 57997_G_PV1 | 57997 | G | PV1 |  | Solar PV |  | WECC_AZ | Arizona | 4 | Yuma | 27 | 04027 | 17 | 0 | 2013 | 9999 |  |  | N | Solar | [13 empty] | 0 | 0 | 0 | 0 | [11 empty] | Arizona Public Service Co | 100 | Pinnacle West Capital Corp | 100
Foothills Solar Plant Hybrid | 57997_G_PV2 | 57997 | G | PV2 |  | Solar PV |  | WECC_AZ | Arizona | 4 | Yuma | 27 | 04027 | 18 | 0 | 2013 | 9999 |  |  | N | Solar | [13 empty] | 0 | 0 | 0 | 0 | [11 empty] | Arizona Public Service Co | 100 | Pinnacle West Capital Corp | 100
Twin Ridges Wind Farm | 57998_G_1 | 57998 | G | 1 |  | Onshore Wind |  | PJM_PENE | Pennsylvania | 42 | Somerset | 111 | 42111 | 139.4 | 0 | 2012 | 9999 |  |  | N | Wind | [13 empty] | 0 | 0 | 0 | 0 | [11 empty] | Big Savage LLC | 100 | BlackRock Inc | 100
Patton Wind Farm | 57999_G_1 | 57999 | G | 1 |  | Onshore Wind |  | PJM_PENE | Pennsylvania | 42 | Cambria | 21 | 42021 | 30 | 0 | 2012 | 9999 |  |  | N | Wind | [13 empty] | 0 | 0 | 0 | 0 | [11 empty] | Patton Wind Farm LLC | 100 | BlackRock Inc | 100
Anacacho Wind Farm, LLC | 58000_G_ANA | 58000 | G | ANA |  | Onshore Wind |  | ERC_REST | Texas | 48 | Kinney | 271 | 48271 | 99.8 | 0 | 2012 | 9999 |  |  | N | Wind | [13 empty] | 0 | 0 | 0 | 0 | [11 empty] | Anacacho Wind Farm LLC | 100 | RWE Group | 100
Panda Temple Power Station | 58001_G_CTG-1 | 58001 | G | CTG-1 | 90804 | Combined Cycle |  | ERC_REST | Texas | 48 | Bell | 27 | 48027 | 211 | 7190 | 2014 | 9999 |  |  | N | Natural Gas |  |  |  | DLNB | SCR | [8 empty] | 0.0075463 | 0.0075463 | 0.0075463 | 0.0075463 | [11 empty] | Panda Temple Power LLC | 100 | Panda Energy Intl Inc | 100
Panda Temple Power Station | 58001_G_CTG-2 | 58001 | G | CTG-2 | 90806 | Combined Cycle |  | ERC_REST | Texas | 48 | Bell | 27 | 48027 | 211 | 7190 | 2014 | 9999 |  |  | N | Natural Gas |  |  |  | DLNB | SCR | [8 empty] | 0.0075463 | 0.0075463 | 0.0075463 | 0.0075463 | [11 empty] | Panda Temple Power LLC | 100 | Panda Energy Intl Inc | 100
Panda Temple Power Station | 58001_G_CTG-3 | 58001 | G | CTG-3 | 90807 | Combined Cycle |  | ERC_REST | Texas | 48 | Bell | 27 | 48027 | 211 | 7190 | 2015 | 9999 |  |  | N | Natural Gas |  |  |  | DLNB | SCR | [8 empty] | 0.0075125 | 0.0075125 | 0.0075125 | 0.0075125 | [11 empty] | Panda Temple Power II LLC | 100 | Panda Energy Intl Inc | 100
Panda Temple Power Station | 58001_G_CTG-4 | 58001 | G | CTG-4 | 90808 | Combined Cycle |  | ERC_REST | Texas | 48 | Bell | 27 | 48027 | 211 | 7190 | 2015 | 9999 |  |  | N | Natural Gas |  |  |  | DLNB | SCR | [8 empty] | 0.0075125 | 0.0075125 | 0.0075125 | 0.0075125 | [11 empty] | Panda Temple Power II LLC | 100 | Panda Energy Intl Inc | 100
Panda Temple Power Station | 58001_G_STG-1 | 58001 | G | STG-1 | 90804 | Combined Cycle |  | ERC_REST | Texas | 48 | Bell | 27 | 48027 | 312 | 7190 | 2014 | 9999 |  |  | N | Natural Gas |  |  |  | LNB | SCR | [8 empty] | 0.0075463 | 0.0075463 | 0.0075463 | 0.0075463 | [11 empty] | Panda Temple Power LLC | 100 | Panda Energy Intl Inc | 100
Panda Temple Power Station | 58001_G_STG-2 | 58001 | G | STG-2 | 90807 | Combined Cycle |  | ERC_REST | Texas | 48 | Bell | 27 | 48027 | 312 | 7190 | 2015 | 9999 |  |  | N | Natural Gas |  |  |  | LNB | SCR | [8 empty] | 0.0075125 | 0.0075125 | 0.0075125 | 0.0075125 | [11 empty] | Panda Temple Power II LLC | 100 | Panda Energy Intl Inc | 100
Alpaugh North | 58002_G_SPS | 58002 | G | SPS |  | Solar PV |  | WECC_SCE | California | 6 | Tulare | 107 | 06107 | 20 | 0 | 2012 | 9999 |  |  | N | Solar | [13 empty] | 0 | 0 | 0 | 0 | [11 empty] | Alpaugh North LLC | 100 | Sempra Energy | 100
Alpaugh 50 | 58003_G_SPS50 | 58003 | G | SPS50 |  | Solar PV |  | WECC_SCE | California | 6 | Tulare | 107 | 06107 | 50 | 0 | 2012 | 9999 |  |  | N | Solar | [13 empty] | 0 | 0 | 0 | 0 | [11 empty] | Alpaugh 50 LLC | 100 | Consolidated Edison Inc | 100
Granite Reliable Power | 58004_G_1 | 58004 | G | 1 |  | Onshore Wind |  | NENGREST | New Hampshire | 33 | Coos | 7 | 33007 | 99 | 0 | 2012 | 9999 |  |  | N | Wind | [13 empty] | 0 | 0 | 0 | 0 | [11 empty] | Granite Reliable Power LLC | 100 | Brookfield Asset Management Inc | 100
Panda Sherman Power Station | 58005_G_CTG-1 | 58005 | G | CTG-1 | 90809 | Combined Cycle |  | ERC_REST | Texas | 48 | Grayson | 181 | 48181 | 204 | 7203 | 2014 | 9999 |  |  | N | Natural Gas |  |  |  | DLNB | SCR | [8 empty] | 0.0067815 | 0.0067815 | 0.0067815 | 0.0067815 | [11 empty] | Panda Sherman Power LLC | 100 | Panda Energy Intl Inc | 100
Panda Sherman Power Station | 58005_G_CTG-2 | 58005 | G | CTG-2 | 90810 | Combined Cycle |  | ERC_REST | Texas | 48 | Grayson | 181 | 48181 | 204 | 7203 | 2014 | 9999 |  |  | N | Natural Gas |  |  |  | DLNB | SCR | [8 empty] | 0.0067815 | 0.0067815 | 0.0067815 | 0.0067815 | [11 empty] | Panda Sherman Power LLC | 100 | Panda Energy Intl Inc | 100
Panda Sherman Power Station | 58005_G_STG-1 | 58005 | G | STG-1 | 90809 | Combined Cycle |  | ERC_REST | Texas | 48 | Grayson | 181 | 48181 | 309 | 7203 | 2014 | 9999 |  |  | N | Natural Gas |  |  |  | DLNB | SCR | [8 empty] | 0.0067815 | 0.0067815 | 0.0067815 | 0.0067815 | [11 empty] | Panda Sherman Power LLC | 100 | Panda Energy Intl Inc | 100
Salt Palace Solar Gen Plant | 58006_G_1 | 58006 | G | 1 |  | Solar PV |  | WECC_UT | Utah | 49 | Salt Lake | 35 | 49035 | 0.8 | 0 | 2012 | 9999 |  |  | N | Solar | [13 empty] | 0 | 0 | 0 | 0 | [11 empty] | Nexgen Energy Partners LLC | 100 | Nexgen Energy Partners LLC | 100
Salt Palace Solar Gen Plant | 58006_G_2 | 58006 | G | 2 |  | Solar PV |  | WECC_UT | Utah | 49 | Salt Lake | 35 | 49035 | 0.5 | 0 | 2012 | 9999 |  |  | N | Solar | [13 empty] | 0 | 0 | 0 | 0 | [11 empty] | Nexgen Energy Partners LLC | 100 | Nexgen Energy Partners LLC | 100
Brea Expansion Plant | 58007_G_G1 | 58007 | G | G1 |  | Landfill Gas |  | WECC_SCE | California | 6 | Orange | 59 | 06059 | 6.8 | 13500 | 2012 | 9999 |  |  | N | Landfill Gas | [13 empty] | 0.0901 | 0.0901 | 0.0901 | 0.0901 | [11 empty] | Brea Power II LLC | 100 | Energy Developments | 100
Brea Expansion Plant | 58007_G_G2 | 58007 | G | G2 |  | Landfill Gas |  | WECC_SCE | California | 6 | Orange | 59 | 06059 | 6.8 | 13500 | 2012 | 9999 |  |  | N | Landfill Gas | [13 empty] | 0.0901 | 0.0901 | 0.0901 | 0.0901 | [11 empty] | Brea Power II LLC | 100 | Energy Developments | 100
Brea Expansion Plant | 58007_G_G3 | 58007 | G | G3 |  | Landfill Gas |  | WECC_SCE | California | 6 | Orange | 59 | 06059 | 6.8 | 13500 | 2012 | 9999 |  |  | N | Landfill Gas | [13 empty] | 0.0901 | 0.0901 | 0.0901 | 0.0901 | [11 empty] | Brea Power II LLC | 100 | Energy Developments | 100
Brea Expansion Plant | 58007_G_G4 | 58007 | G | G4 |  | Landfill Gas |  | WECC_SCE | California | 6 | Orange | 59 | 06059 | 6.8 | 13500 | 2012 | 9999 |  |  | N | Landfill Gas | [13 empty] | 0.0901 | 0.0901 | 0.0901 | 0.0901 | [11 empty] | Brea Power II LLC | 100 | Energy Developments | 100
Brea Expansion Plant | 58007_G_G5 | 58007 | G | G5 |  | Landfill Gas |  | WECC_SCE | California | 6 | Orange | 59 | 06059 | 10 | 13500 | 2012 | 9999 |  |  | N | Landfill Gas | [13 empty] | 0.0901 | 0.0901 | 0.0901 | 0.0901 | [11 empty] | Brea Power II LLC | 100 | Energy Developments | 100
California Ridge Wind Energy LLC | 58008_G_CR | 58008 | G | CR |  | Onshore Wind |  | MIS_IL | Illinois | 17 | Vermilion | 183 | 17183 | 200 | 0 | 2012 | 9999 |  |  | N | Wind | [13 empty] | 0 | 0 | 0 | 0 | [11 empty] | California Ridge Wind Energy LLC | 100 | Brookfield Asset Management Inc | 100
SunE CPS3 LLC | 58009_G_1 | 58009 | G | 1 |  | Solar PV |  | ERC_REST | Texas | 48 | Bexar | 29 | 48029 | 5.6 | 0 | 2012 | 9999 |  |  | N | Solar | [13 empty] | 0 | 0 | 0 | 0 | [11 empty] | SunE CPS3 LLC | 100 | Citigroup Inc | 100
SunE CPS3 LLC | 58009_G_2 | 58009 | G | 2 |  | Solar PV |  | ERC_REST | Texas | 48 | Bexar | 29 | 48029 | 5 | 0 | 2012 | 9999 |  |  | N | Solar | [13 empty] | 0 | 0 | 0 | 0 | [11 empty] | SunE CPS3 LLC | 100 | Citigroup Inc | 100
WSMR I | 58010_G_WSMR1 | 58010 | G | WSMR1 |  | Solar PV |  | WECC_NM | New Mexico | 35 | Dona Ana | 13 | 35013 | 4.2 | 0 | 2012 | 9999 |  |  | N | Solar | [13 empty] | 0 | 0 | 0 | 0 | [11 empty] | Siemens Government Technologies Inc | 100 | Siemens AG | 100
WSMR I | 58010_G_WSMR2 | 58010 | G | WSMR2 |  | Solar PV |  | WECC_NM | New Mexico | 35 | Dona Ana | 13 | 35013 | 0.4 | 0 | 2012 | 9999 |  |  | N | Solar | [13 empty] | 0 | 0 | 0 | 0 | [11 empty] | Siemens Government Technologies Inc | 100 | Siemens AG | 100
IKEA Savannah 490 | 58011_G_PV | 58011 | G | PV |  | Solar PV |  | S_SOU | Georgia | 13 | Chatham | 51 | 13051 | 1.2 | 0 | 2012 | 9999 |  |  | N | Solar | [13 empty] | 0 | 0 | 0 | 0 | [11 empty] | IKEA Group | 100 | Ikea Systems BV | 100
IKEA Tampa 042 | 58012_G_PV | 58012 | G | PV |  | Solar PV |  | FRCC | Florida | 12 | Hillsborough | 57 | 12057 | 1 | 0 | 2012 | 9999 |  |  | N | Solar | [13 empty] | 0 | 0 | 0 | 0 | [11 empty] | IKEA Group | 100 | Ikea Systems BV | 100
IKEA Round Rock 027 | 58013_G_PV | 58013 | G | PV |  | Solar PV |  | ERC_REST | Texas | 48 | Williamson | 491 | 48491 | 1.3 | 0 | 2012 | 9999 |  |  | N | Solar | [13 empty] | 0 | 0 | 0 | 0 | [11 empty] | IKEA Group | 100 | Ikea Systems BV | 100
IKEA Perryville 460 | 58014_G_PV | 58014 | G | PV |  | Solar PV |  | PJM_EMAC | Maryland | 24 | Cecil | 15 | 24015 | 2 | 0 | 2013 | 9999 |  |  | N | Solar | [13 empty] | 0 | 0 | 0 | 0 | [11 empty] | IKEA Group | 100 | Ikea Systems BV | 100
IKEA College Park 411 | 58015_G_PV | 58015 | G | PV |  | Solar PV |  | PJM_SMAC | Maryland | 24 | Prince Georges | 33 | 24033 | 1 | 0 | 2012 | 9999 |  |  | N | Solar | [13 empty] | 0 | 0 | 0 | 0 | [11 empty] | IKEA Group | 100 | Ikea Systems BV | 100
IKEA Westhampton 061 | 58016_G_PV | 58016 | G | PV |  | Solar PV |  | PJM_EMAC | New Jersey | 34 | Burlington | 5 | 34005 | 1.8 | 0 | 2013 | 9999 |  |  | N | Solar | [13 empty] | 0 | 0 | 0 | 0 | [11 empty] | IKEA Group | 100 | Ikea Systems BV | 100
Copper Mountain Solar 2 | 58017_G_PV01 | 58017 | G | PV01 |  | Solar PV |  | WECC_SNV | Nevada | 32 | Clark | 3 | 32003 | 30 | 0 | 2012 | 9999 |  |  | N | Solar | [13 empty] | 0 | 0 | 0 | 0 | [11 empty] | Copper Mountain Solar 2 LLC | 100 | Sempra Energy | 100
Copper Mountain Solar 2 | 58017_G_PV02 | 58017 | G | PV02 |  | Solar PV |  | WECC_SNV | Nevada | 32 | Clark | 3 | 32003 | 30 | 0 | 2012 | 9999 |  |  | N | Solar | [13 empty] | 0 | 0 | 0 | 0 | [11 empty] | Copper Mountain Solar 2 LLC | 100 | Sempra Energy | 100
Copper Mountain Solar 2 | 58017_G_PV03 | 58017 | G | PV03 |  | Solar PV |  | WECC_SNV | Nevada | 32 | Clark | 3 | 32003 | 34 | 0 | 2012 | 9999 |  |  | N | Solar | [13 empty] | 0 | 0 | 0 | 0 | [11 empty] | Copper Mountain Solar 2 LLC | 100 | Sempra Energy | 100
Copper Mountain Solar 2 | 58017_G_PV04 | 58017 | G | PV04 |  | Solar PV |  | WECC_SNV | Nevada | 32 | Clark | 3 | 32003 | 30 | 0 | 2015 | 9999 |  |  | N | Solar | [13 empty] | 0 | 0 | 0 | 0 | [11 empty] | Copper Mountain Solar 2 LLC | 100 | Sempra Energy | 100
Copper Mountain Solar 2 | 58017_G_PV05 | 58017 | G | PV05 |  | Solar PV |  | WECC_SNV | Nevada | 32 | Clark | 3 | 32003 | 30 | 0 | 2015 | 9999 |  |  | N | Solar | [13 empty] | 0 | 0 | 0 | 0 | [11 empty] | Copper Mountain Solar 2 LLC | 100 | Sempra Energy | 100
Shooting Star | 58018_G_1 | 58018 | G | 1 |  | Onshore Wind |  | SPP_N | Kansas | 20 | Kiowa | 97 | 20097 | 104 | 0 | 2012 | 9999 |  |  | N | Wind | [13 empty] | 0 | 0 | 0 | 0 | [11 empty] | Shooting Star Wind Project LLC | 100 | Exelon Corp | 100
High Mesa | 58019_G_1 | 58019 | G | 1 |  | Onshore Wind |  | WECC_ID | Idaho | 16 | Twin Falls | 83 | 16083 | 39.9 | 0 | 2012 | 9999 |  |  | N | Wind | [13 empty] | 0 | 0 | 0 | 0 | [11 empty] | High Mesa Energy LLC | 100 | Exelon Corp | 100
Beebe Renewable Energy LLC | 58020_G_1 | 58020 | G | 1 |  | Onshore Wind |  | MIS_LMI | Michigan | 26 | Gratiot | 57 | 26057 | 81.6 | 0 | 2012 | 9999 |  |  | N | Wind | [13 empty] | 0 | 0 | 0 | 0 | [11 empty] | Beebe Renewable Energy LLC | 100 | Exelon Corp | 100
Whitetail | 58021_G_1 | 58021 | G | 1 |  | Onshore Wind |  | ERC_REST | Texas | 48 | Webb | 479 | 48479 | 91.2 | 0 | 2012 | 9999 |  |  | N | Wind | [13 empty] | 0 | 0 | 0 | 0 | [11 empty] | Whitetail Wind Energy LLC | 100 | Exelon Corp | 100
Neal Hot Springs Geothermal Project | 58022_G_NHS1 | 58022 | G | NHS1 |  | Geothermal |  | WECC_PNW | Oregon | 41 | Malheur | 45 | 41045 | 5.9 | 9771 | 2012 | 9999 |  |  | N | Geothermal | [13 empty] | 0 | 0 | 0 | 0 | 0.4563 | 0.4563 | 0.4563 | [8 empty] | USG Oregon LLC | 100 | Ormat Technologies Inc | 100
Neal Hot Springs Geothermal Project | 58022_G_NHS2 | 58022 | G | NHS2 |  | Geothermal |  | WECC_PNW | Oregon | 41 | Malheur | 45 | 41045 | 5.9 | 9771 | 2012 | 9999 |  |  | N | Geothermal | [13 empty] | 0 | 0 | 0 | 0 | 0.4563 | 0.4563 | 0.4563 | [8 empty] | USG Oregon LLC | 100 | Ormat Technologies Inc | 100
Neal Hot Springs Geothermal Project | 58022_G_NHS3 | 58022 | G | NHS3 |  | Geothermal |  | WECC_PNW | Oregon | 41 | Malheur | 45 | 41045 | 5.9 | 9771 | 2012 | 9999 |  |  | N | Geothermal | [13 empty] | 0 | 0 | 0 | 0 | 0.4563 | 0.4563 | 0.4563 | [8 empty] | USG Oregon LLC | 100 | Ormat Technologies Inc | 100
St Joseph Landfill Generating Station | 58024_G_UNIT1 | 58024 | G | UNIT1 |  | Landfill Gas |  | SPP_N | Missouri | 29 | Buchanan | 21 | 29021 | 1.6 | 13500 | 2011 | 9999 |  |  | N | Landfill Gas | [13 empty] | 0.22117 | 0.22117 | 0.22117 | 0.22117 | [11 empty] | Evergy Missouri West Inc | 100 | Evergy Inc | 100
Mt Wachusett Community College | 58025_G_WTG1 | 58025 | G | WTG1 |  | Onshore Wind |  | NENGREST | Massachusetts | 25 | Worcester | 27 | 25027 | 1.7 | 0 | 2011 | 9999 |  |  | N | Wind | [13 empty] | 0 | 0 | 0 | 0 | [11 empty] | Mount Wachusett Community College | 100 | Mount Wachusett Community College | 100
Mt Wachusett Community College | 58025_G_WTG2 | 58025 | G | WTG2 |  | Onshore Wind |  | NENGREST | Massachusetts | 25 | Worcester | 27 | 25027 | 1.7 | 0 | 2011 | 9999 |  |  | N | Wind | [13 empty] | 0 | 0 | 0 | 0 | [11 empty] | Mount Wachusett Community College | 100 | Mount Wachusett Community College | 100
Spruce Mountain WInd | 58026_G_1 | 58026 | G | 1 |  | Onshore Wind |  | NENG_ME | Maine | 23 | Oxford | 17 | 23017 | 20 | 0 | 2011 | 9999 |  |  | N | Wind | [13 empty] | 0 | 0 | 0 | 0 | [11 empty] | Spruce Mountain Wind LLC | 100 | Jay Cashman Inc | 100
SunE CPS2 LLC | 58027_G_1 | 58027 | G | 1 |  | Solar PV |  | ERC_REST | Texas | 48 | Bexar | 29 | 48029 | 9.9 | 0 | 2012 | 9999 |  |  | N | Solar | [13 empty] | 0 | 0 | 0 | 0 | [11 empty] | SunE CPS2 LLC | 100 | Citigroup Inc | 100
IKEA Tejon 345 | 58028_G_PV | 58028 | G | PV |  | Solar PV |  | WECC_SCE | California | 6 | Kern | 29 | 06029 | 1.5 | 0 | 2011 | 9999 |  |  | N | Solar | [13 empty] | 0 | 0 | 0 | 0 | [11 empty] | IKEA Group | 100 | Ikea Systems BV | 100
Constellation New Energy Inc | 58029_G_PV1 | 58029 | G | PV1 |  | Solar PV |  | PJM_EMAC | New Jersey | 34 | Burlington | 5 | 34005 | 3.9 | 0 | 2011 | 9999 |  |  | N | Solar | [13 empty] | 0 | 0 | 0 | 0 | [11 empty] | Constellation Solar Federal LLC | 100 | Exelon Corp | 100
Reeves Station Rd East | 58030_G_REEVE | 58030 | G | REEVE |  | Solar PV |  | PJM_EMAC | New Jersey | 34 | Burlington | 5 | 34005 | 5.5 | 0 | 2012 | 9999 |  |  | N | Solar | [13 empty] | 0 | 0 | 0 | 0 | [11 empty] | Earl F Stahl Jr | 100 | Earl F Stahl Jr | 100
Padelford Solar | 58032_G_PSMA | 58032 | G | PSMA |  | Solar PV |  | NENGREST | Massachusetts | 25 | Bristol | 5 | 25005 | 2.2 | 0 | 2012 | 9999 |  |  | N | Solar | [13 empty] | 0 | 0 | 0 | 0 | [11 empty] | GLC (MA) Taunton LLC | 100 | Consolidated Edison Inc | 100
Nickel 1 Solar Facility | 58034_G_1 | 58034 | G | 1 |  | Solar PV |  | WECC_SCE | California | 6 | Kern | 29 | 06029 | 1.5 | 0 | 2012 | 9999 |  |  | N | Solar | [13 empty] | 0 | 0 | 0 | 0 | [11 empty] | NLH1 Solar LLC | 100 | Greenleaf TNX Management LLC | 100
Block Island Wind Farm | 58035_G_BIWF | 58035 | G | BIWF |  | Offshore Wind |  | NENGREST | Rhode Island | 44 | Washington | 9 | 44009 | 29.3 | 0 | 2016 | 9999 |  |  | N | Wind | [13 empty] | 0 | 0 | 0 | 0 | [11 empty] | Deepwater Wind Block Island LLC | 100 | Orsted | 100
Riverside Renewable Energy LLC | 58036_G_1 | 58036 | G | 1 |  | Solar PV |  | PJM_EMAC | New Jersey | 34 | Camden | 7 | 34007 | 7.5 | 0 | 2011 | 9999 |  |  | N | Solar | [13 empty] | 0 | 0 | 0 | 0 | [11 empty] | Riverside Renewable Energy LLC | 100 | Terminal Holdings LP | 100
Buckeye Union HS District 201 | 58037_G_PV1 | 58037 | G | PV1 |  | Solar PV |  | WECC_AZ | Arizona | 4 | Maricopa | 13 | 04013 | 3.3 | 0 | 2011 | 9999 |  |  | N | Solar | [13 empty] | 0 | 0 | 0 | 0 | [11 empty] | Constellation Solar Arizona LLC | 100 | Exelon Corp | 100
Buffalo Center Wind LLC | 58038_G_BCW | 58038 | G | BCW |  | Onshore Wind |  | MIS_IA | Iowa | 19 | Mitchell | 131 | 19131 | 1.5 | 0 | 2011 | 9999 |  |  | N | Wind | [13 empty] | 0 | 0 | 0 | 0 | [11 empty] | Buffalo Center Wind LLC | 100 | Buffalo Center Wind LLC | 100
Axium Modesto Solar | 58039_G_1 | 58039 | G | 1 |  | Solar PV |  | WEC_CALN | California | 6 | Stanislaus | 99 | 06099 | 25 | 0 | 2012 | 9999 |  |  | N | Solar | [13 empty] | 0 | 0 | 0 | 0 | [11 empty] | Axium Modesto Solar LLC | 100 | Axium Infrastructure Inc | 100
United Stationers Supply Solar Electric | 58040_G_SEF-A | 58040 | G | SEF-A |  | Solar PV |  | PJM_EMAC | New Jersey | 34 | Middlesex | 23 | 34023 | 2 | 0 | 2011 | 9999 |  |  | N | Solar | [13 empty] | 0 | 0 | 0 | 0 | [11 empty] | CVI CleanCapital Solar 4 LLC | 100 | CleanCapital | 100
United Stationers Supply Solar Electric | 58040_G_SEF-B | 58040 | G | SEF-B |  | Solar PV |  | PJM_EMAC | New Jersey | 34 | Middlesex | 23 | 34023 | 0.8 | 0 | 2011 | 9999 |  |  | N | Solar | [13 empty] | 0 | 0 | 0 | 0 | [11 empty] | Clean Capital Partners LLC | 100 | Clean Capital Partners LLC | 100
Chisholm View Wind Project | 58041_G_1 | 58041 | G | 1 |  | Onshore Wind |  | SPP_WEST | Oklahoma | 40 | Garfield | 47 | 40047 | 235.2 | 0 | 2012 | 9999 |  |  | N | Wind | [13 empty] | 0 | 0 | 0 | 0 | [11 empty] | Chisholm View Wind Project LLC | 100 | Enel SpA | 100
Chisholm View Wind Project | 58041_G_2 | 58041 | G | 2 |  | Onshore Wind |  | SPP_WEST | Oklahoma | 40 | Garfield | 47 | 40047 | 64.8 | 0 | 2016 | 9999 |  |  | N | Wind | [13 empty] | 0 | 0 | 0 | 0 | [11 empty] | Chisholm View Wind Project II LLC | 100 | Enel SpA | 100
Black Mountain Solar LLC | 58042_G_1 | 58042 | G | 1 |  | Solar PV |  | WECC_AZ | Arizona | 4 | Mohave | 15 | 04015 | 9 | 0 | 2012 | 9999 |  |  | N | Solar | [13 empty] | 0 | 0 | 0 | 0 | [11 empty] | Black Mountain Solar LLC | 100 | Duke Energy Corp | 100
Anchor Wind, LLC | 58044_G_GEN1 | 58044 | G | GEN1 |  | Onshore Wind |  | MIS_IA | Iowa | 19 | Cedar | 31 | 19031 | 5.9 | 0 | 2012 | 9999 |  |  | N | Wind | [13 empty] | 0 | 0 | 0 | 0 | [11 empty] | Anchor Wind LLC | 100 | Acciona Energia | 100
Community Wind South | 58045_G_GEN1 | 58045 | G | GEN1 |  | Onshore Wind |  | MIS_MNWI | Minnesota | 27 | Nobles | 105 | 27105 | 30 | 0 | 2012 | 9999 |  |  | N | Wind | [13 empty] | 0 | 0 | 0 | 0 | [11 empty] | Zephyr Wind LLC | 100 | Greenbacker Renewable Energy Corp | 100
PPG Monroeville Chemicals Center | 58047_G_2 | 58047 | G | 2 |  | Combustion Turbine | IC Engine | PJM_AP | Pennsylvania | 42 | Allegheny | 3 | 42003 | 0.3 | 13469 | 2000 | 9999 |  |  | N | Distillate Fuel Oil | [13 empty] | 0.91197 | 0.91197 | 0.91197 | 0.91197 | [11 empty] | PPG Monroeville Chemicals Center | 100 | PPG Industries Inc | 100
PPG Monroeville Chemicals Center | 58047_G_3 | 58047 | G | 3 |  | Combustion Turbine | IC Engine | PJM_AP | Pennsylvania | 42 | Allegheny | 3 | 42003 | 0.8 | 13469 | 1998 | 9999 |  |  | N | Distillate Fuel Oil | [13 empty] | 0.91197 | 0.91197 | 0.91197 | 0.91197 | [11 empty] | PPG Monroeville Chemicals Center | 100 | PPG Industries Inc | 100
BayWa r.e Mozart LLC | 58048_G_1 | 58048 | G | 1 |  | Onshore Wind |  | ERC_WEST | Texas | 48 | Kent | 263 | 48263 | 30 | 0 | 2012 | 9999 |  |  | N | Wind | [13 empty] | 0 | 0 | 0 | 0 | [11 empty] | Mozart Wind LLC | 100 | BayWa AG | 100
Jordache Enterprises Solar | 58049_G_PV | 58049 | G | PV |  | Solar PV |  | PJM_EMAC | New Jersey | 34 | Middlesex | 23 | 34023 | 1.3 | 0 | 2011 | 9999 |  |  | N | Solar | [13 empty] | 0 | 0 | 0 | 0 | [11 empty] | Solar Rainbow Services LLC | 100 | Solar Rainbow Services LLC | 100
MillerCoors Shenandoah Brewery | 58057_G_WWTP | 58057 | G | WWTP |  | Non-Fossil Waste |  | PJM_Dom | Virginia | 51 | Rockingham | 165 | 51165 | 1.4 | 11084 | 2012 | 9999 |  |  | N | Non-Fossil Waste | [13 empty] | 0 | 0 | 0 | 0 | [11 empty] | Miller Coors LLC | 100 | Molson Coors Brewing Co | 100
Decatur-Morgan Co LFG Recovery Project | 58061_G_0290 | 58061 | G | 0290 |  | Landfill Gas |  | S_C_TVA | Alabama | 1 | Morgan | 103 | 01103 | 0.8 | 13500 | 2011 | 9999 |  |  | N | Landfill Gas | [13 empty] | 0.22117 | 0.22117 | 0.22117 | 0.22117 | [11 empty] | Energy Developments Inc | 100 | Energy Developments | 100
Decatur-Morgan Co LFG Recovery Project | 58061_G_1496 | 58061 | G | 1496 |  | Landfill Gas |  | S_C_TVA | Alabama | 1 | Morgan | 103 | 01103 | 0.8 | 13500 | 2010 | 9999 |  |  | N | Landfill Gas | [13 empty] | 0.22117 | 0.22117 | 0.22117 | 0.22117 | [11 empty] | Energy Developments Inc | 100 | Energy Developments | 100
Imperial Valley Solar Company 1 LLC | 58062_G_0001 | 58062 | G | 0001 |  | Solar PV |  | WECC_IID | California | 6 | Imperial | 25 | 06025 | 23 | 0 | 2012 | 9999 |  |  | N | Solar | [13 empty] | 0 | 0 | 0 | 0 | [11 empty] | Imperial Valley Solar Generating 1 LLC | 100 | Sunpeak Solar LLC | 100
Laredo Bus Facility Solar Canopies | 58064_G_LBFS | 58064 | G | LBFS |  | Solar PV |  | S_SOU | Georgia | 13 | DeKalb | 89 | 13089 | 1 | 0 | 2012 | 9999 |  |  | N | Solar | [13 empty] | 0 | 0 | 0 | 0 | [11 empty] | Metropolitan Atlanta Rapid Transit Authority | 100 | Metropolitan Atlanta Rapid Transit Authority | 100
Charlestown Wind Turbine | 58065_G_CWT1 | 58065 | G | CWT1 |  | Onshore Wind |  | NENGREST | Massachusetts | 25 | Suffolk | 25 | 25025 | 1.5 | 0 | 2011 | 9999 |  |  | N | Wind | [13 empty] | 0 | 0 | 0 | 0 | [11 empty] | Massachusetts Water Resources Authority | 100 | Massachusetts Water Resources Authority | 100
SunE CPS1 LLC | 58068_G_1 | 58068 | G | 1 |  | Solar PV |  | ERC_REST | Texas | 48 | Bexar | 29 | 48029 | 9.9 | 0 | 2012 | 9999 |  |  | N | Solar | [13 empty] | 0 | 0 | 0 | 0 | [11 empty] | SunE CPS1 LLC | 100 | Citigroup Inc | 100
Mercer Mall | 58070_G_1 | 58070 | G | 1 |  | Solar PV |  | PJM_EMAC | New Jersey | 34 | Mercer | 21 | 34021 | 1.1 | 0 | 2012 | 9999 |  |  | N | Solar | [13 empty] | 0 | 0 | 0 | 0 | [11 empty] | Frit Solar LLC | 100 | Federal Realty Investment Trust Inc | 100
Windwalkers LLC | 58071_G_1 | 58071 | G | 1 |  | Onshore Wind |  | MIS_IA | Iowa | 19 | Worth | 195 | 19195 | 1.6 | 0 | 2011 | 9999 |  |  | N | Wind | [13 empty] | 0 | 0 | 0 | 0 | [11 empty] | Windwalkers LLC | 100 | Windwalkers LLC | 100
SEPV 1 | 58073_G_SEPV | 58073 | G | SEPV |  | Solar PV |  | WEC_LADW | California | 6 | Los Angeles | 37 | 06037 | 2 | 0 | 2012 | 9999 |  |  | N | Solar | [13 empty] | 0 | 0 | 0 | 0 | [11 empty] | Gestamp Solar North America | 100 | Gestamp Corp | 100
SEPV 2 | 58074_G_SEPV | 58074 | G | SEPV |  | Solar PV |  | WECC_SCE | California | 6 | San Bernardino | 71 | 06071 | 2 | 0 | 2012 | 2032 |  |  | N | Solar | [13 empty] | 0 | 0 | 0 | 0 | [11 empty] | Gestamp Solar North America | 100 | Gestamp Corp | 100
Edwards Air Force Base | 58076_G_1 | 58076 | G | 1 |  | Solar PV |  | WECC_SCE | California | 6 | Kern | 29 | 06029 | 1 | 0 | 2011 | 9999 |  |  | N | Solar | [13 empty] | 0 | 0 | 0 | 0 | [11 empty] | GLC (CA) Edwards Afb LLC | 100 | Consolidated Edison Inc | 100
Edwards Air Force Base | 58076_G_2 | 58076 | G | 2 |  | Solar PV |  | WECC_SCE | California | 6 | Kern | 29 | 06029 | 1 | 0 | 2011 | 9999 |  |  | N | Solar | [13 empty] | 0 | 0 | 0 | 0 | [11 empty] | GLC (CA) Edwards Afb LLC | 100 | Consolidated Edison Inc | 100
Edwards Air Force Base | 58076_G_3 | 58076 | G | 3 |  | Solar PV |  | WECC_SCE | California | 6 | Kern | 29 | 06029 | 1 | 0 | 2011 | 9999 |  |  | N | Solar | [13 empty] | 0 | 0 | 0 | 0 | [11 empty] | GLC (CA) Edwards Afb LLC | 100 | Consolidated Edison Inc | 100
Rocky Ridge Wind Project | 58078_G_GE 1. | 58078 | G | GE 1. |  | Onshore Wind |  | SPP_WEST | Oklahoma | 40 | Kiowa | 75 | 40075 | 148.8 | 0 | 2012 | 9999 |  |  | N | Wind | [13 empty] | 0 | 0 | 0 | 0 | [11 empty] | Rocky Ridge Wind Project LLC | 100 | Enel SpA | 100
Newark Energy Center | 58079_G_GT-1 | 58079 | G | GT-1 | 90911 | Combined Cycle |  | PJM_EMAC | New Jersey | 34 | Essex | 13 | 34013 | 212.5 | 7050 | 2015 | 9999 |  |  | N | Natural Gas |  |  |  |  | SCR | [8 empty] | 0.0060313 | 0.0060313 | 0.0060313 | 0.0060313 | [11 empty] | Newark Energy Center LLC | 100 | Energy Investors Funds Group | 100
Newark Energy Center | 58079_G_GT-2 | 58079 | G | GT-2 | 90912 | Combined Cycle |  | PJM_EMAC | New Jersey | 34 | Essex | 13 | 34013 | 209.5 | 7050 | 2015 | 9999 |  |  | N | Natural Gas |  |  |  |  | SCR | [8 empty] | 0.0060313 | 0.0060313 | 0.0060313 | 0.0060313 | [11 empty] | Newark Energy Center LLC | 100 | Energy Investors Funds Group | 100
Newark Energy Center | 58079_G_STG-1 | 58079 | G | STG-1 | 90911 | Combined Cycle |  | PJM_EMAC | New Jersey | 34 | Essex | 13 | 34013 | 283.8 | 7050 | 2015 | 9999 |  |  | N | Natural Gas |  |  |  | LNB + NH3 | SCR | [8 empty] | 0.0060313 | 0.0060313 | 0.0060313 | 0.0060313 | [11 empty] | Newark Energy Center LLC | 100 | Energy Investors Funds Group | 100
Wolf Ridge Wind | 58080_G_1 | 58080 | G | 1 |  | Onshore Wind |  | ERC_REST | Texas | 48 | Cooke | 97 | 48097 | 112.5 | 0 | 2008 | 9999 |  |  | N | Wind | [13 empty] | 0 | 0 | 0 | 0 | [11 empty] | Wolf Ridge Wind LLC | 100 | NextEra Energy Inc | 100
AMP Napoleon Solar Facility | 58082_G_NSF1 | 58082 | G | NSF1 |  | Solar PV |  | PJM_ATSI | Ohio | 39 | Henry | 69 | 39069 | 3.5 | 0 | 2012 | 9999 |  |  | N | Solar | [13 empty] | 0 | 0 | 0 | 0 | [11 empty] | American Municipal Power Inc | 100 | American Municipal Power Inc | 100
Kimberly Clark-Unit 1,2,3 | 58084_G_GT100 | 58084 | G | GT100 |  | Combined Cycle |  | NENG_CT | Connecticut | 9 | Litchfield | 5 | 09005 | 14.5 | 5500 | 2008 | 9999 |  |  | Y | Natural Gas | [13 empty] | 0.00487 | 0.00487 | 0.00487 | 0.00487 | [11 empty] | Kimberly Clark Corp | 100 | Kimberly Clark Corp | 100
Kimberly Clark-Unit 1,2,3 | 58084_G_GT200 | 58084 | G | GT200 |  | Combustion Turbine |  | NENG_CT | Connecticut | 9 | Litchfield | 5 | 09005 | 14.5 | 8700 | 2008 | 9999 |  |  | Y | Natural Gas | [13 empty] | 0.0331 | 0.0331 | 0.0331 | 0.0331 | [11 empty] | Kimberly Clark Corp | 100 | Kimberly Clark Corp | 100
Kimberly Clark-Unit 1,2,3 | 58084_G_GT300 | 58084 | G | GT300 |  | Combined Cycle |  | NENG_CT | Connecticut | 9 | Litchfield | 5 | 09005 | 4.1 | 5500 | 2008 | 9999 |  |  | Y | Natural Gas | [13 empty] | 0.00487 | 0.00487 | 0.00487 | 0.00487 | [11 empty] | Kimberly Clark Corp | 100 | Kimberly Clark Corp | 100
Intel Folsom | 58086_G_1 | 58086 | G | 1 |  | Solar PV |  | WEC_BANC | California | 6 | Sacramento | 67 | 06067 | 0.5 | 0 | 2010 | 9999 |  |  | N | Solar | [13 empty] | 0 | 0 | 0 | 0 | [11 empty] | SolarCity Corp | 100 | Tesla Inc | 100
Intel Folsom | 58086_G_2 | 58086 | G | 2 |  | Solar PV |  | WEC_BANC | California | 6 | Sacramento | 67 | 06067 | 0.5 | 0 | 2010 | 9999 |  |  | N | Solar | [13 empty] | 0 | 0 | 0 | 0 | [11 empty] | SolarCity Corp | 100 | Tesla Inc | 100
Stony Creek Wind Farm NY | 58088_G_1 | 58088 | G | 1 |  | Onshore Wind |  | NY_Z_C&E | New York | 36 | Wyoming | 121 | 36121 | 94.4 | 0 | 2013 | 9999 |  |  | N | Wind | [13 empty] | 0 | 0 | 0 | 0 | [11 empty] | Stony Creek Energy LLC | 100 | Invenergy LLC | 100
Roeder Family Wind Farm LLC | 58089_G_1 | 58089 | G | 1 |  | Onshore Wind |  | MIS_IA | Iowa | 19 | Worth | 195 | 19195 | 1.6 | 0 | 2011 | 9999 |  |  | N | Wind | [13 empty] | 0 | 0 | 0 | 0 | [11 empty] | 5045 Wind Partners LLC | 100 | 5045 Wind Partners LLC | 100
Middlesex Apple Orchard Solar | 58090_G_SEF-1 | 58090 | G | SEF-1 |  | Solar PV |  | PJM_EMAC | New Jersey | 34 | Middlesex | 23 | 34023 | 1.3 | 0 | 2013 | 9999 |  |  | N | Solar | [13 empty] | 0 | 0 | 0 | 0 | [11 empty] | CVI CleanCapital Solar 4 LLC | 100 | CleanCapital | 100
Middlesex Apple Orchard Solar | 58090_G_SEF-2 | 58090 | G | SEF-2 |  | Solar PV |  | PJM_EMAC | New Jersey | 34 | Middlesex | 23 | 34023 | 3.4 | 0 | 2013 | 9999 |  |  | N | Solar | [13 empty] | 0 | 0 | 0 | 0 | [11 empty] | CVI CleanCapital Solar 4 LLC | 100 | CleanCapital | 100
Keystone Solar | 58091_G_KSTN | 58091 | G | KSTN |  | Solar PV |  | PJM_EMAC | Pennsylvania | 42 | Lancaster | 71 | 42071 | 5 | 0 | 2012 | 9999 |  |  | N | Solar | [13 empty] | 0 | 0 | 0 | 0 | [11 empty] | Keystone Solar LLC | 100 | D E Shaw & Co LP | 100
BBB Corporate Headquarters | 58093_G_HQNJ | 58093 | G | HQNJ |  | Solar PV |  | PJM_EMAC | New Jersey | 34 | Union | 39 | 34039 | 1 | 0 | 2010 | 9999 |  |  | N | Solar | [13 empty] | 0 | 0 | 0 | 0 | [11 empty] | Bed Bath & Beyond | 100 | Bed Bath & Beyond | 100
Christmas Tree Shops DC Burlington NJ | 58094_G_FINJ | 58094 | G | FINJ |  | Solar PV |  | PJM_EMAC | New Jersey | 34 | Burlington | 5 | 34005 | 2.1 | 0 | 2011 | 9999 |  |  | N | Solar | [13 empty] | 0 | 0 | 0 | 0 | [11 empty] | Bed Bath & Beyond | 100 | Bed Bath & Beyond | 100
Harmon DC Totowa NJ | 58095_G_TONJ | 58095 | G | TONJ |  | Solar PV |  | PJM_EMAC | New Jersey | 34 | Passaic | 31 | 34031 | 1.5 | 0 | 2012 | 9999 |  |  | N | Solar | [13 empty] | 0 | 0 | 0 | 0 | [11 empty] | Bed Bath & Beyond | 100 | Bed Bath & Beyond | 100
Bed Bath & Beyond DC Port Reading NJ | 58096_G_PTNJ | 58096 | G | PTNJ |  | Solar PV |  | PJM_EMAC | New Jersey | 34 | Middlesex | 23 | 34023 | 1.8 | 0 | 2011 | 9999 |  |  | N | Solar | [13 empty] | 0 | 0 | 0 | 0 | [11 empty] | Bed Bath & Beyond | 100 | Bed Bath & Beyond | 100
Green Meadows | 58097_G_1 | 58097 | G | 1 |  | Solar PV |  | NENGREST | Massachusetts | 25 | Barnstable | 1 | 25001 | 3.5 | 0 | 2014 | 9999 |  |  | N | Solar | [13 empty] | 0 | 0 | 0 | 0 | [11 empty] | Howland Development | 100 | Howland Development | 100
El Cabo Wind | 58098_G_1 | 58098 | G | 1 |  | Onshore Wind |  | WECC_NM | New Mexico | 35 | Torrance | 57 | 35057 | 298 | 0 | 2017 | 9999 |  |  | N | Wind | [13 empty] | 0 | 0 | 0 | 0 | [11 empty] | El Cabo Wind LLC | 100 | Iberdrola SA | 100
Montague Wind Power Facility LLC | 58099_G_1 | 58099 | G | 1 |  | Onshore Wind |  | WECC_PNW | Oregon | 41 | Gilliam | 21 | 41021 | 200 | 0 | 2019 | 9999 |  |  | N | Wind | [13 empty] | 0 | 0 | 0 | 0 | [11 empty] | Montague Wind Power Facility LLC | 100 | Iberdrola SA | 100
North Main Street | 581_G_5 | 581 | G | 5 | 5083 | Combustion Turbine |  | NENG_CT | Connecticut | 9 | New London | 11 | 09011 | 15.3 | 12986 | 1972 | 9999 |  |  | N | Distillate Fuel Oil | [12 empty] | 0.33 | 0.15 | 0.15 | 0.15 | 0.15 | [11 empty] | Norwich CT (City of) | 100 | Norwich CT (City of) | 100
Foundation Cemex River Plant | 58101_G_WTG1 | 58101 | G | WTG1 |  | Onshore Wind |  | WECC_SCE | California | 6 | San Bernardino | 71 | 06071 | 1.6 | 0 | 2012 | 9999 |  |  | N | Wind | [13 empty] | 0 | 0 | 0 | 0 | [11 empty] | Foundation CA Fund VI Owner LLC | 100 | Foundation Windpower | 100
Foundation Cemex River Plant | 58101_G_WTG2 | 58101 | G | WTG2 |  | Onshore Wind |  | WECC_SCE | California | 6 | San Bernardino | 71 | 06071 | 1.6 | 0 | 2012 | 9999 |  |  | N | Wind | [13 empty] | 0 | 0 | 0 | 0 | [11 empty] | Foundation CA Fund VI Owner LLC | 100 | Foundation Windpower | 100
Foundation Cemex BMQ | 58102_G_WTG1 | 58102 | G | WTG1 |  | Onshore Wind |  | WECC_SCE | California | 6 | San Bernardino | 71 | 06071 | 1.5 | 0 | 2012 | 9999 |  |  | N | Wind | [13 empty] | 0 | 0 | 0 | 0 | [11 empty] | Foundation CA Fund VI Owner LLC | 100 | Foundation Windpower | 100
Foundation Cemex BMQ | 58102_G_WTG2 | 58102 | G | WTG2 |  | Onshore Wind |  | WECC_SCE | California | 6 | San Bernardino | 71 | 06071 | 1.5 | 0 | 2012 | 9999 |  |  | N | Wind | [13 empty] | 0 | 0 | 0 | 0 | [11 empty] | Foundation CA Fund VI Owner LLC | 100 | Foundation Windpower | 100
Heritage Garden Wind Farm I LLC | 58103_G_1 | 58103 | G | 1 |  | Onshore Wind |  | MIS_WUMS | Michigan | 26 | Delta | 41 | 26041 | 28 | 0 | 2012 | 9999 |  |  | N | Wind | [13 empty] | 0 | 0 | 0 | 0 | [11 empty] | DTE Garden Wind Farm LLC | 100 | Heritage Sustainable Energy LLC | 100
Foundation Superior Farms | 58104_G_WTG1 | 58104 | G | WTG1 |  | Onshore Wind |  | WEC_CALN | California | 6 | Solano | 95 | 06095 | 1 | 0 | 2012 | 9999 |  |  | N | Wind | [13 empty] | 0 | 0 | 0 | 0 | [11 empty] | Foundation CA Fund VI Owner LLC | 100 | Foundation Windpower | 100
Foundation Wal-Mart Red Bluff | 58105_G_WTG1 | 58105 | G | WTG1 |  | Onshore Wind |  | WEC_CALN | California | 6 | Tehama | 103 | 06103 | 1 | 0 | 2012 | 9999 |  |  | N | Wind | [13 empty] | 0 | 0 | 0 | 0 | [11 empty] | Foundation CA Fund VI Owner LLC | 100 | Foundation Windpower | 100
Meadow Creek Project Company | 58106_G_MCPC | 58106 | G | MCPC |  | Onshore Wind |  | WECC_ID | Idaho | 16 | Bonneville | 19 | 16019 | 115.8 | 0 | 2012 | 9999 |  |  | N | Wind | [13 empty] | 0 | 0 | 0 | 0 | [11 empty] | Meadow Creek Project Co LLC | 100 | SunEdison | 100
Brookside Newark | 58110_G_BRK | 58110 | G | BRK |  | Fuel Cell |  | PJM_EMAC | Delaware | 10 | New Castle | 3 | 10003 | 3 | 7659 | 2012 | 9999 |  |  | N | Natural Gas | [13 empty] | 0 | 0 | 0 | 0 | [11 empty] | Diamond State Generation Partners LLC | 100 | Bloom Energy Corp | 100
Bishop Hill II Wind Farm | 58111_G_1 | 58111 | G | 1 |  | Onshore Wind |  | MIS_MIDA | Illinois | 17 | Henry | 73 | 17073 | 81 | 0 | 2012 | 9999 |  |  | N | Wind | [13 empty] | 0 | 0 | 0 | 0 | [11 empty] | Bishop Hill Energy II LLC | 100 | Berkshire Hathaway Inc | 100
Foundation Cemex Madison | 58112_G_WTG1 | 58112 | G | WTG1 |  | Onshore Wind |  | WEC_CALN | California | 6 | Yolo | 113 | 06113 | 1 | 0 | 2012 | 9999 |  |  | N | Wind | [13 empty] | 0 | 0 | 0 | 0 | [11 empty] | Foundation CA Fund V Owner LLC | 100 | Foundation Windpower | 100
Foundation RRM | 58113_G_WTG1 | 58113 | G | WTG1 |  | Onshore Wind |  | WECC_SCE | California | 6 | Riverside | 65 | 06065 | 1 | 0 | 2012 | 9999 |  |  | N | Wind | [13 empty] | 0 | 0 | 0 | 0 | [11 empty] | Foundation CA Fund V Owner LLC | 100 | Foundation Windpower | 100
Foundation RRM | 58113_G_WTG2 | 58113 | G | WTG2 |  | Onshore Wind |  | WECC_SCE | California | 6 | Riverside | 65 | 06065 | 1 | 0 | 2012 | 9999 |  |  | N | Wind | [13 empty] | 0 | 0 | 0 | 0 | [11 empty] | Foundation CA Fund V Owner LLC | 100 | Foundation Windpower | 100
Foundation NWNA | 58114_G_WTG1 | 58114 | G | WTG1 |  | Onshore Wind |  | WECC_SCE | California | 6 | Riverside | 65 | 06065 | 1.6 | 0 | 2012 | 9999 |  |  | N | Wind | [13 empty] | 0 | 0 | 0 | 0 | [11 empty] | Foundation CA Fund V Owner LLC | 100 | Foundation Windpower | 100
Foundation NWNA | 58114_G_WTG2 | 58114 | G | WTG2 |  | Onshore Wind |  | WECC_SCE | California | 6 | Riverside | 65 | 06065 | 1.6 | 0 | 2012 | 9999 |  |  | N | Wind | [13 empty] | 0 | 0 | 0 | 0 | [11 empty] | Foundation CA Fund V Owner LLC | 100 | Foundation Windpower | 100
Foundation NWNA | 58114_G_WTG3 | 58114 | G | WTG3 |  | Onshore Wind |  | WECC_SCE | California | 6 | Riverside | 65 | 06065 | 1.9 | 0 | 2018 | 9999 |  |  | N | Wind | [13 empty] | 0 | 0 | 0 | 0 | [11 empty] | Foundation CA Fund V Owner LLC | 100 | Foundation Windpower | 100
La Joya Del Sol | 58118_G_JDS1 | 58118 | G | JDS1 |  | Solar PV |  | WEC_CALN | California | 6 | Fresno | 19 | 06019 | 1.5 | 0 | 2012 | 9999 |  |  | N | Solar | [13 empty] | 0 | 0 | 0 | 0 | [11 empty] | Gestamp Asetym Solar North America Inc | 100 | Gestamp Corp | 100
Depot Park Solar System | 58119_G_DPSS | 58119 | G | DPSS |  | Solar PV |  | WEC_BANC | California | 6 | Sacramento | 67 | 06067 | 3 | 0 | 2010 | 9999 |  |  | N | Solar | [13 empty] | 0 | 0 | 0 | 0 | [11 empty] | Sacramento CA (City of) | 100 | Sacramento CA (City of) | 100
Echo Wind Park | 58121_G_GEN1 | 58121 | G | GEN1 |  | Onshore Wind |  | MIS_LMI | Michigan | 26 | Huron | 63 | 26063 | 49.6 | 0 | 2014 | 9999 |  |  | N | Wind | [13 empty] | 0 | 0 | 0 | 0 | [11 empty] | DTE Electric Co | 100 | DTE Energy Co | 100
Echo Wind Park | 58121_G_GEN2 | 58121 | G | GEN2 |  | Onshore Wind |  | MIS_LMI | Michigan | 26 | Huron | 63 | 26063 | 62.4 | 0 | 2014 | 9999 |  |  | N | Wind | [13 empty] | 0 | 0 | 0 | 0 | [11 empty] | DTE Electric Co | 100 | DTE Energy Co | 100
Echo Wind Park | 58121_G_GEN3 | 58121 | G | GEN3 |  | Onshore Wind |  | MIS_LMI | Michigan | 26 | Huron | 63 | 26063 | 50 | 0 | 2016 | 9999 |  |  | N | Wind | [13 empty] | 0 | 0 | 0 | 0 | [11 empty] | DTE Electric Co | 100 | DTE Energy Co | 100
Delano Energy Center | 58122_G_GEN1 | 58122 | G | GEN1 | 91268 | Combustion Turbine |  | WECC_SCE | California | 6 | Tulare | 107 | 06107 | 35 | 11601 | 2013 | 9999 |  |  | N | Natural Gas |  |  |  | H2O | SCR | [8 empty] | 0.00858 | 0.00858 | 0.00858 | 0.00858 | [11 empty] | Delano Energy Center LLC | 100 | Judith K Dittmer | 100
Wakefern Food Corp | 58123_G_1 | 58123 | G | 1 |  | Solar PV |  | PJM_EMAC | New Jersey | 34 | Middlesex | 23 | 34023 | 2 | 0 | 2012 | 9999 |  |  | N | Solar | [13 empty] | 0 | 0 | 0 | 0 | [11 empty] | NJR Clean Energy Ventures Corp | 100 | New Jersey Resources Corp | 100
Quay County | 58125_G_1 | 58125 | G | 1 |  | Combustion Turbine |  | WECC_NM | New Mexico | 35 | Quay | 37 | 35037 | 17 | 18577 | 2013 | 9999 |  |  | N | Distillate Fuel Oil | [13 empty] | 0.668 | 0.668 | 0.668 | 0.668 | [11 empty] | Southwestern Public Service Co | 100 | Xcel Energy Inc | 100
Limon Wind I | 58126_G_1 | 58126 | G | 1 |  | Onshore Wind |  | WECC_CO | Colorado | 8 | Lincoln | 73 | 08073 | 200 | 0 | 2012 | 9999 |  |  | N | Wind | [13 empty] | 0 | 0 | 0 | 0 | [11 empty] | Limon Wind LLC | 100 | NextEra Energy Inc | 100
Limon Wind II | 58127_G_1 | 58127 | G | 1 |  | Onshore Wind |  | WECC_CO | Colorado | 8 | Lincoln | 73 | 08073 | 200 | 0 | 2012 | 9999 |  |  | N | Wind | [13 empty] | 0 | 0 | 0 | 0 | [11 empty] | Limon Wind II LLC | 100 | NextEra Energy Inc | 100
Kaiser Downey | 58128_G_KRSO1 | 58128 | G | KRSO1 |  | Landfill Gas |  | WEC_LADW | California | 6 | Los Angeles | 37 | 06037 | 0.2 | 13500 | 2012 | 9999 |  |  | N | Landfill Gas | [13 empty] | 0.14452 | 0.14452 | 0.14452 | 0.14452 | [11 empty] | Bloom Energy Corp | 100 | Bloom Energy Corp | 100
Kaiser Downey | 58128_G_KRSO2 | 58128 | G | KRSO2 |  | Landfill Gas |  | WEC_LADW | California | 6 | Los Angeles | 37 | 06037 | 0.2 | 13500 | 2012 | 9999 |  |  | N | Landfill Gas | [13 empty] | 0.14452 | 0.14452 | 0.14452 | 0.14452 | [11 empty] | Bloom Energy Corp | 100 | Bloom Energy Corp | 100
Kaiser Downey | 58128_G_KRSO3 | 58128 | G | KRSO3 |  | Landfill Gas |  | WEC_LADW | California | 6 | Los Angeles | 37 | 06037 | 0.2 | 13500 | 2012 | 9999 |  |  | N | Landfill Gas | [13 empty] | 0.14452 | 0.14452 | 0.14452 | 0.14452 | [11 empty] | Bloom Energy Corp | 100 | Bloom Energy Corp | 100
Kaiser Downey | 58128_G_KRSO4 | 58128 | G | KRSO4 |  | Landfill Gas |  | WEC_LADW | California | 6 | Los Angeles | 37 | 06037 | 0.2 | 13500 | 2012 | 9999 |  |  | N | Landfill Gas | [13 empty] | 0.14452 | 0.14452 | 0.14452 | 0.14452 | [11 empty] | Bloom Energy Corp | 100 | Bloom Energy Corp | 100
Kaiser Downey | 58128_G_KRSO5 | 58128 | G | KRSO5 |  | Landfill Gas |  | WEC_LADW | California | 6 | Los Angeles | 37 | 06037 | 0.2 | 13500 | 2012 | 9999 |  |  | N | Landfill Gas | [13 empty] | 0.14452 | 0.14452 | 0.14452 | 0.14452 | [11 empty] | Bloom Energy Corp | 100 | Bloom Energy Corp | 100
Prairies Edge Generating Facility | 58129_G_GEN1 | 58129 | G | GEN1 |  | Combustion Turbine | IC Engine | MIS_INKY | Indiana | 18 | Jasper | 73 | 18073 | 0.8 | 11686 | 2011 | 9999 |  |  | N | Natural Gas | [13 empty] | 1.061 | 1.061 | 1.061 | 1.061 | [11 empty] | Fair Oaks Dairy Farm LLC | 100 | Fair Oaks Dairy Farm LLC | 100
Blue Mountain Biogas | 58130_G_BMB N | 58130 | G | BMB N |  | Non-Fossil Waste |  | WECC_UT | Utah | 49 | Beaver | 1 | 49001 | 1.5 | 17481 | 2012 | 9999 |  |  | N | Non-Fossil Waste | [13 empty] | 0 | 0 | 0 | 0 | [11 empty] | Blue Mountain Biogas LLC | 100 | Blue Mountain Biogas LLC | 100
Blue Mountain Biogas | 58130_G_BMB S | 58130 | G | BMB S |  | Non-Fossil Waste |  | WECC_UT | Utah | 49 | Beaver | 1 | 49001 | 1.5 | 17483 | 2012 | 9999 |  |  | N | Non-Fossil Waste | [13 empty] | 0 | 0 | 0 | 0 | [11 empty] | Blue Mountain Biogas LLC | 100 | Blue Mountain Biogas LLC | 100
Outback Solar At Christmas Valley | 58131_G_PV1 | 58131 | G | PV1 |  | Solar PV |  | WECC_PNW | Oregon | 41 | Lake | 37 | 41037 | 4.4 | 0 | 2012 | 9999 |  |  | N | Solar | [13 empty] | 0 | 0 | 0 | 0 | [11 empty] | Outback Solar LLC | 100 | Exelon Corp | 100
Kaiser Ontario | 58132_G_KSRO1 | 58132 | G | KSRO1 |  | Fuel Cell |  | WECC_SCE | California | 6 | San Bernardino | 71 | 06071 | 0.2 | 13500 | 2012 | 9999 |  |  | N | Natural Gas | [13 empty] | 0 | 0 | 0 | 0 | [11 empty] | Bloom Energy Corp | 100 | Bloom Energy Corp | 100
Kaiser Ontario | 58132_G_KSRO2 | 58132 | G | KSRO2 |  | Fuel Cell |  | WECC_SCE | California | 6 | San Bernardino | 71 | 06071 | 0.2 | 13500 | 2012 | 9999 |  |  | N | Natural Gas | [13 empty] | 0 | 0 | 0 | 0 | [11 empty] | Bloom Energy Corp | 100 | Bloom Energy Corp | 100
Kaiser Ontario | 58132_G_KSRO3 | 58132 | G | KSRO3 |  | Fuel Cell |  | WECC_SCE | California | 6 | San Bernardino | 71 | 06071 | 0.2 | 13500 | 2012 | 9999 |  |  | N | Natural Gas | [13 empty] | 0 | 0 | 0 | 0 | [11 empty] | Bloom Energy Corp | 100 | Bloom Energy Corp | 100
Kaiser Ontario | 58132_G_KSRO4 | 58132 | G | KSRO4 |  | Fuel Cell |  | WECC_SCE | California | 6 | San Bernardino | 71 | 06071 | 0.2 | 13500 | 2012 | 9999 |  |  | N | Natural Gas | [13 empty] | 0 | 0 | 0 | 0 | [11 empty] | Bloom Energy Corp | 100 | Bloom Energy Corp | 100
Kaiser Ontario | 58132_G_KSRO5 | 58132 | G | KSRO5 |  | Fuel Cell |  | WECC_SCE | California | 6 | San Bernardino | 71 | 06071 | 0.2 | 13500 | 2012 | 9999 |  |  | N | Natural Gas | [13 empty] | 0 | 0 | 0 | 0 | [11 empty] | Bloom Energy Corp | 100 | Bloom Energy Corp | 100
Oberlin Spear Point Solar One | 58134_G_OSSO | 58134 | G | OSSO |  | Solar PV |  | PJM_ATSI | Ohio | 39 | Lorain | 93 | 39093 | 2 | 0 | 2012 | 9999 |  |  | N | Solar | [13 empty] | 0 | 0 | 0 | 0 | [11 empty] | Oberlin Spear Point Solar One LLC | 100 | Oberlin Spear Point Solar One LLC | 100
Washington White Post Solar LLC | 58135_G_1 | 58135 | G | 1 |  | Solar PV |  | S_VACA | North Carolina | 37 | Beaufort | 13 | 37013 | 12.4 | 0 | 2012 | 9999 |  |  | N | Solar | [13 empty] | 0 | 0 | 0 | 0 | [11 empty] | Washington White Post Solar LLC | 100 | Duke Energy Corp | 100
Ensign Wind LLC | 58137_G_1 | 58137 | G | 1 |  | Onshore Wind |  | SPP_N | Kansas | 20 | Gray | 69 | 20069 | 98.9 | 0 | 2012 | 9999 |  |  | N | Wind | [13 empty] | 0 | 0 | 0 | 0 | [11 empty] | Ensign Wind Energy LLC | 100 | NextEra Energy Inc | 100
Central Energy Plant USU | 58139_G_TURBI | 58139 | G | TURBI |  | Combustion Turbine |  | WECC_UT | Utah | 49 | Cache | 5 | 49005 | 4.4 | 12369 | 2004 | 9999 |  |  | N | Natural Gas, Distillate Fuel Oil | [13 empty] | 0.23894 | 0.23894 | 0.23894 | 0.23894 | [11 empty] | Utah State University | 100 | Utah State University | 100
Groton Wind LLC | 58141_G_1 | 58141 | G | 1 |  | Onshore Wind |  | NENGREST | New Hampshire | 33 | Grafton | 9 | 33009 | 48 | 0 | 2012 | 9999 |  |  | N | Wind | [13 empty] | 0 | 0 | 0 | 0 | [11 empty] | Groton Wind LLC | 100 | Iberdrola SA | 100
SVEP Solar Project Company | 58144_G_SVEP1 | 58144 | G | SVEP1 |  | Solar PV |  | NENGREST | Vermont | 50 | Bennington | 3 | 50003 | 2 | 0 | 2012 | 9999 |  |  | N | Solar | [13 empty] | 0 | 0 | 0 | 0 | [11 empty] | Svep Solar Project Co LLC | 100 | Gestamp Corp | 100
Williamstown Solar | 58145_G_WTS_1 | 58145 | G | WTS_1 |  | Solar PV |  | NENGREST | Vermont | 50 | Orange | 17 | 50017 | 2 | 0 | 2012 | 9999 |  |  | N | Solar | [13 empty] | 0 | 0 | 0 | 0 | [11 empty] | Gasna 14P LLC | 100 | Gestamp Corp | 100
Prescott Solar Plant | 58147_G_PV1 | 58147 | G | PV1 |  | Solar PV |  | WECC_AZ | Arizona | 4 | Yavapai | 25 | 04025 | 10.8 | 0 | 2011 | 9999 |  |  | N | Solar | [13 empty] | 0 | 0 | 0 | 0 | [11 empty] | SunE Az1 LLC | 100 | SunEdison | 100
RE Kansas South LLC | 58148_G_KS | 58148 | G | KS |  | Solar PV |  | WEC_CALN | California | 6 | Kings | 31 | 06031 | 20 | 0 | 2013 | 9999 |  |  | N | Solar | [13 empty] | 0 | 0 | 0 | 0 | [11 empty] | Solar Kansas South LLC | 100 | Global Infrastructure Partners | 100
TA-High Desert LLC | 58149_G_TAHD | 58149 | G | TAHD |  | Solar PV |  | WEC_LADW | California | 6 | Los Angeles | 37 | 06037 | 20 | 0 | 2013 | 9999 |  |  | N | Solar | [13 empty] | 0 | 0 | 0 | 0 | [11 empty] | TA-High Desert LLC | 100 | NRG Energy Inc | 100
Black Cap Solar Plant | 58150_G_1 | 58150 | G | 1 |  | Solar PV |  | WECC_PNW | Oregon | 41 | Lake | 37 | 41037 | 2 | 0 | 2012 | 9999 |  |  | N | Solar | [13 empty] | 0 | 0 | 0 | 0 | [11 empty] | PacifiCorp | 100 | Berkshire Hathaway Inc | 100
Central Utility Plant - Texas A&M | 58151_G_GTG01 | 58151 | G | GTG01 |  | Combined Cycle |  | ERC_REST | Texas | 48 | Brazos | 41 | 48041 | 32.4 | 5500 | 2011 | 9999 |  |  | Y | Natural Gas, Distillate Fuel Oil |  |  |  |  | SCR | [8 empty] | 0.01011 | 0.01011 | 0.01011 | 0.01011 | [11 empty] | Texas A & M University (The) | 100 | Texas A & M University (The) | 100
Central Utility Plant - Texas A&M | 58151_G_STG02 | 58151 | G | STG02 |  | Combined Cycle |  | ERC_REST | Texas | 48 | Brazos | 41 | 48041 | 11 | 5500 | 2011 | 9999 |  |  | Y | Natural Gas, Distillate Fuel Oil |  |  |  | NH3 | SCR | [8 empty] | 0.01011 | 0.01011 | 0.01011 | 0.01011 | [11 empty] | Texas A & M University (The) | 100 | Texas A & M University (The) | 100
Danbury Hospital Cogen Plant | 58152_G_GEN1 | 58152 | G | GEN1 |  | Combustion Turbine |  | NENG_CT | Connecticut | 9 | Fairfield | 1 | 09001 | 3.9 | 8700 | 2011 | 9999 |  |  | Y | Natural Gas | [13 empty] | 0.01155 | 0.01155 | 0.01155 | 0.01155 | [11 empty] | Danbury Hospital | 100 | Danbury Hospital | 100
North Sky River Energy LLC | 58154_G_GEN1 | 58154 | G | GEN1 |  | Onshore Wind |  | WECC_SCE | California | 6 | Kern | 29 | 06029 | 162 | 0 | 2012 | 9999 |  |  | N | Wind | [13 empty] | 0 | 0 | 0 | 0 | [11 empty] | North Sky River Energy LLC | 100 | NextEra Energy Inc | 100
Perrin Ranch Wind LLC | 58155_G_GEN1 | 58155 | G | GEN1 |  | Onshore Wind |  | WECC_AZ | Arizona | 4 | Coconino | 5 | 04005 | 99.2 | 0 | 2012 | 9999 |  |  | N | Wind | [13 empty] | 0 | 0 | 0 | 0 | [11 empty] | Perrin Ranch Wind LLC | 100 | NextEra Energy Inc | 100
Western Michigan University Power Plant | 58161_G_EG-1 | 58161 | G | EG-1 |  | Combustion Turbine | IC Engine | MIS_LMI | Michigan | 26 | Kalamazoo | 77 | 26077 | 0.8 | 11686 | 1999 | 9999 |  |  | N | Natural Gas | [13 empty] | 1.4331 | 1.4331 | 1.4331 | 1.4331 | [11 empty] | Western Michigan University | 100 | Western Michigan University | 100
Western Michigan University Power Plant | 58161_G_GTG-7 | 58161 | G | GTG-7 |  | Combined Cycle |  | MIS_LMI | Michigan | 26 | Kalamazoo | 77 | 26077 | 4.2 | 5500 | 1997 | 9999 |  |  | Y | Natural Gas | [13 empty] | 0.08976 | 0.08976 | 0.08976 | 0.08976 | [11 empty] | Western Michigan University | 100 | Western Michigan University | 100
Western Michigan University Power Plant | 58161_G_GTG-8 | 58161 | G | GTG-8 |  | Combined Cycle |  | MIS_LMI | Michigan | 26 | Kalamazoo | 77 | 26077 | 4.2 | 5500 | 1997 | 9999 |  |  | Y | Natural Gas | [13 empty] | 0.08976 | 0.08976 | 0.08976 | 0.08976 | [11 empty] | Western Michigan University | 100 | Western Michigan University | 100
Western Michigan University Power Plant | 58161_G_STG-1 | 58161 | G | STG-1 |  | Combined Cycle |  | MIS_LMI | Michigan | 26 | Kalamazoo | 77 | 26077 | 0.9 | 5500 | 1999 | 9999 |  |  | Y | Natural Gas | [13 empty] | 0.08976 | 0.08976 | 0.08976 | 0.08976 | [11 empty] | Western Michigan University | 100 | Western Michigan University | 100
Cirrus Wind 1 LLC | 58162_G_CW | 58162 | G | CW |  | Onshore Wind |  | SPP_SPS | Texas | 48 | Lynn | 305 | 48305 | 61.2 | 0 | 2012 | 9999 |  |  | N | Wind | [13 empty] | 0 | 0 | 0 | 0 | [11 empty] | Cirrus Wind 1 LLC | 100 | A Tech Wind Power Co Ltd | 100
Slayton Solar | 58164_G_PV1 | 58164 | G | PV1 |  | Solar PV |  | MIS_MNWI | Minnesota | 27 | Murray | 101 | 27101 | 1.7 | 0 | 2013 | 9999 |  |  | N | Solar | [13 empty] | 0 | 0 | 0 | 0 | [11 empty] | Ecos Energy LLC | 100 | Allco Renewable Energy Limited | 100
CSUF Trigeneration | 58169_G_1 | 58169 | G | 1 |  | Combustion Turbine |  | WECC_SCE | California | 6 | Orange | 59 | 06059 | 4.3 | 8700 | 2010 | 9999 |  |  | Y | Natural Gas | [13 empty] | 0.03893 | 0.03893 | 0.03893 | 0.03893 | [11 empty] | California State University Fullerton | 100 | California State University | 100
CSUF Trigeneration | 58169_G_CPAC | 58169 | G | CPAC |  | Solar PV |  | WECC_SCE | California | 6 | Orange | 59 | 06059 | 0.3 | 0 | 2012 | 9999 |  |  | N | Solar | [13 empty] | 0 | 0 | 0 | 0 | [11 empty] | California State University Fullerton | 100 | California State University | 100
CSUF Trigeneration | 58169_G_KHS | 58169 | G | KHS |  | Solar PV |  | WECC_SCE | California | 6 | Orange | 59 | 06059 | 0.3 | 0 | 2012 | 9999 |  |  | N | Solar | [13 empty] | 0 | 0 | 0 | 0 | [11 empty] | California State University Fullerton | 100 | California State University | 100
CSUF Trigeneration | 58169_G_NPS | 58169 | G | NPS |  | Solar PV |  | WECC_SCE | California | 6 | Orange | 59 | 06059 | 2 | 0 | 2016 | 9999 |  |  | N | Solar | [13 empty] | 0 | 0 | 0 | 0 | [11 empty] | California State University Fullerton | 100 | California State University | 100
CSUF Trigeneration | 58169_G_PS4 | 58169 | G | PS4 |  | Solar PV |  | WECC_SCE | California | 6 | Orange | 59 | 06059 | 0.3 | 0 | 2012 | 9999 |  |  | N | Solar | [13 empty] | 0 | 0 | 0 | 0 | [11 empty] | California State University Fullerton | 100 | California State University | 100
CSUF Trigeneration | 58169_G_SCPS | 58169 | G | SCPS |  | Solar PV |  | WECC_SCE | California | 6 | Orange | 59 | 06059 | 1 | 0 | 2016 | 9999 |  |  | N | Solar | [13 empty] | 0 | 0 | 0 | 0 | [11 empty] | California State University Fullerton | 100 | California State University | 100
Crafton Hills College Solar Farm | 58170_G_GEN1 | 58170 | G | GEN1 |  | Solar PV |  | WECC_SCE | California | 6 | San Bernardino | 71 | 06071 | 1.3 | 0 | 2012 | 9999 |  |  | N | Solar | [13 empty] | 0 | 0 | 0 | 0 | [11 empty] | Crafton Hills College | 100 | Crafton Hills College | 100
Prairie Fire | 58171_G_GEN1 | 58171 | G | GEN1 |  | Solar PV |  | WECC_AZ | Arizona | 4 | Pima | 19 | 04019 | 4.5 | 0 | 2012 | 9999 |  |  | N | Solar | [13 empty] | 0 | 0 | 0 | 0 | [11 empty] | Tucson Electric Power Co | 100 | Uns Energy Corp | 100
Seaside Heights Power Plant | 58172_G_UINT3 | 58172 | G | UINT3 |  | Combustion Turbine | IC Engine | PJM_EMAC | New Jersey | 34 | Ocean | 29 | 34029 | 2 | 13385 | 2012 | 9999 |  |  | N | Distillate Fuel Oil | [13 empty] | 1.6498 | 1.6498 | 1.6498 | 1.6498 | [11 empty] | Seaside Heights NJ (City of) | 100 | Seaside Heights NJ (City of) | 100
Seaside Heights Power Plant | 58172_G_UNIT1 | 58172 | G | UNIT1 |  | Combustion Turbine | IC Engine | PJM_EMAC | New Jersey | 34 | Ocean | 29 | 34029 | 2 | 13585 | 2012 | 9999 |  |  | N | Distillate Fuel Oil | [13 empty] | 1.6498 | 1.6498 | 1.6498 | 1.6498 | [11 empty] | Seaside Heights NJ (City of) | 100 | Seaside Heights NJ (City of) | 100
Seaside Heights Power Plant | 58172_G_UNIT2 | 58172 | G | UNIT2 |  | Combustion Turbine | IC Engine | PJM_EMAC | New Jersey | 34 | Ocean | 29 | 34029 | 2 | 13585 | 2012 | 9999 |  |  | N | Distillate Fuel Oil | [13 empty] | 1.6498 | 1.6498 | 1.6498 | 1.6498 | [11 empty] | Seaside Heights NJ (City of) | 100 | Seaside Heights NJ (City of) | 100
BMW Manufacturing Co | 58173_G_GT601 | 58173 | G | GT601 |  | Landfill Gas |  | S_VACA | South Carolina | 45 | Spartanburg | 83 | 45083 | 5 | 14103 | 2009 | 9999 |  |  | N | Landfill Gas | [13 empty] | 0.22117 | 0.22117 | 0.22117 | 0.22117 | [11 empty] | BMW Manufacturing Corp | 100 | Bayerische Motoren Werke Ag | 100
BMW Manufacturing Co | 58173_G_GT602 | 58173 | G | GT602 |  | Landfill Gas |  | S_VACA | South Carolina | 45 | Spartanburg | 83 | 45083 | 5 | 14103 | 2009 | 9999 |  |  | N | Landfill Gas | [13 empty] | 0.22117 | 0.22117 | 0.22117 | 0.22117 | [11 empty] | BMW Manufacturing Corp | 100 | Bayerische Motoren Werke Ag | 100
Wilson Solar | 58174_G_WSMA | 58174 | G | WSMA |  | Solar PV |  | NENGREST | Massachusetts | 25 | Worcester | 27 | 25027 | 2 | 0 | 2013 | 9999 |  |  | N | Solar | [13 empty] | 0 | 0 | 0 | 0 | [11 empty] | Consolidated Edison Solutions Inc | 100 | Consolidated Edison Inc | 100
Jawbone Wind Project | 58175_G_JWPI | 58175 | G | JWPI |  | Onshore Wind |  | WECC_MT | Montana | 30 | Wheatland | 107 | 30107 | 80 | 0 | 2021 | 9999 |  |  | N | Wind | [13 empty] | 0 | 0 | 0 | 0 | [11 empty] | Jawbone Wind Farm LLC | 100 | Seventus | 100
Kishwaukee CHP Plant | 58177_G_1 | 58177 | G | 1 |  | Non-Fossil Waste |  | PJM_COMD | Illinois | 17 | Winnebago | 201 | 17201 | 1 | 4424 | 2010 | 9999 |  |  | Y | Non-Fossil Waste | [13 empty] | 0 | 0 | 0 | 0 | [11 empty] | Rock River Water Reclamation District | 100 | Rock River Water Reclamation District | 100
Kishwaukee CHP Plant | 58177_G_2 | 58177 | G | 2 |  | Non-Fossil Waste |  | PJM_COMD | Illinois | 17 | Winnebago | 201 | 17201 | 1 | 4424 | 2010 | 9999 |  |  | Y | Non-Fossil Waste | [13 empty] | 0 | 0 | 0 | 0 | [11 empty] | Rock River Water Reclamation District | 100 | Rock River Water Reclamation District | 100
Kishwaukee CHP Plant | 58177_G_3 | 58177 | G | 3 |  | Non-Fossil Waste |  | PJM_COMD | Illinois | 17 | Winnebago | 201 | 17201 | 1 | 4424 | 2010 | 9999 |  |  | Y | Non-Fossil Waste | [13 empty] | 0 | 0 | 0 | 0 | [11 empty] | Rock River Water Reclamation District | 100 | Rock River Water Reclamation District | 100
M. G. Emmett J. Bean Federal Center | 58178_G_1 | 58178 | G | 1 |  | Solar PV |  | MIS_INKY | Indiana | 18 | Marion | 97 | 18097 | 2 | 0 | 2011 | 9999 |  |  | N | Solar | [13 empty] | 0 | 0 | 0 | 0 | [11 empty] | US General Services Administration | 100 | US General Services Administration | 100
UNH 7.9 MW Plant | 58180_G_1 | 58180 | G | 1 |  | Landfill Gas |  | NENGREST | New Hampshire | 33 | Strafford | 17 | 33017 | 7.9 | 4121 | 2006 | 9999 |  |  | Y | Landfill Gas | [13 empty] | 0.22117 | 0.22117 | 0.22117 | 0.22117 | [11 empty] | University of New Hampshire | 100 | University of New Hampshire | 100
Rand Whitney CHP Plant | 58184_G_TG-1 | 58184 | G | TG-1 |  | Combustion Turbine |  | NENG_CT | Connecticut | 9 | New London | 11 | 09011 | 14.6 | 8700 | 2005 | 9999 |  |  | Y | Natural Gas, Distillate Fuel Oil | [13 empty] | 0.01155 | 0.01155 | 0.01155 | 0.01155 | [11 empty] | Rand Whitney Containerboard | 100 | Rand Whitney Containerboard | 100
180 Raritan Solar | 58187_G_1 | 58187 | G | 1 |  | Solar PV |  | PJM_EMAC | New Jersey | 34 | Middlesex | 23 | 34023 | 1.9 | 0 | 2012 | 9999 |  |  | N | Solar | [13 empty] | 0 | 0 | 0 | 0 | [11 empty] | 180 Energy Solutions LLC | 100 | 180 Energy Solutions LLC | 100
East Campus Steam Plant | 58195_G_CT1 | 58195 | G | CT1 |  | Combustion Turbine |  | PJM_AP | Pennsylvania | 42 | Centre | 27 | 42027 | 7.4 | 8700 | 2011 | 9999 |  |  | Y | Natural Gas, Distillate Fuel Oil | [13 empty] | 0.23894 | 0.23894 | 0.23894 | 0.23894 | [11 empty] | Pennsylvania State University | 100 | Pennsylvania State University | 100
Parnassus Central Utility Plant | 58198_G_GTG1 | 58198 | G | GTG1 |  | Combined Cycle |  | WEC_CALN | California | 6 | San Francisco | 75 | 06075 | 5.2 | 6008 | 1996 | 9999 |  |  | Y | Natural Gas, Distillate Fuel Oil | [13 empty] | 0.024573 | 0.024573 | 0.024573 | 0.024573 | [11 empty] | University of California San Fransisco | 100 | University of California | 100
Parnassus Central Utility Plant | 58198_G_GTG2 | 58198 | G | GTG2 |  | Combined Cycle |  | WEC_CALN | California | 6 | San Francisco | 75 | 06075 | 5.5 | 6008 | 1996 | 9999 |  |  | Y | Natural Gas, Distillate Fuel Oil | [13 empty] | 0.024573 | 0.024573 | 0.024573 | 0.024573 | [11 empty] | University of California San Fransisco | 100 | University of California | 100
Parnassus Central Utility Plant | 58198_G_STG1 | 58198 | G | STG1 |  | Combined Cycle |  | WEC_CALN | California | 6 | San Francisco | 75 | 06075 | 1.8 | 6008 | 1996 | 9999 |  |  | Y | Natural Gas, Distillate Fuel Oil | [13 empty] | 0.024573 | 0.024573 | 0.024573 | 0.024573 | [11 empty] | University of California San Fransisco | 100 | University of California | 100
RE Victor Phelan Solar One LLC | 58202_G_VPS1 | 58202 | G | VPS1 |  | Solar PV |  | WECC_SCE | California | 6 | San Bernardino | 71 | 06071 | 20 | 0 | 2013 | 9999 |  |  | N | Solar | [13 empty] | 0 | 0 | 0 | 0 | [11 empty] | RE Victor Phelan Solar One LLC | 100 | Google Inc | 100
Minco Wind III, LLC | 58203_G_1 | 58203 | G | 1 |  | Onshore Wind |  | SPP_WEST | Oklahoma | 40 | Caddo | 15 | 40015 | 100.8 | 0 | 2012 | 9999 |  |  | N | Wind | [13 empty] | 0 | 0 | 0 | 0 | [11 empty] | Minco Wind Energy II LLC | 100 | NextEra Energy Inc | 100
Grassland 3&4 Solar Project | 58204_G_INV3 | 58204 | G | INV3 |  | Solar PV |  | WEC_CALN | California | 6 | Yolo | 113 | 06113 | 2.5 | 0 | 2013 | 9999 |  |  | N | Solar | [13 empty] | 0 | 0 | 0 | 0 | [11 empty] | Yolo County CA | 100 | Yolo County CA | 100
West Gates Solar Station | 58206_G_1 | 58206 | G | 1 |  | Solar PV |  | WEC_CALN | California | 6 | Fresno | 19 | 06019 | 10 | 0 | 2013 | 9999 |  |  | N | Solar | [13 empty] | 0 | 0 | 0 | 0 | [11 empty] | Pacific Gas & Electric Co | 100 | PG&E Corp | 100
Central Utility Plant at White Oak | 58207_G_G1 | 58207 | G | G1 |  | Combustion Turbine | IC Engine | PJM_SMAC | Maryland | 24 | Montgomery | 31 | 24031 | 5.6 | 10745 | 2003 | 9999 |  |  | Y | Natural Gas, Distillate Fuel Oil | [13 empty] | 1.061 | 1.061 | 1.061 | 1.061 | [11 empty] | Sempra Energy | 100 | Sempra Energy | 100
Central Utility Plant at White Oak | 58207_G_G10 | 58207 | G | G10 |  | Combustion Turbine | IC Engine | PJM_SMAC | Maryland | 24 | Montgomery | 31 | 24031 | 2.3 | 13469 | 2014 | 9999 |  |  | N | Distillate Fuel Oil | [13 empty] | 1.6498 | 1.6498 | 1.6498 | 1.6498 | [11 empty] | Sempra Energy | 100 | Sempra Energy | 100
Central Utility Plant at White Oak | 58207_G_G11 | 58207 | G | G11 |  | Combustion Turbine | IC Engine | PJM_SMAC | Maryland | 24 | Montgomery | 31 | 24031 | 2.3 | 13469 | 2014 | 9999 |  |  | N | Distillate Fuel Oil | [13 empty] | 1.6498 | 1.6498 | 1.6498 | 1.6498 | [11 empty] | Sempra Energy | 100 | Sempra Energy | 100
Central Utility Plant at White Oak | 58207_G_G12 | 58207 | G | G12 |  | Combined Cycle |  | PJM_SMAC | Maryland | 24 | Montgomery | 31 | 24031 | 5 | 8762 | 2014 | 9999 |  |  | Y | Natural Gas, Distillate Fuel Oil | [13 empty] | 0.024573 | 0.024573 | 0.024573 | 0.024573 | [11 empty] | Sempra Energy | 100 | Sempra Energy | 100
Central Utility Plant at White Oak | 58207_G_G2 | 58207 | G | G2 |  | Combustion Turbine | IC Engine | PJM_SMAC | Maryland | 24 | Montgomery | 31 | 24031 | 2.3 | 13469 | 2003 | 9999 |  |  | N | Distillate Fuel Oil | [13 empty] | 1.6498 | 1.6498 | 1.6498 | 1.6498 | [11 empty] | Sempra Energy | 100 | Sempra Energy | 100
Central Utility Plant at White Oak | 58207_G_G3 | 58207 | G | G3 |  | Combustion Turbine |  | PJM_SMAC | Maryland | 24 | Montgomery | 31 | 24031 | 4.3 | 11985 | 2003 | 9999 |  |  | Y | Natural Gas | [13 empty] | 0.02162 | 0.02162 | 0.02162 | 0.02162 | [11 empty] | Sempra Energy | 100 | Sempra Energy | 100
Central Utility Plant at White Oak | 58207_G_G4 | 58207 | G | G4 |  | Combustion Turbine |  | PJM_SMAC | Maryland | 24 | Montgomery | 31 | 24031 | 4.3 | 11985 | 2008 | 9999 |  |  | Y | Natural Gas | [13 empty] | 0.02162 | 0.02162 | 0.02162 | 0.02162 | [11 empty] | Sempra Energy | 100 | Sempra Energy | 100
Central Utility Plant at White Oak | 58207_G_G5 | 58207 | G | G5 |  | Combustion Turbine |  | PJM_SMAC | Maryland | 24 | Montgomery | 31 | 24031 | 4.3 | 11985 | 2009 | 9999 |  |  | Y | Natural Gas | [13 empty] | 0.02162 | 0.02162 | 0.02162 | 0.02162 | [11 empty] | Sempra Energy | 100 | Sempra Energy | 100
Central Utility Plant at White Oak | 58207_G_G6 | 58207 | G | G6 |  | Combustion Turbine |  | PJM_SMAC | Maryland | 24 | Montgomery | 31 | 24031 | 4.3 | 12369 | 2010 | 9999 |  |  | N | Natural Gas | [13 empty] | 0.02162 | 0.02162 | 0.02162 | 0.02162 | [11 empty] | Sempra Energy | 100 | Sempra Energy | 100
Central Utility Plant at White Oak | 58207_G_G7 | 58207 | G | G7 |  | Combined Cycle |  | PJM_SMAC | Maryland | 24 | Montgomery | 31 | 24031 | 7.5 | 8762 | 2014 | 9999 |  |  | Y | Natural Gas, Distillate Fuel Oil | [13 empty] | 0.024573 | 0.024573 | 0.024573 | 0.024573 | [11 empty] | Sempra Energy | 100 | Sempra Energy | 100
Central Utility Plant at White Oak | 58207_G_G8 | 58207 | G | G8 |  | Combined Cycle |  | PJM_SMAC | Maryland | 24 | Montgomery | 31 | 24031 | 7.5 | 8762 | 2014 | 9999 |  |  | Y | Natural Gas, Distillate Fuel Oil | [13 empty] | 0.024573 | 0.024573 | 0.024573 | 0.024573 | [11 empty] | Sempra Energy | 100 | Sempra Energy | 100
Central Utility Plant at White Oak | 58207_G_G9 | 58207 | G | G9 |  | Combined Cycle |  | PJM_SMAC | Maryland | 24 | Montgomery | 31 | 24031 | 4.5 | 8762 | 2014 | 9999 |  |  | Y | Natural Gas, Distillate Fuel Oil | [13 empty] | 0.024573 | 0.024573 | 0.024573 | 0.024573 | [11 empty] | Sempra Energy | 100 | Sempra Energy | 100
Cinnamon Bay Edgeboro Landfill | 58208_G_1 | 58208 | G | 1 |  | Landfill Gas |  | PJM_EMAC | New Jersey | 34 | Middlesex | 23 | 34023 | 9.1 | 13500 | 2011 | 9999 |  |  | N | Landfill Gas | [13 empty] | 0.22117 | 0.22117 | 0.22117 | 0.22117 | [11 empty] | OBrien Biogas IV LLC | 100 | FORTISTAR | 100
NextEra-Blackwell Wind, LLC | 58209_G_WT | 58209 | G | WT |  | Onshore Wind |  | SPP_WEST | Oklahoma | 40 | Kay | 71 | 40071 | 59.8 | 0 | 2012 | 9999 |  |  | N | Wind | [13 empty] | 0 | 0 | 0 | 0 | [11 empty] | Blackwell Wind Energy LLC | 100 | NextEra Energy Inc | 100
NFM Solar Power LLC | 58210_G_1 | 58210 | G | 1 |  | Solar PV |  | NENGREST | Massachusetts | 25 | Franklin | 11 | 25011 | 1.9 | 0 | 2012 | 9999 |  |  | N | Solar | [13 empty] | 0 | 0 | 0 | 0 | [11 empty] | Northfield Mountain LLC | 100 | Public Sector Pension Investment Board | 100
Saddle Mountain Solar I | 58213_G_AZ2 | 58213 | G | AZ2 |  | Solar PV |  | WECC_AZ | Arizona | 4 | Maricopa | 13 | 04013 | 15 | 0 | 2012 | 9999 |  |  | N | Solar | [13 empty] | 0 | 0 | 0 | 0 | [11 empty] | SunE Az2 LLC | 100 | SunEdison | 100
West Greenwich Solar | 58214_G_WGRI | 58214 | G | WGRI |  | Solar PV |  | NENGREST | Rhode Island | 44 | Kent | 3 | 44003 | 1.9 | 0 | 2013 | 9999 |  |  | N | Solar | [13 empty] | 0 | 0 | 0 | 0 | [11 empty] | West Greenwich Solar LLC | 100 | Consolidated Edison Inc | 100
Lee Combined Cycle Plant | 58215_G_1A | 58215 | G | 1A | 90644 | Combined Cycle |  | S_VACA | North Carolina | 37 | Wayne | 191 | 37191 | 170 | 7239 | 2012 | 9999 |  |  | N | Natural Gas, Distillate Fuel Oil |  |  |  | DLNB + H2O | SCR | [8 empty] | 0.038686 | 0.038686 | 0.038686 | 0.038686 | [11 empty] | Duke Energy Progress | 100 | Duke Energy Corp | 100
Lee Combined Cycle Plant | 58215_G_1B | 58215 | G | 1B | 90645 | Combined Cycle |  | S_VACA | North Carolina | 37 | Wayne | 191 | 37191 | 170 | 7239 | 2012 | 9999 |  |  | N | Natural Gas, Distillate Fuel Oil |  |  |  | DLNB + H2O | SCR | [8 empty] | 0.038686 | 0.038686 | 0.038686 | 0.038686 | [11 empty] | Duke Energy Progress | 100 | Duke Energy Corp | 100
Lee Combined Cycle Plant | 58215_G_1C | 58215 | G | 1C | 90646 | Combined Cycle |  | S_VACA | North Carolina | 37 | Wayne | 191 | 37191 | 170 | 7239 | 2012 | 9999 |  |  | N | Natural Gas, Distillate Fuel Oil |  |  |  | DLNB + H2O | SCR | [8 empty] | 0.038686 | 0.038686 | 0.038686 | 0.038686 | [11 empty] | Duke Energy Progress | 100 | Duke Energy Corp | 100
Lee Combined Cycle Plant | 58215_G_ST1 | 58215 | G | ST1 | 90644 | Combined Cycle |  | S_VACA | North Carolina | 37 | Wayne | 191 | 37191 | 378 | 7239 | 2012 | 9999 |  |  | N | Natural Gas, Distillate Fuel Oil |  |  |  | DLNB + H2O | SCR | [8 empty] | 0.038686 | 0.038686 | 0.038686 | 0.038686 | [11 empty] | Duke Energy Progress | 100 | Duke Energy Corp | 100
J.R. Simplot Company | 58216_G_1 | 58216 | G | 1 |  | Non-Fossil Waste |  | WEC_CALN | California | 6 | San Joaquin | 77 | 06077 | 3.2 | 11084 | 1993 | 9999 |  |  | N | Non-Fossil Waste | [13 empty] | 0 | 0 | 0 | 0 | [11 empty] | J R Simplot | 100 | J R Simplot Co | 100
Grassland 1&2 Solar Project | 58217_G_INV4 | 58217 | G | INV4 |  | Solar PV |  | WEC_CALN | California | 6 | Yolo | 113 | 06113 | 2.5 | 0 | 2013 | 9999 |  |  | N | Solar | [13 empty] | 0 | 0 | 0 | 0 | [11 empty] | Yolo County CA | 100 | Yolo County CA | 100
Spion Kop Wind Farm | 58218_G_SKW25 | 58218 | G | SKW25 |  | Onshore Wind |  | WECC_MT | Montana | 30 | Judith Basin | 45 | 30045 | 40 | 0 | 2012 | 9999 |  |  | N | Wind | [13 empty] | 0 | 0 | 0 | 0 | [11 empty] | NorthWestern Corp | 100 | NorthWestern Corp | 100
GL Dairy Biogas | 58219_G_1426 | 58219 | G | 1426 |  | Non-Fossil Waste |  | MIS_WUMS | Wisconsin | 55 | Dane | 25 | 55025 | 1.4 | 13500 | 2013 | 9999 |  |  | N | Non-Fossil Waste | [13 empty] | 0 | 0 | 0 | 0 | [11 empty] | GL Dairy Biogas LLC | 100 | Gunderson Health System | 100
GL Dairy Biogas | 58219_G_633 | 58219 | G | 633 |  | Non-Fossil Waste |  | MIS_WUMS | Wisconsin | 55 | Dane | 25 | 55025 | 0.6 | 13500 | 2013 | 9999 |  |  | N | Non-Fossil Waste | [13 empty] | 0 | 0 | 0 | 0 | [11 empty] | GL Dairy Biogas LLC | 100 | Gunderson Health System | 100
Haviland Plastic Products | 58220_G_WTGA | 58220 | G | WTGA |  | Onshore Wind |  | PJM_West | Ohio | 39 | Paulding | 125 | 39125 | 1.5 | 0 | 2013 | 9999 |  |  | N | Wind | [13 empty] | 0 | 0 | 0 | 0 | [11 empty] | Haviland Plastic Products Co | 100 | Haviland Plastic Products Co | 100
Haviland Plastic Products | 58220_G_WTGB | 58220 | G | WTGB |  | Onshore Wind |  | PJM_West | Ohio | 39 | Paulding | 125 | 39125 | 1.5 | 0 | 2013 | 9999 |  |  | N | Wind | [13 empty] | 0 | 0 | 0 | 0 | [11 empty] | Haviland Plastic Products Co | 100 | Haviland Plastic Products Co | 100
Haviland Plastic Products | 58220_G_WTGC | 58220 | G | WTGC |  | Onshore Wind |  | PJM_West | Ohio | 39 | Paulding | 125 | 39125 | 1.5 | 0 | 2013 | 9999 |  |  | N | Wind | [13 empty] | 0 | 0 | 0 | 0 | [11 empty] | Haviland Plastic Products Co | 100 | Haviland Plastic Products Co | 100
CCSU Co-Gen-STBY Gen | 58224_G_EC#1 | 58224 | G | EC#1 |  | Combustion Turbine | IC Engine | NENG_CT | Connecticut | 9 | Hartford | 3 | 09003 | 1.3 | 8700 | 2004 | 9999 |  |  | Y | Natural Gas | [13 empty] | 1.061 | 1.061 | 1.061 | 1.061 | [11 empty] | FuelCell Energy Finance LLC | 100 | FuelCell Energy Inc | 100
CCSU Co-Gen-STBY Gen | 58224_G_EC#2 | 58224 | G | EC#2 |  | Combustion Turbine | IC Engine | NENG_CT | Connecticut | 9 | Hartford | 3 | 09003 | 1.3 | 8700 | 2004 | 9999 |  |  | Y | Natural Gas | [13 empty] | 1.061 | 1.061 | 1.061 | 1.061 | [11 empty] | FuelCell Energy Finance LLC | 100 | FuelCell Energy Inc | 100
CCSU Co-Gen-STBY Gen | 58224_G_GRND | 58224 | G | GRND |  | Combustion Turbine | IC Engine | NENG_CT | Connecticut | 9 | Hartford | 3 | 09003 | 0.3 | 13469 | 2012 | 9999 |  |  | N | Distillate Fuel Oil | [13 empty] | 1.6498 | 1.6498 | 1.6498 | 1.6498 | [11 empty] | FuelCell Energy Finance LLC | 100 | FuelCell Energy Inc | 100
CCSU Co-Gen-STBY Gen | 58224_G_MEMH | 58224 | G | MEMH |  | Combustion Turbine | IC Engine | NENG_CT | Connecticut | 9 | Hartford | 3 | 09003 | 0.7 | 13469 | 1993 | 9999 |  |  | N | Distillate Fuel Oil | [13 empty] | 1.6498 | 1.6498 | 1.6498 | 1.6498 | [11 empty] | FuelCell Energy Finance LLC | 100 | FuelCell Energy Inc | 100
Newberry Solar 1 LLC | 58226_G_1 | 58226 | G | 1 |  | Solar PV |  | WECC_SCE | California | 6 | San Bernardino | 71 | 06071 | 1.5 | 0 | 2013 | 9999 |  |  | N | Solar | [13 empty] | 0 | 0 | 0 | 0 | [11 empty] | Newberry Solar 1 LLC | 100 | Soitec SA | 100
SEPV9 Power Plant | 58227_G_SPV9 | 58227 | G | SPV9 |  | Solar PV |  | WECC_SCE | California | 6 | San Bernardino | 71 | 06071 | 8.5 | 0 | 2013 | 9999 |  |  | N | Solar | [13 empty] | 0 | 0 | 0 | 0 | [11 empty] | Highlander Solar 2 LLC | 100 | Duke Energy Corp | 100
Milford Solar Farm | 58228_G_GEN1 | 58228 | G | GEN1 |  | Solar PV |  | PJM_EMAC | Delaware | 10 | Kent | 1 | 10001 | 11.8 | 0 | 2012 | 9999 |  |  | N | Solar | [13 empty] | 0 | 0 | 0 | 0 | [11 empty] | Milford Solar LLC | 100 | LS Power Group | 100
Lincoln Financial Field | 58231_G_GEN1 | 58231 | G | GEN1 |  | Solar PV |  | PJM_EMAC | Pennsylvania | 42 | Philadelphia | 101 | 42101 | 2.9 | 0 | 2013 | 9999 |  |  | N | Solar | [13 empty] | 0 | 0 | 0 | 0 | [11 empty] | NRG Energy Center Eagles LLC | 100 | Global Infrastructure Partners | 100
Tahquitz High School | 58232_G_TAHQ | 58232 | G | TAHQ |  | Solar PV |  | WECC_SCE | California | 6 | Riverside | 65 | 06065 | 1 | 0 | 2012 | 9999 |  |  | N | Solar | [13 empty] | 0 | 0 | 0 | 0 | [11 empty] | Tioga Solar Hemet WF1 LLC | 100 | Tioga Energy Inc | 100
Wagner Wind LLC | 58233_G_GEN1 | 58233 | G | GEN1 |  | Onshore Wind |  | WECC_SCE | California | 6 | Riverside | 65 | 06065 | 6 | 0 | 2012 | 9999 |  |  | N | Wind | [13 empty] | 0 | 0 | 0 | 0 | [11 empty] | Wagner Wind LLC | 100 | BayWa AG | 100
SEPV 8 | 58234_G_SPV8 | 58234 | G | SPV8 |  | Solar PV |  | WECC_SCE | California | 6 | San Bernardino | 71 | 06071 | 11.8 | 0 | 2013 | 9999 |  |  | N | Solar | [13 empty] | 0 | 0 | 0 | 0 | [11 empty] | Highlander Solar 1 LLC | 100 | Duke Energy Corp | 100
Clayville | 58235_G_1 | 58235 | G | 1 | 90845 | Combustion Turbine |  | PJM_EMAC | New Jersey | 34 | Cumberland | 11 | 34011 | 55 | 10745 | 2015 | 9999 |  |  | N | Natural Gas |  |  |  | H2O | SCR | [8 empty] | 0.01678 | 0.01678 | 0.01678 | 0.01678 | [11 empty] | Vineland NJ (City of) | 100 | Vineland NJ (City of) | 100
Marshalltown Generating Station | 58236_G_CTG1 | 58236 | G | CTG1 | 90919 | Combined Cycle |  | MIS_IA | Iowa | 19 | Marshall | 127 | 19127 | 209.7 | 7101 | 2017 | 9999 |  |  | N | Natural Gas |  |  |  | DLNB | SCR | [8 empty] | 0.0049106 | 0.0049106 | 0.0049106 | 0.0049106 | [11 empty] | Interstate Power & Light Co | 100 | Alliant Energy Corp | 100
Marshalltown Generating Station | 58236_G_CTG2 | 58236 | G | CTG2 | 90920 | Combined Cycle |  | MIS_IA | Iowa | 19 | Marshall | 127 | 19127 | 208.7 | 7101 | 2017 | 9999 |  |  | N | Natural Gas |  |  |  | DLNB | SCR | [8 empty] | 0.0049106 | 0.0049106 | 0.0049106 | 0.0049106 | [11 empty] | Interstate Power & Light Co | 100 | Alliant Energy Corp | 100
Marshalltown Generating Station | 58236_G_STG1 | 58236 | G | STG1 | 90919 | Combined Cycle |  | MIS_IA | Iowa | 19 | Marshall | 127 | 19127 | 230.4 | 7101 | 2017 | 9999 |  |  | N | Natural Gas |  |  |  |  | SCR | [8 empty] | 0.0049106 | 0.0049106 | 0.0049106 | 0.0049106 | [11 empty] | Interstate Power & Light Co | 100 | Alliant Energy Corp | 100
CCSU Fuel Cell Project | 58237_G_CCSU | 58237 | G | CCSU |  | Fuel Cell |  | NENG_CT | Connecticut | 9 | Hartford | 3 | 09003 | 1.4 | 6981 | 2012 | 9999 |  |  | Y | Natural Gas | [13 empty] | 0 | 0 | 0 | 0 | [11 empty] | FuelCell Energy Finance LLC | 100 | FuelCell Energy Inc | 100
Georgia Mountain Community Wind Farm | 58238_G_GMCW | 58238 | G | GMCW |  | Onshore Wind |  | NENGREST | Vermont | 50 | Chittenden | 7 | 50007 | 10 | 0 | 2012 | 9999 |  |  | N | Wind | [13 empty] | 0 | 0 | 0 | 0 | [11 empty] | Greenbacker Renewable Energy Co LLC | 100 | Greenbacker Renewable Energy Corp | 100
Kent County-Kennedyville | 58239_G_PVKV | 58239 | G | PVKV |  | Solar PV |  | PJM_EMAC | Maryland | 24 | Kent | 29 | 24029 | 1 | 0 | 2012 | 9999 |  |  | N | Solar | [13 empty] | 0 | 0 | 0 | 0 | [11 empty] | Terraform Power Inc | 100 | Brookfield Asset Management Inc | 100
Kit Carson | 58240_G_PV_KC | 58240 | G | PV_KC |  | Solar PV |  | WECC_NM | New Mexico | 35 | Taos | 55 | 35055 | 1.3 | 0 | 2012 | 9999 |  |  | N | Solar | [13 empty] | 0 | 0 | 0 | 0 | [11 empty] | Terraform Power Inc | 100 | Brookfield Asset Management Inc | 100
Rock Hall | 58241_G_RCKHL | 58241 | G | RCKHL |  | Solar PV |  | PJM_EMAC | Maryland | 24 | Kent | 29 | 24029 | 1 | 0 | 2012 | 9999 |  |  | N | Solar | [13 empty] | 0 | 0 | 0 | 0 | [11 empty] | Terraform Power Inc | 100 | Brookfield Asset Management Inc | 100
Pattern Panhandle Wind LLC | 58242_G_1 | 58242 | G | 1 |  | Onshore Wind |  | ERC_PHDL | Texas | 48 | Carson | 65 | 48065 | 218 | 0 | 2014 | 9999 |  |  | N | Wind | [13 empty] | 0 | 0 | 0 | 0 | [11 empty] | Pattern Panhandle Wind LLC | 100 | Canadian Crown Corp | 100
Kent County - Worton Complex | 58243_G_WRTN | 58243 | G | WRTN |  | Solar PV |  | PJM_EMAC | Maryland | 24 | Kent | 29 | 24029 | 1 | 0 | 2012 | 9999 |  |  | N | Solar | [13 empty] | 0 | 0 | 0 | 0 | [11 empty] | Terraform Power Inc | 100 | Brookfield Asset Management Inc | 100
West Valley High School Solar | 58244_G_WEST | 58244 | G | WEST |  | Solar PV |  | WECC_SCE | California | 6 | Riverside | 65 | 06065 | 0.9 | 0 | 2012 | 9999 |  |  | N | Solar | [13 empty] | 0 | 0 | 0 | 0 | [11 empty] | GCL Desert Winds LLC | 100 | GCL Solar Energy Inc | 100
Northeastern Illinois University Cogen | 58245_G_GEN1 | 58245 | G | GEN1 |  | Combustion Turbine | IC Engine | PJM_COMD | Illinois | 17 | Cook | 31 | 17031 | 0.8 | 8700 | 1995 | 2045 |  |  | Y | Natural Gas | [13 empty] | 1.061 | 1.061 | 1.061 | 1.061 | [11 empty] | Haviland Plastic Products Co | 100 | Haviland Plastic Products Co | 100
Northeastern Illinois University Cogen | 58245_G_GEN2 | 58245 | G | GEN2 |  | Combustion Turbine | IC Engine | PJM_COMD | Illinois | 17 | Cook | 31 | 17031 | 0.8 | 8700 | 1995 | 2045 |  |  | Y | Natural Gas | [13 empty] | 1.061 | 1.061 | 1.061 | 1.061 | [11 empty] | Haviland Plastic Products Co | 100 | Haviland Plastic Products Co | 100
Northeastern Illinois University Cogen | 58245_G_GEN3 | 58245 | G | GEN3 |  | Combustion Turbine | IC Engine | PJM_COMD | Illinois | 17 | Cook | 31 | 17031 | 0.8 | 8700 | 1995 | 2045 |  |  | Y | Natural Gas | [13 empty] | 1.061 | 1.061 | 1.061 | 1.061 | [11 empty] | Haviland Plastic Products Co | 100 | Haviland Plastic Products Co | 100
Northeastern Illinois University Cogen | 58245_G_GEN4 | 58245 | G | GEN4 |  | Combustion Turbine | IC Engine | PJM_COMD | Illinois | 17 | Cook | 31 | 17031 | 0.8 | 8700 | 1995 | 2045 |  |  | Y | Natural Gas | [13 empty] | 1.061 | 1.061 | 1.061 | 1.061 | [11 empty] | Haviland Plastic Products Co | 100 | Haviland Plastic Products Co | 100
Millersville LFG | 58246_G_CAT1 | 58246 | G | CAT1 |  | Landfill Gas |  | PJM_SMAC | Maryland | 24 | Anne Arundel | 3 | 24003 | 1.5 | 13500 | 2012 | 9999 |  |  | N | Landfill Gas | [13 empty] | 0.09048 | 0.09048 | 0.09048 | 0.09048 | [11 empty] | les Operations Services LLC | 100 | Energy Investors Funds Group | 100
Millersville LFG | 58246_G_CAT2 | 58246 | G | CAT2 |  | Landfill Gas |  | PJM_SMAC | Maryland | 24 | Anne Arundel | 3 | 24003 | 1.5 | 13500 | 2012 | 9999 |  |  | N | Landfill Gas | [13 empty] | 0.09048 | 0.09048 | 0.09048 | 0.09048 | [11 empty] | les Operations Services LLC | 100 | Energy Investors Funds Group | 100
Pierce College | 58248_G_GEN1 | 58248 | G | GEN1 |  | Solar PV |  | WEC_LADW | California | 6 | Los Angeles | 37 | 06037 | 1.9 | 0 | 2013 | 9999 |  |  | N | Solar | [13 empty] | 0 | 0 | 0 | 0 | [11 empty] | Los Angeles Dept of Water & Power | 100 | Los Angeles Dept of Water & Power | 100
VA Sepulveda Ambulatory Care Center | 58249_G_GEN1 | 58249 | G | GEN1 |  | Solar PV |  | WEC_LADW | California | 6 | Los Angeles | 37 | 06037 | 3.5 | 0 | 2014 | 9999 |  |  | N | Solar | [13 empty] | 0 | 0 | 0 | 0 | [11 empty] | US Dept of Veterans Affairs | 100 | US Dept of Veterans Affairs | 100
Tullytown | 58250_G_GEN1 | 58250 | G | GEN1 |  | Landfill Gas |  | PJM_EMAC | Pennsylvania | 42 | Bucks | 17 | 42017 | 1.6 | 13500 | 2013 | 9999 |  |  | N | Landfill Gas | [13 empty] | 0.22117 | 0.22117 | 0.22117 | 0.22117 | [11 empty] | WM Renewable Energy LLC | 100 | Waste Management Inc | 100
Alpha Ridge LFG | 58252_G_JEN1 | 58252 | G | JEN1 |  | Landfill Gas |  | PJM_SMAC | Maryland | 24 | Howard | 27 | 24027 | 1 | 13500 | 2012 | 9999 |  |  | N | Landfill Gas | [13 empty] | 0.11276 | 0.11276 | 0.11276 | 0.11276 | [11 empty] | Pepco Energy Services Inc | 100 | Exelon Corp | 100
CBS Television City | 58253_G_GEN1 | 58253 | G | GEN1 |  | Solar PV |  | WEC_LADW | California | 6 | Los Angeles | 37 | 06037 | 1.6 | 0 | 2013 | 9999 |  |  | N | Solar | [13 empty] | 0 | 0 | 0 | 0 | [11 empty] | CBS Corp | 100 | CBS Corp | 100
Chatham | 58254_G_CT02R | 58254 | G | CT02R |  | Combustion Turbine |  | MIS_LMI | Michigan | 26 | Kent | 81 | 26081 | 3.2 | 15773 | 2016 | 9999 |  |  | N | Natural Gas | [13 empty] | 0.011 | 0.011 | 0.011 | 0.011 | [11 empty] | Lowell Light & Power | 100 | Lowell Light & Power | 100
Chatham | 58254_G_CTOIS | 58254 | G | CTOIS |  | Combustion Turbine |  | MIS_LMI | Michigan | 26 | Kent | 81 | 26081 | 3.4 | 16317 | 2013 | 9999 |  |  | N | Natural Gas | [13 empty] | 0.23894 | 0.23894 | 0.23894 | 0.23894 | [11 empty] | Lowell Light & Power | 100 | Lowell Light & Power | 100
Rubart | 58255_G_01 | 58255 | G | 01 |  | Combustion Turbine | IC Engine | SPP_N | Kansas | 20 | Grant | 67 | 20067 | 8.2 | 10745 | 2014 | 9999 |  |  | N | Natural Gas |  |  |  |  | SCR | [8 empty] | 0.183 | 0.0366 | 0.183 | 0.0366 | [11 empty] | Mid Kansas Electric Co LLC | 100 | Wheatland Electric Coop Inc | 100
Rubart | 58255_G_02 | 58255 | G | 02 |  | Combustion Turbine | IC Engine | SPP_N | Kansas | 20 | Grant | 67 | 20067 | 8.2 | 10745 | 2014 | 9999 |  |  | N | Natural Gas |  |  |  |  | SCR | [8 empty] | 0.183 | 0.0366 | 0.183 | 0.0366 | [11 empty] | Mid Kansas Electric Co LLC | 100 | Wheatland Electric Coop Inc | 100
Rubart | 58255_G_03 | 58255 | G | 03 |  | Combustion Turbine | IC Engine | SPP_N | Kansas | 20 | Grant | 67 | 20067 | 8.2 | 10745 | 2014 | 9999 |  |  | N | Natural Gas |  |  |  |  | SCR | [8 empty] | 0.183 | 0.0366 | 0.183 | 0.0366 | [11 empty] | Mid Kansas Electric Co LLC | 100 | Wheatland Electric Coop Inc | 100
Rubart | 58255_G_04 | 58255 | G | 04 |  | Combustion Turbine | IC Engine | SPP_N | Kansas | 20 | Grant | 67 | 20067 | 8.2 | 10745 | 2014 | 9999 |  |  | N | Natural Gas |  |  |  |  | SCR | [8 empty] | 0.183 | 0.0366 | 0.183 | 0.0366 | [11 empty] | Mid Kansas Electric Co LLC | 100 | Wheatland Electric Coop Inc | 100
Rubart | 58255_G_05 | 58255 | G | 05 |  | Combustion Turbine | IC Engine | SPP_N | Kansas | 20 | Grant | 67 | 20067 | 8.2 | 10745 | 2014 | 9999 |  |  | N | Natural Gas |  |  |  |  | SCR | [8 empty] | 0.183 | 0.0366 | 0.183 | 0.0366 | [11 empty] | Mid Kansas Electric Co LLC | 100 | Wheatland Electric Coop Inc | 100
Rubart | 58255_G_06 | 58255 | G | 06 |  | Combustion Turbine | IC Engine | SPP_N | Kansas | 20 | Grant | 67 | 20067 | 8.2 | 10745 | 2014 | 9999 |  |  | N | Natural Gas |  |  |  |  | SCR | [8 empty] | 0.183 | 0.0366 | 0.183 | 0.0366 | [11 empty] | Mid Kansas Electric Co LLC | 100 | Wheatland Electric Coop Inc | 100
Rubart | 58255_G_07 | 58255 | G | 07 |  | Combustion Turbine | IC Engine | SPP_N | Kansas | 20 | Grant | 67 | 20067 | 8.4 | 10745 | 2014 | 9999 |  |  | N | Natural Gas |  |  |  |  | SCR | [8 empty] | 0.183 | 0.0366 | 0.183 | 0.0366 | [11 empty] | Mid Kansas Electric Co LLC | 100 | Wheatland Electric Coop Inc | 100
Rubart | 58255_G_08 | 58255 | G | 08 |  | Combustion Turbine | IC Engine | SPP_N | Kansas | 20 | Grant | 67 | 20067 | 8.4 | 10745 | 2014 | 9999 |  |  | N | Natural Gas |  |  |  |  | SCR | [8 empty] | 0.183 | 0.0366 | 0.183 | 0.0366 | [11 empty] | Mid Kansas Electric Co LLC | 100 | Wheatland Electric Coop Inc | 100
Rubart | 58255_G_09 | 58255 | G | 09 |  | Combustion Turbine | IC Engine | SPP_N | Kansas | 20 | Grant | 67 | 20067 | 8.4 | 10745 | 2014 | 9999 |  |  | N | Natural Gas |  |  |  |  | SCR | [8 empty] | 0.183 | 0.0366 | 0.183 | 0.0366 | [11 empty] | Mid Kansas Electric Co LLC | 100 | Wheatland Electric Coop Inc | 100
Rubart | 58255_G_10 | 58255 | G | 10 |  | Combustion Turbine | IC Engine | SPP_N | Kansas | 20 | Grant | 67 | 20067 | 8.4 | 10745 | 2014 | 9999 |  |  | N | Natural Gas |  |  |  |  | SCR | [8 empty] | 0.183 | 0.0366 | 0.183 | 0.0366 | [11 empty] | Mid Kansas Electric Co LLC | 100 | Wheatland Electric Coop Inc | 100
Rubart | 58255_G_11 | 58255 | G | 11 |  | Combustion Turbine | IC Engine | SPP_N | Kansas | 20 | Grant | 67 | 20067 | 8.4 | 10745 | 2014 | 9999 |  |  | N | Natural Gas |  |  |  |  | SCR | [8 empty] | 0.183 | 0.0366 | 0.183 | 0.0366 | [11 empty] | Mid Kansas Electric Co LLC | 100 | Wheatland Electric Coop Inc | 100
Rubart | 58255_G_12 | 58255 | G | 12 |  | Combustion Turbine | IC Engine | SPP_N | Kansas | 20 | Grant | 67 | 20067 | 8.4 | 10745 | 2014 | 9999 |  |  | N | Natural Gas |  |  |  |  | SCR | [8 empty] | 0.183 | 0.0366 | 0.183 | 0.0366 | [11 empty] | Mid Kansas Electric Co LLC | 100 | Wheatland Electric Coop Inc | 100
Los Alamos PV Site | 58256_G_1 | 58256 | G | 1 |  | Solar PV |  | WECC_NM | New Mexico | 35 | Los Alamos | 28 | 35028 | 1 | 0 | 2012 | 9999 |  |  | N | Solar | [13 empty] | 0 | 0 | 0 | 0 | [11 empty] | Los Alamos County | 100 | Los Alamos County | 100
Upper Pacolet Hydro | 58257_G_UP1 | 58257 | G | UP1 |  | Hydro |  | S_VACA | South Carolina | 45 | Spartanburg | 83 | 45083 | 1.1 | 0 | 2013 | 9999 |  |  | N | Hydro | [13 empty] | 0 | 0 | 0 | 0 | [11 empty] | Lockhart Power Co | 100 | Milliken & Co | 100
Central Utilities Plant LAX 2 | 58258_G_GEN1 | 58258 | G | GEN1 |  | Combustion Turbine |  | WEC_LADW | California | 6 | Los Angeles | 37 | 06037 | 4.2 | 8700 | 2015 | 9999 |  |  | Y | Natural Gas | [13 empty] | 0.011 | 0.011 | 0.011 | 0.011 | [11 empty] | Lax Arpt | 100 | Lax Arpt | 100
Central Utilities Plant LAX 2 | 58258_G_GEN2 | 58258 | G | GEN2 |  | Combustion Turbine |  | WEC_LADW | California | 6 | Los Angeles | 37 | 06037 | 4.2 | 8700 | 2015 | 9999 |  |  | Y | Natural Gas | [13 empty] | 0.011 | 0.011 | 0.011 | 0.011 | [11 empty] | Lax Arpt | 100 | Lax Arpt | 100
Brunswick County Power Station | 58260_G_CT01 | 58260 | G | CT01 | 90888 | Combined Cycle |  | PJM_Dom | Virginia | 51 | Brunswick | 25 | 51025 | 263.9 | 7063 | 2016 | 9999 |  |  | N | Natural Gas |  |  |  | DLNB | SCR | [8 empty] | 0.0060056 | 0.0060056 | 0.0060056 | 0.0060056 | [11 empty] | Dominion Virginia Power | 100 | Dominion Energy Inc | 100
Brunswick County Power Station | 58260_G_CT02 | 58260 | G | CT02 | 90889 | Combined Cycle |  | PJM_Dom | Virginia | 51 | Brunswick | 25 | 51025 | 263.9 | 7063 | 2016 | 9999 |  |  | N | Natural Gas |  |  |  | DLNB | SCR | [8 empty] | 0.0060056 | 0.0060056 | 0.0060056 | 0.0060056 | [11 empty] | Dominion Virginia Power | 100 | Dominion Energy Inc | 100
Brunswick County Power Station | 58260_G_CT03 | 58260 | G | CT03 | 90890 | Combined Cycle |  | PJM_Dom | Virginia | 51 | Brunswick | 25 | 51025 | 263.9 | 7063 | 2016 | 9999 |  |  | N | Natural Gas |  |  |  | DLNB | SCR | [8 empty] | 0.0060056 | 0.0060056 | 0.0060056 | 0.0060056 | [11 empty] | Dominion Virginia Power | 100 | Dominion Energy Inc | 100
Brunswick County Power Station | 58260_G_ST01 | 58260 | G | ST01 | 90888 | Combined Cycle |  | PJM_Dom | Virginia | 51 | Brunswick | 25 | 51025 | 579.4 | 7063 | 2016 | 9999 | other |  | N | Natural Gas |  |  |  | LNB | SCR | [8 empty] | 0.0060056 | 0.0060056 | 0.0060056 | 0.0060056 | [11 empty] | Dominion Virginia Power | 100 | Dominion Energy Inc | 100
FAA NorCal TRACON | 58261_G_1 | 58261 | G | 1 |  | Solar PV |  | WEC_BANC | California | 6 | Sacramento | 67 | 06067 | 1 | 0 | 2012 | 9999 |  |  | N | Solar | [13 empty] | 0 | 0 | 0 | 0 | [11 empty] | Enfinity Norcal 1 Faa LLC | 100 | SunEdison | 100
Badger 1 | 58262_G_1 | 58262 | G | 1 |  | Solar PV |  | WECC_AZ | Arizona | 4 | Maricopa | 13 | 04013 | 14.8 | 0 | 2013 | 9999 |  |  | N | Solar | [13 empty] | 0 | 0 | 0 | 0 | [11 empty] | Desert Sky Solar LLC | 100 | Public Service Enterprise Group Inc | 100
Apple Data Center - Fuel Cell 1&2 | 58264_G_FC1 | 58264 | G | FC1 |  | Landfill Gas |  | S_VACA | North Carolina | 37 | Catawba | 35 | 37035 | 4.8 | 14103 | 2012 | 9999 |  |  | N | Landfill Gas | [13 empty] | 0.22117 | 0.22117 | 0.22117 | 0.22117 | [11 empty] | Apple Inc | 100 | Apple Inc | 100
Apple Data Center - Fuel Cell 1&2 | 58264_G_FC2 | 58264 | G | FC2 |  | Landfill Gas |  | S_VACA | North Carolina | 37 | Catawba | 35 | 37035 | 5.2 | 14103 | 2013 | 9999 |  |  | N | Landfill Gas | [13 empty] | 0.22117 | 0.22117 | 0.22117 | 0.22117 | [11 empty] | Apple Inc | 100 | Apple Inc | 100
Port Westward Unit 2 | 58266_G_1 | 58266 | G | 1 |  | Combustion Turbine | IC Engine | WECC_PNW | Oregon | 41 | Columbia | 9 | 41009 | 18.7 | 10745 | 2014 | 9999 |  |  | N | Natural Gas | [13 empty] | 1.061 | 1.061 | 1.061 | 1.061 | [11 empty] | Portland General Electric Co | 100 | Portland General Electric Co | 100
Port Westward Unit 2 | 58266_G_10 | 58266 | G | 10 |  | Combustion Turbine | IC Engine | WECC_PNW | Oregon | 41 | Columbia | 9 | 41009 | 18.7 | 10745 | 2014 | 9999 |  |  | N | Natural Gas | [13 empty] | 1.061 | 1.061 | 1.061 | 1.061 | [11 empty] | Portland General Electric Co | 100 | Portland General Electric Co | 100
Port Westward Unit 2 | 58266_G_11 | 58266 | G | 11 |  | Combustion Turbine | IC Engine | WECC_PNW | Oregon | 41 | Columbia | 9 | 41009 | 18.7 | 10745 | 2014 | 9999 |  |  | N | Natural Gas | [13 empty] | 1.061 | 1.061 | 1.061 | 1.061 | [11 empty] | Portland General Electric Co | 100 | Portland General Electric Co | 100
Port Westward Unit 2 | 58266_G_12 | 58266 | G | 12 |  | Combustion Turbine | IC Engine | WECC_PNW | Oregon | 41 | Columbia | 9 | 41009 | 18.7 | 10745 | 2014 | 9999 |  |  | N | Natural Gas | [13 empty] | 1.061 | 1.061 | 1.061 | 1.061 | [11 empty] | Portland General Electric Co | 100 | Portland General Electric Co | 100
Port Westward Unit 2 | 58266_G_2 | 58266 | G | 2 |  | Combustion Turbine | IC Engine | WECC_PNW | Oregon | 41 | Columbia | 9 | 41009 | 18.7 | 10745 | 2014 | 9999 |  |  | N | Natural Gas | [13 empty] | 1.061 | 1.061 | 1.061 | 1.061 | [11 empty] | Portland General Electric Co | 100 | Portland General Electric Co | 100
Port Westward Unit 2 | 58266_G_3 | 58266 | G | 3 |  | Combustion Turbine | IC Engine | WECC_PNW | Oregon | 41 | Columbia | 9 | 41009 | 18.7 | 10745 | 2014 | 9999 |  |  | N | Natural Gas | [13 empty] | 1.061 | 1.061 | 1.061 | 1.061 | [11 empty] | Portland General Electric Co | 100 | Portland General Electric Co | 100
Port Westward Unit 2 | 58266_G_4 | 58266 | G | 4 |  | Combustion Turbine | IC Engine | WECC_PNW | Oregon | 41 | Columbia | 9 | 41009 | 18.7 | 10745 | 2014 | 9999 |  |  | N | Natural Gas | [13 empty] | 1.061 | 1.061 | 1.061 | 1.061 | [11 empty] | Portland General Electric Co | 100 | Portland General Electric Co | 100
Port Westward Unit 2 | 58266_G_5 | 58266 | G | 5 |  | Combustion Turbine | IC Engine | WECC_PNW | Oregon | 41 | Columbia | 9 | 41009 | 18.7 | 10745 | 2014 | 9999 |  |  | N | Natural Gas | [13 empty] | 1.061 | 1.061 | 1.061 | 1.061 | [11 empty] | Portland General Electric Co | 100 | Portland General Electric Co | 100
Port Westward Unit 2 | 58266_G_6 | 58266 | G | 6 |  | Combustion Turbine | IC Engine | WECC_PNW | Oregon | 41 | Columbia | 9 | 41009 | 18.7 | 10745 | 2014 | 9999 |  |  | N | Natural Gas | [13 empty] | 1.061 | 1.061 | 1.061 | 1.061 | [11 empty] | Portland General Electric Co | 100 | Portland General Electric Co | 100
Port Westward Unit 2 | 58266_G_7 | 58266 | G | 7 |  | Combustion Turbine | IC Engine | WECC_PNW | Oregon | 41 | Columbia | 9 | 41009 | 18.7 | 10745 | 2014 | 9999 |  |  | N | Natural Gas | [13 empty] | 1.061 | 1.061 | 1.061 | 1.061 | [11 empty] | Portland General Electric Co | 100 | Portland General Electric Co | 100
Port Westward Unit 2 | 58266_G_8 | 58266 | G | 8 |  | Combustion Turbine | IC Engine | WECC_PNW | Oregon | 41 | Columbia | 9 | 41009 | 18.7 | 10745 | 2014 | 9999 |  |  | N | Natural Gas | [13 empty] | 1.061 | 1.061 | 1.061 | 1.061 | [11 empty] | Portland General Electric Co | 100 | Portland General Electric Co | 100
Port Westward Unit 2 | 58266_G_9 | 58266 | G | 9 |  | Combustion Turbine | IC Engine | WECC_PNW | Oregon | 41 | Columbia | 9 | 41009 | 18.7 | 10745 | 2015 | 9999 |  |  | N | Natural Gas | [13 empty] | 1.061 | 1.061 | 1.061 | 1.061 | [11 empty] | Portland General Electric Co | 100 | Portland General Electric Co | 100
Bay View Backup Power Facility | 58269_G_G1 | 58269 | G | G1 |  | Combustion Turbine | IC Engine | PJM_ATSI | Ohio | 39 | Lucas | 95 | 39095 | 2 | 10938 | 2007 | 9999 |  |  | N | Distillate Fuel Oil | [13 empty] | 3.983 | 3.983 | 3.983 | 3.983 | [11 empty] | Toledo (OH) (City of) | 100 | Toledo (OH) (City of) | 100
Bay View Backup Power Facility | 58269_G_G2 | 58269 | G | G2 |  | Combustion Turbine | IC Engine | PJM_ATSI | Ohio | 39 | Lucas | 95 | 39095 | 2 | 10950 | 2007 | 9999 |  |  | N | Natural Gas | [13 empty] | 0.31652 | 0.31652 | 0.31652 | 0.31652 | [11 empty] | Toledo (OH) (City of) | 100 | Toledo (OH) (City of) | 100
Bay View Backup Power Facility | 58269_G_G3 | 58269 | G | G3 |  | Combustion Turbine | IC Engine | PJM_ATSI | Ohio | 39 | Lucas | 95 | 39095 | 2 | 10950 | 2007 | 9999 |  |  | N | Natural Gas | [13 empty] | 0.24854 | 0.24854 | 0.24854 | 0.24854 | [11 empty] | Toledo (OH) (City of) | 100 | Toledo (OH) (City of) | 100
Bay View Backup Power Facility | 58269_G_G4 | 58269 | G | G4 |  | Combustion Turbine | IC Engine | PJM_ATSI | Ohio | 39 | Lucas | 95 | 39095 | 2 | 10950 | 2007 | 9999 |  |  | N | Natural Gas | [13 empty] | 0.89857 | 0.89857 | 0.89857 | 0.89857 | [11 empty] | Toledo (OH) (City of) | 100 | Toledo (OH) (City of) | 100
Bay View Backup Power Facility | 58269_G_G5 | 58269 | G | G5 |  | Combustion Turbine | IC Engine | PJM_ATSI | Ohio | 39 | Lucas | 95 | 39095 | 2 | 10950 | 2007 | 9999 |  |  | N | Natural Gas | [13 empty] | 0.48433 | 0.48433 | 0.48433 | 0.48433 | [11 empty] | Toledo (OH) (City of) | 100 | Toledo (OH) (City of) | 100
Bay View Backup Power Facility | 58269_G_G6 | 58269 | G | G6 |  | Combustion Turbine | IC Engine | PJM_ATSI | Ohio | 39 | Lucas | 95 | 39095 | 2 | 10950 | 2007 | 9999 |  |  | N | Natural Gas | [13 empty] | 0.50345 | 0.50345 | 0.50345 | 0.50345 | [11 empty] | Toledo (OH) (City of) | 100 | Toledo (OH) (City of) | 100
Acushnet AD Makepeace | 58270_G_1 | 58270 | G | 1 |  | Solar PV |  | NENGREST | Massachusetts | 25 | Plymouth | 23 | 25023 | 4.7 | 0 | 2012 | 9999 |  |  | N | Solar | [13 empty] | 0 | 0 | 0 | 0 | [11 empty] | GLC (MA) Acushnet LLC | 100 | US Bancorp | 100
Acushnet Hawes Reed Road | 58271_G_1 | 58271 | G | 1 |  | Solar PV |  | NENGREST | Massachusetts | 25 | Bristol | 5 | 25005 | 1 | 0 | 2012 | 9999 |  |  | N | Solar | [13 empty] | 0 | 0 | 0 | 0 | [11 empty] | GLC (MA) Acushnet LLC | 100 | US Bancorp | 100
Easthampton Landfill-City of Easthampton | 58272_G_1 | 58272 | G | 1 |  | Solar PV |  | NENGREST | Massachusetts | 25 | Hampshire | 15 | 25015 | 1.9 | 0 | 2012 | 9999 |  |  | N | Solar | [13 empty] | 0 | 0 | 0 | 0 | [11 empty] | GLC (MA) Easthampton LLC | 100 | Green Lake Capital LLC | 100
South Robeson Farm | 58273_G_SROB | 58273 | G | SROB |  | Solar PV |  | S_VACA | North Carolina | 37 | Robeson | 155 | 37155 | 4.9 | 0 | 2012 | 9999 |  |  | N | Solar | [13 empty] | 0 | 0 | 0 | 0 | [11 empty] | South Robeson Farm LLC | 100 | South Robeson Farm LLC | 100
Raeford Farm | 58274_G_RAEF | 58274 | G | RAEF |  | Solar PV |  | S_VACA | North Carolina | 37 | Hoke | 93 | 37093 | 4.9 | 0 | 2012 | 9999 |  |  | N | Solar | [13 empty] | 0 | 0 | 0 | 0 | [11 empty] | Raeford Farm LLC | 100 | Raeford Farm LLC | 100
Mass Midstate Solar 3 | 58275_G_1 | 58275 | G | 1 |  | Solar PV |  | NENGREST | Massachusetts | 25 | Worcester | 27 | 25027 | 4 | 0 | 2014 | 9999 |  |  | N | Solar | [13 empty] | 0 | 0 | 0 | 0 | [11 empty] | Mass Midstate Solar 3 LLC | 100 | Brookfield Asset Management Inc | 100
Mass Midstate Solar 2 | 58276_G_1 | 58276 | G | 1 |  | Solar PV |  | NENGREST | Massachusetts | 25 | Worcester | 27 | 25027 | 5 | 0 | 2014 | 9999 |  |  | N | Solar | [13 empty] | 0 | 0 | 0 | 0 | [11 empty] | Mass Midstate Solar 2 LLC | 100 | Brookfield Asset Management Inc | 100
Mass Midstate Solar 1 | 58279_G_1 | 58279 | G | 1 |  | Solar PV |  | NENGREST | Massachusetts | 25 | Worcester | 27 | 25027 | 5 | 0 | 2014 | 9999 |  |  | N | Solar | [13 empty] | 0 | 0 | 0 | 0 | [11 empty] | Mass Midstate Solar 1 LLC | 100 | Brookfield Asset Management Inc | 100
Millbury Solar | 58280_G_1 | 58280 | G | 1 |  | Solar PV |  | NENGREST | Massachusetts | 25 | Worcester | 27 | 25027 | 3 | 0 | 2014 | 9999 |  |  | N | Solar | [13 empty] | 0 | 0 | 0 | 0 | [11 empty] | Millbury Solar LLC | 100 | Brookfield Asset Management Inc | 100
Leicester One MA Solar LLC | 58282_G_1 | 58282 | G | 1 |  | Solar PV |  | NENGREST | Massachusetts | 25 | Worcester | 27 | 25027 | 6 | 0 | 2015 | 9999 |  |  | N | Solar | [13 empty] | 0 | 0 | 0 | 0 | [11 empty] | Leicester One MA Solar LLC | 100 | Sunray Power LLC | 100
Freetown Solar | 58283_G_1 | 58283 | G | 1 |  | Solar PV |  | NENGREST | Massachusetts | 25 | Bristol | 5 | 25005 | 4.5 | 0 | 2015 | 9999 |  |  | N | Solar | [13 empty] | 0 | 0 | 0 | 0 | [11 empty] | Freetown Solar LLC | 100 | Poweradvocate LLC | 100
La Luz Energy Center | 58284_G_0001 | 58284 | G | 0001 | 90843 | Combustion Turbine |  | WECC_NM | New Mexico | 35 | Valencia | 61 | 35061 | 41 | 11625 | 2015 | 9999 |  |  | N | Natural Gas |  |  |  | DLNB | SCR | [8 empty] | 0.01183 | 0.01183 | 0.01183 | 0.01183 | [11 empty] | Public Service Co of New Mexico | 100 | PNM Resources Inc | 100
Venable Solar 1 | 58289_G_VNPV | 58289 | G | VNPV |  | Solar PV |  | WECC_SCE | California | 6 | Riverside | 65 | 06065 | 1.5 | 0 | 2015 | 9999 |  |  | N | Solar | [13 empty] | 0 | 0 | 0 | 0 | [11 empty] | Venable Solar LLC | 100 | NextEra Energy Inc | 100
Venable Solar 2 | 58290_G_VSPV | 58290 | G | VSPV |  | Solar PV |  | WECC_SCE | California | 6 | Riverside | 65 | 06065 | 1.5 | 0 | 2015 | 9999 |  |  | N | Solar | [13 empty] | 0 | 0 | 0 | 0 | [11 empty] | Venable Solar LLC | 100 | NextEra Energy Inc | 100
Jewish Community Center PV | 58292_G_JCC | 58292 | G | JCC |  | Solar PV |  | WECC_AZ | Arizona | 4 | Maricopa | 13 | 04013 | 1.1 | 0 | 2012 | 9999 |  |  | N | Solar | [13 empty] | 0 | 0 | 0 | 0 | [11 empty] | Scottsdale Solar Holdings LLC | 100 | Main Street Power Co Inc | 100
Paradise Valley H.S. PV | 58293_G_PVH | 58293 | G | PVH |  | Solar PV |  | WECC_AZ | Arizona | 4 | Maricopa | 13 | 04013 | 1.3 | 0 | 2013 | 9999 |  |  | N | Solar | [13 empty] | 0 | 0 | 0 | 0 | [11 empty] | AZ Solar 1 LLC | 100 | Global Atlantic Financial Group | 100
Roll Delano 2 | 58296_G_ROL6 | 58296 | G | ROL6 |  | Fuel Cell |  | WECC_SCE | California | 6 | Kern | 29 | 06029 | 1 | 7669 | 2012 | 9999 |  |  | N | Natural Gas | [13 empty] | 0 | 0 | 0 | 0 | [11 empty] | Roll Global Inc | 100 | Roll Global Inc | 100
Roll Delano | 58297_G_ROL4 | 58297 | G | ROL4 |  | Fuel Cell |  | WECC_SCE | California | 6 | Kern | 29 | 06029 | 1 | 7336 | 2012 | 9999 |  |  | N | Natural Gas | [13 empty] | 0 | 0 | 0 | 0 | [11 empty] | Roll Global Inc | 100 | Roll Global Inc | 100
Roll Lost Hills | 58298_G_ROL3 | 58298 | G | ROL3 |  | Fuel Cell |  | WECC_SCE | California | 6 | Kern | 29 | 06029 | 1 | 7480 | 2012 | 9999 |  |  | N | Natural Gas | [13 empty] | 0 | 0 | 0 | 0 | [11 empty] | Roll Global Inc | 100 | Roll Global Inc | 100
Xilinx San Jose | 58299_G_XLX | 58299 | G | XLX |  | Fuel Cell |  | WEC_CALN | California | 6 | Santa Clara | 85 | 06085 | 1 | 7360 | 2012 | 9999 |  |  | N | Natural Gas | [13 empty] | 0 | 0 | 0 | 0 | [11 empty] | Xilinx Inc | 100 | Xilinx Inc | 100
Tenth Street | 583_G_1 | 583 | G | 1 |  | Hydro |  | NENG_CT | Connecticut | 9 | New London | 11 | 09011 | 1 | 0 | 1967 | 9999 |  |  | N | Hydro | [13 empty] | 0 | 0 | 0 | 0 | [11 empty] | Norwich CT (City of) | 100 | Norwich CT (City of) | 100
Honda Torrance | 58300_G_HON | 58300 | G | HON |  | Fuel Cell |  | WEC_LADW | California | 6 | Los Angeles | 37 | 06037 | 1 | 7595 | 2012 | 9999 |  |  | N | Natural Gas | [13 empty] | 0 | 0 | 0 | 0 | [11 empty] | Honda of America Manufacturing Inc | 100 | Honda Motor Co Ltd | 100
Juniper Networks Sunnyvale | 58301_G_JPR | 58301 | G | JPR |  | Fuel Cell |  | WEC_CALN | California | 6 | Santa Clara | 85 | 06085 | 1 | 7248 | 2012 | 9999 |  |  | N | Natural Gas | [13 empty] | 0 | 0 | 0 | 0 | [11 empty] | Juniper Networks Inc | 100 | Juniper Networks Inc | 100
Life Technologies Carlsbad | 58302_G_LFT | 58302 | G | LFT |  | Fuel Cell |  | WEC_SDGE | California | 6 | San Diego | 73 | 06073 | 1 | 7356 | 2012 | 9999 |  |  | N | Natural Gas | [13 empty] | 0 | 0 | 0 | 0 | [11 empty] | Life Technologies Corp | 100 | Life Technologies Corp | 100
Taylor Farms Salinas | 58303_G_TLR | 58303 | G | TLR |  | Fuel Cell |  | WEC_CALN | California | 6 | Monterey | 53 | 06053 | 1 | 7324 | 2012 | 9999 |  |  | N | Natural Gas | [13 empty] | 0 | 0 | 0 | 0 | [11 empty] | Taylor Fresh Foods Inc | 100 | Taylor Fresh Foods Inc | 100
Kingsburg Solar | 58304_G_1 | 58304 | G | 1 |  | Solar PV |  | WECC_SCE | California | 6 | Tulare | 107 | 06107 | 1.5 | 0 | 2013 | 9999 |  |  | N | Solar | [13 empty] | 0 | 0 | 0 | 0 | [11 empty] | Tulare PV II LLC | 100 | Immodo Group | 100
Kingsburg Solar | 58304_G_2 | 58304 | G | 2 |  | Solar PV |  | WECC_SCE | California | 6 | Tulare | 107 | 06107 | 1.5 | 0 | 2013 | 9999 |  |  | N | Solar | [13 empty] | 0 | 0 | 0 | 0 | [11 empty] | Tulare PV II LLC | 100 | Immodo Group | 100
Kingsburg Solar | 58304_G_3 | 58304 | G | 3 |  | Solar PV |  | WECC_SCE | California | 6 | Tulare | 107 | 06107 | 0.7 | 0 | 2013 | 9999 |  |  | N | Solar | [13 empty] | 0 | 0 | 0 | 0 | [11 empty] | Tulare PV II LLC | 100 | Immodo Group | 100
PCIP Solar | 58305_G_PCIP | 58305 | G | PCIP |  | Solar PV |  | S_VACA | North Carolina | 37 | Person | 145 | 37145 | 1 | 0 | 2011 | 9999 |  |  | N | Solar | [13 empty] | 0 | 0 | 0 | 0 | [11 empty] | Pcip Solar LLC | 100 | Gehrlicher Solar America Corp | 100
Exeter Solar | 58306_G_1 | 58306 | G | 1 |  | Solar PV |  | WECC_SCE | California | 6 | Tulare | 107 | 06107 | 1 | 0 | 2014 | 9999 |  |  | N | Solar | [13 empty] | 0 | 0 | 0 | 0 | [11 empty] | Tulare PV 1 LLC | 100 | Immodo Group | 100
Exeter Solar | 58306_G_2 | 58306 | G | 2 |  | Solar PV |  | WECC_SCE | California | 6 | Tulare | 107 | 06107 | 1 | 0 | 2014 | 9999 |  |  | N | Solar | [13 empty] | 0 | 0 | 0 | 0 | [11 empty] | Tulare PV 1 LLC | 100 | Immodo Group | 100
Exeter Solar | 58306_G_3 | 58306 | G | 3 |  | Solar PV |  | WECC_SCE | California | 6 | Tulare | 107 | 06107 | 1.5 | 0 | 2014 | 9999 |  |  | N | Solar | [13 empty] | 0 | 0 | 0 | 0 | [11 empty] | Tulare PV 1 LLC | 100 | Immodo Group | 100
Ivanhoe Solar | 58307_G_1 | 58307 | G | 1 |  | Solar PV |  | WECC_SCE | California | 6 | Tulare | 107 | 06107 | 1.5 | 0 | 2014 | 9999 |  |  | N | Solar | [13 empty] | 0 | 0 | 0 | 0 | [11 empty] | Tulare PV 1 LLC | 100 | Immodo Group | 100
Ivanhoe Solar | 58307_G_2 | 58307 | G | 2 |  | Solar PV |  | WECC_SCE | California | 6 | Tulare | 107 | 06107 | 0.5 | 0 | 2014 | 9999 |  |  | N | Solar | [13 empty] | 0 | 0 | 0 | 0 | [11 empty] | Tulare PV 1 LLC | 100 | Immodo Group | 100
Ivanhoe Solar | 58307_G_3 | 58307 | G | 3 |  | Solar PV |  | WECC_SCE | California | 6 | Tulare | 107 | 06107 | 1.5 | 0 | 2014 | 9999 |  |  | N | Solar | [13 empty] | 0 | 0 | 0 | 0 | [11 empty] | Tulare PV 1 LLC | 100 | Immodo Group | 100
Lindsay Solar | 58308_G_1 | 58308 | G | 1 |  | Solar PV |  | WECC_SCE | California | 6 | Tulare | 107 | 06107 | 1.5 | 0 | 2014 | 9999 |  |  | N | Solar | [13 empty] | 0 | 0 | 0 | 0 | [11 empty] | Tulare PV 1 LLC | 100 | Immodo Group | 100
Lindsay Solar | 58308_G_3 | 58308 | G | 3 |  | Solar PV |  | WECC_SCE | California | 6 | Tulare | 107 | 06107 | 1.5 | 0 | 2014 | 9999 |  |  | N | Solar | [13 empty] | 0 | 0 | 0 | 0 | [11 empty] | Tulare PV 1 LLC | 100 | Immodo Group | 100
Lindsay Solar | 58308_G_4 | 58308 | G | 4 |  | Solar PV |  | WECC_SCE | California | 6 | Tulare | 107 | 06107 | 1 | 0 | 2014 | 9999 |  |  | N | Solar | [13 empty] | 0 | 0 | 0 | 0 | [11 empty] | Tulare PV 1 LLC | 100 | Immodo Group | 100
Porterville Solar | 58309_G_1 | 58309 | G | 1 |  | Solar PV |  | WECC_SCE | California | 6 | Tulare | 107 | 06107 | 1 | 0 | 2014 | 9999 |  |  | N | Solar | [13 empty] | 0 | 0 | 0 | 0 | [11 empty] | Tulare PV 1 LLC | 100 | Immodo Group | 100
Porterville Solar | 58309_G_2 | 58309 | G | 2 |  | Solar PV |  | WECC_SCE | California | 6 | Tulare | 107 | 06107 | 1 | 0 | 2014 | 9999 |  |  | N | Solar | [13 empty] | 0 | 0 | 0 | 0 | [11 empty] | Tulare PV 1 LLC | 100 | Immodo Group | 100
Porterville Solar | 58309_G_5 | 58309 | G | 5 |  | Solar PV |  | WECC_SCE | California | 6 | Tulare | 107 | 06107 | 1.5 | 0 | 2014 | 9999 |  |  | N | Solar | [13 empty] | 0 | 0 | 0 | 0 | [11 empty] | Tulare PV 1 LLC | 100 | Immodo Group | 100
Chadbourn Farm | 58311_G_1 | 58311 | G | 1 |  | Solar PV |  | S_VACA | North Carolina | 37 | Columbus | 47 | 37047 | 5 | 0 | 2012 | 9999 |  |  | N | Solar | [13 empty] | 0 | 0 | 0 | 0 | [11 empty] | Chadbourne Farm LLC | 100 | Strata Solar LLC | 100
Warrenton Farm | 58312_G_1 | 58312 | G | 1 |  | Solar PV |  | S_VACA | North Carolina | 37 | Warren | 185 | 37185 | 4 | 0 | 2012 | 9999 |  |  | N | Solar | [13 empty] | 0 | 0 | 0 | 0 | [11 empty] | Warrenton Farm LLC | 100 | Strata Solar LLC | 100
Mocksville Farm | 58313_G_1 | 58313 | G | 1 |  | Solar PV |  | S_VACA | North Carolina | 37 | Davie | 59 | 37059 | 5 | 0 | 2012 | 9999 |  |  | N | Solar | [13 empty] | 0 | 0 | 0 | 0 | [11 empty] | Mocksville Farm LLC | 100 | Mocksville Farm LLC | 100
Belwood Farm | 58314_G_1 | 58314 | G | 1 |  | Solar PV |  | S_VACA | North Carolina | 37 | Cleveland | 45 | 37045 | 4 | 0 | 2012 | 9999 |  |  | N | Solar | [13 empty] | 0 | 0 | 0 | 0 | [11 empty] | Belwood Farm LLC | 100 | Strata Solar LLC | 100
Arndt Farm | 58315_G_1 | 58315 | G | 1 |  | Solar PV |  | S_VACA | North Carolina | 37 | Catawba | 35 | 37035 | 5 | 0 | 2012 | 9999 |  |  | N | Solar | [13 empty] | 0 | 0 | 0 | 0 | [11 empty] | Arndt Farm LLC | 100 | Strata Solar LLC | 100
Railroad Farm | 58316_G_1 | 58316 | G | 1 |  | Solar PV |  | S_VACA | North Carolina | 37 | Robeson | 155 | 37155 | 5 | 0 | 2012 | 9999 |  |  | N | Solar | [13 empty] | 0 | 0 | 0 | 0 | [11 empty] | Railroad Farm LLC | 100 | Railroad Farm LLC | 100
Watts Farm | 58317_G_1 | 58317 | G | 1 |  | Solar PV |  | S_VACA | North Carolina | 37 | Robeson | 155 | 37155 | 5 | 0 | 2012 | 9999 |  |  | N | Solar | [13 empty] | 0 | 0 | 0 | 0 | [11 empty] | Watts Farm LLC | 100 | Watts Farm LLC | 100
Farrington Farm | 58318_G_1 | 58318 | G | 1 |  | Solar PV |  | S_VACA | North Carolina | 37 | Chatham | 37 | 37037 | 1 | 0 | 2012 | 9999 |  |  | N | Solar | [13 empty] | 0 | 0 | 0 | 0 | [11 empty] | NC Renewable Investor 1 LLC | 100 | NC Renewable Investor 1 LLC | 100
Patua Acquisition Project, LLC | 58319_G_1 | 58319 | G | 1 |  | Geothermal |  | WECC_NNV | Nevada | 32 | Churchill | 1 | 32001 | 10 | 9771 | 2013 | 9999 |  |  | N | Geothermal | [13 empty] | 0 | 0 | 0 | 0 | 0.4563 | 0.4563 | 0.4563 | [8 empty] | Patua Acquisition Co LLC | 100 | Gradient Resources Inc | 100
Patua Acquisition Project, LLC | 58319_G_3 | 58319 | G | 3 |  | Geothermal |  | WECC_NNV | Nevada | 32 | Churchill | 1 | 32001 | 10 | 9771 | 2013 | 9999 |  |  | N | Geothermal | [13 empty] | 0 | 0 | 0 | 0 | 0.4563 | 0.4563 | 0.4563 | [8 empty] | Patua Acquisition Co LLC | 100 | Gradient Resources Inc | 100
Patua Acquisition Project, LLC | 58319_G_5 | 58319 | G | 5 |  | Geothermal |  | WECC_NNV | Nevada | 32 | Churchill | 1 | 32001 | 10 | 9771 | 2013 | 9999 |  |  | N | Geothermal | [13 empty] | 0 | 0 | 0 | 0 | 0.4563 | 0.4563 | 0.4563 | [8 empty] | Patua Acquisition Co LLC | 100 | Gradient Resources Inc | 100
Patua Acquisition Project, LLC | 58319_G_PV-01 | 58319 | G | PV-01 |  | Solar PV |  | WECC_NNV | Nevada | 32 | Churchill | 1 | 32001 | 10.6 | 0 | 2017 | 9999 |  |  | N | Solar | [13 empty] | 0 | 0 | 0 | 0 | [11 empty] | Gradient Resources | 100 | Gradient Resources Inc | 100
G2 Energy Hay Rd | 58320_G_362 | 58320 | G | 362 |  | Landfill Gas |  | WEC_CALN | California | 6 | Solano | 95 | 06095 | 1.5 | 13500 | 2013 | 9999 |  |  | N | Landfill Gas | [13 empty] | 0.10706 | 0.10706 | 0.10706 | 0.10706 | [11 empty] | G2 Energy Hay Road LLC | 100 | FORTISTAR | 100
Goldthwaite Wind Energy Facility | 58321_G_1 | 58321 | G | 1 |  | Onshore Wind |  | ERC_REST | Texas | 48 | Mills | 333 | 48333 | 150 | 0 | 2013 | 9999 |  |  | N | Wind | [13 empty] | 0 | 0 | 0 | 0 | [11 empty] | Goldthwaite Wind Energy LLC | 100 | Invenergy LLC | 100
Prairie Breeze | 58322_G_1 | 58322 | G | 1 |  | Onshore Wind |  | SPP_NEBR | Nebraska | 31 | Antelope | 3 | 31003 | 206.5 | 0 | 2014 | 9999 |  |  | N | Wind | [13 empty] | 0 | 0 | 0 | 0 | [11 empty] | Prairie Breeze Wind Energy LLC | 100 | Brookfield Asset Management Inc | 100
Shannon Farm | 58323_G_1 | 58323 | G | 1 |  | Solar PV |  | S_VACA | North Carolina | 37 | Robeson | 155 | 37155 | 5 | 0 | 2012 | 9999 |  |  | N | Solar | [13 empty] | 0 | 0 | 0 | 0 | [11 empty] | Shannon Farm LLC | 100 | Shannon Farm LLC | 100
Vansycle II Wind Energy Center | 58324_G_SIE23 | 58324 | G | SIE23 |  | Onshore Wind |  | WECC_PNW | Oregon | 41 | Umatilla | 59 | 41059 | 98.9 | 0 | 2009 | 9999 |  |  | N | Wind | [13 empty] | 0 | 0 | 0 | 0 | [11 empty] | FPL Energy Stateline II Inc | 100 | NextEra Energy Inc | 100
Charles D. Lamb Energy Center | 58325_G_1 | 58325 | G | 1 | 90933 | Combustion Turbine |  | SPP_WEST | Oklahoma | 40 | Kay | 71 | 40071 | 122 | 13086 | 2015 | 9999 |  |  | N | Natural Gas | [13 empty] | 0.03606 | 0.03606 | 0.03606 | 0.03606 | [11 empty] | Oklahoma Municipal Power Authority | 100 | Oklahoma Municipal Power Authority | 100
PWD Northeast WPCP Biogas Cogen Plant | 58326_G_NBG1 | 58326 | G | NBG1 |  | Non-Fossil Waste |  | PJM_EMAC | Pennsylvania | 42 | Philadelphia | 101 | 42101 | 1.4 | 9526 | 2013 | 9999 |  |  | Y | Non-Fossil Waste | [13 empty] | 0 | 0 | 0 | 0 | [11 empty] | Ameresco Inc | 100 | Ameresco Inc | 100
PWD Northeast WPCP Biogas Cogen Plant | 58326_G_NBG2 | 58326 | G | NBG2 |  | Non-Fossil Waste |  | PJM_EMAC | Pennsylvania | 42 | Philadelphia | 101 | 42101 | 1.4 | 9526 | 2013 | 9999 |  |  | Y | Non-Fossil Waste | [13 empty] | 0 | 0 | 0 | 0 | [11 empty] | Ameresco Inc | 100 | Ameresco Inc | 100
PWD Northeast WPCP Biogas Cogen Plant | 58326_G_NBG3 | 58326 | G | NBG3 |  | Non-Fossil Waste |  | PJM_EMAC | Pennsylvania | 42 | Philadelphia | 101 | 42101 | 1.4 | 9526 | 2013 | 9999 |  |  | Y | Non-Fossil Waste | [13 empty] | 0 | 0 | 0 | 0 | [11 empty] | Ameresco Inc | 100 | Ameresco Inc | 100
PWD Northeast WPCP Biogas Cogen Plant | 58326_G_NBG4 | 58326 | G | NBG4 |  | Non-Fossil Waste |  | PJM_EMAC | Pennsylvania | 42 | Philadelphia | 101 | 42101 | 1.4 | 9526 | 2013 | 9999 |  |  | Y | Non-Fossil Waste | [13 empty] | 0 | 0 | 0 | 0 | [11 empty] | Ameresco Inc | 100 | Ameresco Inc | 100
Bradley Energy Center | 58327_G_UNIT1 | 58327 | G | UNIT1 |  | Combustion Turbine | IC Engine | NENG_CT | Connecticut | 9 | Hartford | 3 | 09003 | 1.5 | 8700 | 2002 | 9999 |  |  | Y | Natural Gas | [13 empty] | 1.061 | 1.061 | 1.061 | 1.061 | [11 empty] | Ameresco Select Inc | 100 | Ameresco Inc | 100
Bradley Energy Center | 58327_G_UNIT2 | 58327 | G | UNIT2 |  | Combustion Turbine | IC Engine | NENG_CT | Connecticut | 9 | Hartford | 3 | 09003 | 1.2 | 8700 | 2002 | 9999 |  |  | Y | Natural Gas | [13 empty] | 1.061 | 1.061 | 1.061 | 1.061 | [11 empty] | Ameresco Select Inc | 100 | Ameresco Inc | 100
Bradley Energy Center | 58327_G_UNIT3 | 58327 | G | UNIT3 |  | Combustion Turbine | IC Engine | NENG_CT | Connecticut | 9 | Hartford | 3 | 09003 | 1.2 | 8700 | 2002 | 9999 |  |  | Y | Natural Gas | [13 empty] | 1.061 | 1.061 | 1.061 | 1.061 | [11 empty] | Ameresco Select Inc | 100 | Ameresco Inc | 100
Bradley Energy Center | 58327_G_UNIT4 | 58327 | G | UNIT4 |  | Combustion Turbine | IC Engine | NENG_CT | Connecticut | 9 | Hartford | 3 | 09003 | 1.9 | 8700 | 2010 | 9999 |  |  | Y | Natural Gas | [13 empty] | 1.061 | 1.061 | 1.061 | 1.061 | [11 empty] | Ameresco Select Inc | 100 | Ameresco Inc | 100
North Chicago Energy Center | 58328_G_GT1 | 58328 | G | GT1 |  | Combustion Turbine |  | PJM_COMD | Illinois | 17 | Lake | 97 | 17097 | 5.2 | 8700 | 2003 | 2045 |  |  | Y | Natural Gas | [13 empty] | 0.16383 | 0.16383 | 0.16383 | 0.16383 | [11 empty] | Amalgamated Bank of Chicago | 100 | Amalgamated Bank of Chicago | 100
North Chicago Energy Center | 58328_G_GT2 | 58328 | G | GT2 |  | Combustion Turbine |  | PJM_COMD | Illinois | 17 | Lake | 97 | 17097 | 7.1 | 8700 | 2005 | 2045 |  |  | Y | Natural Gas | [13 empty] | 0.16383 | 0.16383 | 0.16383 | 0.16383 | [11 empty] | Amalgamated Bank of Chicago | 100 | Amalgamated Bank of Chicago | 100
UMMS at Pocomoke | 58329_G_PV1 | 58329 | G | PV1 |  | Solar PV |  | PJM_EMAC | Maryland | 24 | Somerset | 39 | 24039 | 2.8 | 0 | 2013 | 9999 |  |  | N | Solar | [13 empty] | 0 | 0 | 0 | 0 | [11 empty] | Constellation Solar Maryland II LLC | 100 | Exelon Corp | 100
Haynes Farm | 58332_G_1 | 58332 | G | 1 |  | Solar PV |  | S_VACA | North Carolina | 37 | Lincoln | 109 | 37109 | 5 | 0 | 2013 | 9999 |  |  | N | Solar | [13 empty] | 0 | 0 | 0 | 0 | [11 empty] | Haynes Farm LLC | 100 | Strata Solar LLC | 100
Lenoir Farm | 58333_G_1 | 58333 | G | 1 |  | Solar PV |  | S_VACA | North Carolina | 37 | Lenoir | 107 | 37107 | 5 | 0 | 2013 | 9999 |  |  | N | Solar | [13 empty] | 0 | 0 | 0 | 0 | [11 empty] | Lenoir Farm LLC | 100 | Strata Solar LLC | 100
Lenoir Farm 2 | 58334_G_1 | 58334 | G | 1 |  | Solar PV |  | S_VACA | North Carolina | 37 | Lenoir | 107 | 37107 | 5 | 0 | 2013 | 9999 |  |  | N | Solar | [13 empty] | 0 | 0 | 0 | 0 | [11 empty] | Lenoir Farm 2 LLC | 100 | Strata Solar LLC | 100
Marshville Farm | 58335_G_1 | 58335 | G | 1 |  | Solar PV |  | S_VACA | North Carolina | 37 | Union | 179 | 37179 | 5 | 0 | 2013 | 9999 |  |  | N | Solar | [13 empty] | 0 | 0 | 0 | 0 | [11 empty] | Marshville Farm LLC | 100 | Strata Solar LLC | 100
Mile Farm | 58336_G_1 | 58336 | G | 1 |  | Solar PV |  | S_VACA | North Carolina | 37 | Durham | 63 | 37063 | 5 | 0 | 2014 | 9999 |  |  | N | Solar | [13 empty] | 0 | 0 | 0 | 0 | [11 empty] | Mile Farm LLC | 100 | Strata Solar LLC | 100
Moore Solar Farm | 58337_G_1 | 58337 | G | 1 |  | Solar PV |  | S_VACA | North Carolina | 37 | Rockingham | 157 | 37157 | 5 | 0 | 2013 | 9999 |  |  | N | Solar | [13 empty] | 0 | 0 | 0 | 0 | [11 empty] | Moore Solar Farm LLC | 100 | Strata Solar LLC | 100
Moorings Farm | 58338_G_1 | 58338 | G | 1 |  | Solar PV |  | S_VACA | North Carolina | 37 | Wayne | 191 | 37191 | 5 | 0 | 2013 | 9999 |  |  | N | Solar | [13 empty] | 0 | 0 | 0 | 0 | [11 empty] | Moorings Farm LLC | 100 | Strata Solar LLC | 100
New Bern Farm | 58339_G_1 | 58339 | G | 1 |  | Solar PV |  | S_VACA | North Carolina | 37 | Craven | 49 | 37049 | 5 | 0 | 2014 | 9999 |  |  | N | Solar | [13 empty] | 0 | 0 | 0 | 0 | [11 empty] | New Bern Farm LLC | 100 | Strata Solar LLC | 100
Roxboro Farm | 58340_G_1 | 58340 | G | 1 |  | Solar PV |  | S_VACA | North Carolina | 37 | Person | 145 | 37145 | 5 | 0 | 2014 | 9999 |  |  | N | Solar | [13 empty] | 0 | 0 | 0 | 0 | [11 empty] | Roxboro Farm LLC | 100 | Strata Solar LLC | 100
White Cross Farm | 58341_G_1 | 58341 | G | 1 |  | Solar PV |  | S_VACA | North Carolina | 37 | Orange | 135 | 37135 | 5 | 0 | 2013 | 9999 |  |  | N | Solar | [13 empty] | 0 | 0 | 0 | 0 | [11 empty] | White Cross Farm LLC | 100 | Strata Solar LLC | 100
Wilson Farm 1 | 58342_G_1 | 58342 | G | 1 |  | Solar PV |  | S_VACA | North Carolina | 37 | Wilson | 195 | 37195 | 5 | 0 | 2013 | 9999 |  |  | N | Solar | [13 empty] | 0 | 0 | 0 | 0 | [11 empty] | Wilson Farm 1 LLC | 100 | Strata Solar LLC | 100
Yanceyville Farm | 58343_G_1 | 58343 | G | 1 |  | Solar PV |  | S_VACA | North Carolina | 37 | Caswell | 33 | 37033 | 5 | 0 | 2013 | 9999 |  |  | N | Solar | [13 empty] | 0 | 0 | 0 | 0 | [11 empty] | Yanceyville Farm LLC | 100 | Strata Solar LLC | 100
AM Best Farm | 58344_G_1 | 58344 | G | 1 |  | Solar PV |  | S_VACA | North Carolina | 37 | Wayne | 191 | 37191 | 5 | 0 | 2013 | 9999 |  |  | N | Solar | [13 empty] | 0 | 0 | 0 | 0 | [11 empty] | Am Best Farm LLC | 100 | Am Best LLC | 100
Mt Olive Farm 2 | 58345_G_1 | 58345 | G | 1 |  | Solar PV |  | S_VACA | North Carolina | 37 | Wayne | 191 | 37191 | 5 | 0 | 2013 | 9999 |  |  | N | Solar | [13 empty] | 0 | 0 | 0 | 0 | [11 empty] | Mt Olive Farm 2 LLC | 100 | Strata Solar LLC | 100
Dibrell Farm | 58346_G_1 | 58346 | G | 1 |  | Solar PV |  | S_VACA | North Carolina | 37 | Rockingham | 157 | 37157 | 5 | 0 | 2013 | 9999 |  |  | N | Solar | [13 empty] | 0 | 0 | 0 | 0 | [11 empty] | Dibrell Farm LLC | 100 | Strata Solar LLC | 100
Rock Farm | 58347_G_1 | 58347 | G | 1 |  | Solar PV |  | S_VACA | North Carolina | 37 | Richmond | 153 | 37153 | 5 | 0 | 2013 | 9999 |  |  | N | Solar | [13 empty] | 0 | 0 | 0 | 0 | [11 empty] | Rock Farm LLC | 100 | Strata Solar LLC | 100
Two Lines Farm | 58348_G_1 | 58348 | G | 1 |  | Solar PV |  | S_VACA | North Carolina | 37 | Catawba | 35 | 37035 | 5 | 0 | 2013 | 9999 |  |  | N | Solar | [13 empty] | 0 | 0 | 0 | 0 | [11 empty] | Strata Solar Development LLC | 100 | Strata Solar LLC | 100
Bolton Farm | 58349_G_1 | 58349 | G | 1 |  | Solar PV |  | S_VACA | North Carolina | 37 | Warren | 185 | 37185 | 5 | 0 | 2013 | 9999 |  |  | N | Solar | [13 empty] | 0 | 0 | 0 | 0 | [11 empty] | Bolton Farm LLC | 100 | Bolton Farm LLC | 100
McCallum Farm | 58350_G_1 | 58350 | G | 1 |  | Solar PV |  | S_VACA | North Carolina | 37 | Robeson | 155 | 37155 | 5 | 0 | 2013 | 9999 |  |  | N | Solar | [13 empty] | 0 | 0 | 0 | 0 | [11 empty] | Solar Management Services LLC | 100 | Solar Management Services LLC | 100
Tuscola Bay Wind | 58351_G_GE16 | 58351 | G | GE16 |  | Onshore Wind |  | MIS_LMI | Michigan | 26 | Tuscola | 157 | 26157 | 120 | 0 | 2012 | 9999 |  |  | N | Wind | [13 empty] | 0 | 0 | 0 | 0 | [11 empty] | Tuscola Bay Wind LLC | 100 | NextEra Energy Inc | 100
Radiance Solar 4 | 58354_G_1 | 58354 | G | 1 |  | Solar PV |  | WEC_LADW | California | 6 | Los Angeles | 37 | 06037 | 1.5 | 0 | 2013 | 9999 |  |  | N | Solar | [13 empty] | 0 | 0 | 0 | 0 | [11 empty] | Radiance Solar 4 LLC | 100 | Eosol Energy SL | 100
Radiance Solar 5 | 58355_G_1 | 58355 | G | 1 |  | Solar PV |  | WEC_LADW | California | 6 | Los Angeles | 37 | 06037 | 1.5 | 0 | 2013 | 9999 |  |  | N | Solar | [13 empty] | 0 | 0 | 0 | 0 | [11 empty] | Radiance Solar 5 LLC | 100 | Eosol Energy SL | 100
The Lawrenceville School Solar Facility | 58356_G_TLS | 58356 | G | TLS |  | Solar PV |  | PJM_EMAC | New Jersey | 34 | Mercer | 21 | 34021 | 5.2 | 0 | 2012 | 9999 |  |  | N | Solar | [13 empty] | 0 | 0 | 0 | 0 | [11 empty] | CVI CleanCapital Solar 4 LLC | 100 | CleanCapital | 100
Amazon | 58357_G_WR | 58357 | G | WR |  | Solar PV |  | PJM_EMAC | New Jersey | 34 | Middlesex | 23 | 34023 | 4.2 | 0 | 2011 | 9999 |  |  | N | Solar | [13 empty] | 0 | 0 | 0 | 0 | [11 empty] | CVI CleanCapital Solar 4 LLC | 100 | CleanCapital | 100
North Jersey Media Group Solar Facility | 58358_G_NJMG | 58358 | G | NJMG |  | Solar PV |  | PJM_EMAC | New Jersey | 34 | Morris | 27 | 34027 | 4.1 | 0 | 2013 | 9999 |  |  | N | Solar | [13 empty] | 0 | 0 | 0 | 0 | [11 empty] | CVI CleanCapital Solar 4 LLC | 100 | CleanCapital | 100
Corning Pharmaceutical Glass | 58359_G_GG | 58359 | G | GG |  | Solar PV |  | PJM_EMAC | New Jersey | 34 | Cumberland | 11 | 34011 | 2.3 | 0 | 2012 | 9999 |  |  | N | Solar | [13 empty] | 0 | 0 | 0 | 0 | [11 empty] | CVI CleanCapital Solar 4 LLC | 100 | CleanCapital | 100
Atlantic Coast Freezers Solar Facility | 58360_G_ACF | 58360 | G | ACF |  | Solar PV |  | PJM_EMAC | New Jersey | 34 | Cumberland | 11 | 34011 | 2.2 | 0 | 2012 | 9999 |  |  | N | Solar | [13 empty] | 0 | 0 | 0 | 0 | [11 empty] | CVI CleanCapital Solar 4 LLC | 100 | CleanCapital | 100
Williams-Sonoma Solar Facility | 58361_G_WS | 58361 | G | WS |  | Solar PV |  | PJM_EMAC | New Jersey | 34 | Middlesex | 23 | 34023 | 3 | 0 | 2011 | 9999 |  |  | N | Solar | [13 empty] | 0 | 0 | 0 | 0 | [11 empty] | CVI CleanCapital Solar 4 LLC | 100 | CleanCapital | 100
Quittacas Pond Solar | 58362_G_QPMA | 58362 | G | QPMA |  | Solar PV |  | NENGREST | Massachusetts | 25 | Plymouth | 23 | 25023 | 3.5 | 0 | 2013 | 9999 |  |  | N | Solar | [13 empty] | 0 | 0 | 0 | 0 | [11 empty] | Consolidated Edison Solutions Inc | 100 | Consolidated Edison Inc | 100
Majestic II Wind | 58363_G_WND1 | 58363 | G | WND1 |  | Onshore Wind |  | SPP_SPS | Texas | 48 | Carson | 65 | 48065 | 79.6 | 0 | 2012 | 9999 |  |  | N | Wind | [13 empty] | 0 | 0 | 0 | 0 | [11 empty] | High Majestic Wind II LLC | 100 | NextEra Energy Inc | 100
CJTS Energy Center | 58365_G_UNIT7 | 58365 | G | UNIT7 |  | Fuel Cell |  | NENG_CT | Connecticut | 9 | Middlesex | 7 | 09007 | 0.4 | 8508 | 2013 | 9999 |  |  | N | Natural Gas | [13 empty] | 0 | 0 | 0 | 0 | [11 empty] | Ameresco Select Inc | 100 | Ameresco Inc | 100
Atwell Island | 58366_G_1 | 58366 | G | 1 |  | Solar PV |  | WECC_SCE | California | 6 | Tulare | 107 | 06107 | 20.2 | 0 | 2013 | 9999 |  |  | N | Solar | [13 empty] | 0 | 0 | 0 | 0 | [11 empty] | SPS Atwell Island LLC | 100 | SunEdison | 100
Gridley Main | 58370_G_GEN1 | 58370 | G | GEN1 |  | Solar PV |  | WEC_CALN | California | 6 | Butte | 7 | 06007 | 1 | 0 | 2013 | 9999 |  |  | N | Solar | [13 empty] | 0 | 0 | 0 | 0 | [11 empty] | Lightbeam Energy Inc | 100 | Lightbeam Energy Inc | 100
Gridley Main Two | 58371_G_GEN1 | 58371 | G | GEN1 |  | Solar PV |  | WEC_CALN | California | 6 | Butte | 7 | 06007 | 2.5 | 0 | 2013 | 9999 |  |  | N | Solar | [13 empty] | 0 | 0 | 0 | 0 | [11 empty] | Lightbeam Energy Inc | 100 | Lightbeam Energy Inc | 100
Blue Summit Wind LLC | 58372_G_GEN1 | 58372 | G | GEN1 |  | Onshore Wind |  | ERC_WEST | Texas | 48 | Wilbarger | 487 | 48487 | 135.4 | 0 | 2012 | 9999 |  |  | N | Wind | [13 empty] | 0 | 0 | 0 | 0 | [11 empty] | Blue Summit Wind LLC | 100 | NextEra Energy Inc | 100
White River Solar | 58373_G_WRCA | 58373 | G | WRCA |  | Solar PV |  | WECC_SCE | California | 6 | Tulare | 107 | 06107 | 20 | 0 | 2013 | 9999 |  |  | N | Solar | [13 empty] | 0 | 0 | 0 | 0 | [11 empty] | CED White River Solar LLC | 100 | Sempra Energy | 100
Corcoran Solar | 58374_G_CSCA | 58374 | G | CSCA |  | Solar PV |  | WEC_CALN | California | 6 | Kings | 31 | 06031 | 20 | 0 | 2013 | 9999 |  |  | N | Solar | [13 empty] | 0 | 0 | 0 | 0 | [11 empty] | CED Corcoran Solar LLC | 100 | Sempra Energy | 100
Oakley Solar Project | 58376_G_1 | 58376 | G | 1 |  | Solar PV |  | WEC_CALN | California | 6 | Contra Costa | 13 | 06013 | 1.5 | 0 | 2013 | 9999 |  |  | N | Solar | [13 empty] | 0 | 0 | 0 | 0 | [11 empty] | Hayworth Fabian LLC | 100 | Hayworth Fabian LLC | 100
Rochelle Energy Center | 58377_G_REC1 | 58377 | G | REC1 |  | Landfill Gas |  | PJM_COMD | Illinois | 17 | Ogle | 141 | 17141 | 1.6 | 13500 | 2011 | 9999 |  |  | N | Landfill Gas | [13 empty] | 0.22117 | 0.22117 | 0.22117 | 0.22117 | [11 empty] | Rochelle Energy Center LLC | 100 | Charles J Howard 2000 Dyn Trust | 100
Rochelle Energy Center | 58377_G_REC2 | 58377 | G | REC2 |  | Landfill Gas |  | PJM_COMD | Illinois | 17 | Ogle | 141 | 17141 | 1.6 | 13500 | 2011 | 9999 |  |  | N | Landfill Gas | [13 empty] | 0.22117 | 0.22117 | 0.22117 | 0.22117 | [11 empty] | Rochelle Energy Center LLC | 100 | Charles J Howard 2000 Dyn Trust | 100
Rochelle Energy Center | 58377_G_REC3 | 58377 | G | REC3 |  | Landfill Gas |  | PJM_COMD | Illinois | 17 | Ogle | 141 | 17141 | 1.6 | 13500 | 2011 | 9999 |  |  | N | Landfill Gas | [13 empty] | 0.22117 | 0.22117 | 0.22117 | 0.22117 | [11 empty] | Rochelle Energy Center LLC | 100 | Charles J Howard 2000 Dyn Trust | 100
W.A. Parish Carbon Capture Plant | 58378_G_GT2 | 58378 | G | GT2 | 90816 | Combustion Turbine |  | ERC_REST | Texas | 48 | Fort Bend | 157 | 48157 | 74 | 20499 | 2013 | 9999 |  |  | N | Natural Gas |  |  |  | DLNB | [9 empty] | 0.00637 | 0.00637 | 0.00637 | 0.00637 | [11 empty] | Petra Nova Power I LLC | 100 | Global Infrastructure Partners | 100
Cold Canyon 1 | 58379_G_W3998 | 58379 | G | W3998 |  | Landfill Gas |  | WEC_CALN | California | 6 | San Luis Obispo | 79 | 06079 | 1.5 | 13500 | 2013 | 9999 |  |  | N | Landfill Gas | [13 empty] | 0.02028 | 0.02028 | 0.02028 | 0.02028 | [11 empty] | Toro Energy of California Slo LLC | 100 | Toro Energy | 100
Bryan Solar Field | 58381_G_1 | 58381 | G | 1 |  | Solar PV |  | PJM_ATSI | Ohio | 39 | Williams | 171 | 39171 | 1.8 | 0 | 2012 | 9999 |  |  | N | Solar | [13 empty] | 0 | 0 | 0 | 0 | [11 empty] | Bryan Municipal Utilities | 100 | Bryan OH (City of) | 100
Threemile Digester | 58382_G_GEN1 | 58382 | G | GEN1 |  | Non-Fossil Waste |  | WECC_PNW | Oregon | 41 | Morrow | 49 | 41049 | 1.6 | 5019 | 2012 | 9999 |  |  | Y | Non-Fossil Waste | [13 empty] | 0 | 0 | 0 | 0 | [11 empty] | Threemile Canyon Farm | 100 | Threemile Canyon Farms LLC | 100
Threemile Digester | 58382_G_GEN2 | 58382 | G | GEN2 |  | Non-Fossil Waste |  | WECC_PNW | Oregon | 41 | Morrow | 49 | 41049 | 1.6 | 5019 | 2012 | 9999 |  |  | Y | Non-Fossil Waste | [13 empty] | 0 | 0 | 0 | 0 | [11 empty] | TMF Biomass LLC | 100 | Threemile Canyon Farms LLC | 100
Threemile Digester | 58382_G_GEN3 | 58382 | G | GEN3 |  | Non-Fossil Waste |  | WECC_PNW | Oregon | 41 | Morrow | 49 | 41049 | 1.6 | 5019 | 2012 | 9999 |  |  | Y | Non-Fossil Waste | [13 empty] | 0 | 0 | 0 | 0 | [11 empty] | TMF Biomass LLC | 100 | Threemile Canyon Farms LLC | 100
Hyder II | 58383_G_PV1 | 58383 | G | PV1 |  | Solar PV |  | WECC_AZ | Arizona | 4 | Yuma | 27 | 04027 | 14 | 0 | 2013 | 9999 |  |  | N | Solar | [13 empty] | 0 | 0 | 0 | 0 | [11 empty] | Arizona Public Service Co | 100 | Pinnacle West Capital Corp | 100
Fargo Drop | 58384_G_GEN1 | 58384 | G | GEN1 |  | Hydro |  | WECC_ID | Idaho | 16 | Canyon | 27 | 16027 | 1.1 | 0 | 2013 | 9999 |  |  | N | Hydro | [13 empty] | 0 | 0 | 0 | 0 | [11 empty] | Boise Project Board of Control | 100 | Boise Project Board of Control | 100
Northbridge Solar | 58385_G_NSMA | 58385 | G | NSMA |  | Solar PV |  | NENGREST | Massachusetts | 25 | Worcester | 27 | 25027 | 1.9 | 0 | 2013 | 9999 |  |  | N | Solar | [13 empty] | 0 | 0 | 0 | 0 | [11 empty] | Gehrlicher Solar America Corp | 100 | Gehrlicher Solar America Corp | 100
CU Solar Plant | 58386_G_CU | 58386 | G | CU |  | Solar PV |  | PJM_West | Ohio | 39 | Greene | 57 | 39057 | 1.8 | 0 | 2013 | 9999 |  |  | N | Solar | [13 empty] | 0 | 0 | 0 | 0 | [11 empty] | Cu Solar LLC | 100 | Cu Solar LLC | 100
CES Sterling LLC | 58387_G_1 | 58387 | G | 1 |  | Solar PV |  | NENGREST | Massachusetts | 25 | Worcester | 27 | 25027 | 2 | 0 | 2013 | 9999 |  |  | N | Solar | [13 empty] | 0 | 0 | 0 | 0 | [11 empty] | Sterling Solar LLC | 100 | Indu Solar Holdings | 100
Solar Star 1 | 58388_G_AVS1 | 58388 | G | AVS1 |  | Solar PV |  | WECC_SCE | California | 6 | Kern | 29 | 06029 | 38 | 0 | 2014 | 9999 |  |  | N | Solar | [13 empty] | 0 | 0 | 0 | 0 | [11 empty] | Solar Star California XIX LLC | 100 | Berkshire Hathaway Inc | 100
Solar Star 1 | 58388_G_SS11 | 58388 | G | SS11 |  | Solar PV |  | WECC_SCE | California | 6 | Kern | 29 | 06029 | 52.6 | 0 | 2015 | 9999 |  |  | N | Solar | [13 empty] | 0 | 0 | 0 | 0 | [11 empty] | Solar Star California XIX LLC | 100 | Berkshire Hathaway Inc | 100
Solar Star 1 | 58388_G_SS12 | 58388 | G | SS12 |  | Solar PV |  | WECC_SCE | California | 6 | Kern | 29 | 06029 | 52.6 | 0 | 2015 | 9999 |  |  | N | Solar | [13 empty] | 0 | 0 | 0 | 0 | [11 empty] | Solar Star California XIX LLC | 100 | Berkshire Hathaway Inc | 100
Solar Star 1 | 58388_G_SS13 | 58388 | G | SS13 |  | Solar PV |  | WECC_SCE | California | 6 | Kern | 29 | 06029 | 57 | 0 | 2014 | 9999 |  |  | N | Solar | [13 empty] | 0 | 0 | 0 | 0 | [11 empty] | Solar Star California XIX LLC | 100 | Berkshire Hathaway Inc | 100
Solar Star 1 | 58388_G_SS14 | 58388 | G | SS14 |  | Solar PV |  | WECC_SCE | California | 6 | Kern | 29 | 06029 | 32.2 | 0 | 2015 | 9999 |  |  | N | Solar | [13 empty] | 0 | 0 | 0 | 0 | [11 empty] | Solar Star California XIX LLC | 100 | Berkshire Hathaway Inc | 100
Solar Star 1 | 58388_G_SS15 | 58388 | G | SS15 |  | Solar PV |  | WECC_SCE | California | 6 | Kern | 29 | 06029 | 14.6 | 0 | 2014 | 9999 |  |  | N | Solar | [13 empty] | 0 | 0 | 0 | 0 | [11 empty] | Solar Star California XIX LLC | 100 | Berkshire Hathaway Inc | 100
Solar Star 1 | 58388_G_SS16 | 58388 | G | SS16 |  | Solar PV |  | WECC_SCE | California | 6 | Kern | 29 | 06029 | 62.9 | 0 | 2014 | 9999 |  |  | N | Solar | [13 empty] | 0 | 0 | 0 | 0 | [11 empty] | Solar Star California XIX LLC | 100 | Berkshire Hathaway Inc | 100
Solar Star 2 | 58389_G_AVS2 | 58389 | G | AVS2 |  | Solar PV |  | WECC_SCE | California | 6 | Kern | 29 | 06029 | 19 | 0 | 2014 | 9999 |  |  | N | Solar | [13 empty] | 0 | 0 | 0 | 0 | [11 empty] | Solar Star California XX LLC | 100 | Berkshire Hathaway Inc | 100
Solar Star 2 | 58389_G_SS21 | 58389 | G | SS21 |  | Solar PV |  | WECC_SCE | California | 6 | Kern | 29 | 06029 | 59 | 0 | 2014 | 9999 |  |  | N | Solar | [13 empty] | 0 | 0 | 0 | 0 | [11 empty] | Solar Star California XX LLC | 100 | Berkshire Hathaway Inc | 100
Solar Star 2 | 58389_G_SS22 | 58389 | G | SS22 |  | Solar PV |  | WECC_SCE | California | 6 | Kern | 29 | 06029 | 55 | 0 | 2014 | 9999 |  |  | N | Solar | [13 empty] | 0 | 0 | 0 | 0 | [11 empty] | Solar Star California XX LLC | 100 | Berkshire Hathaway Inc | 100
Solar Star 2 | 58389_G_SS23 | 58389 | G | SS23 |  | Solar PV |  | WECC_SCE | California | 6 | Kern | 29 | 06029 | 47 | 0 | 2014 | 9999 |  |  | N | Solar | [13 empty] | 0 | 0 | 0 | 0 | [11 empty] | Solar Star California XX LLC | 100 | Berkshire Hathaway Inc | 100
Solar Star 2 | 58389_G_SS24 | 58389 | G | SS24 |  | Solar PV |  | WECC_SCE | California | 6 | Kern | 29 | 06029 | 43 | 0 | 2015 | 9999 |  |  | N | Solar | [13 empty] | 0 | 0 | 0 | 0 | [11 empty] | Solar Star California XX LLC | 100 | Berkshire Hathaway Inc | 100
Solar Star 2 | 58389_G_SS25 | 58389 | G | SS25 |  | Solar PV |  | WECC_SCE | California | 6 | Kern | 29 | 06029 | 52 | 0 | 2014 | 9999 |  |  | N | Solar | [13 empty] | 0 | 0 | 0 | 0 | [11 empty] | Solar Star California XX LLC | 100 | Berkshire Hathaway Inc | 100
Jordan Hydroelectric Project | 58390_G_EMOD | 58390 | G | EMOD |  | Hydro |  | S_VACA | North Carolina | 37 | Chatham | 37 | 37037 | 2.2 | 0 | 2012 | 9999 |  |  | N | Hydro | [13 empty] | 0 | 0 | 0 | 0 | [11 empty] | Jordan Hydroelectric LP | 100 | Hydro Matrix LP | 100
Jordan Hydroelectric Project | 58390_G_WMOD | 58390 | G | WMOD |  | Hydro |  | S_VACA | North Carolina | 37 | Chatham | 37 | 37037 | 2.2 | 0 | 2012 | 9999 |  |  | N | Hydro | [13 empty] | 0 | 0 | 0 | 0 | [11 empty] | Jordan Hydroelectric LP | 100 | Hydro Matrix LP | 100
IND Community Solar Farm 1st Phase | 58391_G_1 | 58391 | G | 1 |  | Solar PV |  | MIS_INKY | Indiana | 18 | Marion | 97 | 18097 | 10 | 0 | 2013 | 9999 |  |  | N | Solar | [13 empty] | 0 | 0 | 0 | 0 | [11 empty] | et Energy Solutions LLC | 100 | James Wesley Taylor | 100
Flint Creek Hydroelectric LLC | 58392_G_GEN1 | 58392 | G | GEN1 |  | Hydro |  | WECC_MT | Montana | 30 | Granite | 39 | 30039 | 2 | 0 | 2013 | 9999 |  |  | N | Hydro | [13 empty] | 0 | 0 | 0 | 0 | [11 empty] | Granite County (MT) | 100 | Hydrodynamics Inc | 100
Alta Wind X | 58394_G_AW10 | 58394 | G | AW10 |  | Onshore Wind |  | WECC_SCE | California | 6 | Kern | 29 | 06029 | 138 | 0 | 2014 | 9999 |  |  | N | Wind | [13 empty] | 0 | 0 | 0 | 0 | [11 empty] | Alta Wind X LLC | 50 | Global Infrastructure Partners | 50
Alta Wind XI | 58395_G_AW11 | 58395 | G | AW11 |  | Onshore Wind |  | WECC_SCE | California | 6 | Kern | 29 | 06029 | 90 | 0 | 2014 | 9999 |  |  | N | Wind | [13 empty] | 0 | 0 | 0 | 0 | [11 empty] | Alta Wind XI LLC | 50 | Global Infrastructure Partners | 50
Ameresco Johnson Canyon | 58397_G_ENG1 | 58397 | G | ENG1 |  | Landfill Gas |  | WEC_CALN | California | 6 | Monterey | 53 | 06053 | 1.4 | 13500 | 2013 | 9999 |  |  | N | Landfill Gas | [13 empty] | 0.14698 | 0.14698 | 0.14698 | 0.14698 | [11 empty] | Salinas Valley Solid Waste Authority | 100 | Salinas Valley Solid Waste Authority | 100
Heber Solar | 58398_G_1 | 58398 | G | 1 |  | Solar PV |  | WECC_IID | California | 6 | Imperial | 25 | 06025 | 10 | 0 | 2014 | 9999 |  |  | N | Solar | [13 empty] | 0 | 0 | 0 | 0 | [11 empty] | Imperial Solar LLC | 100 | Ormat Technologies Inc | 100
Synergy Biogas | 58399_G_1 | 58399 | G | 1 |  | Non-Fossil Waste |  | NY_Z_B | New York | 36 | Wyoming | 121 | 36121 | 1.2 | 11084 | 2011 | 9999 |  |  | N | Non-Fossil Waste | [13 empty] | 0 | 0 | 0 | 0 | [11 empty] | Synergy Biogas LLC | 100 | Synergy LLC | 100
Navajo Dam | 584_G_1 | 584 | G | 1 |  | Hydro |  | WECC_NM | New Mexico | 35 | San Juan | 45 | 35045 | 15 | 0 | 1989 | 9999 |  |  | N | Hydro | [13 empty] | 0 | 0 | 0 | 0 | [11 empty] | Farmington NM (City of) | 100 | Farmington NM (City of) | 100
Navajo Dam | 584_G_2 | 584 | G | 2 |  | Hydro |  | WECC_NM | New Mexico | 35 | San Juan | 45 | 35045 | 15 | 0 | 1989 | 9999 |  |  | N | Hydro | [13 empty] | 0 | 0 | 0 | 0 | [11 empty] | Farmington NM (City of) | 100 | Farmington NM (City of) | 100
Volkswagen Solar System | 58401_G_1 | 58401 | G | 1 |  | Solar PV |  | S_C_TVA | Tennessee | 47 | Hamilton | 65 | 47065 | 7.6 | 0 | 2012 | 9999 |  |  | N | Solar | [13 empty] | 0 | 0 | 0 | 0 | [11 empty] | Volkswagen Group of America Inc | 100 | Volkswagen AG | 100
Solar Star New Jersey NJ LLC | 58402_G_1 | 58402 | G | 1 |  | Solar PV |  | PJM_EMAC | New Jersey | 34 | Somerset | 35 | 34035 | 1.5 | 0 | 2012 | 9999 |  |  | N | Solar | [13 empty] | 0 | 0 | 0 | 0 | [11 empty] | Solar Star New Jersey VI LLC | 100 | WEC Energy Group Inc | 100
Bellingham PV | 58403_G_SO032 | 58403 | G | SO032 |  | Solar PV |  | NENGREST | Massachusetts | 25 | Worcester | 27 | 25027 | 3 | 0 | 2013 | 9999 |  |  | N | Solar | [13 empty] | 0 | 0 | 0 | 0 | [11 empty] | Terraform Power Inc | 100 | Brookfield Asset Management Inc | 100
Pantex | 58404_G_1 | 58404 | G | 1 |  | Onshore Wind |  | SPP_SPS | Texas | 48 | Carson | 65 | 48065 | 11.5 | 0 | 2014 | 9999 |  |  | N | Wind | [13 empty] | 0 | 0 | 0 | 0 | [11 empty] | US Dept of Energy | 100 | US Dept of Energy | 100
Chilocco Wind Farm | 58406_G_1 | 58406 | G | 1 |  | Onshore Wind |  | SPP_WEST | Oklahoma | 40 | Kay | 71 | 40071 | 200 | 0 | 2020 | 9999 |  |  | N | Wind | [13 empty] | 0 | 0 | 0 | 0 | [11 empty] | Chilocco Wind Farm LLC | 100 | PNE Wind AG | 100
Luther College Wind Project | 58407_G_WTG01 | 58407 | G | WTG01 |  | Onshore Wind |  | MIS_IA | Iowa | 19 | Winneshiek | 191 | 19191 | 1.6 | 0 | 2011 | 9999 |  |  | N | Wind | [13 empty] | 0 | 0 | 0 | 0 | [11 empty] | Luther College Wind Energy Center LLC | 100 | Luther College Wind Energy Center LLC | 100
Maryland Solar | 58408_G_MSH1 | 58408 | G | MSH1 |  | Solar PV |  | PJM_AP | Maryland | 24 | Washington | 43 | 24043 | 20.9 | 0 | 2013 | 9999 |  |  | N | Solar | [13 empty] | 0 | 0 | 0 | 0 | [11 empty] | Maryland Solar LLC | 100 | First Solar Inc | 100
Marshfield PV | 58410_G_SO032 | 58410 | G | SO032 |  | Solar PV |  | NENGREST | Massachusetts | 25 | Plymouth | 23 | 25023 | 3 | 0 | 2013 | 9999 |  |  | N | Solar | [13 empty] | 0 | 0 | 0 | 0 | [11 empty] | Terraform Power Inc | 100 | Brookfield Asset Management Inc | 100
Orange PV | 58411_G_SO023 | 58411 | G | SO023 |  | Solar PV |  | NENGREST | Massachusetts | 25 | Franklin | 11 | 25011 | 2 | 0 | 2013 | 9999 |  |  | N | Solar | [13 empty] | 0 | 0 | 0 | 0 | [11 empty] | Terraform Power Inc | 100 | Brookfield Asset Management Inc | 100
Maynard PV | 58412_G_SO026 | 58412 | G | SO026 |  | Solar PV |  | NENGREST | Massachusetts | 25 | Middlesex | 17 | 25017 | 1 | 0 | 2014 | 9999 |  |  | N | Solar | [13 empty] | 0 | 0 | 0 | 0 | [11 empty] | Terraform Power Inc | 100 | Brookfield Asset Management Inc | 100
NLMU Wind | 58414_G_NLMU | 58414 | G | NLMU |  | Onshore Wind |  | MIS_IA | Iowa | 19 | Henry | 87 | 19087 | 1.5 | 0 | 2011 | 9999 |  |  | N | Wind | [13 empty] | 0 | 0 | 0 | 0 | [11 empty] | New London Municipal Utilities | 100 | New London Municipal Utilities | 100
Headwaters Wind Farm LLC | 58416_G_1 | 58416 | G | 1 |  | Onshore Wind |  | PJM_West | Indiana | 18 | Randolph | 135 | 18135 | 200 | 0 | 2014 | 9999 |  |  | N | Wind | [13 empty] | 0 | 0 | 0 | 0 | [11 empty] | Headwaters Wind Farm LLC | 100 | Energias de Portugal SA | 100
Lone Valley Solar Park I LLC | 58417_G_CP1 | 58417 | G | CP1 |  | Solar PV |  | WECC_SCE | California | 6 | San Bernardino | 71 | 06071 | 10 | 0 | 2014 | 9999 |  |  | N | Solar | [13 empty] | 0 | 0 | 0 | 0 | [11 empty] | Lone Valley Solar Park II LLC | 100 | Munchener Rückversicherungs Gesellschaft Aktiengesellschaft | 100
Victor Dry Farm Ranch A | 58418_G_1 | 58418 | G | 1 |  | Solar PV |  | WECC_SCE | California | 6 | San Bernardino | 71 | 06071 | 5 | 0 | 2015 | 9999 |  |  | N | Solar | [13 empty] | 0 | 0 | 0 | 0 | [11 empty] | Victor Dry Farm Ranch A LLC | 100 | Sustainable Power Group LLC | 100
Victor Dry Farm Ranch B | 58419_G_1 | 58419 | G | 1 |  | Solar PV |  | WECC_SCE | California | 6 | San Bernardino | 71 | 06071 | 5 | 0 | 2015 | 9999 |  |  | N | Solar | [13 empty] | 0 | 0 | 0 | 0 | [11 empty] | Victor Dry Farm Ranch B LLC | 100 | Sustainable Power Group LLC | 100
Panda Liberty Generation Plant | 58420_G_GEN1 | 58420 | G | GEN1 | 90864 | Combined Cycle |  | PJM_PENE | Pennsylvania | 42 | Bradford | 15 | 42015 | 378 | 7050 | 2016 | 9999 |  |  | N | Natural Gas |  |  |  | LNB + NH3 | SCR | [8 empty] | 0.0060864 | 0.0060864 | 0.0060864 | 0.0060864 | [11 empty] | Panda Liberty LLC | 100 | Panda Power Funds | 100
Panda Liberty Generation Plant | 58420_G_GEN2 | 58420 | G | GEN2 | 90865 | Combined Cycle |  | PJM_PENE | Pennsylvania | 42 | Bradford | 15 | 42015 | 378 | 7050 | 2016 | 9999 |  |  | N | Natural Gas |  |  |  | LNB + NH3 | SCR | [8 empty] | 0.0063356 | 0.0063356 | 0.0063356 | 0.0063356 | [11 empty] | Panda Liberty LLC | 100 | Panda Power Funds | 100
Southbridge PV | 58423_G_SO022 | 58423 | G | SO022 |  | Solar PV |  | NENGREST | Massachusetts | 25 | Worcester | 27 | 25027 | 3 | 0 | 2014 | 9999 |  |  | N | Solar | [13 empty] | 0 | 0 | 0 | 0 | [11 empty] | Terraform Power Inc | 100 | Brookfield Asset Management Inc | 100
Harbor Wind LLC | 58424_G_1 | 58424 | G | 1 |  | Onshore Wind |  | ERC_REST | Texas | 48 | Nueces | 355 | 48355 | 9 | 0 | 2012 | 9999 |  |  | N | Wind | [13 empty] | 0 | 0 | 0 | 0 | [11 empty] | Revolution Energy | 100 | Harbor Sunrise Wind Farm | 100
Panda Patriot Generation Plant | 58426_G_GEN1 | 58426 | G | GEN1 | 90868 | Combined Cycle |  | PJM_WMAC | Pennsylvania | 42 | Lycoming | 81 | 42081 | 382.5 | 7050 | 2016 | 9999 |  |  | N | Natural Gas |  |  |  | DLNB | SCR | [8 empty] | 0.0070895 | 0.0070895 | 0.0070895 | 0.0070895 | [11 empty] | Panda Patriot LLC | 100 | Panda Power Funds | 100
Panda Patriot Generation Plant | 58426_G_GEN2 | 58426 | G | GEN2 | 90869 | Combined Cycle |  | PJM_WMAC | Pennsylvania | 42 | Lycoming | 81 | 42081 | 382.5 | 7050 | 2016 | 9999 |  |  | N | Natural Gas |  |  |  | DLNB | SCR | [8 empty] | 0.006325 | 0.006325 | 0.006325 | 0.006325 | [11 empty] | Panda Patriot LLC | 100 | Panda Power Funds | 100
Lansing BWL REO Town Plant | 58427_G_CTG1 | 58427 | G | CTG1 | 90870 | Combined Cycle |  | MIS_LMI | Michigan | 26 | Ingham | 65 | 26065 | 31 | 5528 | 2013 | 9999 |  |  | Y | Natural Gas | [13 empty] | 0.044427 | 0.044427 | 0.044427 | 0.044427 | [11 empty] | Lansing Board of Water & Light | 100 | Lansing Board of Water & Light | 100
Lansing BWL REO Town Plant | 58427_G_CTG2 | 58427 | G | CTG2 | 90871 | Combined Cycle |  | MIS_LMI | Michigan | 26 | Ingham | 65 | 26065 | 31 | 5528 | 2013 | 9999 |  |  | Y | Natural Gas | [13 empty] | 0.044427 | 0.044427 | 0.044427 | 0.044427 | [11 empty] | Lansing Board of Water & Light | 100 | Lansing Board of Water & Light | 100
Lansing BWL REO Town Plant | 58427_G_ST | 58427 | G | ST | 90870 | Combined Cycle |  | MIS_LMI | Michigan | 26 | Ingham | 65 | 26065 | 12.9 | 5528 | 2013 | 9999 |  |  | Y | Natural Gas |  |  |  | LNB | [9 empty] | 0.044427 | 0.044427 | 0.044427 | 0.044427 | [11 empty] | Lansing Board of Water & Light | 100 | Lansing Board of Water & Light | 100
Sunshine Gas Producers | 58429_G_1 | 58429 | G | 1 |  | Landfill Gas |  | WEC_LADW | California | 6 | Los Angeles | 37 | 06037 | 4 | 13500 | 2014 | 9999 |  |  | N | Landfill Gas | [13 empty] | 0.0205 | 0.0205 | 0.0205 | 0.0205 | [11 empty] | Sunshine Gas Producers LLC | 100 | Archaea Energy Inc | 100
Sunshine Gas Producers | 58429_G_2 | 58429 | G | 2 |  | Landfill Gas |  | WEC_LADW | California | 6 | Los Angeles | 37 | 06037 | 4 | 13500 | 2014 | 9999 |  |  | N | Landfill Gas | [13 empty] | 0.0205 | 0.0205 | 0.0205 | 0.0205 | [11 empty] | Sunshine Gas Producers LLC | 100 | Archaea Energy Inc | 100
Sunshine Gas Producers | 58429_G_3 | 58429 | G | 3 |  | Landfill Gas |  | WEC_LADW | California | 6 | Los Angeles | 37 | 06037 | 4 | 13500 | 2014 | 9999 |  |  | N | Landfill Gas | [13 empty] | 0.0205 | 0.0205 | 0.0205 | 0.0205 | [11 empty] | Sunshine Gas Producers LLC | 100 | Archaea Energy Inc | 100
Sunshine Gas Producers | 58429_G_4 | 58429 | G | 4 |  | Landfill Gas |  | WEC_LADW | California | 6 | Los Angeles | 37 | 06037 | 4 | 13500 | 2014 | 9999 |  |  | N | Landfill Gas | [13 empty] | 0.0205 | 0.0205 | 0.0205 | 0.0205 | [11 empty] | Sunshine Gas Producers LLC | 100 | Archaea Energy Inc | 100
Sunshine Gas Producers | 58429_G_5 | 58429 | G | 5 |  | Landfill Gas |  | WEC_LADW | California | 6 | Los Angeles | 37 | 06037 | 4 | 13500 | 2014 | 9999 |  |  | N | Landfill Gas | [13 empty] | 0.0205 | 0.0205 | 0.0205 | 0.0205 | [11 empty] | Sunshine Gas Producers LLC | 100 | Archaea Energy Inc | 100
Centinela Solar Energy | 58430_G_CSE1 | 58430 | G | CSE1 |  | Solar PV |  | WECC_IID | California | 6 | Imperial | 25 | 06025 | 33.4 | 0 | 2013 | 9999 |  |  | N | Solar | [13 empty] | 0 | 0 | 0 | 0 | [11 empty] | Centinela Solar Energy LLC | 100 | Nighthawk Solar Holdings LLC | 100
Centinela Solar Energy | 58430_G_CSE2 | 58430 | G | CSE2 |  | Solar PV |  | WECC_IID | California | 6 | Imperial | 25 | 06025 | 25.6 | 0 | 2013 | 9999 |  |  | N | Solar | [13 empty] | 0 | 0 | 0 | 0 | [11 empty] | Centinela Solar Energy LLC | 100 | Nighthawk Solar Holdings LLC | 100
Centinela Solar Energy | 58430_G_CSE3 | 58430 | G | CSE3 |  | Solar PV |  | WECC_IID | California | 6 | Imperial | 25 | 06025 | 33.4 | 0 | 2013 | 9999 |  |  | N | Solar | [13 empty] | 0 | 0 | 0 | 0 | [11 empty] | Centinela Solar Energy LLC | 100 | Nighthawk Solar Holdings LLC | 100
Centinela Solar Energy | 58430_G_CSE4 | 58430 | G | CSE4 |  | Solar PV |  | WECC_IID | California | 6 | Imperial | 25 | 06025 | 33.4 | 0 | 2013 | 9999 |  |  | N | Solar | [13 empty] | 0 | 0 | 0 | 0 | [11 empty] | Centinela Solar Energy LLC | 100 | Nighthawk Solar Holdings LLC | 100
Centinela Solar Energy | 58430_G_CSE5 | 58430 | G | CSE5 |  | Solar PV |  | WECC_IID | California | 6 | Imperial | 25 | 06025 | 18.6 | 0 | 2014 | 9999 |  |  | N | Solar | [13 empty] | 0 | 0 | 0 | 0 | [11 empty] | Centinela Solar Energy LLC | 100 | Nighthawk Solar Holdings LLC | 100
Centinela Solar Energy | 58430_G_CSE6 | 58430 | G | CSE6 |  | Solar PV |  | WECC_IID | California | 6 | Imperial | 25 | 06025 | 25.6 | 0 | 2014 | 9999 |  |  | N | Solar | [13 empty] | 0 | 0 | 0 | 0 | [11 empty] | Centinela Solar Energy LLC | 100 | Nighthawk Solar Holdings LLC | 100
West Tennessee Solar Farm | 58431_G_SNVA | 58431 | G | SNVA |  | Solar PV |  | S_C_TVA | Tennessee | 47 | Haywood | 75 | 47075 | 4.2 | 0 | 2012 | 9999 |  |  | N | Solar | [13 empty] | 0 | 0 | 0 | 0 | [11 empty] | University of Tennessee | 100 | University of Tennessee | 100
Houweling Nurseries | 58432_G_COG1 | 58432 | G | COG1 |  | Combustion Turbine | IC Engine | WECC_SCE | California | 6 | Ventura | 111 | 06111 | 4.4 | 9249 | 2012 | 9999 |  |  | Y | Natural Gas | [13 empty] | 0.01745 | 0.01745 | 0.01745 | 0.01745 | [11 empty] | Houweling Nurseries Oxnard Inc | 100 | Houwelings Tomatoes | 100
Houweling Nurseries | 58432_G_COG2 | 58432 | G | COG2 |  | Combustion Turbine | IC Engine | WECC_SCE | California | 6 | Ventura | 111 | 06111 | 4.4 | 9249 | 2012 | 9999 |  |  | Y | Natural Gas | [13 empty] | 0.01745 | 0.01745 | 0.01745 | 0.01745 | [11 empty] | Houweling Nurseries Oxnard Inc | 100 | Houwelings Tomatoes | 100
Houweling Nurseries | 58432_G_COG3 | 58432 | G | COG3 |  | Combustion Turbine | IC Engine | WECC_SCE | California | 6 | Ventura | 111 | 06111 | 4.4 | 9249 | 2013 | 9999 |  |  | Y | Natural Gas | [13 empty] | 0.01745 | 0.01745 | 0.01745 | 0.01745 | [11 empty] | Houweling Nurseries Oxnard Inc | 100 | Houwelings Tomatoes | 100
Red Lion Energy Center | 58433_G_RED1 | 58433 | G | RED1 |  | Fuel Cell |  | PJM_EMAC | Delaware | 10 | New Castle | 3 | 10003 | 5.8 | 7539 | 2012 | 9999 |  |  | N | Natural Gas | [13 empty] | 0 | 0 | 0 | 0 | [11 empty] | Diamond State Generation Partners LLC | 100 | Bloom Energy Corp | 100
Red Lion Energy Center | 58433_G_RED2 | 58433 | G | RED2 |  | Fuel Cell |  | PJM_EMAC | Delaware | 10 | New Castle | 3 | 10003 | 6.4 | 7539 | 2013 | 9999 |  |  | N | Natural Gas | [13 empty] | 0 | 0 | 0 | 0 | [11 empty] | Diamond State Generation Partners LLC | 100 | Bloom Energy Corp | 100
Red Lion Energy Center | 58433_G_RED3 | 58433 | G | RED3 |  | Fuel Cell |  | PJM_EMAC | Delaware | 10 | New Castle | 3 | 10003 | 3.7 | 7539 | 2013 | 9999 |  |  | N | Natural Gas | [13 empty] | 0 | 0 | 0 | 0 | [11 empty] | Diamond State Generation Partners LLC | 100 | Bloom Energy Corp | 100
Red Lion Energy Center | 58433_G_RED4 | 58433 | G | RED4 |  | Fuel Cell |  | PJM_EMAC | Delaware | 10 | New Castle | 3 | 10003 | 3.7 | 7539 | 2013 | 9999 |  |  | N | Natural Gas | [13 empty] | 0 | 0 | 0 | 0 | [11 empty] | Diamond State Generation Partners LLC | 100 | Bloom Energy Corp | 100
Red Lion Energy Center | 58433_G_RED5 | 58433 | G | RED5 |  | Fuel Cell |  | PJM_EMAC | Delaware | 10 | New Castle | 3 | 10003 | 3.7 | 7539 | 2013 | 9999 |  |  | N | Natural Gas | [13 empty] | 0 | 0 | 0 | 0 | [11 empty] | Diamond State Generation Partners LLC | 100 | Bloom Energy Corp | 100
Red Lion Energy Center | 58433_G_RED6 | 58433 | G | RED6 |  | Fuel Cell |  | PJM_EMAC | Delaware | 10 | New Castle | 3 | 10003 | 3.7 | 7539 | 2013 | 9999 |  |  | N | Natural Gas | [13 empty] | 0 | 0 | 0 | 0 | [11 empty] | Yellow Jacket Energy LLC | 100 | Bloom Energy Corp | 100
Red Rock Hydro Plant | 58434_G_1 | 58434 | G | 1 |  | Hydro |  | MIS_MIDA | Iowa | 19 | Marion | 125 | 19125 | 27.5 | 0 | 2020 | 9999 |  |  | N | Hydro | [13 empty] | 0 | 0 | 0 | 0 | [11 empty] | Western Minnesota Municipal Power Agency | 100 | Western Minnesota Municipal Power Agency | 100
Red Rock Hydro Plant | 58434_G_2 | 58434 | G | 2 |  | Hydro |  | MIS_MIDA | Iowa | 19 | Marion | 125 | 19125 | 27.5 | 0 | 2020 | 9999 |  |  | N | Hydro | [13 empty] | 0 | 0 | 0 | 0 | [11 empty] | Western Minnesota Municipal Power Agency | 100 | Western Minnesota Municipal Power Agency | 100
Ameresco Vasco Road | 58435_G_ENG1 | 58435 | G | ENG1 |  | Landfill Gas |  | WEC_CALN | California | 6 | Alameda | 1 | 06001 | 2.1 | 13500 | 2014 | 9999 |  |  | N | Landfill Gas | [13 empty] | 0.0696 | 0.0696 | 0.0696 | 0.0696 | [11 empty] | Ameresco Vasco Road LLC | 100 | Ameresco Inc | 100
Ameresco Vasco Road | 58435_G_ENG2 | 58435 | G | ENG2 |  | Landfill Gas |  | WEC_CALN | California | 6 | Alameda | 1 | 06001 | 2.1 | 13500 | 2014 | 9999 |  |  | N | Landfill Gas | [13 empty] | 0.0696 | 0.0696 | 0.0696 | 0.0696 | [11 empty] | Ameresco Vasco Road LLC | 100 | Ameresco Inc | 100
Ameresco San Joaquin | 58436_G_ENG1 | 58436 | G | ENG1 |  | Landfill Gas |  | WEC_CALN | California | 6 | San Joaquin | 77 | 06077 | 2.1 | 13500 | 2014 | 9999 |  |  | N | Landfill Gas | [13 empty] | 0.03259 | 0.03259 | 0.03259 | 0.03259 | [11 empty] | Ameresco San Joaquin LLC | 100 | Ameresco Inc | 100
Ameresco San Joaquin | 58436_G_ENG2 | 58436 | G | ENG2 |  | Landfill Gas |  | WEC_CALN | California | 6 | San Joaquin | 77 | 06077 | 2.1 | 13500 | 2014 | 9999 |  |  | N | Landfill Gas | [13 empty] | 0.03259 | 0.03259 | 0.03259 | 0.03259 | [11 empty] | Ameresco San Joaquin LLC | 100 | Ameresco Inc | 100
Ameresco Forward | 58437_G_ENG1 | 58437 | G | ENG1 |  | Landfill Gas |  | WEC_CALN | California | 6 | San Joaquin | 77 | 06077 | 2.1 | 13500 | 2014 | 9999 |  |  | N | Landfill Gas | [13 empty] | 0.03193 | 0.03193 | 0.03193 | 0.03193 | [11 empty] | Ameresco Forward LLC | 100 | Ameresco Inc | 100
Ameresco Forward | 58437_G_ENG2 | 58437 | G | ENG2 |  | Landfill Gas |  | WEC_CALN | California | 6 | San Joaquin | 77 | 06077 | 2.1 | 13500 | 2014 | 9999 |  |  | N | Landfill Gas | [13 empty] | 0.03193 | 0.03193 | 0.03193 | 0.03193 | [11 empty] | Ameresco Forward LLC | 100 | Ameresco Inc | 100
Spearfish Hydro | 58438_G_TURB1 | 58438 | G | TURB1 |  | Hydro |  | WECC_WY | South Dakota | 46 | Lawrence | 81 | 46081 | 2 | 0 | 1912 | 9999 |  |  | N | Hydro | [13 empty] | 0 | 0 | 0 | 0 | [11 empty] | Spearfish SD (City of) | 100 | Spearfish SD (City of) | 100
Spearfish Hydro | 58438_G_TURB2 | 58438 | G | TURB2 |  | Hydro |  | WECC_WY | South Dakota | 46 | Lawrence | 81 | 46081 | 2 | 0 | 1912 | 9999 |  |  | N | Hydro | [13 empty] | 0 | 0 | 0 | 0 | [11 empty] | Spearfish SD (City of) | 100 | Spearfish SD (City of) | 100
CBS Studio Center | 58440_G_9560 | 58440 | G | 9560 |  | Fuel Cell |  | WEC_LADW | California | 6 | Los Angeles | 37 | 06037 | 0.4 | 8508 | 2013 | 9999 |  |  | N | Natural Gas | [13 empty] | 0 | 0 | 0 | 0 | [11 empty] | CBS Corp | 100 | CBS Corp | 100
CBS Studio Center | 58440_G_9580 | 58440 | G | 9580 |  | Fuel Cell |  | WEC_LADW | California | 6 | Los Angeles | 37 | 06037 | 0.4 | 8508 | 2013 | 9999 |  |  | N | Natural Gas | [13 empty] | 0 | 0 | 0 | 0 | [11 empty] | CBS Corp | 100 | CBS Corp | 100
CBS Studio Center | 58440_G_9581 | 58440 | G | 9581 |  | Fuel Cell |  | WEC_LADW | California | 6 | Los Angeles | 37 | 06037 | 0.4 | 8508 | 2013 | 9999 |  |  | N | Natural Gas | [13 empty] | 0 | 0 | 0 | 0 | [11 empty] | CBS Corp | 100 | CBS Corp | 100
CBS Studio Center | 58440_G_9583 | 58440 | G | 9583 |  | Fuel Cell |  | WEC_LADW | California | 6 | Los Angeles | 37 | 06037 | 0.4 | 8508 | 2013 | 9999 |  |  | N | Natural Gas | [13 empty] | 0 | 0 | 0 | 0 | [11 empty] | CBS Corp | 100 | CBS Corp | 100
CBS Studio Center | 58440_G_9585 | 58440 | G | 9585 |  | Fuel Cell |  | WEC_LADW | California | 6 | Los Angeles | 37 | 06037 | 0.4 | 8508 | 2013 | 9999 |  |  | N | Natural Gas | [13 empty] | 0 | 0 | 0 | 0 | [11 empty] | CBS Corp | 100 | CBS Corp | 100
CBS Studio Center | 58440_G_9587 | 58440 | G | 9587 |  | Fuel Cell |  | WEC_LADW | California | 6 | Los Angeles | 37 | 06037 | 0.4 | 8508 | 2013 | 9999 |  |  | N | Natural Gas | [13 empty] | 0 | 0 | 0 | 0 | [11 empty] | CBS Corp | 100 | CBS Corp | 100
Swauk Wind LLC | 58441_G_SW | 58441 | G | SW |  | Onshore Wind |  | WECC_PNW | Washington | 53 | Kittitas | 37 | 53037 | 4.3 | 0 | 2012 | 9999 |  |  | N | Wind | [13 empty] | 0 | 0 | 0 | 0 | [11 empty] | Swauk Wind LLC | 100 | Swauk Wind LLC | 100
Martin Limestone Solar Array | 58443_G_GEN1 | 58443 | G | GEN1 |  | Solar PV |  | PJM_EMAC | Pennsylvania | 42 | Lancaster | 71 | 42071 | 1 | 0 | 2012 | 9999 |  |  | N | Solar | [13 empty] | 0 | 0 | 0 | 0 | [11 empty] | Sunstream Energy | 100 | Sunstream Energy | 100
Junction Hilltop Wind Farm | 58444_G_JHW | 58444 | G | JHW |  | Onshore Wind |  | MIS_IA | Iowa | 19 | Greene | 73 | 19073 | 8 | 0 | 2012 | 9999 |  |  | N | Wind | [13 empty] | 0 | 0 | 0 | 0 | [11 empty] | Junction Hilltop Wind 1 LLC | 20 | Junction Hilltop Wind LLC | 100
Arrache 4006 | 58445_G_1 | 58445 | G | 1 |  | Solar PV |  | WEC_LADW | California | 6 | Los Angeles | 37 | 06037 | 1 | 0 | 2013 | 9999 |  |  | N | Solar | [13 empty] | 0 | 0 | 0 | 0 | [11 empty] | CD US Solar PO 2 LLC | 100 | Capital Dynamics | 100
Arrache 4006 | 58445_G_2 | 58445 | G | 2 |  | Solar PV |  | WEC_LADW | California | 6 | Los Angeles | 37 | 06037 | 1 | 0 | 2013 | 9999 |  |  | N | Solar | [13 empty] | 0 | 0 | 0 | 0 | [11 empty] | CD US Solar PO 2 LLC | 100 | Capital Dynamics | 100
Arrache 4013 | 58446_G_1 | 58446 | G | 1 |  | Solar PV |  | WEC_LADW | California | 6 | Los Angeles | 37 | 06037 | 1.5 | 0 | 2013 | 9999 |  |  | N | Solar | [13 empty] | 0 | 0 | 0 | 0 | [11 empty] | CD US Solar PO 2 LLC | 100 | Capital Dynamics | 100
Arrache 8083 | 58447_G_1 | 58447 | G | 1 |  | Solar PV |  | WEC_LADW | California | 6 | Los Angeles | 37 | 06037 | 1.5 | 0 | 2013 | 9999 |  |  | N | Solar | [13 empty] | 0 | 0 | 0 | 0 | [11 empty] | CD US Solar PO 2 LLC | 100 | Capital Dynamics | 100
Arrache 8083 | 58447_G_2 | 58447 | G | 2 |  | Solar PV |  | WEC_LADW | California | 6 | Los Angeles | 37 | 06037 | 1.5 | 0 | 2013 | 9999 |  |  | N | Solar | [13 empty] | 0 | 0 | 0 | 0 | [11 empty] | CD US Solar PO 2 LLC | 100 | Capital Dynamics | 100
Arrache 8083 | 58447_G_3 | 58447 | G | 3 |  | Solar PV |  | WEC_LADW | California | 6 | Los Angeles | 37 | 06037 | 1 | 0 | 2013 | 9999 |  |  | N | Solar | [13 empty] | 0 | 0 | 0 | 0 | [11 empty] | CD US Solar PO 2 LLC | 100 | Capital Dynamics | 100
Nunn | 58448_G_1 | 58448 | G | 1 |  | Solar PV |  | WECC_SCE | California | 6 | San Bernardino | 71 | 06071 | 1 | 0 | 2013 | 9999 |  |  | N | Solar | [13 empty] | 0 | 0 | 0 | 0 | [11 empty] | CD US Solar PO 2 LLC | 100 | Capital Dynamics | 100
Rutan | 58449_G_1 | 58449 | G | 1 |  | Solar PV |  | WEC_LADW | California | 6 | Los Angeles | 37 | 06037 | 1.5 | 0 | 2014 | 9999 |  |  | N | Solar | [13 empty] | 0 | 0 | 0 | 0 | [11 empty] | CD US Solar PO 2 LLC | 100 | Capital Dynamics | 100
Rutan | 58449_G_2 | 58449 | G | 2 |  | Solar PV |  | WEC_LADW | California | 6 | Los Angeles | 37 | 06037 | 1.5 | 0 | 2014 | 9999 |  |  | N | Solar | [13 empty] | 0 | 0 | 0 | 0 | [11 empty] | CD US Solar PO 2 LLC | 100 | Capital Dynamics | 100
Rutan | 58449_G_3 | 58449 | G | 3 |  | Solar PV |  | WEC_LADW | California | 6 | Los Angeles | 37 | 06037 | 1 | 0 | 2014 | 9999 |  |  | N | Solar | [13 empty] | 0 | 0 | 0 | 0 | [11 empty] | CD US Solar PO 2 LLC | 100 | Capital Dynamics | 100
Vinam | 58450_G_1 | 58450 | G | 1 |  | Solar PV |  | WEC_LADW | California | 6 | Los Angeles | 37 | 06037 | 1.5 | 0 | 2013 | 9999 |  |  | N | Solar | [13 empty] | 0 | 0 | 0 | 0 | [11 empty] | CD US Solar PO 2 LLC | 100 | Capital Dynamics | 100
Ma | 58451_G_1 | 58451 | G | 1 |  | Solar PV |  | WEC_LADW | California | 6 | Los Angeles | 37 | 06037 | 1.5 | 0 | 2013 | 9999 |  |  | N | Solar | [13 empty] | 0 | 0 | 0 | 0 | [11 empty] | CD US Solar PO 2 LLC | 100 | Capital Dynamics | 100
Horn | 58452_G_1 | 58452 | G | 1 |  | Solar PV |  | WEC_LADW | California | 6 | Los Angeles | 37 | 06037 | 1.5 | 0 | 2013 | 9999 |  |  | N | Solar | [13 empty] | 0 | 0 | 0 | 0 | [11 empty] | CD US Solar PO 2 LLC | 100 | Capital Dynamics | 100
Dixon Dairy Road Solar | 58453_G_1 | 58453 | G | 1 |  | Solar PV |  | S_VACA | North Carolina | 37 | Cleveland | 45 | 37045 | 4 | 0 | 2011 | 9999 |  |  | N | Solar | [13 empty] | 0 | 0 | 0 | 0 | [11 empty] | Dixon Dairy Road LLC | 100 | Strata Solar LLC | 100
Watts 3115 | 58454_G_1 | 58454 | G | 1 |  | Solar PV |  | WECC_SCE | California | 6 | San Bernardino | 71 | 06071 | 1.5 | 0 | 2013 | 9999 |  |  | N | Solar | [13 empty] | 0 | 0 | 0 | 0 | [11 empty] | CD US Solar PO 2 LLC | 100 | Capital Dynamics | 100
Watts 3115 | 58454_G_2 | 58454 | G | 2 |  | Solar PV |  | WECC_SCE | California | 6 | San Bernardino | 71 | 06071 | 0.5 | 0 | 2013 | 9999 |  |  | N | Solar | [13 empty] | 0 | 0 | 0 | 0 | [11 empty] | CD US Solar PO 2 LLC | 100 | Capital Dynamics | 100
45 Mile Hydroelectric Project | 58455_G_0001 | 58455 | G | 0001 |  | Hydro |  | WECC_PNW | Oregon | 41 | Jefferson | 31 | 41031 | 1 | 0 | 2015 | 9999 |  |  | N | Hydro | [13 empty] | 0 | 0 | 0 | 0 | [11 empty] | Apple Inc | 100 | Apple Inc | 100
45 Mile Hydroelectric Project | 58455_G_0002 | 58455 | G | 0002 |  | Hydro |  | WECC_PNW | Oregon | 41 | Jefferson | 31 | 41031 | 1 | 0 | 2015 | 9999 |  |  | N | Hydro | [13 empty] | 0 | 0 | 0 | 0 | [11 empty] | Apple Inc | 100 | Apple Inc | 100
45 Mile Hydroelectric Project | 58455_G_0003 | 58455 | G | 0003 |  | Hydro |  | WECC_PNW | Oregon | 41 | Jefferson | 31 | 41031 | 1 | 0 | 2015 | 9999 |  |  | N | Hydro | [13 empty] | 0 | 0 | 0 | 0 | [11 empty] | Apple Inc | 100 | Apple Inc | 100
Cumberland Rose | 58456_G_1 | 58456 | G | 1 |  | Onshore Wind |  | MIS_MIDA | Iowa | 19 | Adair | 1 | 19001 | 1.6 | 0 | 2012 | 9999 |  |  | N | Wind | [13 empty] | 0 | 0 | 0 | 0 | [11 empty] | Cumberland Rose Wind Energy LLC | 100 | Cumberland Rose Wind Energy LLC | 100
Fontanelle | 58457_G_1 | 58457 | G | 1 |  | Onshore Wind |  | MIS_MIDA | Iowa | 19 | Adair | 1 | 19001 | 1.6 | 0 | 2012 | 9999 |  |  | N | Wind | [13 empty] | 0 | 0 | 0 | 0 | [11 empty] | Forward Fontanelle Power LLC | 100 | Forward Fontanelle Power LLC | 100
Greenfield Wind | 58458_G_1 | 58458 | G | 1 |  | Onshore Wind |  | MIS_MIDA | Iowa | 19 | Adair | 1 | 19001 | 1.6 | 0 | 2012 | 9999 |  |  | N | Wind | [13 empty] | 0 | 0 | 0 | 0 | [11 empty] | Greenfield Wind Power LLC | 100 | Greenfield Wind Power LLC | 100
Meadow Ridge | 58459_G_1 | 58459 | G | 1 |  | Onshore Wind |  | MIS_MIDA | Iowa | 19 | Adair | 1 | 19001 | 1.6 | 0 | 2012 | 9999 |  |  | N | Wind | [13 empty] | 0 | 0 | 0 | 0 | [11 empty] | Meadow Ridge Wind Energy LLC | 100 | Meadow Ridge Wind Energy LLC | 100
Sky Volt | 58460_G_1 | 58460 | G | 1 |  | Onshore Wind |  | MIS_MIDA | Iowa | 19 | Adair | 1 | 19001 | 1.6 | 0 | 2012 | 9999 |  |  | N | Wind | [13 empty] | 0 | 0 | 0 | 0 | [11 empty] | Sky Volt LLC | 100 | Sky Volt LLC | 100
Wiota | 58461_G_1 | 58461 | G | 1 |  | Onshore Wind |  | MIS_MIDA | Iowa | 19 | Cass | 29 | 19029 | 1.6 | 0 | 2012 | 9999 |  |  | N | Wind | [13 empty] | 0 | 0 | 0 | 0 | [11 empty] | Wiota Wind Energy LLC No 1 | 100 | Wiota Wind Energy LLC No 1 | 100
McCoy Solar Energy Project | 58462_G_1 | 58462 | G | 1 |  | Solar PV |  | WECC_SCE | California | 6 | Riverside | 65 | 06065 | 41.9 | 0 | 2016 | 9999 |  |  | N | Solar | [13 empty] | 0 | 0 | 0 | 0 | [11 empty] | McCoy Solar LLC | 100 | NextEra Energy Inc | 100
McCoy Solar Energy Project | 58462_G_BLK2 | 58462 | G | BLK2 |  | Solar PV |  | WECC_SCE | California | 6 | Riverside | 65 | 06065 | 21 | 0 | 2016 | 9999 |  |  | N | Solar | [13 empty] | 0 | 0 | 0 | 0 | [11 empty] | McCoy Solar LLC | 100 | NextEra Energy Inc | 100
McCoy Solar Energy Project | 58462_G_BLK3 | 58462 | G | BLK3 |  | Solar PV |  | WECC_SCE | California | 6 | Riverside | 65 | 06065 | 39.6 | 0 | 2016 | 9999 |  |  | N | Solar | [13 empty] | 0 | 0 | 0 | 0 | [11 empty] | McCoy Solar LLC | 100 | NextEra Energy Inc | 100
McCoy Solar Energy Project | 58462_G_BLK4 | 58462 | G | BLK4 |  | Solar PV |  | WECC_SCE | California | 6 | Riverside | 65 | 06065 | 31.4 | 0 | 2015 | 9999 |  |  | N | Solar | [13 empty] | 0 | 0 | 0 | 0 | [11 empty] | McCoy Solar LLC | 100 | NextEra Energy Inc | 100
McCoy Solar Energy Project | 58462_G_BLK5 | 58462 | G | BLK5 |  | Solar PV |  | WECC_SCE | California | 6 | Riverside | 65 | 06065 | 31.4 | 0 | 2015 | 9999 |  |  | N | Solar | [13 empty] | 0 | 0 | 0 | 0 | [11 empty] | McCoy Solar LLC | 100 | NextEra Energy Inc | 100
McCoy Solar Energy Project | 58462_G_BLK6 | 58462 | G | BLK6 |  | Solar PV |  | WECC_SCE | California | 6 | Riverside | 65 | 06065 | 26.9 | 0 | 2015 | 9999 |  |  | N | Solar | [13 empty] | 0 | 0 | 0 | 0 | [11 empty] | McCoy Solar LLC | 100 | NextEra Energy Inc | 100
McCoy Solar Energy Project | 58462_G_BLK7 | 58462 | G | BLK7 |  | Solar PV |  | WECC_SCE | California | 6 | Riverside | 65 | 06065 | 41.9 | 0 | 2016 | 9999 |  |  | N | Solar | [13 empty] | 0 | 0 | 0 | 0 | [11 empty] | McCoy Solar LLC | 100 | NextEra Energy Inc | 100
McCoy Solar Energy Project | 58462_G_BLK8 | 58462 | G | BLK8 |  | Solar PV |  | WECC_SCE | California | 6 | Riverside | 65 | 06065 | 36.5 | 0 | 2015 | 9999 |  |  | N | Solar | [13 empty] | 0 | 0 | 0 | 0 | [11 empty] | McCoy Solar LLC | 100 | NextEra Energy Inc | 100
Herbert Farm Solar | 58463_G_1 | 58463 | G | 1 |  | Solar PV |  | PJM_SMAC | Maryland | 24 | Charles | 17 | 24017 | 5.5 | 0 | 2012 | 9999 |  |  | N | Solar | [13 empty] | 0 | 0 | 0 | 0 | [11 empty] | SMECO Solar LLC | 100 | Southern Maryland Electric Coop Inc | 100
Broadview Energy Prime LLC | 58464_G_0001 | 58464 | G | 0001 |  | Onshore Wind |  | SPP_SPS | New Mexico | 35 | Curry | 9 | 35009 | 9.9 | 0 | 2014 | 9999 |  |  | N | Wind | [13 empty] | 0 | 0 | 0 | 0 | [11 empty] | Brahms Wind LLC | 100 | Macquarie Bank Limited | 100
Broadview Energy Prime 2 LLC | 58465_G_0002 | 58465 | G | 0002 |  | Onshore Wind |  | SPP_SPS | New Mexico | 35 | Curry | 9 | 35009 | 9.9 | 0 | 2014 | 9999 |  |  | N | Wind | [13 empty] | 0 | 0 | 0 | 0 | [11 empty] | Brahms Wind LLC | 100 | Macquarie Bank Limited | 100
Campo Verde Solar | 58467_G_CVS1 | 58467 | G | CVS1 |  | Solar PV |  | WECC_IID | California | 6 | Imperial | 25 | 06025 | 139 | 0 | 2013 | 9999 |  |  | N | Solar | [13 empty] | 0 | 0 | 0 | 0 | [11 empty] | Campo Verde Solar LLC | 100 | Southern Co | 100
C-Drop Hydro | 58470_G_GEN1 | 58470 | G | GEN1 |  | Hydro |  | WECC_PNW | Oregon | 41 | Klamath | 35 | 41035 | 1.1 | 0 | 2012 | 9999 |  |  | N | Hydro | [13 empty] | 0 | 0 | 0 | 0 | [11 empty] | C Drop Hydro LLC | 100 | Warm Springs Hydro LLC | 100
Ector County Energy Center | 58471_G_CTG1 | 58471 | G | CTG1 | 90984 | Combustion Turbine |  | ERC_WEST | Texas | 48 | Ector | 135 | 48135 | 150 | 11532 | 2015 | 9999 |  |  | N | Natural Gas |  |  |  | DLNB | [9 empty] | 0.03331 | 0.03331 | 0.03331 | 0.03331 | [11 empty] | Ector County Energy Center LLC | 100 | Invenergy LLC | 100
Ector County Energy Center | 58471_G_CTG2 | 58471 | G | CTG2 | 90985 | Combustion Turbine |  | ERC_WEST | Texas | 48 | Ector | 135 | 48135 | 150 | 11532 | 2015 | 9999 |  |  | N | Natural Gas |  |  |  | DLNB | [9 empty] | 0.03276 | 0.03276 | 0.03276 | 0.03276 | [11 empty] | Ector County Energy Center LLC | 100 | Invenergy LLC | 100
Bruce A Henry Solar Farm | 58473_G_BHSF | 58473 | G | BHSF |  | Solar PV |  | PJM_EMAC | Delaware | 10 | Sussex | 5 | 10005 | 3.9 | 0 | 2013 | 9999 |  |  | N | Solar | [13 empty] | 0 | 0 | 0 | 0 | [11 empty] | Delaware Electric Coop Inc | 100 | Delaware Electric Coop Inc | 100
Buffalo Dunes Wind Project | 58474_G_GE1 | 58474 | G | GE1 |  | Onshore Wind |  | SPP_N | Kansas | 20 | Haskell | 81 | 20081 | 249.8 | 0 | 2013 | 9999 |  |  | N | Wind | [13 empty] | 0 | 0 | 0 | 0 | [11 empty] | Buffalo Dunes Wind Project LLC | 100 | Starwood Capital Group Global LLC | 100
Battery Utility of Ohio | 58475_G_BOU | 58475 | G | BOU |  | Energy Storage |  | PJM_West | Ohio | 39 | Delaware | 41 | 39041 | 4 | 0 | 2014 | 9999 |  |  | N | Energy Storage | [13 empty] | 0 | 0 | 0 | 0 | [11 empty] | Battery Utility of Ohio LLC | 100 | RES Group | 100
Dart Container Corp | 58476_G_LFGT1 | 58476 | G | LFGT1 |  | Landfill Gas |  | PJM_EMAC | Pennsylvania | 42 | Lancaster | 71 | 42071 | 4.6 | 11705 | 2012 | 9999 |  |  | Y | Landfill Gas | [13 empty] | 0.22117 | 0.22117 | 0.22117 | 0.22117 | [11 empty] | Dart Container Corp of Pennsylvania | 100 | Dart Container Corp | 100
Dart Container Corp | 58476_G_LFGT2 | 58476 | G | LFGT2 |  | Landfill Gas |  | PJM_EMAC | Pennsylvania | 42 | Lancaster | 71 | 42071 | 4.6 | 11705 | 2012 | 9999 |  |  | Y | Landfill Gas | [13 empty] | 0.22117 | 0.22117 | 0.22117 | 0.22117 | [11 empty] | Dart Container Corp of Pennsylvania | 100 | Dart Container Corp | 100
Las Vegas WPCF Solar Plant | 58477_G_1 | 58477 | G | 1 |  | Solar PV |  | WECC_SNV | Nevada | 32 | Clark | 3 | 32003 | 3.3 | 0 | 2013 | 9999 |  |  | N | Solar | [13 empty] | 0 | 0 | 0 | 0 | [11 empty] | Las Vegas NV (City of) | 100 | Las Vegas NV (City of) | 100
LEPA Unit No. 1 | 58478_G_LEPA1 | 58478 | G | LEPA1 | 91024 | Combined Cycle |  | MIS_LA | Louisiana | 22 | St Mary | 101 | 22101 | 48 | 8516 | 2016 | 9999 |  |  | N | Natural Gas |  |  |  | H2O | SCR | [8 empty] | 0.015948 | 0.015948 | 0.015948 | 0.015948 | [11 empty] | Morgan City LA (City of) | 100 | Morgan City LA (City of) | 100
LEPA Unit No. 1 | 58478_G_LEPA2 | 58478 | G | LEPA2 |  | Combined Cycle |  | MIS_LA | Louisiana | 22 | St Mary | 101 | 22101 | 16 | 8516 | 2016 | 9999 |  |  | N | Natural Gas |  |  |  |  | SCR | [8 empty] | 0.015948 | 0.015948 | 0.015948 | 0.015948 | [11 empty] | Morgan City LA (City of) | 100 | Morgan City LA (City of) | 100
SEV NM Phase 2 | 58479_G_NMP2 | 58479 | G | NMP2 |  | Solar PV |  | SPP_SPS | New Mexico | 35 | Chaves | 5 | 35005 | 1.4 | 0 | 2013 | 9999 |  |  | N | Solar | [13 empty] | 0 | 0 | 0 | 0 | [11 empty] | SEV NM Phase 2 LLC | 100 | Bluenrgy Group | 100
Plymouth Solar LLC | 58480_G_1 | 58480 | G | 1 |  | Solar PV |  | PJM_Dom | North Carolina | 37 | Washington | 187 | 37187 | 5 | 0 | 2012 | 9999 |  |  | N | Solar | [13 empty] | 0 | 0 | 0 | 0 | [11 empty] | Plymouth Solar LLC | 100 | Plymouth Solar LLC | 100
CSU Pueblo | 58481_G_CSU1 | 58481 | G | CSU1 |  | Solar PV |  | WECC_CO | Colorado | 8 | Pueblo | 101 | 08101 | 1 | 0 | 2008 | 9999 |  |  | N | Solar | [13 empty] | 0 | 0 | 0 | 0 | [11 empty] | SSA Solar of CO 1 LLC | 100 | SSA Solar of CO 1 LLC | 100
Azalea Solar, LLC | 58482_G_1 | 58482 | G | 1 |  | Solar PV |  | S_SOU | Georgia | 13 | Washington | 303 | 13303 | 7.7 | 0 | 2013 | 9999 |  |  | N | Solar | [13 empty] | 0 | 0 | 0 | 0 | [11 empty] | Azalea Solar LLC | 100 | Dominion Energy Inc | 100
Tinton Falls Solar Farm | 58483_G_UNIT1 | 58483 | G | UNIT1 |  | Solar PV |  | PJM_EMAC | New Jersey | 34 | Monmouth | 25 | 34025 | 16 | 0 | 2012 | 9999 |  |  | N | Solar | [13 empty] | 0 | 0 | 0 | 0 | [11 empty] | Tinton Falls Solar Farm LLC | 100 | Zongyi Solar America Co Ltd | 100
MAS ASB Cogen Plant | 58484_G_1 | 58484 | G | 1 |  | Landfill Gas |  | S_SOU | Georgia | 13 | Fulton | 121 | 13121 | 2.2 | 9021 | 2012 | 9999 |  |  | Y | Landfill Gas | [13 empty] | 0.22117 | 0.22117 | 0.22117 | 0.22117 | [11 empty] | Mas Asb Cogen LLC | 100 | Coca Cola Co (The) | 100
MAS ASB Cogen Plant | 58484_G_2 | 58484 | G | 2 |  | Landfill Gas |  | S_SOU | Georgia | 13 | Fulton | 121 | 13121 | 2.2 | 9021 | 2012 | 9999 |  |  | Y | Landfill Gas | [13 empty] | 0.22117 | 0.22117 | 0.22117 | 0.22117 | [11 empty] | Mas Asb Cogen LLC | 100 | Coca Cola Co (The) | 100
MAS ASB Cogen Plant | 58484_G_3 | 58484 | G | 3 |  | Landfill Gas |  | S_SOU | Georgia | 13 | Fulton | 121 | 13121 | 2.2 | 9021 | 2012 | 9999 |  |  | Y | Landfill Gas | [13 empty] | 0.22117 | 0.22117 | 0.22117 | 0.22117 | [11 empty] | Mas Asb Cogen LLC | 100 | Coca Cola Co (The) | 100
Upson Rocky Creek Solar Plant | 58485_G_PV1 | 58485 | G | PV1 |  | Solar PV |  | S_SOU | Georgia | 13 | Upson | 293 | 13293 | 1 | 0 | 2012 | 9999 |  |  | N | Solar | [13 empty] | 0 | 0 | 0 | 0 | [11 empty] | SDD Solar Project 4 LLC | 100 | Origis Energy | 100
Picture Rocks Solar, LLC | 58486_G_1 | 58486 | G | 1 |  | Solar PV |  | WECC_AZ | Arizona | 4 | Pima | 19 | 04019 | 20 | 0 | 2012 | 9999 |  |  | N | Solar | [13 empty] | 0 | 0 | 0 | 0 | [11 empty] | Picture Rocks Solar LLC | 100 | Macquarie Bank Limited | 100
Granville Solar PV Power Project | 58487_G_1 | 58487 | G | 1 |  | Solar PV |  | S_VACA | North Carolina | 37 | Granville | 77 | 37077 | 2.5 | 0 | 2012 | 9999 |  |  | N | Solar | [13 empty] | 0 | 0 | 0 | 0 | [11 empty] | Granville Solar LLC | 100 | Southern Co | 100
Bryan Solar, LLC | 58488_G_1 | 58488 | G | 1 |  | Solar PV |  | ERC_WEST | Texas | 48 | Presidio | 377 | 48377 | 10 | 0 | 2013 | 9999 |  |  | N | Solar | [13 empty] | 0 | 0 | 0 | 0 | [11 empty] | Bryan Solar LLC | 100 | Macquarie Bank Limited | 100
Apex Solar PV Power Project | 58489_G_1 | 58489 | G | 1 |  | Solar PV |  | WECC_SNV | Nevada | 32 | Clark | 3 | 32003 | 20 | 0 | 2012 | 9999 |  |  | N | Solar | [13 empty] | 0 | 0 | 0 | 0 | [11 empty] | Southern Turner Renewable Energy LLC | 100 | Southern Co | 100
Spectrum Solar PV Power Project | 58490_G_1 | 58490 | G | 1 |  | Solar PV |  | WECC_SNV | Nevada | 32 | Clark | 3 | 32003 | 30 | 0 | 2013 | 9999 |  |  | N | Solar | [13 empty] | 0 | 0 | 0 | 0 | [11 empty] | Spectrum Nevada Solar LLC | 100 | Southern Co | 100
Sandy Cross Solar, LLC | 58491_G_SANDY | 58491 | G | SANDY |  | Solar PV |  | S_VACA | North Carolina | 37 | Nash | 127 | 37127 | 1.2 | 0 | 2012 | 9999 |  |  | N | Solar | [13 empty] | 0 | 0 | 0 | 0 | [11 empty] | Sandy Cross Solar LLC | 100 | Sandy Cross Solar LLC | 100
Ararat Rock Solar, LLC | 58492_G_ARARR | 58492 | G | ARARR |  | Solar PV |  | S_VACA | North Carolina | 37 | Surry | 171 | 37171 | 3.5 | 0 | 2012 | 9999 |  |  | N | Solar | [13 empty] | 0 | 0 | 0 | 0 | [11 empty] | Ararat Rock Solar LLC | 100 | O2Energies | 100
Progress Solar 1, LLC | 58493_G_PRO1 | 58493 | G | PRO1 |  | Solar PV |  | S_VACA | North Carolina | 37 | Franklin | 69 | 37069 | 4 | 0 | 2012 | 9999 |  |  | N | Solar | [13 empty] | 0 | 0 | 0 | 0 | [11 empty] | Progress Solar 1 LLC | 100 | O2Energies | 100
Progress Solar II, LLC | 58494_G_PROG2 | 58494 | G | PROG2 |  | Solar PV |  | S_VACA | North Carolina | 37 | Robeson | 155 | 37155 | 3.5 | 0 | 2012 | 9999 |  |  | N | Solar | [13 empty] | 0 | 0 | 0 | 0 | [11 empty] | Progress Solar II LLC | 100 | O2Energies | 100
Progress Solar III, LLC | 58495_G_PROG3 | 58495 | G | PROG3 |  | Solar PV |  | S_VACA | North Carolina | 37 | Robeson | 155 | 37155 | 3.5 | 0 | 2012 | 9999 |  |  | N | Solar | [13 empty] | 0 | 0 | 0 | 0 | [11 empty] | Progress Solar III LLC | 100 | O2Energies | 100
Lincoln Solar | 58496_G_PV2 | 58496 | G | PV2 |  | Solar PV |  | MIS_INKY | Indiana | 18 | Lake | 89 | 18089 | 1.5 | 0 | 2012 | 9999 |  |  | N | Solar | [13 empty] | 0 | 0 | 0 | 0 | [11 empty] | Lincoln Solar LLC | 100 | Allco Renewable Energy Limited | 100
L&S Sweetners | 58497_G_GEN1 | 58497 | G | GEN1 |  | Landfill Gas |  | PJM_EMAC | Pennsylvania | 42 | Lancaster | 71 | 42071 | 1.6 | 13500 | 2013 | 9999 |  |  | N | Landfill Gas | [13 empty] | 0.22117 | 0.22117 | 0.22117 | 0.22117 | [11 empty] | L&S Sweeteners | 100 | L&S Sweeteners | 100
L&S Sweetners | 58497_G_GEN2 | 58497 | G | GEN2 |  | Landfill Gas |  | PJM_EMAC | Pennsylvania | 42 | Lancaster | 71 | 42071 | 1.6 | 13500 | 2013 | 9999 |  |  | N | Landfill Gas | [13 empty] | 0.22117 | 0.22117 | 0.22117 | 0.22117 | [11 empty] | L&S Sweeteners | 100 | L&S Sweeteners | 100
Rosamond One | 58498_G_RONE | 58498 | G | RONE |  | Solar PV |  | WECC_SCE | California | 6 | Kern | 29 | 06029 | 20 | 0 | 2014 | 9999 |  |  | N | Solar | [13 empty] | 0 | 0 | 0 | 0 | [11 empty] | RE Rosamond One LLC | 100 | KKR Global Infrastructure Investors LP | 100
Rosamond Two | 58499_G_RTWO | 58499 | G | RTWO |  | Solar PV |  | WECC_SCE | California | 6 | Kern | 29 | 06029 | 20 | 0 | 2014 | 9999 |  |  | N | Solar | [13 empty] | 0 | 0 | 0 | 0 | [11 empty] | RE Rosamond Two LLC | 100 | KKR Global Infrastructure Investors LP | 100
Drop 1 | 585_G_1 | 585 | G | 1 |  | Hydro |  | WECC_IID | California | 6 | Imperial | 25 | 06025 | 1.3 | 0 | 1984 | 9999 |  |  | N | Hydro | [13 empty] | 0 | 0 | 0 | 0 | [11 empty] | Imperial Irrigation District | 100 | Imperial Irrigation District | 100
Drop 1 | 585_G_2 | 585 | G | 2 |  | Hydro |  | WECC_IID | California | 6 | Imperial | 25 | 06025 | 1.2 | 0 | 1984 | 9999 |  |  | N | Hydro | [13 empty] | 0 | 0 | 0 | 0 | [11 empty] | Imperial Irrigation District | 100 | Imperial Irrigation District | 100
Drop 1 | 585_G_3 | 585 | G | 3 |  | Hydro |  | WECC_IID | California | 6 | Imperial | 25 | 06025 | 1.3 | 0 | 1984 | 9999 |  |  | N | Hydro | [13 empty] | 0 | 0 | 0 | 0 | [11 empty] | Imperial Irrigation District | 100 | Imperial Irrigation District | 100
Rio Grande Solar | 58500_G_RIO | 58500 | G | RIO |  | Solar PV |  | WECC_SCE | California | 6 | Kern | 29 | 06029 | 5 | 0 | 2013 | 9999 |  |  | N | Solar | [13 empty] | 0 | 0 | 0 | 0 | [11 empty] | RE Rio Grande LLC | 100 | Google Inc | 100
Gillespie 1 | 58501_G_GILL1 | 58501 | G | GILL1 |  | Solar PV |  | WECC_AZ | Arizona | 4 | Maricopa | 13 | 04013 | 15 | 0 | 2013 | 9999 |  |  | N | Solar | [13 empty] | 0 | 0 | 0 | 0 | [11 empty] | RE Gillespie 1 LLC | 100 | Google Inc | 100
Columbia 3 | 58502_G_COL3 | 58502 | G | COL3 |  | Solar PV |  | WECC_SCE | California | 6 | Kern | 29 | 06029 | 10 | 0 | 2014 | 9999 |  |  | N | Solar | [13 empty] | 0 | 0 | 0 | 0 | [11 empty] | RE Columbia 3 LLC | 100 | Google Inc | 100
Carty Generating Station | 58503_G_GEN1 | 58503 | G | GEN1 | 90906 | Combined Cycle |  | WECC_PNW | Oregon | 41 | Morrow | 49 | 41049 | 246.7 | 7050 | 2016 | 9999 |  |  | N | Natural Gas |  |  |  |  | SCR | [8 empty] | 0.0067344 | 0.0067344 | 0.0067344 | 0.0067344 | [11 empty] | Portland General Electric Co | 100 | Portland General Electric Co | 100
Carty Generating Station | 58503_G_GEN2 | 58503 | G | GEN2 | 90906 | Combined Cycle |  | WECC_PNW | Oregon | 41 | Morrow | 49 | 41049 | 166.3 | 7050 | 2016 | 9999 |  |  | N | Natural Gas |  |  |  | LNB + NH3 | SCR | [8 empty] | 0.0067344 | 0.0067344 | 0.0067344 | 0.0067344 | [11 empty] | Portland General Electric Co | 100 | Portland General Electric Co | 100
Livingston Solar Farm | 58504_G_LVSF | 58504 | G | LVSF |  | Solar PV |  | PJM_EMAC | New Jersey | 34 | Middlesex | 23 | 34023 | 1.2 | 0 | 2009 | 9999 |  |  | N | Solar | [13 empty] | 0 | 0 | 0 | 0 | [11 empty] | Rutgers University | 100 | Rutgers University | 100
Livingston Solar Canopies | 58505_G_LVSC | 58505 | G | LVSC |  | Solar PV |  | PJM_EMAC | New Jersey | 34 | Middlesex | 23 | 34023 | 6.4 | 0 | 2013 | 9999 |  |  | N | Solar | [13 empty] | 0 | 0 | 0 | 0 | [11 empty] | Rutgers University | 100 | Rutgers University | 100
Chuckawalla Solar | 58506_G_0937 | 58506 | G | 0937 |  | Solar PV |  | WECC_SCE | California | 6 | Riverside | 65 | 06065 | 4 | 0 | 2012 | 9999 |  |  | N | Solar | [13 empty] | 0 | 0 | 0 | 0 | [11 empty] | SunE CPA CDC1 LLC | 100 | SunEdison | 100
Bear Creek Solar | 58508_G_PV3 | 58508 | G | PV3 |  | Solar PV |  | WEC_CALN | California | 6 | San Joaquin | 77 | 06077 | 1.5 | 0 | 2014 | 9999 |  |  | N | Solar | [13 empty] | 0 | 0 | 0 | 0 | [11 empty] | Bear Creek Solar LLC | 100 | Allco Renewable Energy Limited | 100
Vintner Solar | 58509_G_PV4 | 58509 | G | PV4 |  | Solar PV |  | WEC_CALN | California | 6 | San Luis Obispo | 79 | 06079 | 1.5 | 0 | 2014 | 9999 |  |  | N | Solar | [13 empty] | 0 | 0 | 0 | 0 | [11 empty] | Vintner Solar LLC | 100 | Allco Renewable Energy Limited | 100
Kettleman Solar Project | 58510_G_PV5 | 58510 | G | PV5 |  | Solar PV |  | WEC_CALN | California | 6 | San Joaquin | 77 | 06077 | 1 | 0 | 2014 | 9999 |  |  | N | Solar | [13 empty] | 0 | 0 | 0 | 0 | [11 empty] | Kettleman Solar LLC | 100 | Allco Renewable Energy Limited | 100
Cornerstone Power Vineland I LLC | 58512_G_PV1 | 58512 | G | PV1 |  | Solar PV |  | PJM_EMAC | New Jersey | 34 | Cumberland | 11 | 34011 | 3.1 | 0 | 2012 | 9999 |  |  | N | Solar | [13 empty] | 0 | 0 | 0 | 0 | [11 empty] | OCI Solar Power LLC | 100 | OCI Company Ltd | 100
Ironwood Solar LLC | 58513_G_0937 | 58513 | G | 0937 |  | Solar PV |  | WECC_SCE | California | 6 | Riverside | 65 | 06065 | 4 | 0 | 2012 | 9999 |  |  | N | Solar | [13 empty] | 0 | 0 | 0 | 0 | [11 empty] | Ironwood Solar LLC | 100 | SunEdison | 100
Desert Hot Springs Solar | 58514_G_DHCA | 58514 | G | DHCA |  | Solar PV |  | WECC_SCE | California | 6 | Riverside | 65 | 06065 | 2.2 | 0 | 2013 | 9999 |  |  | N | Solar | [13 empty] | 0 | 0 | 0 | 0 | [11 empty] | CES DHS Solar LLC | 100 | Consolidated Edison Inc | 100
Chattanooga Metropolitan Airport Solar | 58515_G_GEN1 | 58515 | G | GEN1 |  | Solar PV |  | S_C_TVA | Tennessee | 47 | Hamilton | 65 | 47065 | 0.7 | 0 | 2011 | 9999 |  |  | N | Solar | [13 empty] | 0 | 0 | 0 | 0 | [11 empty] | Chattanooga Metropolitan Arpt Authority | 100 | Chattanooga Metropolitan Arpt Authority | 100
Chattanooga Metropolitan Airport Solar | 58515_G_GEN2 | 58515 | G | GEN2 |  | Solar PV |  | S_C_TVA | Tennessee | 47 | Hamilton | 65 | 47065 | 0.8 | 0 | 2013 | 9999 |  |  | N | Solar | [13 empty] | 0 | 0 | 0 | 0 | [11 empty] | Chattanooga Metropolitan Arpt Authority | 100 | Chattanooga Metropolitan Arpt Authority | 100
Chattanooga Metropolitan Airport Solar | 58515_G_GEN3 | 58515 | G | GEN3 |  | Solar PV |  | S_C_TVA | Tennessee | 47 | Hamilton | 65 | 47065 | 0.4 | 0 | 2019 | 9999 |  |  | N | Solar | [13 empty] | 0 | 0 | 0 | 0 | [11 empty] | Chattanooga Metropolitan Arpt Authority | 100 | Chattanooga Metropolitan Arpt Authority | 100
Union HS at Casa Grande | 58516_G_PV1 | 58516 | G | PV1 |  | Solar PV |  | WECC_AZ | Arizona | 4 | Pinal | 21 | 04021 | 1.6 | 0 | 2012 | 9999 |  |  | N | Solar | [13 empty] | 0 | 0 | 0 | 0 | [11 empty] | Constellation Solar Arizona LLC | 100 | Exelon Corp | 100
Vista Grande HS at Casa Grande | 58517_G_PV1 | 58517 | G | PV1 |  | Solar PV |  | WECC_AZ | Arizona | 4 | Pinal | 21 | 04021 | 1.4 | 0 | 2012 | 9999 |  |  | N | Solar | [13 empty] | 0 | 0 | 0 | 0 | [11 empty] | Constellation Solar Arizona LLC | 100 | Exelon Corp | 100
Alethea I | 58519_G_1 | 58519 | G | 1 |  | Solar PV |  | PJM_EMAC | New Jersey | 34 | Burlington | 5 | 34005 | 2.8 | 0 | 2011 | 9999 |  |  | N | Solar | [13 empty] | 0 | 0 | 0 | 0 | [11 empty] | Joan A Turnure Irrevocable Trust | 100 | Joan A Turnure Irrevocable Trust | 100
Otero Solar | 58520_G_OTE1 | 58520 | G | OTE1 |  | Solar PV |  | WECC_NM | New Mexico | 35 | Otero | 35 | 35035 | 8 | 0 | 2013 | 9999 |  |  | N | Solar | [13 empty] | 0 | 0 | 0 | 0 | [11 empty] | Public Service Co of New Mexico | 100 | PNM Resources Inc | 100
Manzano Solar | 58521_G_MAN1 | 58521 | G | MAN1 |  | Solar PV |  | WECC_NM | New Mexico | 35 | Valencia | 61 | 35061 | 8.4 | 0 | 2013 | 9999 |  |  | N | Solar | [13 empty] | 0 | 0 | 0 | 0 | [11 empty] | Public Service Co of New Mexico | 100 | PNM Resources Inc | 100
Madera Community Hospital | 58522_G_1 | 58522 | G | 1 |  | Solar PV |  | WEC_CALN | California | 6 | Madera | 39 | 06039 | 1 | 0 | 2011 | 9999 |  |  | N | Solar | [13 empty] | 0 | 0 | 0 | 0 | [11 empty] | GLC (CA) Madera LLC | 100 | US Bancorp | 100
Stoltze CoGen1 | 58523_G_STL2 | 58523 | G | STL2 |  | Biomass |  | WECC_MT | Montana | 30 | Flathead | 29 | 30029 | 3 | 11725 | 2013 | 9999 |  |  | Y | Biomass | [13 empty] | 0.22033 | 0.22033 | 0.22033 | 0.22033 | [11 empty] | FH Stoltze Land & Lumber Co | 100 | FH Stoltze Land & Lumber Co | 100
Neuse River Solar Farm | 58524_G_1 | 58524 | G | 1 |  | Solar PV |  | S_VACA | North Carolina | 37 | Wake | 183 | 37183 | 1.1 | 0 | 2011 | 9999 |  |  | N | Solar | [13 empty] | 0 | 0 | 0 | 0 | [11 empty] | NxGen Power | 100 | Nxgen Power | 100
City of Hayward WWTP | 58525_G_1 | 58525 | G | 1 |  | Solar PV |  | WEC_CALN | California | 6 | Alameda | 1 | 06001 | 1.7 | 0 | 2010 | 9999 |  |  | N | Solar | [13 empty] | 0 | 0 | 0 | 0 | [11 empty] | Hayward CA (City of) | 100 | Hayward CA (City of) | 100
City of Hayward WWTP | 58525_G_COGEN | 58525 | G | COGEN |  | Non-Fossil Waste |  | WEC_CALN | California | 6 | Alameda | 1 | 06001 | 1.1 | 9528 | 2014 | 9999 |  |  | Y | Non-Fossil Waste | [13 empty] | 0 | 0 | 0 | 0 | [11 empty] | Hayward CA (City of) | 100 | Hayward CA (City of) | 100
Uwharrie Mountain Renewable | 58526_G_1 | 58526 | G | 1 |  | Landfill Gas |  | S_VACA | North Carolina | 37 | Montgomery | 123 | 37123 | 1.6 | 13500 | 2014 | 9999 |  |  | N | Landfill Gas | [13 empty] | 0.22117 | 0.22117 | 0.22117 | 0.22117 | [11 empty] | Uwharrie Mountain Renewable Energy LLC | 100 | DTE Energy Co | 100
Uwharrie Mountain Renewable | 58526_G_2 | 58526 | G | 2 |  | Landfill Gas |  | S_VACA | North Carolina | 37 | Montgomery | 123 | 37123 | 1.6 | 13500 | 2014 | 9999 |  |  | N | Landfill Gas | [13 empty] | 0.22117 | 0.22117 | 0.22117 | 0.22117 | [11 empty] | Uwharrie Mountain Renewable Energy LLC | 100 | DTE Energy Co | 100
Uwharrie Mountain Renewable | 58526_G_3 | 58526 | G | 3 |  | Landfill Gas |  | S_VACA | North Carolina | 37 | Montgomery | 123 | 37123 | 1.6 | 13500 | 2014 | 9999 |  |  | N | Landfill Gas | [13 empty] | 0.22117 | 0.22117 | 0.22117 | 0.22117 | [11 empty] | Uwharrie Mountain Renewable Energy LLC | 100 | DTE Energy Co | 100
Uwharrie Mountain Renewable | 58526_G_4 | 58526 | G | 4 |  | Landfill Gas |  | S_VACA | North Carolina | 37 | Montgomery | 123 | 37123 | 1.6 | 13500 | 2014 | 9999 |  |  | N | Landfill Gas | [13 empty] | 0.22117 | 0.22117 | 0.22117 | 0.22117 | [11 empty] | Uwharrie Mountain Renewable Energy LLC | 100 | DTE Energy Co | 100
Uwharrie Mountain Renewable | 58526_G_5 | 58526 | G | 5 |  | Landfill Gas |  | S_VACA | North Carolina | 37 | Montgomery | 123 | 37123 | 1.6 | 13500 | 2014 | 9999 |  |  | N | Landfill Gas | [13 empty] | 0.22117 | 0.22117 | 0.22117 | 0.22117 | [11 empty] | Uwharrie Mountain Renewable Energy LLC | 100 | DTE Energy Co | 100
Uwharrie Mountain Renewable | 58526_G_6 | 58526 | G | 6 |  | Landfill Gas |  | S_VACA | North Carolina | 37 | Montgomery | 123 | 37123 | 1.6 | 13500 | 2014 | 9999 |  |  | N | Landfill Gas | [13 empty] | 0.22117 | 0.22117 | 0.22117 | 0.22117 | [11 empty] | Uwharrie Mountain Renewable Energy LLC | 100 | DTE Energy Co | 100
Crown Cooling Facility | 58527_G_1 | 58527 | G | 1 |  | Solar PV |  | WECC_IID | California | 6 | Imperial | 25 | 06025 | 1 | 0 | 2011 | 9999 |  |  | N | Solar | [13 empty] | 0 | 0 | 0 | 0 | [11 empty] | Five Crowns Marketing | 100 | Five Crown Marketing | 100
Garnet Solar Generation Station I LLC | 58528_G_WDT44 | 58528 | G | WDT44 |  | Solar PV |  | WECC_SCE | California | 6 | Riverside | 65 | 06065 | 4 | 0 | 2014 | 9999 |  |  | N | Solar | [13 empty] | 0 | 0 | 0 | 0 | [11 empty] | Garnet Solar Power Generation Station 1 LLC | 100 | Hanwha Group | 100
Progress Manis I | 58529_G_P11A | 58529 | G | P11A |  | Solar PV |  | S_VACA | North Carolina | 37 | Scotland | 165 | 37165 | 0.5 | 0 | 2012 | 9999 |  |  | N | Solar | [13 empty] | 0 | 0 | 0 | 0 | [11 empty] | North Carolina Solar I LLC | 100 | Blu Leaf Energy Inc | 100
Progress Manis I | 58529_G_P11B | 58529 | G | P11B |  | Solar PV |  | S_VACA | North Carolina | 37 | Scotland | 165 | 37165 | 0.5 | 0 | 2012 | 9999 |  |  | N | Solar | [13 empty] | 0 | 0 | 0 | 0 | [11 empty] | North Carolina Solar I LLC | 100 | Blu Leaf Energy Inc | 100
North Carolina Solar Bethea I | 58531_G_P22A | 58531 | G | P22A |  | Solar PV |  | S_VACA | North Carolina | 37 | Scotland | 165 | 37165 | 0.5 | 0 | 2013 | 9999 |  |  | N | Solar | [13 empty] | 0 | 0 | 0 | 0 | [11 empty] | North Carolina Solar II LLC | 100 | Blu Leaf Energy Inc | 100
North Carolina Solar Bethea I | 58531_G_P22B | 58531 | G | P22B |  | Solar PV |  | S_VACA | North Carolina | 37 | Scotland | 165 | 37165 | 0.5 | 0 | 2012 | 9999 |  |  | N | Solar | [13 empty] | 0 | 0 | 0 | 0 | [11 empty] | North Carolina Solar II LLC | 100 | Blu Leaf Energy Inc | 100
Don A Campbell 1 Geothermal | 58533_G_1 | 58533 | G | 1 |  | Geothermal |  | WECC_NNV | Nevada | 32 | Mineral | 21 | 32021 | 11.5 | 9771 | 2014 | 9999 |  |  | N | Geothermal | [13 empty] | 0 | 0 | 0 | 0 | 0.4563 | 0.4563 | 0.4563 | [8 empty] | ORNI 47 LLC | 100 | Northleaf Capital Partners | 100
Westford Solar Park | 58534_G_1 | 58534 | G | 1 |  | Solar PV |  | NENGREST | Massachusetts | 25 | Middlesex | 17 | 25017 | 4 | 0 | 2012 | 9999 |  |  | N | Solar | [13 empty] | 0 | 0 | 0 | 0 | [11 empty] | Canisteo Solar 1 LLC | 50 | Cathartes Private Investment | 50
Pickering Solar | 58535_G_1 | 58535 | G | 1 |  | Solar PV |  | PJM_EMAC | Pennsylvania | 42 | Chester | 29 | 42029 | 1.4 | 0 | 2012 | 9999 |  |  | N | Solar | [13 empty] | 0 | 0 | 0 | 0 | [11 empty] | Aqua Pennsylvania Inc | 100 | Aqua America Inc | 100
Cornerstone Power Holmdel LLC | 58536_G_1 | 58536 | G | 1 |  | Solar PV |  | PJM_EMAC | New Jersey | 34 | Monmouth | 25 | 34025 | 3 | 0 | 2013 | 9999 |  |  | N | Solar | [13 empty] | 0 | 0 | 0 | 0 | [11 empty] | Cornerstone Power Holmdel LLC | 100 | OCI Company Ltd | 100
OCI Alamo Solar I Hybrid | 58537_G_1 | 58537 | G | 1 |  | Solar PV |  | ERC_REST | Texas | 48 | Bexar | 29 | 48029 | 40.7 | 0 | 2013 | 9999 |  |  | N | Solar | [13 empty] | 0 | 0 | 0 | 0 | [11 empty] | OCI Solar Power LLC | 100 | OCI Company Ltd | 100
OCI Alamo Solar I Hybrid | 58537_G_ASTRO | 58537 | G | ASTRO |  | Energy Storage |  | ERC_REST | Texas | 48 | Bexar | 29 | 48029 | 1 | 0 | 2016 | 9999 |  |  | N | Energy Storage | [13 empty] | 0 | 0 | 0 | 0 | [11 empty] | OCI Alamo 1 LLC | 100 | OCI Company Ltd | 100
PCSP3 Airport | 58538_G_3 | 58538 | G | 3 |  | Solar PV |  | S_VACA | North Carolina | 37 | Person | 145 | 37145 | 2.5 | 0 | 2011 | 9999 |  |  | N | Solar | [13 empty] | 0 | 0 | 0 | 0 | [11 empty] | PCSP3 Arpt LLC | 100 | PCSP3 Arpt LLC | 100
Lake Pleasant WTP | 58539_G_1 | 58539 | G | 1 |  | Solar PV |  | WECC_AZ | Arizona | 4 | Maricopa | 13 | 04013 | 6 | 0 | 2012 | 9999 |  |  | N | Solar | [13 empty] | 0 | 0 | 0 | 0 | [11 empty] | Solar Star Arizona III LLC | 100 | SunPower Corp | 100
Silver City WWTP PV Project | 58540_G_PV-1 | 58540 | G | PV-1 |  | Solar PV |  | WECC_NM | New Mexico | 35 | Grant | 17 | 35017 | 1 | 0 | 2013 | 9999 |  |  | N | Solar | [13 empty] | 0 | 0 | 0 | 0 | [11 empty] | Affordable Solar Silver City LLC | 100 | Affordable Solar | 100
SunGen Sharon 1 LLC | 58541_G_1 | 58541 | G | 1 |  | Solar PV |  | NENGREST | Vermont | 50 | Windsor | 27 | 50027 | 1.8 | 0 | 2012 | 9999 |  |  | N | Solar | [13 empty] | 0 | 0 | 0 | 0 | [11 empty] | SunGen Sharon 1 LLC | 100 | Sungen | 100
Desert Sunlight 250, LLC | 58542_G_DSL12 | 58542 | G | DSL12 |  | Solar PV |  | WECC_SCE | California | 6 | Riverside | 65 | 06065 | 39.1 | 0 | 2013 | 9999 |  |  | N | Solar | [13 empty] | 0 | 0 | 0 | 0 | [11 empty] | Desert Sunlight 250 LLC | 100 | General Electric Co | 100
Desert Sunlight 250, LLC | 58542_G_DSL13 | 58542 | G | DSL13 |  | Solar PV |  | WECC_SCE | California | 6 | Riverside | 65 | 06065 | 39.1 | 0 | 2014 | 9999 |  |  | N | Solar | [13 empty] | 0 | 0 | 0 | 0 | [11 empty] | Desert Sunlight 250 LLC | 100 | General Electric Co | 100
Desert Sunlight 250, LLC | 58542_G_DSL14 | 58542 | G | DSL14 |  | Solar PV |  | WECC_SCE | California | 6 | Riverside | 65 | 06065 | 26.5 | 0 | 2014 | 9999 |  |  | N | Solar | [13 empty] | 0 | 0 | 0 | 0 | [11 empty] | Desert Sunlight 250 LLC | 100 | General Electric Co | 100
Desert Sunlight 250, LLC | 58542_G_DSL15 | 58542 | G | DSL15 |  | Solar PV |  | WECC_SCE | California | 6 | Riverside | 65 | 06065 | 13.9 | 0 | 2014 | 9999 |  |  | N | Solar | [13 empty] | 0 | 0 | 0 | 0 | [11 empty] | Desert Sunlight 250 LLC | 100 | General Electric Co | 100
Desert Sunlight 250, LLC | 58542_G_DSL16 | 58542 | G | DSL16 |  | Solar PV |  | WECC_SCE | California | 6 | Riverside | 65 | 06065 | 22.7 | 0 | 2013 | 9999 |  |  | N | Solar | [13 empty] | 0 | 0 | 0 | 0 | [11 empty] | Desert Sunlight 250 LLC | 100 | General Electric Co | 100
Desert Sunlight 250, LLC | 58542_G_DSL17 | 58542 | G | DSL17 |  | Solar PV |  | WECC_SCE | California | 6 | Riverside | 65 | 06065 | 29 | 0 | 2013 | 9999 |  |  | N | Solar | [13 empty] | 0 | 0 | 0 | 0 | [11 empty] | Desert Sunlight 250 LLC | 100 | General Electric Co | 100
Desert Sunlight 250, LLC | 58542_G_DSL18 | 58542 | G | DSL18 |  | Solar PV |  | WECC_SCE | California | 6 | Riverside | 65 | 06065 | 29 | 0 | 2014 | 9999 |  |  | N | Solar | [13 empty] | 0 | 0 | 0 | 0 | [11 empty] | Desert Sunlight 250 LLC | 100 | General Electric Co | 100
Desert Sunlight 250, LLC | 58542_G_DSL19 | 58542 | G | DSL19 |  | Solar PV |  | WECC_SCE | California | 6 | Riverside | 65 | 06065 | 25.2 | 0 | 2014 | 9999 |  |  | N | Solar | [13 empty] | 0 | 0 | 0 | 0 | [11 empty] | Desert Sunlight 250 LLC | 100 | General Electric Co | 100
Desert Sunlight 250, LLC | 58542_G_DSL20 | 58542 | G | DSL20 |  | Solar PV |  | WECC_SCE | California | 6 | Riverside | 65 | 06065 | 25.2 | 0 | 2013 | 9999 |  |  | N | Solar | [13 empty] | 0 | 0 | 0 | 0 | [11 empty] | Desert Sunlight 250 LLC | 100 | General Electric Co | 100
Gilbert Solar Facility I, LLC | 58543_G_1 | 58543 | G | 1 |  | Solar PV |  | WECC_AZ | Arizona | 4 | Maricopa | 13 | 04013 | 2.5 | 0 | 2011 | 9999 |  |  | N | Solar | [13 empty] | 0 | 0 | 0 | 0 | [11 empty] | Gilbert Solar Facility I LLC | 100 | WEC Energy Group Inc | 100
Mountain View Solar | 58544_G_1 | 58544 | G | 1 |  | Solar PV |  | WECC_SNV | Nevada | 32 | Clark | 3 | 32003 | 20 | 0 | 2014 | 9999 |  |  | N | Solar | [13 empty] | 0 | 0 | 0 | 0 | [11 empty] | Mountain View Solar LLC | 100 | NextEra Energy Inc | 100
Community Solar 1 | 58545_G_1 | 58545 | G | 1 |  | Solar PV |  | WECC_IID | California | 6 | Imperial | 25 | 06025 | 5.7 | 0 | 2014 | 9999 |  |  | N | Solar | [13 empty] | 0 | 0 | 0 | 0 | [11 empty] | NRG Solar Community I LLC | 100 | NRG Energy Inc | 100
Watervliet | 58546_G_GEN1 | 58546 | G | GEN1 |  | Landfill Gas |  | PJM_West | Michigan | 26 | Berrien | 21 | 26021 | 1.6 | 13500 | 2013 | 9999 |  |  | N | Landfill Gas | [13 empty] | 0.22117 | 0.22117 | 0.22117 | 0.22117 | [11 empty] | Granger Energy Services | 100 | Granger Electric Co | 100
Watervliet | 58546_G_GEN2 | 58546 | G | GEN2 |  | Landfill Gas |  | PJM_West | Michigan | 26 | Berrien | 21 | 26021 | 1.6 | 13500 | 2013 | 9999 |  |  | N | Landfill Gas | [13 empty] | 0.22117 | 0.22117 | 0.22117 | 0.22117 | [11 empty] | Granger Energy Services | 100 | Granger Electric Co | 100
SMPA Solar 1 Community Solar | 58547_G_1 | 58547 | G | 1 |  | Solar PV |  | WECC_CO | Colorado | 8 | Montrose | 85 | 08085 | 1 | 0 | 2012 | 9999 |  |  | N | Solar | [13 empty] | 0 | 0 | 0 | 0 | [11 empty] | SMPA Solar 1 LLC | 100 | San Miguel Power Association Inc | 100
Huerfano River Wind | 58548_G_WTG1 | 58548 | G | WTG1 |  | Onshore Wind |  | WECC_CO | Colorado | 8 | Huerfano | 55 | 08055 | 2 | 0 | 2013 | 9999 |  |  | N | Wind | [13 empty] | 0 | 0 | 0 | 0 | [11 empty] | Huerfano River Wind LLC | 100 | New Centennial Power LLC | 100
Huerfano River Wind | 58548_G_WTG2 | 58548 | G | WTG2 |  | Onshore Wind |  | WECC_CO | Colorado | 8 | Huerfano | 55 | 08055 | 2 | 0 | 2013 | 9999 |  |  | N | Wind | [13 empty] | 0 | 0 | 0 | 0 | [11 empty] | Huerfano River Wind LLC | 100 | New Centennial Power LLC | 100
Huerfano River Wind | 58548_G_WTG3 | 58548 | G | WTG3 |  | Onshore Wind |  | WECC_CO | Colorado | 8 | Huerfano | 55 | 08055 | 2 | 0 | 2013 | 9999 |  |  | N | Wind | [13 empty] | 0 | 0 | 0 | 0 | [11 empty] | Huerfano River Wind LLC | 100 | New Centennial Power LLC | 100
Huerfano River Wind | 58548_G_WTG4 | 58548 | G | WTG4 |  | Onshore Wind |  | WECC_CO | Colorado | 8 | Huerfano | 55 | 08055 | 2 | 0 | 2013 | 9999 |  |  | N | Wind | [13 empty] | 0 | 0 | 0 | 0 | [11 empty] | Huerfano River Wind LLC | 100 | New Centennial Power LLC | 100
Owens Corning at Bethlehem | 58550_G_PV1 | 58550 | G | PV1 |  | Solar PV |  | NY_Z_F | New York | 36 | Albany | 1 | 36001 | 2 | 0 | 2013 | 9999 |  |  | N | Solar | [13 empty] | 0 | 0 | 0 | 0 | [11 empty] | Luminace Solar New York LLC | 100 | Exelon Corp | 100
Bridgeport Fuel Cell Park | 58551_G_1 | 58551 | G | 1 |  | Fuel Cell |  | NENG_CT | Connecticut | 9 | Fairfield | 1 | 09001 | 13.7 | 8199 | 2013 | 9999 |  |  | N | Natural Gas | [13 empty] | 0 | 0 | 0 | 0 | [11 empty] | Bridgeport Fuel Cell LLC | 100 | FuelCell Energy Inc | 100
Indy Solar I, LLC | 58552_G_1 | 58552 | G | 1 |  | Solar PV |  | MIS_INKY | Indiana | 18 | Marion | 97 | 18097 | 10 | 0 | 2013 | 9999 |  |  | N | Solar | [13 empty] | 0 | 0 | 0 | 0 | [11 empty] | Indy Solar I LLC | 100 | Dominion Energy Inc | 100
Indy Solar III, LLC | 58553_G_1 | 58553 | G | 1 |  | Solar PV |  | MIS_INKY | Indiana | 18 | Marion | 97 | 18097 | 8.6 | 0 | 2013 | 9999 |  |  | N | Solar | [13 empty] | 0 | 0 | 0 | 0 | [11 empty] | Indy Solar III LLC | 100 | Dominion Energy Inc | 100
Somers Solar Center, LLC | 58554_G_1 | 58554 | G | 1 |  | Solar PV |  | NENG_CT | Connecticut | 9 | Tolland | 13 | 09013 | 5 | 0 | 2013 | 9999 |  |  | N | Solar | [13 empty] | 0 | 0 | 0 | 0 | [11 empty] | Somers Solar Center LLC | 100 | Dominion Energy Inc | 100
Indy Solar II, LLC | 58556_G_1 | 58556 | G | 1 |  | Solar PV |  | MIS_INKY | Indiana | 18 | Marion | 97 | 18097 | 10 | 0 | 2013 | 9999 |  |  | N | Solar | [13 empty] | 0 | 0 | 0 | 0 | [11 empty] | Indy Solar II LLC | 100 | Dominion Energy Inc | 100
Mesquite Generating Station Block 1 | 58557_G_GT1 | 58557 | G | GT1 | 4859 | Combined Cycle |  | WECC_AZ | Arizona | 4 | Maricopa | 13 | 04013 | 153 | 7452 | 2003 | 9999 |  |  | N | Natural Gas |  |  |  | DLNB | SCR | [8 empty] | 0.0087242 | 0.0087242 | 0.0087242 | 0.0087242 | [11 empty] | Salt River Project | 100 | Salt River Project | 100
Mesquite Generating Station Block 1 | 58557_G_GT2 | 58557 | G | GT2 | 4860 | Combined Cycle |  | WECC_AZ | Arizona | 4 | Maricopa | 13 | 04013 | 153 | 7452 | 2003 | 9999 |  |  | N | Natural Gas |  |  |  | DLNB | SCR | [8 empty] | 0.0087242 | 0.0087242 | 0.0087242 | 0.0087242 | [11 empty] | Salt River Project | 100 | Salt River Project | 100
Mesquite Generating Station Block 1 | 58557_G_ST1 | 58557 | G | ST1 | 4859 | Combined Cycle |  | WECC_AZ | Arizona | 4 | Maricopa | 13 | 04013 | 289 | 7452 | 2003 | 9999 |  |  | N | Natural Gas |  |  |  | LNB + NH3 | SCR | [8 empty] | 0.0087242 | 0.0087242 | 0.0087242 | 0.0087242 | [11 empty] | Salt River Project | 100 | Salt River Project | 100
Onslow Power Producers | 58558_G_GEN1 | 58558 | G | GEN1 |  | Landfill Gas |  | S_VACA | North Carolina | 37 | Onslow | 133 | 37133 | 1.9 | 13500 | 2013 | 9999 |  |  | N | Landfill Gas | [13 empty] | 0.22117 | 0.22117 | 0.22117 | 0.22117 | [11 empty] | Onslow Power Producers LLC | 100 | William Howard Brinker | 100
Bi-County Gas Producers | 58559_G_GEN1 | 58559 | G | GEN1 |  | Landfill Gas |  | S_C_TVA | Tennessee | 47 | Montgomery | 125 | 47125 | 0.9 | 13500 | 2011 | 9999 |  |  | N | Landfill Gas | [13 empty] | 0.22117 | 0.22117 | 0.22117 | 0.22117 | [11 empty] | Enerdyne LLC | 100 | Enerdyne LLC | 100
Bi-County Gas Producers | 58559_G_GEN2 | 58559 | G | GEN2 |  | Landfill Gas |  | S_C_TVA | Tennessee | 47 | Montgomery | 125 | 47125 | 1.9 | 13500 | 2013 | 9999 |  |  | N | Landfill Gas | [13 empty] | 0.22117 | 0.22117 | 0.22117 | 0.22117 | [11 empty] | Enerdyne Power Systems Inc | 100 | Wca Waste Corp | 100
Merrimac Solar | 58561_G_MSMA | 58561 | G | MSMA |  | Solar PV |  | NENGREST | Massachusetts | 25 | Essex | 9 | 25009 | 1.5 | 0 | 2013 | 9999 |  |  | N | Solar | [13 empty] | 0 | 0 | 0 | 0 | [11 empty] | Merrimac Solar LLC | 100 | Consolidated Edison Inc | 100
Montana Power Station | 58562_G_GT-1 | 58562 | G | GT-1 | 90902 | Combustion Turbine |  | WECC_NM | Texas | 48 | El Paso | 141 | 48141 | 88.2 | 10745 | 2015 | 9999 |  |  | N | Natural Gas, Distillate Fuel Oil |  |  |  |  | SCR | [8 empty] | 0.01162 | 0.01154 | 0.01162 | 0.01154 | [11 empty] | El Paso Electric Co | 100 | JPMorgan Chase & Co | 100
Montana Power Station | 58562_G_GT-2 | 58562 | G | GT-2 | 90903 | Combustion Turbine |  | WECC_NM | Texas | 48 | El Paso | 141 | 48141 | 88.2 | 10745 | 2015 | 9999 |  |  | N | Natural Gas, Distillate Fuel Oil |  |  |  |  | SCR | [8 empty] | 0.01145 | 0.01141 | 0.01145 | 0.01141 | [11 empty] | El Paso Electric Co | 100 | JPMorgan Chase & Co | 100
Montana Power Station | 58562_G_GT-3 | 58562 | G | GT-3 | 90904 | Combustion Turbine |  | WECC_NM | Texas | 48 | El Paso | 141 | 48141 | 94.2 | 10745 | 2016 | 9999 |  |  | N | Natural Gas, Distillate Fuel Oil |  |  |  |  | SCR | [8 empty] | 0.01147 | 0.01142 | 0.01147 | 0.01142 | [11 empty] | El Paso Electric Co | 100 | JPMorgan Chase & Co | 100
Montana Power Station | 58562_G_GT-4 | 58562 | G | GT-4 | 90905 | Combustion Turbine |  | WECC_NM | Texas | 48 | El Paso | 141 | 48141 | 94.2 | 10745 | 2016 | 9999 |  |  | N | Natural Gas, Distillate Fuel Oil |  |  |  |  | SCR | [8 empty] | 0.01171 | 0.01159 | 0.01171 | 0.01159 | [11 empty] | El Paso Electric Co | 100 | JPMorgan Chase & Co | 100
Hometown Bio Energy LLC | 58563_G_HTBE | 58563 | G | HTBE |  | Non-Fossil Waste |  | MIS_MNWI | Minnesota | 27 | Le Sueur | 79 | 27079 | 7.6 | 11035 | 2013 | 9999 |  |  | Y | Non-Fossil Waste | [13 empty] | 0 | 0 | 0 | 0 | [11 empty] | Hometown Bio Energy LLC | 100 | Minnesota Municipal Power Agency | 100
Frenchtown III Solar | 58564_G_F3NJ | 58564 | G | F3NJ |  | Solar PV |  | PJM_EMAC | New Jersey | 34 | Hunterdon | 19 | 34019 | 7.9 | 0 | 2013 | 9999 |  |  | N | Solar | [13 empty] | 0 | 0 | 0 | 0 | [11 empty] | Frenchtown III Solar LLC | 100 | Consolidated Edison Inc | 100
Gettysburg Energy & Nutrient Rec Facility | 58565_G_GENRF | 58565 | G | GENRF |  | Biomass |  | PJM_WMAC | Pennsylvania | 42 | Adams | 1 | 42001 | 2.5 | 40000 | 2013 | 9999 |  |  | Y | Biomass | [13 empty] | 0.22033 | 0.22033 | 0.22033 | 0.22033 | [11 empty] | Energy Works North America LLC | 100 | Energyworks Group | 100
Cottage Street Solar Facility | 58568_G_PV-3 | 58568 | G | PV-3 |  | Solar PV |  | NENGREST | Massachusetts | 25 | Hampden | 13 | 25013 | 3.2 | 0 | 2014 | 9999 |  |  | N | Solar | [13 empty] | 0 | 0 | 0 | 0 | [11 empty] | NSTAR Co d/b/a Eversource Energy | 100 | Eversource Energy | 100
Paradise Solar Energy Center | 58569_G_1 | 58569 | G | 1 |  | Solar PV |  | PJM_EMAC | New Jersey | 34 | Gloucester | 15 | 34015 | 5 | 0 | 2011 | 9999 |  |  | N | Solar | [13 empty] | 0 | 0 | 0 | 0 | [11 empty] | Paradise Solar Urban Renewal LLC | 100 | NextEra Energy Inc | 100
Enel Cove Fort | 58570_G_1-G1A | 58570 | G | 1-G1A |  | Geothermal |  | WECC_UT | Utah | 49 | Beaver | 1 | 49001 | 12.5 | 9771 | 2013 | 9999 |  |  | N | Geothermal | [13 empty] | 0 | 0 | 0 | 0 | 0.4563 | 0.4563 | 0.4563 | [8 empty] | Enel Cove Fort LLC | 100 | Enel SpA | 100
Enel Cove Fort | 58570_G_2-GIA | 58570 | G | 2-GIA |  | Geothermal |  | WECC_UT | Utah | 49 | Beaver | 1 | 49001 | 12.5 | 9771 | 2013 | 9999 |  |  | N | Geothermal | [13 empty] | 0 | 0 | 0 | 0 | 0.4563 | 0.4563 | 0.4563 | [8 empty] | Enel Cove Fort LLC | 100 | Enel SpA | 100
Tucannon River Wind Farm | 58571_G_1 | 58571 | G | 1 |  | Onshore Wind |  | WECC_PNW | Washington | 53 | Columbia | 13 | 53013 | 266.8 | 0 | 2014 | 9999 |  |  | N | Wind | [13 empty] | 0 | 0 | 0 | 0 | [11 empty] | Portland General Electric Co | 100 | Portland General Electric Co | 100
Lakeland Solar Energy LLC | 58572_G_1 | 58572 | G | 1 |  | Solar PV |  | S_SOU | Georgia | 13 | Lanier | 173 | 13173 | 0.9 | 0 | 2013 | 9999 |  |  | N | Solar | [13 empty] | 0 | 0 | 0 | 0 | [11 empty] | Lakeland Solar Energy LLC | 100 | Invenergy LLC | 100
Lakeland Solar Energy LLC | 58572_G_2 | 58572 | G | 2 |  | Solar PV |  | S_SOU | Georgia | 13 | Lanier | 173 | 13173 | 0.9 | 0 | 2013 | 9999 |  |  | N | Solar | [13 empty] | 0 | 0 | 0 | 0 | [11 empty] | Lakeland Solar Energy LLC | 100 | Invenergy LLC | 100
Smithfield Packaged Meats Corp. | 58575_G_1 | 58575 | G | 1 |  | Combustion Turbine | IC Engine | S_VACA | North Carolina | 37 | Lenoir | 107 | 37107 | 2.3 | 8700 | 2013 | 9999 |  |  | Y | Distillate Fuel Oil | [13 empty] | 1.6498 | 1.6498 | 1.6498 | 1.6498 | [11 empty] | Smithfield Packing Co | 100 | Smithfield Foods Inc | 100
Smithfield Packaged Meats Corp. | 58575_G_2 | 58575 | G | 2 |  | Combustion Turbine | IC Engine | S_VACA | North Carolina | 37 | Lenoir | 107 | 37107 | 2.3 | 8700 | 2013 | 9999 |  |  | Y | Distillate Fuel Oil | [13 empty] | 1.6498 | 1.6498 | 1.6498 | 1.6498 | [11 empty] | Smithfield Packing Co | 100 | Smithfield Foods Inc | 100
Smithfield Packaged Meats Corp. | 58575_G_3 | 58575 | G | 3 |  | Combustion Turbine | IC Engine | S_VACA | North Carolina | 37 | Lenoir | 107 | 37107 | 2.3 | 8700 | 2013 | 9999 |  |  | Y | Distillate Fuel Oil | [13 empty] | 1.6498 | 1.6498 | 1.6498 | 1.6498 | [11 empty] | Smithfield Packing Co | 100 | Smithfield Foods Inc | 100
Smithfield Packaged Meats Corp. | 58575_G_4 | 58575 | G | 4 |  | Combustion Turbine | IC Engine | S_VACA | North Carolina | 37 | Lenoir | 107 | 37107 | 2.3 | 8700 | 2013 | 9999 |  |  | Y | Distillate Fuel Oil | [13 empty] | 1.6498 | 1.6498 | 1.6498 | 1.6498 | [11 empty] | Smithfield Packing Co | 100 | Smithfield Foods Inc | 100
GSE NM1 | 58576_G_NMP1 | 58576 | G | NMP1 |  | Solar PV |  | SPP_SPS | New Mexico | 35 | Chaves | 5 | 35005 | 1.7 | 0 | 2011 | 9999 |  |  | N | Solar | [13 empty] | 0 | 0 | 0 | 0 | [11 empty] | GSE NM1 LLC | 100 | Bluenrgy Group | 100
Veolia ES Blackfoot Landfill Facility | 58577_G_BLG1 | 58577 | G | BLG1 |  | Landfill Gas |  | MIS_INKY | Indiana | 18 | Pike | 125 | 18125 | 1.1 | 13500 | 2009 | 9999 |  |  | N | Landfill Gas | [13 empty] | 0.22117 | 0.22117 | 0.22117 | 0.22117 | [11 empty] | Southern Indiana Gas & Electric Co | 100 | CenterPoint Energy Inc | 100
Veolia ES Blackfoot Landfill Facility | 58577_G_BLG2 | 58577 | G | BLG2 |  | Landfill Gas |  | MIS_INKY | Indiana | 18 | Pike | 125 | 18125 | 1.1 | 13500 | 2009 | 9999 |  |  | N | Landfill Gas | [13 empty] | 0.22117 | 0.22117 | 0.22117 | 0.22117 | [11 empty] | Southern Indiana Gas & Electric Co | 100 | CenterPoint Energy Inc | 100
Sonora 1 | 58578_G_SON1 | 58578 | G | SON1 |  | Solar PV |  | WEC_CALN | California | 6 | Tuolumne | 109 | 06109 | 1.5 | 0 | 2013 | 9999 |  |  | N | Solar | [13 empty] | 0 | 0 | 0 | 0 | [11 empty] | Fresh Air Energy IV LLC | 100 | Ecoplexus Inc | 100
Pheasant Run Wind LLC | 58580_G_1 | 58580 | G | 1 |  | Onshore Wind |  | MIS_LMI | Michigan | 26 | Huron | 63 | 26063 | 74.8 | 0 | 2013 | 9999 |  |  | N | Wind | [13 empty] | 0 | 0 | 0 | 0 | [11 empty] | Pheasant Run Wind LLC | 100 | NextEra Energy Inc | 100
Oltmans SCE at Champagne | 58581_G_1 | 58581 | G | 1 |  | Solar PV |  | WECC_SCE | California | 6 | San Bernardino | 71 | 06071 | 1 | 0 | 2013 | 9999 |  |  | N | Solar | [13 empty] | 0 | 0 | 0 | 0 | [11 empty] | California PV Energy LLC | 100 | Exelon Corp | 100
Oltmans SCE at Jurupa | 58582_G_1 | 58582 | G | 1 |  | Solar PV |  | WECC_SCE | California | 6 | San Bernardino | 71 | 06071 | 1.5 | 0 | 2013 | 9999 |  |  | N | Solar | [13 empty] | 0 | 0 | 0 | 0 | [11 empty] | California PV Energy LLC | 100 | Exelon Corp | 100
Forbes Street Solar | 58583_G_FSS1 | 58583 | G | FSS1 |  | Solar PV |  | NENGREST | Rhode Island | 44 | Providence | 7 | 44007 | 3 | 0 | 2013 | 9999 |  |  | N | Solar | [13 empty] | 0 | 0 | 0 | 0 | [11 empty] | Forbes Street Solar LLC | 100 | D E Shaw & Co LP | 100
Town of East Bridgewater CSG | 58586_G_1 | 58586 | G | 1 |  | Solar PV |  | NENGREST | Massachusetts | 25 | Plymouth | 23 | 25023 | 2 | 0 | 2013 | 9999 |  |  | N | Solar | [13 empty] | 0 | 0 | 0 | 0 | [11 empty] | Mound Solar Owner V LLC | 100 | SolarCity Corp | 100
Tuscola Wind II LLC | 58587_G_1 | 58587 | G | 1 |  | Onshore Wind |  | MIS_LMI | Michigan | 26 | Tuscola | 157 | 26157 | 100.3 | 0 | 2013 | 9999 |  |  | N | Wind | [13 empty] | 0 | 0 | 0 | 0 | [11 empty] | Tuscola Wind II LLC | 100 | NextEra Energy Inc | 100
Sue Cleveland High School | 58588_G_SCHS | 58588 | G | SCHS |  | Solar PV |  | WECC_NM | New Mexico | 35 | Sandoval | 43 | 35043 | 1 | 0 | 2013 | 9999 |  |  | N | Solar | [13 empty] | 0 | 0 | 0 | 0 | [11 empty] | Terraform Power Inc | 100 | Brookfield Asset Management Inc | 100
Rio Rancho High School | 58589_G_RRHS | 58589 | G | RRHS |  | Solar PV |  | WECC_NM | New Mexico | 35 | Sandoval | 43 | 35043 | 1 | 0 | 2013 | 9999 |  |  | N | Solar | [13 empty] | 0 | 0 | 0 | 0 | [11 empty] | Terraform Power Inc | 100 | Brookfield Asset Management Inc | 100
Cascade Solar | 58590_G_1 | 58590 | G | 1 |  | Solar PV |  | WECC_SCE | California | 6 | San Bernardino | 71 | 06071 | 18.5 | 0 | 2014 | 9999 |  |  | N | Solar | [13 empty] | 0 | 0 | 0 | 0 | [11 empty] | Cascade Solar LLC | 100 | SunEdison | 100
Solar Gen 2 | 58592_G_ALHM | 58592 | G | ALHM |  | Solar PV |  | WECC_IID | California | 6 | Imperial | 25 | 06025 | 50 | 0 | 2014 | 9999 |  |  | N | Solar | [13 empty] | 0 | 0 | 0 | 0 | [11 empty] | Southern Power Co | 100 | Southern Co | 100
Solar Gen 2 | 58592_G_ARK | 58592 | G | ARK |  | Solar PV |  | WECC_IID | California | 6 | Imperial | 25 | 06025 | 50 | 0 | 2014 | 9999 |  |  | N | Solar | [13 empty] | 0 | 0 | 0 | 0 | [11 empty] | Southern Power Co | 100 | Southern Co | 100
Solar Gen 2 | 58592_G_SONR | 58592 | G | SONR |  | Solar PV |  | WECC_IID | California | 6 | Imperial | 25 | 06025 | 50 | 0 | 2014 | 9999 |  |  | N | Solar | [13 empty] | 0 | 0 | 0 | 0 | [11 empty] | Southern Power Co | 100 | Southern Co | 100
Steele Flats Wind Project LLC | 58594_G_1 | 58594 | G | 1 |  | Onshore Wind |  | SPP_NEBR | Nebraska | 31 | Jefferson | 95 | 31095 | 74.8 | 0 | 2013 | 9999 |  |  | N | Wind | [13 empty] | 0 | 0 | 0 | 0 | [11 empty] | Steele Flats Wind Project LLC | 100 | NextEra Energy Inc | 100
Grandview Wind Farm, LLC | 58596_G_GRVWI | 58596 | G | GRVWI |  | Onshore Wind |  | ERC_PHDL | Texas | 48 | Carson | 65 | 48065 | 211.2 | 0 | 2014 | 9999 |  |  | N | Wind | [13 empty] | 0 | 0 | 0 | 0 | [11 empty] | Grandview Wind Farm LLC | 100 | RWE Group | 100
HTW Plant 303 COGEN | 58597_G_CGN1 | 58597 | G | CGN1 |  | Combustion Turbine |  | WECC_UT | Utah | 49 | Salt Lake | 35 | 49035 | 5.6 | 8700 | 2008 | 9999 |  |  | Y | Natural Gas | [13 empty] | 0.23894 | 0.23894 | 0.23894 | 0.23894 | [11 empty] | University of Utah | 100 | University of Utah | 100
Beryl Solar Plant | 58598_G_BSP1 | 58598 | G | BSP1 |  | Solar PV |  | WECC_UT | Utah | 49 | Iron | 21 | 49021 | 3 | 0 | 2015 | 9999 |  |  | N | Solar | [13 empty] | 0 | 0 | 0 | 0 | [11 empty] | Beryl Solar LLC | 100 | Brookfield Asset Management Inc | 100
Cedar Valley Solar Plant | 58599_G_CVSP1 | 58599 | G | CVSP1 |  | Solar PV |  | WECC_UT | Utah | 49 | Iron | 21 | 49021 | 3 | 0 | 2015 | 9999 |  |  | N | Solar | [13 empty] | 0 | 0 | 0 | 0 | [11 empty] | Cedar Valley Solar LLC | 100 | Brookfield Asset Management Inc | 100
East Highline | 586_G_1 | 586 | G | 1 |  | Hydro |  | WECC_IID | California | 6 | Imperial | 25 | 06025 | 1 | 0 | 1984 | 9999 |  |  | N | Hydro | [13 empty] | 0 | 0 | 0 | 0 | [11 empty] | Imperial Irrigation District | 100 | Imperial Irrigation District | 100
Buckhorn Solar Plant | 58600_G_BSP1 | 58600 | G | BSP1 |  | Solar PV |  | WECC_UT | Utah | 49 | Iron | 21 | 49021 | 3 | 0 | 2015 | 9999 |  |  | N | Solar | [13 empty] | 0 | 0 | 0 | 0 | [11 empty] | Buckhorn Solar LLC | 100 | Brookfield Asset Management Inc | 100
Milford Flat Solar Plant | 58601_G_MFSP1 | 58601 | G | MFSP1 |  | Solar PV |  | WECC_UT | Utah | 49 | Beaver | 1 | 49001 | 3 | 0 | 2015 | 9999 |  |  | N | Solar | [13 empty] | 0 | 0 | 0 | 0 | [11 empty] | Milford Flat Solar LLC | 100 | Brookfield Asset Management Inc | 100
Laho Solar Plant | 58602_G_LSP1 | 58602 | G | LSP1 |  | Solar PV |  | WECC_UT | Utah | 49 | Beaver | 1 | 49001 | 3 | 0 | 2015 | 9999 |  |  | N | Solar | [13 empty] | 0 | 0 | 0 | 0 | [11 empty] | Laho Solar LLC | 100 | Brookfield Asset Management Inc | 100
Greenville Solar Plant | 58603_G_GVSP1 | 58603 | G | GVSP1 |  | Solar PV |  | WECC_UT | Utah | 49 | Beaver | 1 | 49001 | 2.2 | 0 | 2015 | 9999 |  |  | N | Solar | [13 empty] | 0 | 0 | 0 | 0 | [11 empty] | Greenville Solar LLC | 100 | Brookfield Asset Management Inc | 100
Granite Peak Solar Plant | 58604_G_GPSP1 | 58604 | G | GPSP1 |  | Solar PV |  | WECC_UT | Utah | 49 | Beaver | 1 | 49001 | 3 | 0 | 2015 | 9999 |  |  | N | Solar | [13 empty] | 0 | 0 | 0 | 0 | [11 empty] | Granite Peak Solar LLC | 100 | Brookfield Asset Management Inc | 100
Blueberry One | 58605_G_PV1 | 58605 | G | PV1 |  | Solar PV |  | S_VACA | North Carolina | 37 | Wayne | 191 | 37191 | 5 | 0 | 2016 | 9999 |  |  | N | Solar | [13 empty] | 0 | 0 | 0 | 0 | [11 empty] | Blueberry One LLC | 100 | Birdseye Renewable Energy | 100
One Market Plaza | 58607_G_1 | 58607 | G | 1 |  | Combustion Turbine | IC Engine | WEC_CALN | California | 6 | San Francisco | 75 | 06075 | 0.5 | 8700 | 2003 | 9999 |  |  | Y | Natural Gas | [13 empty] | 0.56489 | 0.56489 | 0.56489 | 0.56489 | [11 empty] | Northern Power Systems | 100 | Wind Power Holdings Inc | 100
One Market Plaza | 58607_G_2 | 58607 | G | 2 |  | Combustion Turbine | IC Engine | WEC_CALN | California | 6 | San Francisco | 75 | 06075 | 0.5 | 8700 | 2003 | 9999 |  |  | Y | Natural Gas | [13 empty] | 0.56489 | 0.56489 | 0.56489 | 0.56489 | [11 empty] | Northern Power Systems | 100 | Wind Power Holdings Inc | 100
One Market Plaza | 58607_G_3 | 58607 | G | 3 |  | Combustion Turbine | IC Engine | WEC_CALN | California | 6 | San Francisco | 75 | 06075 | 0.5 | 8700 | 2003 | 9999 |  |  | Y | Natural Gas | [13 empty] | 0.56489 | 0.56489 | 0.56489 | 0.56489 | [11 empty] | Northern Power Systems | 100 | Wind Power Holdings Inc | 100
Saddleback Ridge Wind Farm | 58608_G_SRW1 | 58608 | G | SRW1 |  | Onshore Wind |  | NENG_ME | Maine | 23 | Franklin | 7 | 23007 | 8.5 | 0 | 2014 | 9999 |  |  | N | Wind | [13 empty] | 0 | 0 | 0 | 0 | [11 empty] | Saddleback Ridge Wind LLC | 100 | Jay Cashman Inc | 100
Saddleback Ridge Wind Farm | 58608_G_SRW2 | 58608 | G | SRW2 |  | Onshore Wind |  | NENG_ME | Maine | 23 | Franklin | 7 | 23007 | 25.7 | 0 | 2015 | 9999 |  |  | N | Wind | [13 empty] | 0 | 0 | 0 | 0 | [11 empty] | Saddleback Ridge Wind LLC | 100 | Jay Cashman Inc | 100
Industry Solar Power Generation Station 1 LLC | 58609_G_ISP1 | 58609 | G | ISP1 |  | Solar PV |  | WECC_SCE | California | 6 | San Bernardino | 71 | 06071 | 1.5 | 0 | 2013 | 9999 |  |  | N | Solar | [13 empty] | 0 | 0 | 0 | 0 | [11 empty] | Industry Solar Power Generation Station 1 LLC | 100 | Sustainable Power Group LLC | 100
Navajo Solar Power Generation Station 1 LLC | 58610_G_NSP1 | 58610 | G | NSP1 |  | Solar PV |  | WEC_SDGE | California | 6 | San Bernardino | 71 | 06071 | 1.5 | 0 | 2013 | 9999 |  |  | N | Solar | [13 empty] | 0 | 0 | 0 | 0 | [11 empty] | Navajo Solar Power Generation Station 1 LLC | 100 | Sustainable Power Group LLC | 100
Powhatan Solar Power Generation Station 1 LLC | 58611_G_1 | 58611 | G | 1 |  | Solar PV |  | WECC_SCE | California | 6 | San Bernardino | 71 | 06071 | 1.5 | 0 | 2013 | 9999 |  |  | N | Solar | [13 empty] | 0 | 0 | 0 | 0 | [11 empty] | Powhatan Solar Power Generation Station 1 LLC | 100 | Sustainable Power Group LLC | 100
Otoe Solar Power Generation Station 1 LL | 58612_G_1 | 58612 | G | 1 |  | Solar PV |  | WECC_SCE | California | 6 | San Bernardino | 71 | 06071 | 1.5 | 0 | 2013 | 9999 |  |  | N | Solar | [13 empty] | 0 | 0 | 0 | 0 | [11 empty] | Otoe Solar Power Generation Station 1 LLC | 100 | Sustainable Power Group LLC | 100
Patriot Wind Farm | 58614_G_PAT1 | 58614 | G | PAT1 |  | Onshore Wind |  | ERC_REST | Texas | 48 | Nueces | 355 | 48355 | 226.1 | 0 | 2019 | 9999 |  |  | N | Wind | [13 empty] | 0 | 0 | 0 | 0 | [11 empty] | Patriot Wind Farm LLC | 100 | NRG Energy Inc | 100
Indianapolis Motor Speedway Solar PV | 58615_G_IMS | 58615 | G | IMS |  | Solar PV |  | MIS_INKY | Indiana | 18 | Marion | 97 | 18097 | 9 | 0 | 2014 | 9999 |  |  | N | Solar | [13 empty] | 0 | 0 | 0 | 0 | [11 empty] | Blue Renewable Energy IMS LLC | 100 | US Bancorp | 100
Westlands Solar PV Farm | 58616_G_WSF1 | 58616 | G | WSF1 |  | Solar PV |  | WEC_CALN | California | 6 | Fresno | 19 | 06019 | 18 | 0 | 2014 | 9999 |  |  | N | Solar | [13 empty] | 0 | 0 | 0 | 0 | [11 empty] | Westlands Solar Farms LLC | 100 | Boralex Inc | 100
Butler Plaza | 58618_G_1 | 58618 | G | 1 |  | Solar PV |  | FRCC | Florida | 12 | Alachua | 1 | 12001 | 1.2 | 0 | 2010 | 9999 |  |  | N | Solar | [13 empty] | 0 | 0 | 0 | 0 | [11 empty] | CF Gainesville Owner LLC | 100 | CF Gainesville Owner LLC | 100
Transamerica Pyramid | 58619_G_1 | 58619 | G | 1 |  | Combustion Turbine | IC Engine | WEC_CALN | California | 6 | San Francisco | 75 | 06075 | 0.5 | 8700 | 2007 | 9999 |  |  | Y | Natural Gas | [13 empty] | 1.061 | 1.061 | 1.061 | 1.061 | [11 empty] | Transamerica Pyramid Properties LLC | 100 | Transamerica Life Insurance Co | 100
Transamerica Pyramid | 58619_G_2 | 58619 | G | 2 |  | Combustion Turbine | IC Engine | WEC_CALN | California | 6 | San Francisco | 75 | 06075 | 0.5 | 8700 | 2007 | 9999 |  |  | Y | Natural Gas | [13 empty] | 1.061 | 1.061 | 1.061 | 1.061 | [11 empty] | Transamerica Pyramid Properties LLC | 100 | Transamerica Life Insurance Co | 100
Canton Mountain Wind | 58620_G_1 | 58620 | G | 1 |  | Onshore Wind |  | NENG_ME | Maine | 23 | Oxford | 17 | 23017 | 22.8 | 0 | 2017 | 9999 |  |  | N | Wind | [13 empty] | 0 | 0 | 0 | 0 | [11 empty] | Canton Mountain Wind LLC | 100 | Jay Cashman Inc | 100
Sol Orchard El Centro PV | 58621_G_ECPV | 58621 | G | ECPV |  | Solar PV |  | WECC_IID | California | 6 | Imperial | 25 | 06025 | 20 | 0 | 2013 | 9999 |  |  | N | Solar | [13 empty] | 0 | 0 | 0 | 0 | [11 empty] | Sol Orchard Imperial 1 LLC | 100 | Sol Orchard | 100
Carter Hydro | 58622_G_1 | 58622 | G | 1 |  | Hydro |  | WECC_CO | Colorado | 8 | Larimer | 69 | 08069 | 1.3 | 0 | 2012 | 9999 |  |  | N | Hydro | [13 empty] | 0 | 0 | 0 | 0 | [11 empty] | Northern Water | 100 | Northern Water | 100
Carter Hydro | 58622_G_2 | 58622 | G | 2 |  | Hydro |  | WECC_CO | Colorado | 8 | Larimer | 69 | 08069 | 1.3 | 0 | 2012 | 9999 |  |  | N | Hydro | [13 empty] | 0 | 0 | 0 | 0 | [11 empty] | Northern Water | 100 | Northern Water | 100
Holstein Plant | 58623_G_PV1 | 58623 | G | PV1 |  | Solar PV |  | S_VACA | North Carolina | 37 | Scotland | 165 | 37165 | 20 | 0 | 2015 | 9999 |  |  | N | Solar | [13 empty] | 0 | 0 | 0 | 0 | [11 empty] | Holstein Holdings LLC | 100 | Birdseye Renewable Energy | 100
Berkshire 1 | 58624_G_BER1 | 58624 | G | BER1 |  | Solar PV |  | NENGREST | Massachusetts | 25 | Berkshire | 3 | 25003 | 1.8 | 0 | 2011 | 9999 |  |  | N | Solar | [13 empty] | 0 | 0 | 0 | 0 | [11 empty] | PPS Berkshire Solar LLC | 100 | Powerplay Solar Development LLC | 100
Santa Rita Jail | 58625_G_SRFC2 | 58625 | G | SRFC2 |  | Fuel Cell |  | WEC_CALN | California | 6 | Alameda | 1 | 06001 | 1.4 | 5991 | 2017 | 9999 |  |  | Y | Natural Gas | [13 empty] | 0 | 0 | 0 | 0 | [11 empty] | SRJFC LLC | 100 | FuelCell Energy Inc | 100
Santa Rita Jail | 58625_G_SRJBA | 58625 | G | SRJBA |  | Energy Storage |  | WEC_CALN | California | 6 | Alameda | 1 | 06001 | 2 | 0 | 2012 | 9999 |  |  | N | Energy Storage | [13 empty] | 0 | 0 | 0 | 0 | [11 empty] | SRJFC LLC | 100 | FuelCell Energy Inc | 100
Santa Rita Jail | 58625_G_SRPV2 | 58625 | G | SRPV2 |  | Solar PV |  | WEC_CALN | California | 6 | Alameda | 1 | 06001 | 1 | 0 | 2016 | 9999 |  |  | N | Solar | [13 empty] | 0 | 0 | 0 | 0 | [11 empty] | SRJFC LLC | 100 | FuelCell Energy Inc | 100
Santa Rita Jail | 58625_G_SRPV3 | 58625 | G | SRPV3 |  | Solar PV |  | WEC_CALN | California | 6 | Alameda | 1 | 06001 | 0.5 | 0 | 2017 | 9999 |  |  | N | Solar | [13 empty] | 0 | 0 | 0 | 0 | [11 empty] | SRJFC LLC | 100 | FuelCell Energy Inc | 100
Western Antelope Blue Sky Ranch A | 58626_G_WABSA | 58626 | G | WABSA |  | Solar PV |  | WEC_LADW | California | 6 | Los Angeles | 37 | 06037 | 19 | 0 | 2014 | 9999 |  |  | N | Solar | [13 empty] | 0 | 0 | 0 | 0 | [11 empty] | Western Antelope Blue Sky Ranch A LLC | 100 | Sustainable Power Group LLC | 100
Western Antelope Dry Ranch | 58627_G_WADR | 58627 | G | WADR |  | Solar PV |  | WEC_LADW | California | 6 | Los Angeles | 37 | 06037 | 10 | 0 | 2016 | 9999 |  |  | N | Solar | [13 empty] | 0 | 0 | 0 | 0 | [11 empty] | Martifer Solar | 50 | Martifer Solar | 50
Simon Solar Farm LLC | 58628_G_SRSSF | 58628 | G | SRSSF |  | Solar PV |  | S_SOU | Georgia | 13 | Walton | 297 | 13297 | 30 | 0 | 2013 | 9999 |  |  | N | Solar | [13 empty] | 0 | 0 | 0 | 0 | [11 empty] | Simon Solar Farm LLC | 100 | Steve Ivey | 100
Lightning Dock Geothermal HI-01, LLC | 58629_G_GEN-5 | 58629 | G | GEN-5 |  | Geothermal |  | WECC_NM | New Mexico | 35 | Hidalgo | 23 | 35023 | 7 | 9760 | 2018 | 9999 |  |  | N | Geothermal | [13 empty] | 0 | 0 | 0 | 0 | 0.3713 | 0.3713 | 0.3713 | [8 empty] | Geolectric Power Co NM LLC | 100 | Geolectric Power Co NM LLC | 100
Lightning Dock Geothermal HI-01, LLC | 58629_G_PB01 | 58629 | G | PB01 |  | Geothermal |  | WECC_NM | New Mexico | 35 | Hidalgo | 23 | 35023 | 0.4 | 9771 | 2013 | 9999 |  |  | N | Geothermal | [13 empty] | 0 | 0 | 0 | 0 | 0.3713 | 0.3713 | 0.3713 | [8 empty] | Geolectric Power Co NM LLC | 100 | Geolectric Power Co NM LLC | 100
Lightning Dock Geothermal HI-01, LLC | 58629_G_PB02 | 58629 | G | PB02 |  | Geothermal |  | WECC_NM | New Mexico | 35 | Hidalgo | 23 | 35023 | 0.4 | 9771 | 2013 | 9999 |  |  | N | Geothermal | [13 empty] | 0 | 0 | 0 | 0 | 0.3713 | 0.3713 | 0.3713 | [8 empty] | Geolectric Power Co NM LLC | 100 | Geolectric Power Co NM LLC | 100
Lightning Dock Geothermal HI-01, LLC | 58629_G_PB03 | 58629 | G | PB03 |  | Geothermal |  | WECC_NM | New Mexico | 35 | Hidalgo | 23 | 35023 | 0.4 | 9771 | 2013 | 9999 |  |  | N | Geothermal | [13 empty] | 0 | 0 | 0 | 0 | 0.3713 | 0.3713 | 0.3713 | [8 empty] | Geolectric Power Co NM LLC | 100 | Geolectric Power Co NM LLC | 100
Lightning Dock Geothermal HI-01, LLC | 58629_G_PB04 | 58629 | G | PB04 |  | Geothermal |  | WECC_NM | New Mexico | 35 | Hidalgo | 23 | 35023 | 0.4 | 9771 | 2013 | 9999 |  |  | N | Geothermal | [13 empty] | 0 | 0 | 0 | 0 | 0.3713 | 0.3713 | 0.3713 | [8 empty] | Geolectric Power Co NM LLC | 100 | Geolectric Power Co NM LLC | 100
RP Wind | 58630_G_RPOH | 58630 | G | RPOH |  | Onshore Wind |  | PJM_West | Ohio | 39 | Logan | 91 | 39091 | 3.4 | 0 | 2013 | 9999 |  |  | N | Wind | [13 empty] | 0 | 0 | 0 | 0 | [11 empty] | RP Wind LLC | 100 | Consolidated Edison Inc | 100
Queen Anne's County | 58631_G_1 | 58631 | G | 1 |  | Solar PV |  | PJM_EMAC | Maryland | 24 | Queen Annes | 35 | 24035 | 2 | 0 | 2013 | 9999 |  |  | N | Solar | [13 empty] | 0 | 0 | 0 | 0 | [11 empty] | SolarCity Corp | 100 | Tesla Inc | 100
Actus Lend Lease DMAFB | 58632_G_1 | 58632 | G | 1 |  | Solar PV |  | WECC_AZ | Arizona | 4 | Pima | 19 | 04019 | 3 | 0 | 2009 | 9999 |  |  | N | Solar | [13 empty] | 0 | 0 | 0 | 0 | [11 empty] | Actus Lend Lease | 100 | Vesper Energy Development LLC | 100
Monterey Regional Water Pollution Contro | 58633_G_1 | 58633 | G | 1 |  | Solar PV |  | WEC_CALN | California | 6 | Monterey | 53 | 06053 | 1 | 0 | 2010 | 9999 |  |  | N | Solar | [13 empty] | 0 | 0 | 0 | 0 | [11 empty] | SolarCity Corp | 100 | Tesla Inc | 100
Lancaster Baptist Church | 58634_G_1 | 58634 | G | 1 |  | Solar PV |  | WEC_LADW | California | 6 | Los Angeles | 37 | 06037 | 1 | 0 | 2011 | 9999 |  |  | N | Solar | [13 empty] | 0 | 0 | 0 | 0 | [11 empty] | SolarCity Corp | 100 | Tesla Inc | 100
Sacramento Fairbain Water Treatment Plan | 58636_G_1 | 58636 | G | 1 |  | Solar PV |  | WEC_BANC | California | 6 | Sacramento | 67 | 06067 | 1 | 0 | 2013 | 9999 |  |  | N | Solar | [13 empty] | 0 | 0 | 0 | 0 | [11 empty] | SolarCity Corp | 100 | Tesla Inc | 100
Orbit Energy Charlotte | 58638_G_1 | 58638 | G | 1 |  | Non-Fossil Waste |  | S_VACA | North Carolina | 37 | Mecklenburg | 119 | 37119 | 5.2 | 27653 | 2016 | 9999 |  |  | N | Non-Fossil Waste | [13 empty] | 0 | 0 | 0 | 0 | [11 empty] | Blue Sphere Corp | 75 | Blue Sphere Corp | 75
Tulare 1 and 2 | 58642_G_1 | 58642 | G | 1 |  | Solar PV |  | WECC_SCE | California | 6 | Tulare | 107 | 06107 | 1.5 | 0 | 2014 | 9999 |  |  | N | Solar | [13 empty] | 0 | 0 | 0 | 0 | [11 empty] | Sequoia PV 1 LLC | 100 | US Bancorp | 100
Tulare 1 and 2 | 58642_G_2 | 58642 | G | 2 |  | Solar PV |  | WECC_SCE | California | 6 | Tulare | 107 | 06107 | 1.5 | 0 | 2014 | 9999 |  |  | N | Solar | [13 empty] | 0 | 0 | 0 | 0 | [11 empty] | Sequoia PV 1 LLC | 100 | US Bancorp | 100
Rockford Solar Farm | 58643_G_1 | 58643 | G | 1 |  | Solar PV |  | PJM_COMD | Illinois | 17 | Winnebago | 201 | 17201 | 2.6 | 0 | 2012 | 9999 |  |  | N | Solar | [13 empty] | 0 | 0 | 0 | 0 | [11 empty] | Rockford Solar Partners LLC | 100 | New Generation Power | 100
Silver State Solar Power South | 58644_G_BLK1 | 58644 | G | BLK1 |  | Solar PV |  | WECC_SNV | Nevada | 32 | Clark | 3 | 32003 | 26.4 | 0 | 2015 | 9999 |  |  | N | Solar | [13 empty] | 0 | 0 | 0 | 0 | [11 empty] | Silver State Solar Power South LLC | 100 | NextEra Energy Inc | 100
Silver State Solar Power South | 58644_G_BLK2 | 58644 | G | BLK2 |  | Solar PV |  | WECC_SNV | Nevada | 32 | Clark | 3 | 32003 | 27.9 | 0 | 2015 | 9999 |  |  | N | Solar | [13 empty] | 0 | 0 | 0 | 0 | [11 empty] | Silver State Solar Power South LLC | 100 | NextEra Energy Inc | 100
Silver State Solar Power South | 58644_G_BLK3 | 58644 | G | BLK3 |  | Solar PV |  | WECC_SNV | Nevada | 32 | Clark | 3 | 32003 | 37.2 | 0 | 2015 | 9999 |  |  | N | Solar | [13 empty] | 0 | 0 | 0 | 0 | [11 empty] | Silver State Solar Power South LLC | 100 | NextEra Energy Inc | 100
Silver State Solar Power South | 58644_G_BLK4 | 58644 | G | BLK4 |  | Solar PV |  | WECC_SNV | Nevada | 32 | Clark | 3 | 32003 | 35.7 | 0 | 2016 | 9999 |  |  | N | Solar | [13 empty] | 0 | 0 | 0 | 0 | [11 empty] | Silver State Solar Power South LLC | 100 | NextEra Energy Inc | 100
Silver State Solar Power South | 58644_G_BLK5 | 58644 | G | BLK5 |  | Solar PV |  | WECC_SNV | Nevada | 32 | Clark | 3 | 32003 | 35 | 0 | 2016 | 9999 |  |  | N | Solar | [13 empty] | 0 | 0 | 0 | 0 | [11 empty] | Silver State Solar Power South LLC | 100 | NextEra Energy Inc | 100
Silver State Solar Power South | 58644_G_BLK6 | 58644 | G | BLK6 |  | Solar PV |  | WECC_SNV | Nevada | 32 | Clark | 3 | 32003 | 36.6 | 0 | 2016 | 9999 |  |  | N | Solar | [13 empty] | 0 | 0 | 0 | 0 | [11 empty] | Silver State Solar Power South LLC | 100 | NextEra Energy Inc | 100
Silver State Solar Power South | 58644_G_BLK7 | 58644 | G | BLK7 |  | Solar PV |  | WECC_SNV | Nevada | 32 | Clark | 3 | 32003 | 35 | 0 | 2016 | 9999 |  |  | N | Solar | [13 empty] | 0 | 0 | 0 | 0 | [11 empty] | Silver State Solar Power South LLC | 100 | NextEra Energy Inc | 100
Silver State Solar Power South | 58644_G_BLK8 | 58644 | G | BLK8 |  | Solar PV |  | WECC_SNV | Nevada | 32 | Clark | 3 | 32003 | 16.2 | 0 | 2016 | 9999 |  |  | N | Solar | [13 empty] | 0 | 0 | 0 | 0 | [11 empty] | Silver State Solar Power South LLC | 100 | NextEra Energy Inc | 100
RC Thomas Hydroelectric Project | 58645_G_RCT1 | 58645 | G | RCT1 |  | Hydro |  | MIS_WOTA | Texas | 48 | Polk | 373 | 48373 | 8.7 | 0 | 2020 | 9999 |  |  | N | Hydro | [13 empty] | 0 | 0 | 0 | 0 | [11 empty] | East Texas Electric Coop Inc | 100 | East Texas Electric Coop Inc | 100
RC Thomas Hydroelectric Project | 58645_G_RCT2 | 58645 | G | RCT2 |  | Hydro |  | MIS_WOTA | Texas | 48 | Polk | 373 | 48373 | 8.7 | 0 | 2020 | 9999 |  |  | N | Hydro | [13 empty] | 0 | 0 | 0 | 0 | [11 empty] | East Texas Electric Coop Inc | 100 | East Texas Electric Coop Inc | 100
RC Thomas Hydroelectric Project | 58645_G_RCT3 | 58645 | G | RCT3 |  | Hydro |  | MIS_WOTA | Texas | 48 | Polk | 373 | 48373 | 8.7 | 0 | 2020 | 9999 |  |  | N | Hydro | [13 empty] | 0 | 0 | 0 | 0 | [11 empty] | East Texas Electric Coop Inc | 100 | East Texas Electric Coop Inc | 100
Stateline Solar | 58646_G_STL | 58646 | G | STL |  | Solar PV |  | WECC_SCE | California | 6 | San Bernardino | 71 | 06071 | 76 | 0 | 2015 | 9999 |  |  | N | Solar | [13 empty] | 0 | 0 | 0 | 0 | [11 empty] | Desert Stateline LLC | 100 | Southern Co | 100
Stateline Solar | 58646_G_STL2 | 58646 | G | STL2 |  | Solar PV |  | WECC_SCE | California | 6 | San Bernardino | 71 | 06071 | 34 | 0 | 2015 | 9999 |  |  | N | Solar | [13 empty] | 0 | 0 | 0 | 0 | [11 empty] | Desert Stateline LLC | 100 | Southern Co | 100
Stateline Solar | 58646_G_STL3 | 58646 | G | STL3 |  | Solar PV |  | WECC_SCE | California | 6 | San Bernardino | 71 | 06071 | 38 | 0 | 2016 | 9999 |  |  | N | Solar | [13 empty] | 0 | 0 | 0 | 0 | [11 empty] | Desert Stateline LLC | 100 | Southern Co | 100
Stateline Solar | 58646_G_STL4 | 58646 | G | STL4 |  | Solar PV |  | WECC_SCE | California | 6 | San Bernardino | 71 | 06071 | 38 | 0 | 2016 | 9999 |  |  | N | Solar | [13 empty] | 0 | 0 | 0 | 0 | [11 empty] | Desert Stateline LLC | 100 | Southern Co | 100
Stateline Solar | 58646_G_STL5 | 58646 | G | STL5 |  | Solar PV |  | WECC_SCE | California | 6 | San Bernardino | 71 | 06071 | 38 | 0 | 2016 | 9999 |  |  | N | Solar | [13 empty] | 0 | 0 | 0 | 0 | [11 empty] | Desert Stateline LLC | 100 | Southern Co | 100
Stateline Solar | 58646_G_STL6 | 58646 | G | STL6 |  | Solar PV |  | WECC_SCE | California | 6 | San Bernardino | 71 | 06071 | 38 | 0 | 2016 | 9999 |  |  | N | Solar | [13 empty] | 0 | 0 | 0 | 0 | [11 empty] | Desert Stateline LLC | 100 | Southern Co | 100
Stateline Solar | 58646_G_STL7 | 58646 | G | STL7 |  | Solar PV |  | WECC_SCE | California | 6 | San Bernardino | 71 | 06071 | 38 | 0 | 2016 | 9999 |  |  | N | Solar | [13 empty] | 0 | 0 | 0 | 0 | [11 empty] | Desert Stateline LLC | 100 | Southern Co | 100
Port Richmond WWT Solar | 58647_G_1 | 58647 | G | 1 |  | Solar PV |  | NY_Z_J | New York | 36 | Richmond | 85 | 36085 | 1 | 0 | 2015 | 9999 |  |  | N | Solar | [13 empty] | 0 | 0 | 0 | 0 | [11 empty] | Consolidated Edison Solutions Inc | 100 | Consolidated Edison Inc | 100
Montgomery Solar LLC | 58649_G_1 | 58649 | G | 1 |  | Solar PV |  | S_VACA | North Carolina | 37 | Montgomery | 123 | 37123 | 20 | 0 | 2015 | 9999 |  |  | N | Solar | [13 empty] | 0 | 0 | 0 | 0 | [11 empty] | Montgomery Solar LLC | 100 | O2Energies | 100
North Brookfield | 58650_G_PV1 | 58650 | G | PV1 |  | Solar PV |  | NENGREST | Massachusetts | 25 | Worcester | 27 | 25027 | 3 | 0 | 2014 | 9999 |  |  | N | Solar | [13 empty] | 0 | 0 | 0 | 0 | [11 empty] | CVI Cleancapital Solar 6 | 100 | CleanCapital | 100
Jersey Gardens Phase 1 | 58653_G_1 | 58653 | G | 1 |  | Solar PV |  | PJM_EMAC | New Jersey | 34 | Union | 39 | 34039 | 1.7 | 0 | 2011 | 9999 |  |  | N | Solar | [13 empty] | 0 | 0 | 0 | 0 | [11 empty] | CGN Solar Energy USA Inc | 50 | CGN Solar Energy USA Inc | 50
Jersey Gardens Phase 2 | 58654_G_1 | 58654 | G | 1 |  | Solar PV |  | PJM_EMAC | New Jersey | 34 | Union | 39 | 34039 | 2.3 | 0 | 2012 | 9999 |  |  | N | Solar | [13 empty] | 0 | 0 | 0 | 0 | [11 empty] | CGN Solar Energy USA Inc | 50 | CGN Solar Energy USA Inc | 50
Odell Wind Farm | 58657_G_1 | 58657 | G | 1 |  | Onshore Wind |  | MIS_IA | Minnesota | 27 | Cottonwood | 33 | 27033 | 200 | 0 | 2016 | 9999 |  |  | N | Wind | [13 empty] | 0 | 0 | 0 | 0 | [11 empty] | Odell Wind Farm LLC | 100 | Algonquin Power & Utilities Corp | 100
Courtenay Wind Farm | 58658_G_1 | 58658 | G | 1 |  | Onshore Wind |  | MIS_MAPP | North Dakota | 38 | Stutsman | 93 | 38093 | 195 | 0 | 2016 | 9999 |  |  | N | Wind | [13 empty] | 0 | 0 | 0 | 0 | [11 empty] | Courtenay Wind Farm LLC | 100 | Xcel Energy Inc | 100
Utah Red Hills Renewable Energy Park | 58660_G_1 | 58660 | G | 1 |  | Solar PV |  | WECC_UT | Utah | 49 | Iron | 21 | 49021 | 80 | 0 | 2015 | 9999 |  |  | N | Solar | [13 empty] | 0 | 0 | 0 | 0 | [11 empty] | GSRP Carlo LLC | 100 | Goldman Sachs Group Inc (The) | 100
Cape Cod Air Force Station - 6 SWS | 58661_G_GE-3 | 58661 | G | GE-3 |  | Onshore Wind |  | NENGREST | Massachusetts | 25 | Barnstable | 1 | 25001 | 1.7 | 0 | 2014 | 9999 |  |  | N | Wind | [13 empty] | 0 | 0 | 0 | 0 | [11 empty] | Air Force Center For Engine & Environment | 100 | Air Force Center For Engine & Environment | 100
Cape Cod Air Force Station - 6 SWS | 58661_G_GE-4 | 58661 | G | GE-4 |  | Onshore Wind |  | NENGREST | Massachusetts | 25 | Barnstable | 1 | 25001 | 1.7 | 0 | 2014 | 9999 |  |  | N | Wind | [13 empty] | 0 | 0 | 0 | 0 | [11 empty] | Air Force Center For Engine & Environment | 100 | Air Force Center For Engine & Environment | 100
Celina Solar Project #1, LLC | 58665_G_CSP1 | 58665 | G | CSP1 |  | Solar PV |  | PJM_West | Ohio | 39 | Mercer | 107 | 39107 | 4 | 0 | 2012 | 9999 |  |  | N | Solar | [13 empty] | 0 | 0 | 0 | 0 | [11 empty] | Celina Solar Project 1 LLC | 100 | Solarvision | 100
Alexander Wind Farm LLC | 58666_G_1 | 58666 | G | 1 |  | Onshore Wind |  | SPP_N | Kansas | 20 | Rush | 165 | 20165 | 50.7 | 0 | 2015 | 9999 |  |  | N | Wind | [13 empty] | 0 | 0 | 0 | 0 | [11 empty] | Alexander Wind Farm LLC | 100 | New Jersey Resources Corp | 100
Biscoe Solar LLC | 58667_G_BISCO | 58667 | G | BISCO |  | Solar PV |  | S_VACA | North Carolina | 37 | Montgomery | 123 | 37123 | 4 | 0 | 2014 | 9999 |  |  | N | Solar | [13 empty] | 0 | 0 | 0 | 0 | [11 empty] | Biscoe Solar LLC | 100 | FLS Energy Inc | 100
Rockwell Solar LLC | 58668_G_ROCKW | 58668 | G | ROCKW |  | Solar PV |  | S_VACA | North Carolina | 37 | Rowan | 159 | 37159 | 3.5 | 0 | 2014 | 9999 |  |  | N | Solar | [13 empty] | 0 | 0 | 0 | 0 | [11 empty] | Rockwell Solar LLC | 100 | O2Energies | 100
Selma Solar LLC | 58669_G_SELMA | 58669 | G | SELMA |  | Solar PV |  | S_VACA | North Carolina | 37 | Johnston | 101 | 37101 | 4 | 0 | 2014 | 9999 |  |  | N | Solar | [13 empty] | 0 | 0 | 0 | 0 | [11 empty] | Selma Solar LLC | 100 | FLS Energy Inc | 100
Turkey Branch Solar LLC | 58670_G_TURKY | 58670 | G | TURKY |  | Solar PV |  | S_VACA | North Carolina | 37 | Robeson | 155 | 37155 | 4 | 0 | 2014 | 9999 |  |  | N | Solar | [13 empty] | 0 | 0 | 0 | 0 | [11 empty] | Turkey Branch Solar LLC | 100 | FLS Energy Inc | 100
Gates Solar LLC | 58673_G_GATES | 58673 | G | GATES |  | Solar PV |  | PJM_Dom | North Carolina | 37 | Gates | 73 | 37073 | 5 | 0 | 2015 | 9999 |  |  | N | Solar | [13 empty] | 0 | 0 | 0 | 0 | [11 empty] | Gates Solar LLC | 100 | O2Energies | 100
Cirrus Solar LLC | 58674_G_CIRRU | 58674 | G | CIRRU |  | Solar PV |  | S_VACA | North Carolina | 37 | Franklin | 69 | 37069 | 5 | 0 | 2014 | 9999 |  |  | N | Solar | [13 empty] | 0 | 0 | 0 | 0 | [11 empty] | Cirrus Solar LLC | 100 | O2Energies | 100
Chocowinity Solar LLC | 58675_G_CHOCO | 58675 | G | CHOCO |  | Solar PV |  | S_VACA | North Carolina | 37 | Beaufort | 13 | 37013 | 5 | 0 | 2014 | 9999 |  |  | N | Solar | [13 empty] | 0 | 0 | 0 | 0 | [11 empty] | Chocowinity Solar LLC | 100 | O2Energies | 100
Gratiot County Wind LLC | 58677_G_1 | 58677 | G | 1 |  | Onshore Wind |  | MIS_LMI | Michigan | 26 | Gratiot | 57 | 26057 | 110.4 | 0 | 2012 | 9999 |  |  | N | Wind | [13 empty] | 0 | 0 | 0 | 0 | [11 empty] | Gratiot County Wind LLC | 100 | Invenergy LLC | 100
Oswegatchie | 58678_G_1 | 58678 | G | 1 |  | Hydro |  | NY_Z_C&E | New York | 36 | St Lawrence | 89 | 36089 | 0.8 | 0 | 2002 | 9999 |  |  | N | Hydro | [13 empty] | 0 | 0 | 0 | 0 | [11 empty] | Brookfield Renewable Energy Partners LP | 100 | Brookfield Asset Management Inc | 100
Oswegatchie | 58678_G_2 | 58678 | G | 2 |  | Hydro |  | NY_Z_C&E | New York | 36 | St Lawrence | 89 | 36089 | 0.8 | 0 | 2002 | 9999 |  |  | N | Hydro | [13 empty] | 0 | 0 | 0 | 0 | [11 empty] | Brookfield Renewable Energy Partners LP | 100 | Brookfield Asset Management Inc | 100
Upper Newton Falls | 58679_G_2 | 58679 | G | 2 |  | Hydro |  | NY_Z_C&E | New York | 36 | St Lawrence | 89 | 36089 | 0.6 | 0 | 1927 | 9999 |  |  | N | Hydro | [13 empty] | 0 | 0 | 0 | 0 | [11 empty] | Brookfield Renewable Energy Partners LP | 100 | Brookfield Asset Management Inc | 100
Upper Newton Falls | 58679_G_3 | 58679 | G | 3 |  | Hydro |  | NY_Z_C&E | New York | 36 | St Lawrence | 89 | 36089 | 0.6 | 0 | 1927 | 9999 |  |  | N | Hydro | [13 empty] | 0 | 0 | 0 | 0 | [11 empty] | Brookfield Renewable Energy Partners LP | 100 | Brookfield Asset Management Inc | 100
Upper Newton Falls | 58679_G_4 | 58679 | G | 4 |  | Hydro |  | NY_Z_C&E | New York | 36 | St Lawrence | 89 | 36089 | 0.2 | 0 | 1927 | 9999 |  |  | N | Hydro | [13 empty] | 0 | 0 | 0 | 0 | [11 empty] | Brookfield Renewable Energy Partners LP | 100 | Brookfield Asset Management Inc | 100
Braley Road 2 | 58680_G_PV1 | 58680 | G | PV1 |  | Solar PV |  | NENGREST | Massachusetts | 25 | Bristol | 5 | 25005 | 2.6 | 0 | 2015 | 9999 |  |  | N | Solar | [13 empty] | 0 | 0 | 0 | 0 | [11 empty] | Braley Rd Solar 2 LLC | 100 | Rockland Capital | 100
Route 66 Wind Plant | 58681_G_RT661 | 58681 | G | RT661 |  | Onshore Wind |  | ERC_PHDL | Texas | 48 | Carson | 65 | 48065 | 150 | 0 | 2015 | 9999 |  |  | N | Wind | [13 empty] | 0 | 0 | 0 | 0 | [11 empty] | Route 66 Wind Power LLC | 100 | Brookfield Asset Management Inc | 100
Dartmouth | 58682_G_PV1 | 58682 | G | PV1 |  | Solar PV |  | NENGREST | Massachusetts | 25 | Bristol | 5 | 25005 | 6.3 | 0 | 2014 | 9999 |  |  | N | Solar | [13 empty] | 0 | 0 | 0 | 0 | [11 empty] | Dartmouth Solar LLC | 100 | Rockland Capital | 100
Osage Wind, LLC | 58683_G_1 | 58683 | G | 1 |  | Onshore Wind |  | SPP_WEST | Oklahoma | 40 | Osage | 113 | 40113 | 150.4 | 0 | 2015 | 9999 |  |  | N | Wind | [13 empty] | 0 | 0 | 0 | 0 | [11 empty] | Enel Green Power North America Inc | 50 | Enel SpA | 100
Mahoning Creek Hydroelectric Project | 58685_G_8107 | 58685 | G | 8107 |  | Hydro |  | PJM_PENE | Pennsylvania | 42 | Armstrong | 5 | 42005 | 6.7 | 0 | 2013 | 9999 |  |  | N | Hydro | [13 empty] | 0 | 0 | 0 | 0 | [11 empty] | Mahoning Creek Hydroelectric Co LLC | 100 | Advanced Hydro Solutions | 100
Hancock Wind Plant | 58686_G_HANC1 | 58686 | G | HANC1 |  | Onshore Wind |  | NENG_ME | Maine | 23 | Hancock | 9 | 23009 | 51 | 0 | 2016 | 9999 |  |  | N | Wind | [13 empty] | 0 | 0 | 0 | 0 | [11 empty] | Hancock Wind LLC | 100 | Brookfield Asset Management Inc | 100
Finley Buttes Landfill Gas | 58687_G_GEN1 | 58687 | G | GEN1 |  | Landfill Gas |  | WECC_PNW | Oregon | 41 | Morrow | 49 | 41049 | 1.6 | 13500 | 2007 | 9999 |  |  | N | Landfill Gas | [13 empty] | 0.22117 | 0.22117 | 0.22117 | 0.22117 | [11 empty] | Finley Bioenergy LLC | 100 | Finley Bioenergy LLC | 100
Finley Buttes Landfill Gas | 58687_G_GEN2 | 58687 | G | GEN2 |  | Landfill Gas |  | WECC_PNW | Oregon | 41 | Morrow | 49 | 41049 | 1.6 | 13500 | 2007 | 9999 |  |  | N | Landfill Gas | [13 empty] | 0.22117 | 0.22117 | 0.22117 | 0.22117 | [11 empty] | Finley Bioenergy LLC | 100 | Finley Bioenergy LLC | 100
Finley Buttes Landfill Gas | 58687_G_GEN3 | 58687 | G | GEN3 |  | Landfill Gas |  | WECC_PNW | Oregon | 41 | Morrow | 49 | 41049 | 1.6 | 13500 | 2007 | 9999 |  |  | N | Landfill Gas | [13 empty] | 0.22117 | 0.22117 | 0.22117 | 0.22117 | [11 empty] | Finley Bioenergy LLC | 100 | Finley Bioenergy LLC | 100
LRI LFGTE Facility | 58688_G_A | 58688 | G | A |  | Landfill Gas |  | WECC_PNW | Washington | 53 | Pierce | 53 | 53053 | 1.5 | 13500 | 2013 | 9999 |  |  | N | Landfill Gas | [13 empty] | 0.22117 | 0.22117 | 0.22117 | 0.22117 | [11 empty] | Emerald City Renewables LLC | 100 | Evensol LLC | 100
LRI LFGTE Facility | 58688_G_B | 58688 | G | B |  | Landfill Gas |  | WECC_PNW | Washington | 53 | Pierce | 53 | 53053 | 1.5 | 13500 | 2013 | 9999 |  |  | N | Landfill Gas | [13 empty] | 0.22117 | 0.22117 | 0.22117 | 0.22117 | [11 empty] | Emerald City Renewables LLC | 100 | Evensol LLC | 100
LRI LFGTE Facility | 58688_G_C | 58688 | G | C |  | Landfill Gas |  | WECC_PNW | Washington | 53 | Pierce | 53 | 53053 | 1.5 | 13500 | 2013 | 9999 |  |  | N | Landfill Gas | [13 empty] | 0.22117 | 0.22117 | 0.22117 | 0.22117 | [11 empty] | Emerald City Renewables LLC | 100 | Evensol LLC | 100
Blue Sky One | 58689_G_1 | 58689 | G | 1 |  | Solar PV |  | WECC_NM | New Mexico | 35 | Taos | 55 | 35055 | 1.3 | 0 | 2012 | 9999 |  |  | N | Solar | [13 empty] | 0 | 0 | 0 | 0 | [11 empty] | SSA Solar of NM 4 LLC | 100 | Sun Financial LLC | 100
Apple Blossom Wind Farm | 58690_G_APLB1 | 58690 | G | APLB1 |  | Onshore Wind |  | MIS_LMI | Michigan | 26 | Huron | 63 | 26063 | 100 | 0 | 2017 | 9999 |  |  | N | Wind | [13 empty] | 0 | 0 | 0 | 0 | [11 empty] | Apple Blossom Wind LLC | 100 | Sempra Energy | 100
South Fork Wind Farm | 58691_G_STFK1 | 58691 | G | STFK1 |  | Onshore Wind |  | MIS_MNWI | Minnesota | 27 | Jackson | 63 | 27063 | 13 | 0 | 2016 | 9999 |  |  | N | Wind | [13 empty] | 0 | 0 | 0 | 0 | [11 empty] | South Fork Wind LLC | 100 | Aspenall Energies Delaware | 100
Black Oak Wind Farm | 58692_G_1 | 58692 | G | 1 |  | Onshore Wind |  | MIS_MNWI | Minnesota | 27 | Stearns | 145 | 27145 | 78 | 0 | 2016 | 9999 |  |  | N | Wind | [13 empty] | 0 | 0 | 0 | 0 | [11 empty] | Black Oak Wind LLC | 100 | Sempra Energy | 100
Walnut Ridge Wind Farm | 58694_G_1 | 58694 | G | 1 |  | Onshore Wind |  | PJM_COMD | Illinois | 17 | Bureau | 11 | 17011 | 212 | 0 | 2018 | 9999 |  |  | N | Wind | [13 empty] | 0 | 0 | 0 | 0 | [11 empty] | Walnut Ridge Wind LLC | 100 | Berkshire Hathaway Inc | 100
Grande Prairie Wind Farm | 58695_G_1 | 58695 | G | 1 |  | Onshore Wind |  | SPP_NEBR | Nebraska | 31 | Holt | 89 | 31089 | 400 | 0 | 2016 | 9999 |  |  | N | Wind | [13 empty] | 0 | 0 | 0 | 0 | [11 empty] | Grande Prairie Wind LLC | 100 | Berkshire Hathaway Inc | 100
Nooksack Hydro | 58696_G_GEN1 | 58696 | G | GEN1 |  | Hydro |  | WECC_PNW | Washington | 53 | Whatcom | 73 | 53073 | 2.8 | 0 | 1906 | 9999 |  |  | N | Hydro | [13 empty] | 0 | 0 | 0 | 0 | [11 empty] | Puget Sound Energy Inc | 100 | Puget Energy Inc | 100
L V Sutton Combined Cycle | 58697_G_CA1 | 58697 | G | CA1 | 90667 | Combined Cycle |  | S_VACA | North Carolina | 37 | New Hanover | 129 | 37129 | 266 | 7092 | 2013 | 9999 |  |  | N | Natural Gas, Distillate Fuel Oil |  |  |  | DLNB + H2O | SCR | [8 empty] | 0.033474 | 0.033474 | 0.033474 | 0.033474 | [11 empty] | Duke Energy Progress | 100 | Duke Energy Corp | 100
L V Sutton Combined Cycle | 58697_G_CT004 | 58697 | G | CT004 |  | Combustion Turbine |  | S_VACA | North Carolina | 37 | New Hanover | 129 | 37129 | 39 | 10745 | 2017 | 9999 |  |  | N | Natural Gas, Distillate Fuel Oil | [13 empty] | 0.23894 | 0.23894 | 0.23894 | 0.23894 | [11 empty] | Duke Energy Progress | 100 | Duke Energy Corp | 100
L V Sutton Combined Cycle | 58697_G_CT005 | 58697 | G | CT005 |  | Combustion Turbine |  | S_VACA | North Carolina | 37 | New Hanover | 129 | 37129 | 39 | 10745 | 2017 | 9999 |  |  | N | Natural Gas, Distillate Fuel Oil | [13 empty] | 0.23894 | 0.23894 | 0.23894 | 0.23894 | [11 empty] | Duke Energy Progress | 100 | Duke Energy Corp | 100
L V Sutton Combined Cycle | 58697_G_CT1 | 58697 | G | CT1 | 90667 | Combined Cycle |  | S_VACA | North Carolina | 37 | New Hanover | 129 | 37129 | 170 | 7092 | 2013 | 9999 |  |  | N | Natural Gas, Distillate Fuel Oil |  |  |  | DLNB + H2O | SCR | [8 empty] | 0.033474 | 0.033474 | 0.033474 | 0.033474 | [11 empty] | Duke Energy Progress | 100 | Duke Energy Corp | 100
L V Sutton Combined Cycle | 58697_G_CT2 | 58697 | G | CT2 | 90668 | Combined Cycle |  | S_VACA | North Carolina | 37 | New Hanover | 129 | 37129 | 171 | 7092 | 2013 | 9999 |  |  | N | Natural Gas, Distillate Fuel Oil |  |  |  | DLNB + H2O | SCR | [8 empty] | 0.033474 | 0.033474 | 0.033474 | 0.033474 | [11 empty] | Duke Energy Progress | 100 | Duke Energy Corp | 100
Mira Loma | 58698_G_D960 | 58698 | G | D960 |  | Solar PV |  | WECC_SCE | California | 6 | Riverside | 65 | 06065 | 1 | 0 | 2011 | 9999 |  |  | N | Solar | [13 empty] | 0 | 0 | 0 | 0 | [11 empty] | Costco Wholesale Corp | 100 | Costco Wholesale Corp | 100
Mira Loma | 58698_G_D9611 | 58698 | G | D9611 |  | Solar PV |  | WECC_SCE | California | 6 | Riverside | 65 | 06065 | 1.5 | 0 | 2011 | 9999 |  |  | N | Solar | [13 empty] | 0 | 0 | 0 | 0 | [11 empty] | Costco Wholesale Corp | 100 | Costco Wholesale Corp | 100
Mira Loma | 58698_G_D9612 | 58698 | G | D9612 |  | Solar PV |  | WECC_SCE | California | 6 | Riverside | 65 | 06065 | 0.5 | 0 | 2011 | 9999 |  |  | N | Solar | [13 empty] | 0 | 0 | 0 | 0 | [11 empty] | Costco Wholesale Corp | 100 | Costco Wholesale Corp | 100
ABEC Bidart-Old River LLC | 58699_G_GEN 1 | 58699 | G | GEN 1 |  | Non-Fossil Waste |  | WECC_SCE | California | 6 | Kern | 29 | 06029 | 0.9 | 13500 | 2013 | 9999 |  |  | N | Non-Fossil Waste | [13 empty] | 0 | 0 | 0 | 0 | [11 empty] | ABEC Bidart Old River LLC | 100 | Es Alternatives LP | 100
ABEC Bidart-Old River LLC | 58699_G_GEN 2 | 58699 | G | GEN 2 |  | Non-Fossil Waste |  | WECC_SCE | California | 6 | Kern | 29 | 06029 | 0.9 | 13500 | 2013 | 9999 |  |  | N | Non-Fossil Waste | [13 empty] | 0 | 0 | 0 | 0 | [11 empty] | ABEC Bidart Old River LLC | 100 | Es Alternatives LP | 100
Colleton Solar Farm | 58700_G_CS300 | 58700 | G | CS300 |  | Solar PV |  | S_VACA | South Carolina | 45 | Colleton | 29 | 45029 | 2.5 | 0 | 2013 | 9999 |  |  | N | Solar | [13 empty] | 0 | 0 | 0 | 0 | [11 empty] | Tig Sun Energy I LLC | 100 | Intertech Group (The) | 100
Apple Data Center - PV2 | 58701_G_PV2 | 58701 | G | PV2 |  | Solar PV |  | S_VACA | North Carolina | 37 | Catawba | 35 | 37035 | 19.4 | 0 | 2013 | 9999 |  |  | N | Solar | [13 empty] | 0 | 0 | 0 | 0 | [11 empty] | Apple Inc | 100 | Apple Inc | 100
Axio Green LLC | 58702_G_1 | 58702 | G | 1 |  | Solar PV |  | NENGREST | Massachusetts | 25 | Franklin | 11 | 25011 | 2 | 0 | 2012 | 9999 |  |  | N | Solar | [13 empty] | 0 | 0 | 0 | 0 | [11 empty] | Axio Green LLC | 100 | SunEdison | 100
Lenape II | 58703_G_1 | 58703 | G | 1 |  | Solar PV |  | MIS_INKY | Indiana | 18 | Marion | 97 | 18097 | 4 | 0 | 2015 | 9999 |  |  | N | Solar | [13 empty] | 0 | 0 | 0 | 0 | [11 empty] | NGP Lenape Solar II | 100 | New Generation Power | 100
Zeeland Farm Services | 58704_G_CAT-1 | 58704 | G | CAT-1 |  | Non-Fossil Waste |  | MIS_LMI | Michigan | 26 | Ottawa | 139 | 26139 | 1.4 | 13500 | 2006 | 9999 |  |  | N | Non-Fossil Waste | [13 empty] | 0 | 0 | 0 | 0 | [11 empty] | Zeeland Farm Services Inc | 100 | Zeeland Farm Services Inc | 100
Zeeland Farm Services | 58704_G_CAT-2 | 58704 | G | CAT-2 |  | Non-Fossil Waste |  | MIS_LMI | Michigan | 26 | Ottawa | 139 | 26139 | 1.5 | 13500 | 2009 | 9999 |  |  | N | Non-Fossil Waste | [13 empty] | 0 | 0 | 0 | 0 | [11 empty] | Zeeland Farm Services Inc | 100 | Zeeland Farm Services Inc | 100
Phoenix Airport East Economy Lot | 58708_G_PAEEL | 58708 | G | PAEEL |  | Solar PV |  | WECC_AZ | Arizona | 4 | Maricopa | 13 | 04013 | 1 | 0 | 2012 | 9999 |  |  | N | Solar | [13 empty] | 0 | 0 | 0 | 0 | [11 empty] | Solar Star Arizona II LLC | 100 | TOTAL SA | 100
Phoenix Airport Rental Car Center | 58709_G_PARCC | 58709 | G | PARCC |  | Solar PV |  | WECC_AZ | Arizona | 4 | Maricopa | 13 | 04013 | 1.4 | 0 | 2012 | 9999 |  |  | N | Solar | [13 empty] | 0 | 0 | 0 | 0 | [11 empty] | Solar Star Arizona II LLC | 100 | TOTAL SA | 100
Barilla Solar | 58710_G_BRLA | 58710 | G | BRLA |  | Solar PV |  | ERC_WEST | Texas | 48 | Pecos | 371 | 48371 | 30.2 | 0 | 2015 | 9999 |  |  | N | Solar | [13 empty] | 0 | 0 | 0 | 0 | [11 empty] | BNB Texas Solar LLC | 100 | BNB Renewable Energy Holdings | 100
Lost Hills/Blackwell | 58711_G_BLKW | 58711 | G | BLKW |  | Solar PV |  | WECC_SCE | California | 6 | Kern | 29 | 06029 | 12 | 0 | 2015 | 9999 |  |  | N | Solar | [13 empty] | 0 | 0 | 0 | 0 | [11 empty] | Blackwell Solar LLC | 100 | APG Asset Management US Inc | 100
Lost Hills/Blackwell | 58711_G_LTHL | 58711 | G | LTHL |  | Solar PV |  | WECC_SCE | California | 6 | Kern | 29 | 06029 | 20 | 0 | 2015 | 9999 |  |  | N | Solar | [13 empty] | 0 | 0 | 0 | 0 | [11 empty] | Lost Hills Solar LLC | 100 | APG Asset Management US Inc | 100
North Star Solar | 58713_G_NSTR | 58713 | G | NSTR |  | Solar PV |  | WEC_CALN | California | 6 | Fresno | 19 | 06019 | 60 | 0 | 2015 | 9999 |  |  | N | Solar | [13 empty] | 0 | 0 | 0 | 0 | [11 empty] | North Star Solar LLC | 100 | APG Asset Management US Inc | 100
Oxbow Creek | 58714_G_GEN1 | 58714 | G | GEN1 |  | Combustion Turbine | IC Engine | PJM_PENE | Pennsylvania | 42 | Wyoming | 131 | 42131 | 4.2 | 10745 | 2019 | 9999 |  |  | N | Natural Gas | [13 empty] | 1.061 | 1.061 | 1.061 | 1.061 | [11 empty] | Oxbow Creek Energy LLC | 100 | Iron Mountain Generation LLC | 100
Oxbow Creek | 58714_G_GEN2 | 58714 | G | GEN2 |  | Combustion Turbine | IC Engine | PJM_PENE | Pennsylvania | 42 | Wyoming | 131 | 42131 | 4.2 | 10745 | 2019 | 9999 |  |  | N | Natural Gas | [13 empty] | 1.061 | 1.061 | 1.061 | 1.061 | [11 empty] | IMG Mainstream LLC | 100 | Iron Mountain Generation LLC | 100
Oxbow Creek | 58714_G_GEN3 | 58714 | G | GEN3 |  | Combustion Turbine | IC Engine | PJM_PENE | Pennsylvania | 42 | Wyoming | 131 | 42131 | 4.2 | 10745 | 2019 | 9999 |  |  | N | Natural Gas | [13 empty] | 1.061 | 1.061 | 1.061 | 1.061 | [11 empty] | IMG Mainstream LLC | 100 | Iron Mountain Generation LLC | 100
Oxbow Creek | 58714_G_GEN4 | 58714 | G | GEN4 |  | Combustion Turbine | IC Engine | PJM_PENE | Pennsylvania | 42 | Wyoming | 131 | 42131 | 4.2 | 10745 | 2019 | 9999 |  |  | N | Natural Gas | [13 empty] | 1.061 | 1.061 | 1.061 | 1.061 | [11 empty] | IMG Mainstream LLC | 100 | Iron Mountain Generation LLC | 100
Oxbow Creek | 58714_G_GEN5 | 58714 | G | GEN5 |  | Combustion Turbine | IC Engine | PJM_PENE | Pennsylvania | 42 | Wyoming | 131 | 42131 | 4.2 | 10745 | 2019 | 9999 |  |  | N | Natural Gas | [13 empty] | 1.061 | 1.061 | 1.061 | 1.061 | [11 empty] | IMG Mainstream LLC | 100 | Iron Mountain Generation LLC | 100
Roundtop | 58715_G_GEN1 | 58715 | G | GEN1 |  | Combustion Turbine | IC Engine | PJM_PENE | Pennsylvania | 42 | Susquehanna | 115 | 42115 | 4.2 | 10745 | 2015 | 9999 |  |  | N | Natural Gas | [13 empty] | 1.2219 | 1.2219 | 1.2219 | 1.2219 | [11 empty] | Roundtop Energy LLC | 100 | Iron Mountain Generation LLC | 100
Roundtop | 58715_G_GEN2 | 58715 | G | GEN2 |  | Combustion Turbine | IC Engine | PJM_PENE | Pennsylvania | 42 | Susquehanna | 115 | 42115 | 4.2 | 10745 | 2015 | 9999 |  |  | N | Natural Gas | [13 empty] | 1.2219 | 1.2219 | 1.2219 | 1.2219 | [11 empty] | Roundtop Energy LLC | 100 | Iron Mountain Generation LLC | 100
Roundtop | 58715_G_GEN3 | 58715 | G | GEN3 |  | Combustion Turbine | IC Engine | PJM_PENE | Pennsylvania | 42 | Susquehanna | 115 | 42115 | 4.2 | 10745 | 2015 | 9999 |  |  | N | Natural Gas | [13 empty] | 1.2219 | 1.2219 | 1.2219 | 1.2219 | [11 empty] | Roundtop Energy LLC | 100 | Iron Mountain Generation LLC | 100
Roundtop | 58715_G_GEN4 | 58715 | G | GEN4 |  | Combustion Turbine | IC Engine | PJM_PENE | Pennsylvania | 42 | Susquehanna | 115 | 42115 | 4.2 | 10745 | 2015 | 9999 |  |  | N | Natural Gas | [13 empty] | 1.2219 | 1.2219 | 1.2219 | 1.2219 | [11 empty] | Roundtop Energy LLC | 100 | Iron Mountain Generation LLC | 100
Roundtop | 58715_G_GEN5 | 58715 | G | GEN5 |  | Combustion Turbine | IC Engine | PJM_PENE | Pennsylvania | 42 | Susquehanna | 115 | 42115 | 4.2 | 10745 | 2015 | 9999 |  |  | N | Natural Gas | [13 empty] | 1.2219 | 1.2219 | 1.2219 | 1.2219 | [11 empty] | Roundtop Energy LLC | 100 | Iron Mountain Generation LLC | 100
OCI Alamo 2, LLC | 58716_G_1 | 58716 | G | 1 |  | Solar PV |  | ERC_REST | Texas | 48 | Bexar | 29 | 48029 | 4.4 | 0 | 2014 | 9999 |  |  | N | Solar | [13 empty] | 0 | 0 | 0 | 0 | [11 empty] | OCI Alamo 2 LLC | 100 | OCI Company Ltd | 100
OCI Alamo 4, LLC | 58717_G_1 | 58717 | G | 1 |  | Solar PV |  | ERC_REST | Texas | 48 | Kinney | 271 | 48271 | 39.6 | 0 | 2014 | 9999 |  |  | N | Solar | [13 empty] | 0 | 0 | 0 | 0 | [11 empty] | OCI Alamo 4 LLC | 100 | Consolidated Edison Inc | 100
Orion Solar I | 58718_G_PV1 | 58718 | G | PV1 |  | Solar PV |  | WECC_SCE | California | 6 | Kern | 29 | 06029 | 12 | 0 | 2014 | 9999 |  |  | N | Solar | [13 empty] | 0 | 0 | 0 | 0 | [11 empty] | Orion Solar I LLC | 100 | SunEdison | 100
Brookfield | 58719_G_WPH2 | 58719 | G | WPH2 |  | Onshore Wind |  | MIS_LMI | Michigan | 26 | Huron | 63 | 26063 | 74.8 | 0 | 2014 | 9999 |  |  | N | Wind | [13 empty] | 0 | 0 | 0 | 0 | [11 empty] | DTE Electric Co | 100 | DTE Energy Co | 100
Pattern Panhandle Wind 2 LLC | 58720_G_1 | 58720 | G | 1 |  | Onshore Wind |  | ERC_PHDL | Texas | 48 | Carson | 65 | 48065 | 181.7 | 0 | 2014 | 9999 |  |  | N | Wind | [13 empty] | 0 | 0 | 0 | 0 | [11 empty] | Pattern Pandhandle Wind 2 LLC | 100 | Canadian Crown Corp | 100
Orion Solar II | 58721_G_ORION | 58721 | G | ORION |  | Solar PV |  | WECC_SCE | California | 6 | Kern | 29 | 06029 | 8 | 0 | 2014 | 9999 |  |  | N | Solar | [13 empty] | 0 | 0 | 0 | 0 | [11 empty] | Orion Solar II LLC | 100 | SunEdison | 100
Charlotte Solar | 58722_G_PV1 | 58722 | G | PV1 |  | Solar PV |  | S_VACA | North Carolina | 37 | Rutherford | 161 | 37161 | 5 | 0 | 2015 | 9999 |  |  | N | Solar | [13 empty] | 0 | 0 | 0 | 0 | [11 empty] | Charlotte Solar (NC) LLC | 100 | Cate Street Capital LLC | 100
Elliana Solar | 58725_G_PV1 | 58725 | G | PV1 |  | Solar PV |  | S_VACA | North Carolina | 37 | Alamance | 1 | 37001 | 5 | 0 | 2015 | 9999 |  |  | N | Solar | [13 empty] | 0 | 0 | 0 | 0 | [11 empty] | Elliana Solar LLC | 100 | Cate Street Capital Inc | 100
Flash Solar | 58726_G_PV1 | 58726 | G | PV1 |  | Solar PV |  | S_VACA | North Carolina | 37 | Catawba | 35 | 37035 | 5 | 0 | 2015 | 9999 |  |  | N | Solar | [13 empty] | 0 | 0 | 0 | 0 | [11 empty] | Flash Solar LLC | 100 | Cate Street Capital LLC | 100
Amethyst Solar | 58730_G_PV1 | 58730 | G | PV1 |  | Solar PV |  | S_VACA | North Carolina | 37 | Rutherford | 161 | 37161 | 3 | 0 | 2016 | 9999 |  |  | N | Solar | [13 empty] | 0 | 0 | 0 | 0 | [11 empty] | Amethyst Solar LLC | 100 | Cate Street Capital LLC | 100
Angel Solar | 58731_G_PV1 | 58731 | G | PV1 |  | Solar PV |  | S_VACA | North Carolina | 37 | Catawba | 35 | 37035 | 5 | 0 | 2015 | 9999 |  |  | N | Solar | [13 empty] | 0 | 0 | 0 | 0 | [11 empty] | Angel Solar LLC | 100 | Cate Street Capital Inc | 100
Audrey Solar | 58732_G_PV1 | 58732 | G | PV1 |  | Solar PV |  | S_VACA | North Carolina | 37 | Cleveland | 45 | 37045 | 3 | 0 | 2016 | 9999 |  |  | N | Solar | [13 empty] | 0 | 0 | 0 | 0 | [11 empty] | Audrey Solar LLC | 100 | Cate Street Capital Inc | 100
Buddy Solar | 58735_G_PV1 | 58735 | G | PV1 |  | Solar PV |  | S_VACA | North Carolina | 37 | Rowan | 159 | 37159 | 4 | 0 | 2015 | 9999 |  |  | N | Solar | [13 empty] | 0 | 0 | 0 | 0 | [11 empty] | Buddy Solar LLC | 100 | Cate Street Capital LLC | 100
Milo Solar | 58739_G_PV1 | 58739 | G | PV1 |  | Solar PV |  | S_VACA | North Carolina | 37 | Alamance | 1 | 37001 | 3 | 0 | 2016 | 9999 |  |  | N | Solar | [13 empty] | 0 | 0 | 0 | 0 | [11 empty] | Milo Solar LLC | 100 | Cate Street Capital Inc | 100
Minnie Solar | 58740_G_PV1 | 58740 | G | PV1 |  | Solar PV |  | S_VACA | North Carolina | 37 | Alamance | 1 | 37001 | 3 | 0 | 2016 | 9999 |  |  | N | Solar | [13 empty] | 0 | 0 | 0 | 0 | [11 empty] | Minnie Solar LLC | 100 | Cate Street Capital Inc | 100
Nick Solar | 58741_G_NICK | 58741 | G | NICK |  | Solar PV |  | S_VACA | North Carolina | 37 | Guilford | 81 | 37081 | 4 | 0 | 2014 | 9999 |  |  | N | Solar | [13 empty] | 0 | 0 | 0 | 0 | [11 empty] | Nick Solar LLC | 100 | Cate Street Capital Inc | 100
Owen Solar | 58742_G_PV1 | 58742 | G | PV1 |  | Solar PV |  | S_VACA | North Carolina | 37 | Catawba | 35 | 37035 | 5 | 0 | 2016 | 9999 |  |  | N | Solar | [13 empty] | 0 | 0 | 0 | 0 | [11 empty] | Owen Solar LLC | 100 | Cate Street Capital Inc | 100
Sophie Solar | 58745_G_PV1 | 58745 | G | PV1 |  | Solar PV |  | S_VACA | North Carolina | 37 | Cleveland | 45 | 37045 | 4.5 | 0 | 2016 | 9999 |  |  | N | Solar | [13 empty] | 0 | 0 | 0 | 0 | [11 empty] | Sophie Solar LLC | 100 | Cate Street Capital LLC | 100
Star Solar | 58746_G_PV1 | 58746 | G | PV1 |  | Solar PV |  | S_VACA | North Carolina | 37 | Durham | 63 | 37063 | 5 | 0 | 2016 | 9999 |  |  | N | Solar | [13 empty] | 0 | 0 | 0 | 0 | [11 empty] | Sunlight Partners LLC | 100 | Cate Street Capital Inc | 100
GreenWhey Energy Inc | 58747_G_GEN1 | 58747 | G | GEN1 |  | Non-Fossil Waste |  | MIS_MNWI | Wisconsin | 55 | Polk | 95 | 55095 | 1.6 | 4061 | 2013 | 9999 |  |  | Y | Non-Fossil Waste | [13 empty] | 0 | 0 | 0 | 0 | [11 empty] | Greenwhey Energy Inc | 100 | Thomas Ludy | 100
GreenWhey Energy Inc | 58747_G_GEN2 | 58747 | G | GEN2 |  | Non-Fossil Waste |  | MIS_MNWI | Wisconsin | 55 | Polk | 95 | 55095 | 1.6 | 13500 | 2013 | 9999 |  |  | N | Non-Fossil Waste | [13 empty] | 0 | 0 | 0 | 0 | [11 empty] | Greenwhey Energy Inc | 100 | Thomas Ludy | 100
North Bay Solar 1 | 58748_G_NBWT | 58748 | G | NBWT |  | Solar PV |  | WEC_CALN | California | 6 | Solano | 95 | 06095 | 1 | 0 | 2013 | 9999 |  |  | N | Solar | [13 empty] | 0 | 0 | 0 | 0 | [11 empty] | sPower | 100 | AES Corp (The) | 100
Tihonet Solar | 58749_G_TSMA | 58749 | G | TSMA |  | Solar PV |  | NENGREST | Massachusetts | 25 | Plymouth | 23 | 25023 | 1 | 0 | 2014 | 9999 |  |  | N | Solar | [13 empty] | 0 | 0 | 0 | 0 | [11 empty] | Consolidated Edison Solutions Inc | 100 | Consolidated Edison Inc | 100
Lancaster Dry Farm Ranch B | 58750_G_LDFRB | 58750 | G | LDFRB |  | Solar PV |  | WEC_LADW | California | 6 | Los Angeles | 37 | 06037 | 5 | 0 | 2014 | 9999 |  |  | N | Solar | [13 empty] | 0 | 0 | 0 | 0 | [11 empty] | Lancaster Dry Farm Ranch B LLC | 100 | Sustainable Power Group LLC | 100
Rodeo Solar C2 | 58751_G_RSC2 | 58751 | G | RSC2 |  | Solar PV |  | WEC_LADW | California | 6 | Los Angeles | 37 | 06037 | 1.5 | 0 | 2014 | 9999 |  |  | N | Solar | [13 empty] | 0 | 0 | 0 | 0 | [11 empty] | Rodeo Solar C2 LLC | 100 | Sustainable Power Group LLC | 100
Rodeo Solar D2 | 58752_G_RSD2 | 58752 | G | RSD2 |  | Solar PV |  | WEC_LADW | California | 6 | Los Angeles | 37 | 06037 | 1.5 | 0 | 2014 | 9999 |  |  | N | Solar | [13 empty] | 0 | 0 | 0 | 0 | [11 empty] | Rodeo Solar D2 LLC | 100 | Sustainable Power Group LLC | 100
Summer Solar A2 | 58753_G_SSA2 | 58753 | G | SSA2 |  | Solar PV |  | WEC_LADW | California | 6 | Los Angeles | 37 | 06037 | 1.5 | 0 | 2014 | 9999 |  |  | N | Solar | [13 empty] | 0 | 0 | 0 | 0 | [11 empty] | Summer Solar A2 LLC | 100 | Sustainable Power Group LLC | 100
Summer Solar B2 | 58754_G_SSB2 | 58754 | G | SSB2 |  | Solar PV |  | WEC_LADW | California | 6 | Los Angeles | 37 | 06037 | 1.5 | 0 | 2014 | 9999 |  |  | N | Solar | [13 empty] | 0 | 0 | 0 | 0 | [11 empty] | Summer Solar B2 LLC | 100 | Sustainable Power Group LLC | 100
Summer Solar C2 | 58755_G_SSC2 | 58755 | G | SSC2 |  | Solar PV |  | WEC_LADW | California | 6 | Los Angeles | 37 | 06037 | 1.5 | 0 | 2014 | 9999 |  |  | N | Solar | [13 empty] | 0 | 0 | 0 | 0 | [11 empty] | Summer Solar C2 LLC | 100 | Sustainable Power Group LLC | 100
Summer Solar D2 | 58756_G_SSD2 | 58756 | G | SSD2 |  | Solar PV |  | WEC_CALN | California | 6 | Los Angeles | 37 | 06037 | 1 | 0 | 2014 | 9999 |  |  | N | Solar | [13 empty] | 0 | 0 | 0 | 0 | [11 empty] | Summer Solar D2 LLC | 100 | Sustainable Power Group LLC | 100
Summer North Solar | 58757_G_UE2 | 58757 | G | UE2 |  | Solar PV |  | WEC_CALN | California | 6 | Los Angeles | 37 | 06037 | 1.5 | 0 | 2014 | 9999 |  |  | N | Solar | [13 empty] | 0 | 0 | 0 | 0 | [11 empty] | Summer Solar E2 LLC | 100 | Sustainable Power Group LLC | 100
Summer North Solar | 58757_G_UF2 | 58757 | G | UF2 |  | Solar PV |  | WEC_CALN | California | 6 | Los Angeles | 37 | 06037 | 2 | 0 | 2014 | 9999 |  |  | N | Solar | [13 empty] | 0 | 0 | 0 | 0 | [11 empty] | Summer Solar F2 LLC | 100 | Sustainable Power Group LLC | 100
Summer North Solar | 58757_G_UG2 | 58757 | G | UG2 |  | Solar PV |  | WEC_CALN | California | 6 | Los Angeles | 37 | 06037 | 1.5 | 0 | 2014 | 9999 |  |  | N | Solar | [13 empty] | 0 | 0 | 0 | 0 | [11 empty] | Summer Solar G2 LLC | 100 | Sustainable Power Group LLC | 100
Summer North Solar | 58757_G_UH2 | 58757 | G | UH2 |  | Solar PV |  | WEC_CALN | California | 6 | Los Angeles | 37 | 06037 | 1.5 | 0 | 2014 | 9999 |  |  | N | Solar | [13 empty] | 0 | 0 | 0 | 0 | [11 empty] | Summer Solar H2 LLC | 100 | Sustainable Power Group LLC | 100
Expressway Solar A | 58761_G_EXSA | 58761 | G | EXSA |  | Solar PV |  | WECC_SCE | California | 6 | San Bernardino | 71 | 06071 | 2 | 0 | 2014 | 9999 |  |  | N | Solar | [13 empty] | 0 | 0 | 0 | 0 | [11 empty] | Expressway Solar A LLC | 100 | Sustainable Power Group LLC | 100
Expressway Solar B | 58762_G_EXSB | 58762 | G | EXSB |  | Solar PV |  | WECC_SCE | California | 6 | San Bernardino | 71 | 06071 | 2 | 0 | 2014 | 9999 |  |  | N | Solar | [13 empty] | 0 | 0 | 0 | 0 | [11 empty] | Expressway Solar B LLC | 100 | Sustainable Power Group LLC | 100
Expressway Solar C2 | 58763_G_EXSC2 | 58763 | G | EXSC2 |  | Solar PV |  | WEC_CALN | California | 6 | San Bernardino | 71 | 06071 | 1.5 | 0 | 2014 | 9999 |  |  | N | Solar | [13 empty] | 0 | 0 | 0 | 0 | [11 empty] | Expressway Solar C2 LLC | 100 | Sustainable Power Group LLC | 100
Miami Wind Energy Center | 58765_G_1 | 58765 | G | 1 |  | Onshore Wind |  | ERC_PHDL | Texas | 48 | Roberts | 393 | 48393 | 288.6 | 0 | 2014 | 9999 |  |  | N | Wind | [13 empty] | 0 | 0 | 0 | 0 | [11 empty] | Miami Wind I LLC | 100 | Miami Wind I LLC | 100
Wake Wind Energy Center | 58766_G_1 | 58766 | G | 1 |  | Onshore Wind |  | ERC_REST | Texas | 48 | Crosby | 107 | 48107 | 257 | 0 | 2016 | 9999 |  |  | N | Wind | [13 empty] | 0 | 0 | 0 | 0 | [11 empty] | Southern Power Co | 100 | Southern Co | 100
Buckeye Wind Energy Center | 58767_G_1 | 58767 | G | 1 |  | Onshore Wind |  | SPP_N | Kansas | 20 | Ellis | 51 | 20051 | 205.7 | 0 | 2015 | 9999 |  |  | N | Wind | [13 empty] | 0 | 0 | 0 | 0 | [11 empty] | Buckeye Wind Energy LLC | 100 | Invenergy LLC | 100
Marsh Hill Wind Farm | 58768_G_1 | 58768 | G | 1 |  | Onshore Wind |  | NY_Z_C&E | New York | 36 | Steuben | 101 | 36101 | 16.2 | 0 | 2014 | 9999 |  |  | N | Wind | [13 empty] | 0 | 0 | 0 | 0 | [11 empty] | Marsh Hill Energy LLC | 100 | Invenergy LLC | 100
Spring Canyon Expansion Wind Energy Ctr | 58769_G_1 | 58769 | G | 1 |  | Onshore Wind |  | WECC_CO | Colorado | 8 | Logan | 75 | 08075 | 34 | 0 | 2014 | 9999 |  |  | N | Wind | [13 empty] | 0 | 0 | 0 | 0 | [11 empty] | Spring Canyon Energy II LLC | 100 | Global Infrastructure Partners | 100
Spring Canyon Expansion Wind Energy Ctr | 58769_G_SCIII | 58769 | G | SCIII |  | Onshore Wind |  | WECC_CO | Colorado | 8 | Logan | 75 | 08075 | 28.6 | 0 | 2014 | 9999 |  |  | N | Wind | [13 empty] | 0 | 0 | 0 | 0 | [11 empty] | Spring Canyon Energy II LLC | 100 | Global Infrastructure Partners | 100
Maywood Photovoltaic Project | 58770_G_1 | 58770 | G | 1 |  | Solar PV |  | MIS_INKY | Indiana | 18 | Marion | 97 | 18097 | 8 | 0 | 2014 | 9999 |  |  | N | Solar | [13 empty] | 0 | 0 | 0 | 0 | [11 empty] | HQC Maywood LLC | 100 | Hanwha Group | 100
Roosevelt County | 58771_G_GEN1 | 58771 | G | GEN1 |  | Onshore Wind |  | SPP_SPS | New Mexico | 35 | Roosevelt | 41 | 35041 | 250 | 0 | 2015 | 9999 |  |  | N | Wind | [13 empty] | 0 | 0 | 0 | 0 | [11 empty] | Roosevelt Wind Project LLC | 100 | EDF Group | 100
Longhorn Wind | 58772_G_GEN1 | 58772 | G | GEN1 |  | Onshore Wind |  | ERC_PHDL | Texas | 48 | Briscoe | 45 | 48045 | 200 | 0 | 2015 | 9999 |  |  | N | Wind | [13 empty] | 0 | 0 | 0 | 0 | [11 empty] | Longhorn Wind Project LLC | 100 | EDF Group | 100
TX Hereford Wind | 58773_G_GEN1 | 58773 | G | GEN1 |  | Onshore Wind |  | ERC_PHDL | Texas | 48 | Deaf Smith | 117 | 48117 | 200 | 0 | 2014 | 9999 |  |  | N | Wind | [13 empty] | 0 | 0 | 0 | 0 | [11 empty] | TX Hereford Wind LLC | 100 | EDF Group | 100
Spinning Spur Wind II | 58774_G_GEN1 | 58774 | G | GEN1 |  | Onshore Wind |  | ERC_PHDL | Texas | 48 | Oldham | 359 | 48359 | 161 | 0 | 2014 | 9999 |  |  | N | Wind | [13 empty] | 0 | 0 | 0 | 0 | [11 empty] | Spinning Spur Wind Two LLC | 100 | EDF Group | 100
Spinning Spur Wind III | 58775_G_GEN1 | 58775 | G | GEN1 |  | Onshore Wind |  | ERC_PHDL | Texas | 48 | Oldham | 359 | 48359 | 194 | 0 | 2015 | 9999 |  |  | N | Wind | [13 empty] | 0 | 0 | 0 | 0 | [11 empty] | Spinning Spur Wind LLC | 100 | EDF Group | 100
Sonne One | 58782_G_PV1 | 58782 | G | PV1 |  | Solar PV |  | S_VACA | North Carolina | 37 | Wayne | 191 | 37191 | 5 | 0 | 2016 | 9999 |  |  | N | Solar | [13 empty] | 0 | 0 | 0 | 0 | [11 empty] | Sonne One LLC | 100 | Birdseye Renewable Energy | 100
South Canal Hydro-1 | 58783_G_SC-1 | 58783 | G | SC-1 |  | Hydro |  | WECC_CO | Colorado | 8 | Montrose | 85 | 08085 | 3.8 | 0 | 2013 | 9999 |  |  | N | Hydro | [13 empty] | 0 | 0 | 0 | 0 | [11 empty] | Delta Montrose Electric Association | 100 | Delta Montrose Electric Association | 100
South Canal Hydro-3 | 58784_G_SC-3 | 58784 | G | SC-3 |  | Hydro |  | WECC_CO | Colorado | 8 | Montrose | 85 | 08085 | 3.3 | 0 | 2013 | 9999 |  |  | N | Hydro | [13 empty] | 0 | 0 | 0 | 0 | [11 empty] | Delta Montrose Electric Association | 100 | Delta Montrose Electric Association | 100
Brentwood Solar | 58785_G_BRT1 | 58785 | G | BRT1 |  | Solar PV |  | NY_Z_K | New York | 36 | Suffolk | 103 | 36103 | 1 | 0 | 2011 | 9999 |  |  | N | Solar | [13 empty] | 0 | 0 | 0 | 0 | [11 empty] | CD US Solar MT1 LLC | 100 | Capital Dynamics | 100
Deer Park | 58786_G_DRP1 | 58786 | G | DRP1 |  | Solar PV |  | NY_Z_K | New York | 36 | Suffolk | 103 | 36103 | 2.5 | 0 | 2012 | 9999 |  |  | N | Solar | [13 empty] | 0 | 0 | 0 | 0 | [11 empty] | CD US Solar MT1 LLC | 100 | Capital Dynamics | 100
Dennison | 58787_G_DNN1 | 58787 | G | DNN1 |  | Solar PV |  | NY_Z_K | New York | 36 | Suffolk | 103 | 36103 | 2 | 0 | 2011 | 9999 |  |  | N | Solar | [13 empty] | 0 | 0 | 0 | 0 | [11 empty] | CD US Solar MT1 LLC | 100 | Capital Dynamics | 100
North County | 58788_G_NRT1 | 58788 | G | NRT1 |  | Solar PV |  | NY_Z_K | New York | 36 | Suffolk | 103 | 36103 | 1 | 0 | 2011 | 9999 |  |  | N | Solar | [13 empty] | 0 | 0 | 0 | 0 | [11 empty] | CD US Solar MT1 LLC | 100 | Capital Dynamics | 100
Riverhead | 58789_G_RVH1 | 58789 | G | RVH1 |  | Solar PV |  | NY_Z_K | New York | 36 | Suffolk | 103 | 36103 | 1.5 | 0 | 2011 | 9999 |  |  | N | Solar | [13 empty] | 0 | 0 | 0 | 0 | [11 empty] | CD US Solar MT1 LLC | 100 | Capital Dynamics | 100
Cohalan | 58790_G_CLN1 | 58790 | G | CLN1 |  | Solar PV |  | NY_Z_K | New York | 36 | Suffolk | 103 | 36103 | 2.5 | 0 | 2012 | 9999 |  |  | N | Solar | [13 empty] | 0 | 0 | 0 | 0 | [11 empty] | CD US Solar MT1 LLC | 100 | Capital Dynamics | 100
Cohalan | 58790_G_CLN2 | 58790 | G | CLN2 |  | Solar PV |  | NY_Z_K | New York | 36 | Suffolk | 103 | 36103 | 1.5 | 0 | 2012 | 9999 |  |  | N | Solar | [13 empty] | 0 | 0 | 0 | 0 | [11 empty] | CD US Solar MT1 LLC | 100 | Capital Dynamics | 100
Kirkwall Holdings | 58791_G_PV1 | 58791 | G | PV1 |  | Solar PV |  | S_VACA | North Carolina | 37 | Duplin | 61 | 37061 | 5 | 0 | 2016 | 9999 |  |  | N | Solar | [13 empty] | 0 | 0 | 0 | 0 | [11 empty] | Kirkwall Holdings LLC | 100 | Birdseye Renewable Energy | 100
Ayrshire | 58792_G_PV1 | 58792 | G | PV1 |  | Solar PV |  | S_VACA | North Carolina | 37 | Cleveland | 45 | 37045 | 19.4 | 0 | 2017 | 9999 |  |  | N | Solar | [13 empty] | 0 | 0 | 0 | 0 | [11 empty] | Ayrshire Holdings LLC | 100 | Birdseye Renewable Energy | 100
JMB Mcguire-Dix-Lakehurst Solar Project | 58793_G_UCIV | 58793 | G | UCIV |  | Solar PV |  | PJM_EMAC | New Jersey | 34 | Burlington | 5 | 34005 | 11.4 | 0 | 2013 | 9999 |  |  | N | Solar | [13 empty] | 0 | 0 | 0 | 0 | [11 empty] | WR TGC Solar Generation IV LLC | 100 | True Green Capital Management LLC | 100
Storrie Lake Solar Project | 58794_G_MSMPV | 58794 | G | MSMPV |  | Solar PV |  | WECC_NM | New Mexico | 35 | San Miguel | 47 | 35047 | 1.5 | 0 | 2014 | 9999 |  |  | N | Solar | [13 empty] | 0 | 0 | 0 | 0 | [11 empty] | MSM Solar LLC | 100 | Mora San Miguel Electric Coop Inc | 100
Hobart Solar, LLC | 58795_G_HS | 58795 | G | HS |  | Solar PV |  | MIS_INKY | Indiana | 18 | Lake | 89 | 18089 | 1 | 0 | 2012 | 9999 |  |  | N | Solar | [13 empty] | 0 | 0 | 0 | 0 | [11 empty] | Hobart Solar LLC | 100 | Sustainable Power Group LLC | 100
Waterloo Solar, LLC | 58796_G_WS | 58796 | G | WS |  | Solar PV |  | MIS_INKY | Indiana | 18 | DeKalb | 33 | 18033 | 1 | 0 | 2012 | 9999 |  |  | N | Solar | [13 empty] | 0 | 0 | 0 | 0 | [11 empty] | Sustainable Power Group LLC | 100 | Sustainable Power Group LLC | 100
Valparaiso Solar, LLC | 58797_G_VS | 58797 | G | VS |  | Solar PV |  | MIS_INKY | Indiana | 18 | Porter | 127 | 18127 | 1 | 0 | 2012 | 9999 |  |  | N | Solar | [13 empty] | 0 | 0 | 0 | 0 | [11 empty] | Sustainable Power Group LLC | 100 | Sustainable Power Group LLC | 100
AC Criminal Courts Complex SPE2, LLC | 58798_G_ACCCC | 58798 | G | ACCCC |  | Solar PV |  | PJM_EMAC | New Jersey | 34 | Atlantic | 1 | 34001 | 1.3 | 0 | 2012 | 9999 |  |  | N | Solar | [13 empty] | 0 | 0 | 0 | 0 | [11 empty] | sPower | 100 | AES Corp (The) | 100
Pamlico Partners Solar | 58799_G_1 | 58799 | G | 1 |  | Solar PV |  | S_VACA | North Carolina | 37 | Beaufort | 13 | 37013 | 5 | 0 | 2013 | 9999 |  |  | N | Solar | [13 empty] | 0 | 0 | 0 | 0 | [11 empty] | Pamlico Partners Solar LLC | 100 | SunEnergy 1 LLC | 100
Arba Solar, LLC | 58801_G_INV1 | 58801 | G | INV1 |  | Solar PV |  | S_VACA | North Carolina | 37 | Greene | 79 | 37079 | 0.5 | 0 | 2014 | 9999 |  |  | N | Solar | [13 empty] | 0 | 0 | 0 | 0 | [11 empty] | Arba Solar LLC | 100 | Entropy Solar Integrators LLC | 100
Arba Solar, LLC | 58801_G_INV2 | 58801 | G | INV2 |  | Solar PV |  | S_VACA | North Carolina | 37 | Greene | 79 | 37079 | 0.5 | 0 | 2014 | 9999 |  |  | N | Solar | [13 empty] | 0 | 0 | 0 | 0 | [11 empty] | Arba Solar LLC | 100 | Entropy Solar Integrators LLC | 100
Arba Solar, LLC | 58801_G_INV3 | 58801 | G | INV3 |  | Solar PV |  | S_VACA | North Carolina | 37 | Greene | 79 | 37079 | 0.5 | 0 | 2014 | 9999 |  |  | N | Solar | [13 empty] | 0 | 0 | 0 | 0 | [11 empty] | Arba Solar LLC | 100 | Entropy Solar Integrators LLC | 100
Arba Solar, LLC | 58801_G_INV4 | 58801 | G | INV4 |  | Solar PV |  | S_VACA | North Carolina | 37 | Greene | 79 | 37079 | 0.5 | 0 | 2014 | 9999 |  |  | N | Solar | [13 empty] | 0 | 0 | 0 | 0 | [11 empty] | Arba Solar LLC | 100 | Entropy Solar Integrators LLC | 100
Franklin Solar, LLC | 58802_G_INV1 | 58802 | G | INV1 |  | Solar PV |  | S_VACA | North Carolina | 37 | Franklin | 69 | 37069 | 0.5 | 0 | 2013 | 9999 |  |  | N | Solar | [13 empty] | 0 | 0 | 0 | 0 | [11 empty] | Franklin Solar LLC | 100 | Entropy Solar Integrators LLC | 100
Franklin Solar, LLC | 58802_G_INV2 | 58802 | G | INV2 |  | Solar PV |  | S_VACA | North Carolina | 37 | Franklin | 69 | 37069 | 0.5 | 0 | 2013 | 9999 |  |  | N | Solar | [13 empty] | 0 | 0 | 0 | 0 | [11 empty] | Franklin Solar LLC | 100 | Entropy Solar Integrators LLC | 100
Franklin Solar, LLC | 58802_G_INV3 | 58802 | G | INV3 |  | Solar PV |  | S_VACA | North Carolina | 37 | Franklin | 69 | 37069 | 0.5 | 0 | 2013 | 9999 |  |  | N | Solar | [13 empty] | 0 | 0 | 0 | 0 | [11 empty] | Franklin Solar LLC | 100 | Entropy Solar Integrators LLC | 100
Franklin Solar, LLC | 58802_G_INV4 | 58802 | G | INV4 |  | Solar PV |  | S_VACA | North Carolina | 37 | Franklin | 69 | 37069 | 0.5 | 0 | 2013 | 9999 |  |  | N | Solar | [13 empty] | 0 | 0 | 0 | 0 | [11 empty] | Franklin Solar LLC | 100 | Entropy Solar Integrators LLC | 100
Kenansville Solar 2, LLC | 58803_G_INV1 | 58803 | G | INV1 |  | Solar PV |  | S_VACA | North Carolina | 37 | Duplin | 61 | 37061 | 2 | 0 | 2016 | 9999 |  |  | N | Solar | [13 empty] | 0 | 0 | 0 | 0 | [11 empty] | Kenansville Solar 2 LLC | 100 | Kenansville Solar 2 LLC | 100
Samarcand Solar Farm, LLC | 58805_G_INV1 | 58805 | G | INV1 |  | Solar PV |  | S_VACA | North Carolina | 37 | Moore | 125 | 37125 | 0.5 | 0 | 2014 | 9999 |  |  | N | Solar | [13 empty] | 0 | 0 | 0 | 0 | [11 empty] | Samarcand Solar Farm LLC | 100 | Entropy Solar Integrators LLC | 100
Samarcand Solar Farm, LLC | 58805_G_INV10 | 58805 | G | INV10 |  | Solar PV |  | S_VACA | North Carolina | 37 | Moore | 125 | 37125 | 0.5 | 0 | 2014 | 9999 |  |  | N | Solar | [13 empty] | 0 | 0 | 0 | 0 | [11 empty] | Samarcand Solar Farm LLC | 100 | Entropy Solar Integrators LLC | 100
Samarcand Solar Farm, LLC | 58805_G_INV2 | 58805 | G | INV2 |  | Solar PV |  | S_VACA | North Carolina | 37 | Moore | 125 | 37125 | 0.5 | 0 | 2014 | 9999 |  |  | N | Solar | [13 empty] | 0 | 0 | 0 | 0 | [11 empty] | Samarcand Solar Farm LLC | 100 | Entropy Solar Integrators LLC | 100
Samarcand Solar Farm, LLC | 58805_G_INV3 | 58805 | G | INV3 |  | Solar PV |  | S_VACA | North Carolina | 37 | Moore | 125 | 37125 | 0.5 | 0 | 2014 | 9999 |  |  | N | Solar | [13 empty] | 0 | 0 | 0 | 0 | [11 empty] | Samarcand Solar Farm LLC | 100 | Entropy Solar Integrators LLC | 100
Samarcand Solar Farm, LLC | 58805_G_INV4 | 58805 | G | INV4 |  | Solar PV |  | S_VACA | North Carolina | 37 | Moore | 125 | 37125 | 0.5 | 0 | 2014 | 9999 |  |  | N | Solar | [13 empty] | 0 | 0 | 0 | 0 | [11 empty] | Samarcand Solar Farm LLC | 100 | Entropy Solar Integrators LLC | 100
Samarcand Solar Farm, LLC | 58805_G_INV5 | 58805 | G | INV5 |  | Solar PV |  | S_VACA | North Carolina | 37 | Moore | 125 | 37125 | 0.5 | 0 | 2014 | 9999 |  |  | N | Solar | [13 empty] | 0 | 0 | 0 | 0 | [11 empty] | Samarcand Solar Farm LLC | 100 | Entropy Solar Integrators LLC | 100
Samarcand Solar Farm, LLC | 58805_G_INV6 | 58805 | G | INV6 |  | Solar PV |  | S_VACA | North Carolina | 37 | Moore | 125 | 37125 | 0.5 | 0 | 2014 | 9999 |  |  | N | Solar | [13 empty] | 0 | 0 | 0 | 0 | [11 empty] | Samarcand Solar Farm LLC | 100 | Entropy Solar Integrators LLC | 100
Samarcand Solar Farm, LLC | 58805_G_INV7 | 58805 | G | INV7 |  | Solar PV |  | S_VACA | North Carolina | 37 | Moore | 125 | 37125 | 0.5 | 0 | 2014 | 9999 |  |  | N | Solar | [13 empty] | 0 | 0 | 0 | 0 | [11 empty] | Samarcand Solar Farm LLC | 100 | Entropy Solar Integrators LLC | 100
Samarcand Solar Farm, LLC | 58805_G_INV8 | 58805 | G | INV8 |  | Solar PV |  | S_VACA | North Carolina | 37 | Moore | 125 | 37125 | 0.5 | 0 | 2014 | 9999 |  |  | N | Solar | [13 empty] | 0 | 0 | 0 | 0 | [11 empty] | Samarcand Solar Farm LLC | 100 | Entropy Solar Integrators LLC | 100
Samarcand Solar Farm, LLC | 58805_G_INV9 | 58805 | G | INV9 |  | Solar PV |  | S_VACA | North Carolina | 37 | Moore | 125 | 37125 | 0.5 | 0 | 2014 | 9999 |  |  | N | Solar | [13 empty] | 0 | 0 | 0 | 0 | [11 empty] | Samarcand Solar Farm LLC | 100 | Entropy Solar Integrators LLC | 100
Albemarle Solar Center LLC | 58806_G_ASC1 | 58806 | G | ASC1 |  | Solar PV |  | S_VACA | North Carolina | 37 | Lenoir | 107 | 37107 | 5 | 0 | 2014 | 9999 |  |  | N | Solar | [13 empty] | 0 | 0 | 0 | 0 | [11 empty] | Heliosage Energy LLC | 100 | Heliosage Energy LLC | 100
Boseman Solar Center LLC | 58807_G_BSC1 | 58807 | G | BSC1 |  | Solar PV |  | S_VACA | North Carolina | 37 | Nash | 127 | 37127 | 5 | 0 | 2014 | 9999 |  |  | N | Solar | [13 empty] | 0 | 0 | 0 | 0 | [11 empty] | Boseman Solar Center LLC | 100 | Heliosage Energy LLC | 100
Flemming Solar Center LLC | 58808_G_FSC1 | 58808 | G | FSC1 |  | Solar PV |  | S_VACA | North Carolina | 37 | Pitt | 147 | 37147 | 5 | 0 | 2014 | 9999 |  |  | N | Solar | [13 empty] | 0 | 0 | 0 | 0 | [11 empty] | Flemming Solar Center LLC | 100 | Heliosage Energy LLC | 100
Littlefield Solar Center LLC | 58809_G_LSC1 | 58809 | G | LSC1 |  | Solar PV |  | S_VACA | North Carolina | 37 | Pitt | 147 | 37147 | 5 | 0 | 2015 | 9999 |  |  | N | Solar | [13 empty] | 0 | 0 | 0 | 0 | [11 empty] | Littlefield Solar Center LLC | 100 | Heliosage Energy LLC | 100
Rams Horn Solar Center LLC | 58810_G_RHSC1 | 58810 | G | RHSC1 |  | Solar PV |  | S_VACA | North Carolina | 37 | Pitt | 147 | 37147 | 5 | 0 | 2014 | 9999 |  |  | N | Solar | [13 empty] | 0 | 0 | 0 | 0 | [11 empty] | Rams Horn Solar Center LLC | 100 | Heliosage Energy LLC | 100
Beaver Dam | 58811_G_GEN1 | 58811 | G | GEN1 |  | Combustion Turbine | IC Engine | PJM_PENE | Pennsylvania | 42 | Bradford | 15 | 42015 | 4.2 | 10745 | 2016 | 9999 |  |  | N | Natural Gas | [13 empty] | 1.2219 | 1.2219 | 1.2219 | 1.2219 | [11 empty] | Beaver Dam Energy LLC | 100 | Iron Mountain Generation LLC | 100
Beaver Dam | 58811_G_GEN2 | 58811 | G | GEN2 |  | Combustion Turbine | IC Engine | PJM_PENE | Pennsylvania | 42 | Bradford | 15 | 42015 | 4.2 | 10745 | 2016 | 9999 |  |  | N | Natural Gas | [13 empty] | 1.2219 | 1.2219 | 1.2219 | 1.2219 | [11 empty] | Beaver Dam Energy LLC | 100 | Iron Mountain Generation LLC | 100
Beaver Dam | 58811_G_GEN3 | 58811 | G | GEN3 |  | Combustion Turbine | IC Engine | PJM_PENE | Pennsylvania | 42 | Bradford | 15 | 42015 | 4.2 | 10745 | 2016 | 9999 |  |  | N | Natural Gas | [13 empty] | 1.2219 | 1.2219 | 1.2219 | 1.2219 | [11 empty] | Beaver Dam Energy LLC | 100 | Iron Mountain Generation LLC | 100
Beaver Dam | 58811_G_GEN4 | 58811 | G | GEN4 |  | Combustion Turbine | IC Engine | PJM_PENE | Pennsylvania | 42 | Bradford | 15 | 42015 | 4.2 | 10745 | 2016 | 9999 |  |  | N | Natural Gas | [13 empty] | 1.2219 | 1.2219 | 1.2219 | 1.2219 | [11 empty] | Beaver Dam Energy LLC | 100 | Iron Mountain Generation LLC | 100
Beaver Dam | 58811_G_GEN5 | 58811 | G | GEN5 |  | Combustion Turbine | IC Engine | PJM_PENE | Pennsylvania | 42 | Bradford | 15 | 42015 | 4.2 | 10745 | 2016 | 9999 |  |  | N | Natural Gas | [13 empty] | 1.2219 | 1.2219 | 1.2219 | 1.2219 | [11 empty] | Beaver Dam Energy LLC | 100 | Iron Mountain Generation LLC | 100
Upchurch Solar Center LLC | 58812_G_USC1 | 58812 | G | USC1 |  | Solar PV |  | S_VACA | North Carolina | 37 | Wilson | 195 | 37195 | 5 | 0 | 2014 | 9999 |  |  | N | Solar | [13 empty] | 0 | 0 | 0 | 0 | [11 empty] | Upchurch Solar Center LLC | 100 | Heliosage Energy LLC | 100
Alpaca | 58813_G_1 | 58813 | G | 1 |  | Combustion Turbine | IC Engine | PJM_PENE | Pennsylvania | 42 | Bradford | 15 | 42015 | 6.8 | 10745 | 2017 | 9999 |  |  | N | Natural Gas | [13 empty] | 1.1809 | 1.1809 | 1.1809 | 1.1809 | [11 empty] | Alpaca Energy LLC | 100 | Iron Mountain Generation LLC | 100
Alpaca | 58813_G_2 | 58813 | G | 2 |  | Combustion Turbine | IC Engine | PJM_PENE | Pennsylvania | 42 | Bradford | 15 | 42015 | 6.8 | 10745 | 2017 | 9999 |  |  | N | Natural Gas | [13 empty] | 1.1809 | 1.1809 | 1.1809 | 1.1809 | [11 empty] | Alpaca Energy LLC | 100 | Iron Mountain Generation LLC | 100
Alpaca | 58813_G_3 | 58813 | G | 3 |  | Combustion Turbine | IC Engine | PJM_PENE | Pennsylvania | 42 | Bradford | 15 | 42015 | 6.8 | 10745 | 2017 | 9999 |  |  | N | Natural Gas | [13 empty] | 1.1809 | 1.1809 | 1.1809 | 1.1809 | [11 empty] | Alpaca Energy LLC | 100 | Iron Mountain Generation LLC | 100
Shasta Solar Farm | 58814_G_GENA | 58814 | G | GENA |  | Solar PV |  | WEC_CALN | California | 6 | Shasta | 89 | 06089 | 1.5 | 0 | 2014 | 9999 |  |  | N | Solar | [13 empty] | 0 | 0 | 0 | 0 | [11 empty] | Ignite Solar Holdings 1 LLC | 100 | LS Power Group | 100
Shasta Solar Farm | 58814_G_GENB | 58814 | G | GENB |  | Solar PV |  | WEC_CALN | California | 6 | Shasta | 89 | 06089 | 1.5 | 0 | 2014 | 9999 |  |  | N | Solar | [13 empty] | 0 | 0 | 0 | 0 | [11 empty] | Ignite Solar Holdings 1 LLC | 100 | LS Power Group | 100
Hilton NY Co Gen Plant | 58815_G_1 | 58815 | G | 1 |  | Combustion Turbine | IC Engine | NY_Z_J | New York | 36 | New York | 61 | 36061 | 1.8 | 8700 | 2013 | 9999 |  |  | Y | Natural Gas | [13 empty] | 0.3827 | 0.3827 | 0.3827 | 0.3827 | [11 empty] | UTS Project Co HNY 1 LLC | 100 | UTS Energy Corp | 100
Milan | 58818_G_1 | 58818 | G | 1 |  | Combustion Turbine | IC Engine | PJM_PENE | Pennsylvania | 42 | Bradford | 15 | 42015 | 6.8 | 10745 | 2017 | 9999 |  |  | N | Natural Gas | [13 empty] | 1.1809 | 1.1809 | 1.1809 | 1.1809 | [11 empty] | Milan Energy LLC | 100 | Iron Mountain Generation LLC | 100
Milan | 58818_G_2 | 58818 | G | 2 |  | Combustion Turbine | IC Engine | PJM_PENE | Pennsylvania | 42 | Bradford | 15 | 42015 | 6.8 | 10745 | 2017 | 9999 |  |  | N | Natural Gas | [13 empty] | 1.1809 | 1.1809 | 1.1809 | 1.1809 | [11 empty] | Milan Energy LLC | 100 | Iron Mountain Generation LLC | 100
Milan | 58818_G_3 | 58818 | G | 3 |  | Combustion Turbine | IC Engine | PJM_PENE | Pennsylvania | 42 | Bradford | 15 | 42015 | 6.8 | 10745 | 2017 | 9999 |  |  | N | Natural Gas | [13 empty] | 1.1809 | 1.1809 | 1.1809 | 1.1809 | [11 empty] | Milan Energy LLC | 100 | Iron Mountain Generation LLC | 100
Millville City Sewer Auth WTP | 58822_G_U1BB | 58822 | G | U1BB |  | Solar PV |  | PJM_EMAC | New Jersey | 34 | Cumberland | 11 | 34011 | 0.8 | 0 | 2013 | 9999 |  |  | N | Solar | [13 empty] | 0 | 0 | 0 | 0 | [11 empty] | Millville NJ (City of) | 100 | Millville NJ (City of) | 100
Millville City Sewer Auth WTP | 58822_G_U2DB | 58822 | G | U2DB |  | Solar PV |  | PJM_EMAC | New Jersey | 34 | Cumberland | 11 | 34011 | 0.5 | 0 | 2013 | 9999 |  |  | N | Solar | [13 empty] | 0 | 0 | 0 | 0 | [11 empty] | Millville NJ (City of) | 100 | Millville NJ (City of) | 100
Sheldon Solar | 58824_G_I402 | 58824 | G | I402 |  | Solar PV |  | NENGREST | Vermont | 50 | Franklin | 11 | 50011 | 2.3 | 0 | 2013 | 9999 |  |  | N | Solar | [13 empty] | 0 | 0 | 0 | 0 | [11 empty] | EGP Solar 1 LLC | 100 | Enel SpA | 100
MTHS Co-Gen Buildings | 58825_G_STH1 | 58825 | G | STH1 |  | Combustion Turbine | IC Engine | PJM_COMD | Illinois | 17 | Cook | 31 | 17031 | 0.6 | 8700 | 1992 | 2045 |  |  | Y | Natural Gas | [13 empty] | 1.061 | 1.061 | 1.061 | 1.061 | [11 empty] | Maine South High School | 100 | Maine South High School | 100
MTHS Co-Gen Buildings | 58825_G_STH2 | 58825 | G | STH2 |  | Combustion Turbine | IC Engine | PJM_COMD | Illinois | 17 | Cook | 31 | 17031 | 0.6 | 8700 | 1992 | 2045 |  |  | Y | Natural Gas | [13 empty] | 1.061 | 1.061 | 1.061 | 1.061 | [11 empty] | Maine South High School | 100 | Maine South High School | 100
Apple One | 58828_G_PV1 | 58828 | G | PV1 |  | Solar PV |  | S_VACA | North Carolina | 37 | Catawba | 35 | 37035 | 5 | 0 | 2015 | 9999 |  |  | N | Solar | [13 empty] | 0 | 0 | 0 | 0 | [11 empty] | Apple One LLC | 100 | Birdseye Renewable Energy | 100
Sonne Two | 58829_G_PV1 | 58829 | G | PV1 |  | Solar PV |  | S_VACA | North Carolina | 37 | Catawba | 35 | 37035 | 5 | 0 | 2016 | 9999 |  |  | N | Solar | [13 empty] | 0 | 0 | 0 | 0 | [11 empty] | Sonne Two LLC | 100 | Birdseye Renewable Energy | 100
Cross Winds Energy Park | 58830_G_CWEP | 58830 | G | CWEP |  | Onshore Wind |  | MIS_LMI | Michigan | 26 | Tuscola | 157 | 26157 | 111 | 0 | 2014 | 9999 |  |  | N | Wind | [13 empty] | 0 | 0 | 0 | 0 | [11 empty] | Consumers Energy Co | 100 | CMS Energy Corp | 100
Cross Winds Energy Park | 58830_G_CWEP2 | 58830 | G | CWEP2 |  | Onshore Wind |  | MIS_LMI | Michigan | 26 | Tuscola | 157 | 26157 | 44 | 0 | 2018 | 9999 |  |  | N | Wind | [13 empty] | 0 | 0 | 0 | 0 | [11 empty] | Consumers Energy Co | 100 | CMS Energy Corp | 100
Redcrest Solar Farm | 58831_G_PV-1 | 58831 | G | PV-1 |  | Solar PV |  | WECC_SCE | California | 6 | Kern | 29 | 06029 | 16 | 0 | 2015 | 9999 |  |  | N | Solar | [13 empty] | 0 | 0 | 0 | 0 | [11 empty] | 67RK 8ME LLC | 100 | 8 Minute Solar Energy | 100
Cogenra - TEP | 58832_G_CTEP | 58832 | G | CTEP |  | Solar PV |  | WECC_AZ | Arizona | 4 | Pima | 19 | 04019 | 1 | 0 | 2014 | 9999 |  |  | N | Solar | [13 empty] | 0 | 0 | 0 | 0 | [11 empty] | Terraform Power Inc | 100 | Brookfield Asset Management Inc | 100
Red Horse 2 | 58833_G_RH2S | 58833 | G | RH2S |  | Solar PV |  | WECC_AZ | Arizona | 4 | Cochise | 3 | 04003 | 51 | 0 | 2015 | 9999 |  |  | N | Solar | [13 empty] | 0 | 0 | 0 | 0 | [11 empty] | Red Horse Wind 2 LLC | 100 | D E Shaw & Co LP | 100
Red Horse 2 | 58833_G_RH2W | 58833 | G | RH2W |  | Onshore Wind |  | WECC_AZ | Arizona | 4 | Cochise | 3 | 04003 | 30 | 0 | 2015 | 9999 |  |  | N | Wind | [13 empty] | 0 | 0 | 0 | 0 | [11 empty] | Red Horse Wind 2 LLC | 100 | D E Shaw & Co LP | 100
Richland Center Renewable Energy LLC | 58834_G_UNIT1 | 58834 | G | UNIT1 |  | Non-Fossil Waste |  | MIS_MNWI | Wisconsin | 55 | Richland | 103 | 55103 | 0.8 | 11006 | 2013 | 9999 |  |  | Y | Non-Fossil Waste | [13 empty] | 0 | 0 | 0 | 0 | [11 empty] | Richland Center Renewable Energy | 100 | Foremost Farms USA | 100
Richland Center Renewable Energy LLC | 58834_G_UNIT2 | 58834 | G | UNIT2 |  | Non-Fossil Waste |  | MIS_MNWI | Wisconsin | 55 | Richland | 103 | 55103 | 0.8 | 11006 | 2013 | 9999 |  |  | Y | Non-Fossil Waste | [13 empty] | 0 | 0 | 0 | 0 | [11 empty] | Richland Center Renewable Energy | 100 | Foremost Farms USA | 100
Elk Station | 58835_G_ELK1 | 58835 | G | ELK1 |  | Combustion Turbine |  | SPP_SPS | Texas | 48 | Hale | 189 | 48189 | 195 | 10955 | 2015 | 9999 |  |  | N | Natural Gas | [13 empty] | 0.011 | 0.011 | 0.011 | 0.011 | [11 empty] | Golden Spread Electric Coop Inc | 100 | Golden Spread Electric Coop Inc | 100
Elk Station | 58835_G_ELK2 | 58835 | G | ELK2 |  | Combustion Turbine |  | SPP_SPS | Texas | 48 | Hale | 189 | 48189 | 195 | 10761 | 2016 | 9999 |  |  | N | Natural Gas | [13 empty] | 0.011 | 0.011 | 0.011 | 0.011 | [11 empty] | Golden Spread Electric Coop Inc | 100 | Golden Spread Electric Coop Inc | 100
Elk Station | 58835_G_ELK3 | 58835 | G | ELK3 |  | Combustion Turbine |  | SPP_SPS | Texas | 48 | Hale | 189 | 48189 | 195 | 10766 | 2016 | 9999 |  |  | N | Natural Gas | [13 empty] | 0.011 | 0.011 | 0.011 | 0.011 | [11 empty] | Golden Spread Electric Coop Inc | 100 | Golden Spread Electric Coop Inc | 100
Lakeswind Power Partners | 58836_G_LW1 | 58836 | G | LW1 |  | Onshore Wind |  | SPP_WAUE | Minnesota | 27 | Clay | 27 | 27027 | 50 | 0 | 2014 | 9999 |  |  | N | Wind | [13 empty] | 0 | 0 | 0 | 0 | [11 empty] | Lakeswind Power Partners LLC | 100 | TransAlta Corp | 100
Keechi Wind | 58838_G_KW1 | 58838 | G | KW1 |  | Onshore Wind |  | ERC_WEST | Texas | 48 | Jack | 237 | 48237 | 110 | 0 | 2015 | 9999 |  |  | N | Wind | [13 empty] | 0 | 0 | 0 | 0 | [11 empty] | Keechi Wind LLC | 100 | Enbridge Inc | 100
Sudbury Landfill | 58839_G_INV1 | 58839 | G | INV1 |  | Solar PV |  | NENGREST | Massachusetts | 25 | Middlesex | 17 | 25017 | 0.5 | 0 | 2013 | 9999 |  |  | N | Solar | [13 empty] | 0 | 0 | 0 | 0 | [11 empty] | Solar Sudbury One LF LLC | 100 | Ameresco Inc | 100
Sudbury Landfill | 58839_G_INV2 | 58839 | G | INV2 |  | Solar PV |  | NENGREST | Massachusetts | 25 | Middlesex | 17 | 25017 | 0.3 | 0 | 2013 | 9999 |  |  | N | Solar | [13 empty] | 0 | 0 | 0 | 0 | [11 empty] | Solar Sudbury One LF LLC | 100 | Ameresco Inc | 100
Sudbury Landfill | 58839_G_INV3 | 58839 | G | INV3 |  | Solar PV |  | NENGREST | Massachusetts | 25 | Middlesex | 17 | 25017 | 0.5 | 0 | 2013 | 9999 |  |  | N | Solar | [13 empty] | 0 | 0 | 0 | 0 | [11 empty] | Solar Sudbury One LF LLC | 100 | Ameresco Inc | 100
Kenansville Solar Farm, LLC | 58840_G_INV1 | 58840 | G | INV1 |  | Solar PV |  | S_VACA | North Carolina | 37 | Duplin | 61 | 37061 | 0.5 | 0 | 2014 | 9999 |  |  | N | Solar | [13 empty] | 0 | 0 | 0 | 0 | [11 empty] | Kenansville Solar Farm LLC | 100 | Entropy Solar Integrators LLC | 100
Kenansville Solar Farm, LLC | 58840_G_INV2 | 58840 | G | INV2 |  | Solar PV |  | S_VACA | North Carolina | 37 | Duplin | 61 | 37061 | 0.5 | 0 | 2014 | 9999 |  |  | N | Solar | [13 empty] | 0 | 0 | 0 | 0 | [11 empty] | Kenansville Solar Farm LLC | 100 | Entropy Solar Integrators LLC | 100
Kenansville Solar Farm, LLC | 58840_G_INV3 | 58840 | G | INV3 |  | Solar PV |  | S_VACA | North Carolina | 37 | Duplin | 61 | 37061 | 0.5 | 0 | 2014 | 9999 |  |  | N | Solar | [13 empty] | 0 | 0 | 0 | 0 | [11 empty] | Kenansville Solar Farm LLC | 100 | Entropy Solar Integrators LLC | 100
Kenansville Solar Farm, LLC | 58840_G_INV4 | 58840 | G | INV4 |  | Solar PV |  | S_VACA | North Carolina | 37 | Duplin | 61 | 37061 | 0.5 | 0 | 2014 | 9999 |  |  | N | Solar | [13 empty] | 0 | 0 | 0 | 0 | [11 empty] | Kenansville Solar Farm LLC | 100 | Entropy Solar Integrators LLC | 100
Kenansville Solar Farm, LLC | 58840_G_INV5 | 58840 | G | INV5 |  | Solar PV |  | S_VACA | North Carolina | 37 | Duplin | 61 | 37061 | 0.5 | 0 | 2014 | 9999 |  |  | N | Solar | [13 empty] | 0 | 0 | 0 | 0 | [11 empty] | Kenansville Solar Farm LLC | 100 | Entropy Solar Integrators LLC | 100
Kenansville Solar Farm, LLC | 58840_G_INV6 | 58840 | G | INV6 |  | Solar PV |  | S_VACA | North Carolina | 37 | Duplin | 61 | 37061 | 0.5 | 0 | 2014 | 9999 |  |  | N | Solar | [13 empty] | 0 | 0 | 0 | 0 | [11 empty] | Kenansville Solar Farm LLC | 100 | Entropy Solar Integrators LLC | 100
Kenansville Solar Farm, LLC | 58840_G_INV7 | 58840 | G | INV7 |  | Solar PV |  | S_VACA | North Carolina | 37 | Duplin | 61 | 37061 | 0.5 | 0 | 2014 | 9999 |  |  | N | Solar | [13 empty] | 0 | 0 | 0 | 0 | [11 empty] | Kenansville Solar Farm LLC | 100 | Entropy Solar Integrators LLC | 100
Kenansville Solar Farm, LLC | 58840_G_INV8 | 58840 | G | INV8 |  | Solar PV |  | S_VACA | North Carolina | 37 | Duplin | 61 | 37061 | 0.5 | 0 | 2014 | 9999 |  |  | N | Solar | [13 empty] | 0 | 0 | 0 | 0 | [11 empty] | Kenansville Solar Farm LLC | 100 | Entropy Solar Integrators LLC | 100
Kenansville Solar Farm, LLC | 58840_G_INV9 | 58840 | G | INV9 |  | Solar PV |  | S_VACA | North Carolina | 37 | Duplin | 61 | 37061 | 0.5 | 0 | 2014 | 9999 |  |  | N | Solar | [13 empty] | 0 | 0 | 0 | 0 | [11 empty] | Kenansville Solar Farm LLC | 100 | Entropy Solar Integrators LLC | 100
Gato Montes Solar, LLC | 58842_G_1 | 58842 | G | 1 |  | Solar PV |  | WECC_AZ | Arizona | 4 | Pima | 19 | 04019 | 5 | 0 | 2012 | 9999 |  |  | N | Solar | [13 empty] | 0 | 0 | 0 | 0 | [11 empty] | Gato Montes Solar LLC | 100 | Duke Energy Corp | 100
Bethel Price Solar, LLC | 58843_G_1 | 58843 | G | 1 |  | Solar PV |  | S_VACA | North Carolina | 37 | Pitt | 147 | 37147 | 3.2 | 0 | 2014 | 9999 |  |  | N | Solar | [13 empty] | 0 | 0 | 0 | 0 | [11 empty] | Bethel Price Solar LLC | 100 | Duke Energy Corp | 100
Dogwood Solar, LLC | 58844_G_1 | 58844 | G | 1 |  | Solar PV |  | PJM_Dom | North Carolina | 37 | Halifax | 83 | 37083 | 20 | 0 | 2014 | 9999 |  |  | N | Solar | [13 empty] | 0 | 0 | 0 | 0 | [11 empty] | Dogwood Solar LLC | 100 | Duke Energy Corp | 100
Washington Airport Solar LLC | 58845_G_1 | 58845 | G | 1 |  | Solar PV |  | S_VACA | North Carolina | 37 | Beaufort | 13 | 37013 | 5 | 0 | 2014 | 9999 |  |  | N | Solar | [13 empty] | 0 | 0 | 0 | 0 | [11 empty] | Washington Arpt Solar LLC | 100 | Duke Energy Corp | 100
Washington Millfield Solar, LLC | 58846_G_1 | 58846 | G | 1 |  | Solar PV |  | S_VACA | North Carolina | 37 | Beaufort | 13 | 37013 | 5 | 0 | 2013 | 9999 |  |  | N | Solar | [13 empty] | 0 | 0 | 0 | 0 | [11 empty] | Washington Millfield Solar LLC | 100 | Duke Energy Corp | 100
Windsor Cooper HIill Solar, LLC | 58847_G_1 | 58847 | G | 1 |  | Solar PV |  | PJM_Dom | North Carolina | 37 | Bertie | 15 | 37015 | 5 | 0 | 2015 | 9999 |  |  | N | Solar | [13 empty] | 0 | 0 | 0 | 0 | [11 empty] | Windsor Cooper Hills Solar LLC | 100 | Duke Energy Corp | 100
Warsaw Farm | 58848_G_1 | 58848 | G | 1 |  | Solar PV |  | S_VACA | North Carolina | 37 | Duplin | 61 | 37061 | 65 | 0 | 2015 | 9999 |  |  | N | Solar | [13 empty] | 0 | 0 | 0 | 0 | [11 empty] | Warsaw Farm LLC | 100 | Strata Solar LLC | 100
Castalia Solar | 58849_G_1 | 58849 | G | 1 |  | Solar PV |  | S_VACA | North Carolina | 37 | Nash | 127 | 37127 | 2 | 0 | 2014 | 9999 |  |  | N | Solar | [13 empty] | 0 | 0 | 0 | 0 | [11 empty] | Castalia Solar LLC | 100 | Castalia Solar LLC | 100
Oakboro Farm | 58851_G_1 | 58851 | G | 1 |  | Solar PV |  | S_VACA | North Carolina | 37 | Scotland | 165 | 37165 | 5 | 0 | 2014 | 9999 |  |  | N | Solar | [13 empty] | 0 | 0 | 0 | 0 | [11 empty] | Oakboro Farm LLC | 100 | Oakboro Farm LLC | 100
McKenzie Farm | 58853_G_1 | 58853 | G | 1 |  | Solar PV |  | S_VACA | North Carolina | 37 | Columbus | 47 | 37047 | 5 | 0 | 2013 | 9999 |  |  | N | Solar | [13 empty] | 0 | 0 | 0 | 0 | [11 empty] | McKenzie Farm LLC | 100 | McKenzie Farm LLC | 100
Nash 58 Farm | 58854_G_1 | 58854 | G | 1 |  | Solar PV |  | S_VACA | North Carolina | 37 | Nash | 127 | 37127 | 5 | 0 | 2013 | 9999 |  |  | N | Solar | [13 empty] | 0 | 0 | 0 | 0 | [11 empty] | Nash 58 Farm LLC | 100 | Strata Solar LLC | 100
Nash 64 Farm | 58855_G_1 | 58855 | G | 1 |  | Solar PV |  | S_VACA | North Carolina | 37 | Nash | 127 | 37127 | 5 | 0 | 2014 | 9999 |  |  | N | Solar | [13 empty] | 0 | 0 | 0 | 0 | [11 empty] | Nash 64 Farm LLC | 100 | Nash 64 Farm LLC | 100
Pate Farm | 58856_G_1 | 58856 | G | 1 |  | Solar PV |  | S_VACA | North Carolina | 37 | Robeson | 155 | 37155 | 5 | 0 | 2013 | 9999 |  |  | N | Solar | [13 empty] | 0 | 0 | 0 | 0 | [11 empty] | Pate Farm LLC | 100 | Pate Farm LLC | 100
Erwin Farm | 58859_G_1 | 58859 | G | 1 |  | Solar PV |  | S_VACA | North Carolina | 37 | Harnett | 85 | 37085 | 5 | 0 | 2014 | 9999 |  |  | N | Solar | [13 empty] | 0 | 0 | 0 | 0 | [11 empty] | Erwin Farm LLC | 100 | Strata Solar LLC | 100
Sigmon Catawba Farm | 58861_G_1 | 58861 | G | 1 |  | Solar PV |  | S_VACA | North Carolina | 37 | Catawba | 35 | 37035 | 5 | 0 | 2014 | 9999 |  |  | N | Solar | [13 empty] | 0 | 0 | 0 | 0 | [11 empty] | Sigmon Catawba Farm LLC | 100 | Strata Solar LLC | 100
Wagstaff Farm 1 | 58862_G_1 | 58862 | G | 1 |  | Solar PV |  | S_VACA | North Carolina | 37 | Person | 145 | 37145 | 5 | 0 | 2013 | 9999 |  |  | N | Solar | [13 empty] | 0 | 0 | 0 | 0 | [11 empty] | Wagstaff Farm 1 LLC | 100 | Wagstaff Farm 1 LLC | 100
Waco Farm | 58863_G_1 | 58863 | G | 1 |  | Solar PV |  | S_VACA | North Carolina | 37 | Cleveland | 45 | 37045 | 5 | 0 | 2013 | 9999 |  |  | N | Solar | [13 empty] | 0 | 0 | 0 | 0 | [11 empty] | Waco Farm LLC | 100 | Strata Solar LLC | 100
Sunfish Farm | 58864_G_1 | 58864 | G | 1 |  | Solar PV |  | S_VACA | North Carolina | 37 | Wake | 183 | 37183 | 5 | 0 | 2015 | 9999 |  |  | N | Solar | [13 empty] | 0 | 0 | 0 | 0 | [11 empty] | Sunfish Farm LLC | 100 | Strata Solar LLC | 100
Reventure Park | 58865_G_LFG | 58865 | G | LFG |  | Landfill Gas |  | S_VACA | North Carolina | 37 | Mecklenburg | 119 | 37119 | 1.9 | 4210 | 2014 | 9999 |  |  | Y | Landfill Gas | [13 empty] | 0.22117 | 0.22117 | 0.22117 | 0.22117 | [11 empty] | Forsite Development Inc | 100 | Forsite Development Inc | 100
Reventure Park | 58865_G_RNG | 58865 | G | RNG |  | Landfill Gas |  | S_VACA | North Carolina | 37 | Mecklenburg | 119 | 37119 | 1.6 | 4210 | 2015 | 9999 |  |  | Y | Landfill Gas | [13 empty] | 0.22117 | 0.22117 | 0.22117 | 0.22117 | [11 empty] | Forsite Development Inc | 100 | Forsite Development Inc | 100
Garrell Solar Farm | 58866_G_1 | 58866 | G | 1 |  | Solar PV |  | S_VACA | North Carolina | 37 | Columbus | 47 | 37047 | 5 | 0 | 2013 | 9999 |  |  | N | Solar | [13 empty] | 0 | 0 | 0 | 0 | [11 empty] | Garrell Solar Farm LLC | 100 | Entropy Solar Integrators LLC | 100
Angier Farm | 58867_G_1 | 58867 | G | 1 |  | Solar PV |  | S_VACA | North Carolina | 37 | Harnett | 85 | 37085 | 5 | 0 | 2013 | 9999 |  |  | N | Solar | [13 empty] | 0 | 0 | 0 | 0 | [11 empty] | Angier Farm LLC | 100 | Angier Farm LLC | 100
Bladenboro Farm | 58868_G_1 | 58868 | G | 1 |  | Solar PV |  | S_VACA | North Carolina | 37 | Bladen | 17 | 37017 | 5 | 0 | 2013 | 9999 |  |  | N | Solar | [13 empty] | 0 | 0 | 0 | 0 | [11 empty] | Bladenboro Farm LLC | 100 | Bladenboro Farm LLC | 100
Rentech Nitrogen Pasadena Cogeneration | 58870_G_MG202 | 58870 | G | MG202 |  | Non-Fossil Waste |  | ERC_REST | Texas | 48 | Harris | 201 | 48201 | 14 | 9195 | 2015 | 9999 |  |  | Y | Non-Fossil Waste | [13 empty] | 0 | 0 | 0 | 0 | [11 empty] | Rentech Nitgrogen Pasadena LLC | 100 | Rentech Inc | 100
Berkley East Solar LLC | 58871_G_1 | 58871 | G | 1 |  | Solar PV |  | NENGREST | Massachusetts | 25 | Bristol | 5 | 25005 | 2.9 | 0 | 2013 | 9999 |  |  | N | Solar | [13 empty] | 0 | 0 | 0 | 0 | [11 empty] | Berkley East Solar LLC | 100 | Indu Solar Holdings | 100
Bison 4 Wind Energy Center | 58872_G_BISO4 | 58872 | G | BISO4 |  | Onshore Wind |  | MIS_MAPP | North Dakota | 38 | Morton | 59 | 38059 | 205 | 0 | 2015 | 9999 |  |  | N | Wind | [13 empty] | 0 | 0 | 0 | 0 | [11 empty] | ALLETE Inc | 100 | ALLETE Inc | 100
Stuyvesant Falls | 58873_G_UNIT1 | 58873 | G | UNIT1 |  | Hydro |  | NY_Z_F | New York | 36 | Columbia | 21 | 36021 | 2 | 0 | 2012 | 9999 |  |  | N | Hydro | [13 empty] | 0 | 0 | 0 | 0 | [11 empty] | Albany Engineering Corp | 100 | Albany Engineering Corp | 100
Stuyvesant Falls | 58873_G_UNIT2 | 58873 | G | UNIT2 |  | Hydro |  | NY_Z_F | New York | 36 | Columbia | 21 | 36021 | 2 | 0 | 2012 | 9999 |  |  | N | Hydro | [13 empty] | 0 | 0 | 0 | 0 | [11 empty] | Albany Engineering Corp | 100 | Albany Engineering Corp | 100
Dement Farm LLC | 58874_G_DF1 | 58874 | G | DF1 |  | Solar PV |  | S_VACA | North Carolina | 37 | Vance | 181 | 37181 | 4.9 | 0 | 2013 | 9999 |  |  | N | Solar | [13 empty] | 0 | 0 | 0 | 0 | [11 empty] | Dement Farm LLC | 100 | Dement Farm LLC | 100
Fusion Solar Center LLC | 58876_G_PV | 58876 | G | PV |  | Solar PV |  | NENG_CT | Connecticut | 9 | New London | 11 | 09011 | 20 | 0 | 2018 | 9999 |  |  | N | Solar | [13 empty] | 0 | 0 | 0 | 0 | [11 empty] | Fusion Solar Center LLC | 100 | Coronal Group LLC | 100
Kinsley Landfill Solar | 58877_G_KINS | 58877 | G | KINS |  | Solar PV |  | PJM_EMAC | New Jersey | 34 | Gloucester | 15 | 34015 | 8.6 | 0 | 2015 | 9999 |  |  | N | Solar | [13 empty] | 0 | 0 | 0 | 0 | [11 empty] | Public Service Electric & Gas Co | 100 | Public Service Enterprise Group Inc | 100
Duplin Solar LLC | 58879_G_DF | 58879 | G | DF |  | Solar PV |  | S_VACA | North Carolina | 37 | Duplin | 61 | 37061 | 4.9 | 0 | 2013 | 9999 |  |  | N | Solar | [13 empty] | 0 | 0 | 0 | 0 | [11 empty] | Duplin Solar II LLC | 100 | NARENCO | 100
North Carolina Solar III LLC | 58880_G_NCIII | 58880 | G | NCIII |  | Solar PV |  | S_VACA | North Carolina | 37 | Scotland | 165 | 37165 | 4.9 | 0 | 2013 | 9999 |  |  | N | Solar | [13 empty] | 0 | 0 | 0 | 0 | [11 empty] | North Carolina Solar III LLC | 100 | Blu Leaf Energy Inc | 100
County College of Morris | 58881_G_PV01 | 58881 | G | PV01 |  | Solar PV |  | PJM_EMAC | New Jersey | 34 | Morris | 27 | 34027 | 2.9 | 0 | 2013 | 9999 |  |  | N | Solar | [13 empty] | 0 | 0 | 0 | 0 | [11 empty] | Sunlight General Morris Solar LLC | 100 | Sunlight General Solar LLC | 100
Mercer County Community College | 58882_G_PV01 | 58882 | G | PV01 |  | Solar PV |  | PJM_EMAC | New Jersey | 34 | Mercer | 21 | 34021 | 7.5 | 0 | 2013 | 9999 |  |  | N | Solar | [13 empty] | 0 | 0 | 0 | 0 | [11 empty] | Sunlight General Mercer Solar LLC | 100 | Sunlight General Solar LLC | 100
Highland Wind Project (IA) | 58883_G_HLWF | 58883 | G | HLWF |  | Onshore Wind |  | MIS_MIDA | Iowa | 19 | O'Brien | 141 | 19141 | 15.5 | 0 | 2015 | 9999 |  |  | N | Wind | [13 empty] | 0 | 0 | 0 | 0 | [11 empty] | MidAmerican Energy Co | 100 | Berkshire Hathaway Inc | 100
Highland Wind Project (IA) | 58883_G_HLWF2 | 58883 | G | HLWF2 |  | Onshore Wind |  | MIS_MIDA | Iowa | 19 | O'Brien | 141 | 19141 | 95.4 | 0 | 2015 | 9999 |  |  | N | Wind | [13 empty] | 0 | 0 | 0 | 0 | [11 empty] | MidAmerican Energy Co | 100 | Berkshire Hathaway Inc | 100
Highland Wind Project (IA) | 58883_G_HLWF3 | 58883 | G | HLWF3 |  | Onshore Wind |  | MIS_MIDA | Iowa | 19 | O'Brien | 141 | 19141 | 84.3 | 0 | 2015 | 9999 |  |  | N | Wind | [13 empty] | 0 | 0 | 0 | 0 | [11 empty] | MidAmerican Energy Co | 100 | Berkshire Hathaway Inc | 100
Highland Wind Project (IA) | 58883_G_HLWF4 | 58883 | G | HLWF4 |  | Onshore Wind |  | MIS_MIDA | Iowa | 19 | O'Brien | 141 | 19141 | 89.2 | 0 | 2015 | 9999 |  |  | N | Wind | [13 empty] | 0 | 0 | 0 | 0 | [11 empty] | MidAmerican Energy Co | 100 | Berkshire Hathaway Inc | 100
Highland Wind Project (IA) | 58883_G_HLWF5 | 58883 | G | HLWF5 |  | Onshore Wind |  | MIS_MIDA | Iowa | 19 | O'Brien | 141 | 19141 | 115 | 0 | 2015 | 9999 |  |  | N | Wind | [13 empty] | 0 | 0 | 0 | 0 | [11 empty] | MidAmerican Energy Co | 100 | Berkshire Hathaway Inc | 100
Highland Wind Project (IA) | 58883_G_HLWF6 | 58883 | G | HLWF6 |  | Onshore Wind |  | MIS_MIDA | Iowa | 19 | O'Brien | 141 | 19141 | 86.8 | 0 | 2015 | 9999 |  |  | N | Wind | [13 empty] | 0 | 0 | 0 | 0 | [11 empty] | MidAmerican Energy Co | 100 | Berkshire Hathaway Inc | 100
Highland Wind Project (IA) | 58883_G_HLWF7 | 58883 | G | HLWF7 |  | Onshore Wind |  | MIS_MIDA | Iowa | 19 | O'Brien | 141 | 19141 | 4.7 | 0 | 2015 | 9999 |  |  | N | Wind | [13 empty] | 0 | 0 | 0 | 0 | [11 empty] | MidAmerican Energy Co | 100 | Berkshire Hathaway Inc | 100
Lundgren Wind Project | 58884_G_LGWF | 58884 | G | LGWF |  | Onshore Wind |  | MIS_IA | Iowa | 19 | Webster | 187 | 19187 | 251 | 0 | 2014 | 9999 |  |  | N | Wind | [13 empty] | 0 | 0 | 0 | 0 | [11 empty] | MidAmerican Energy Co | 100 | Berkshire Hathaway Inc | 100
Macksburg Wind Project | 58885_G_MBWF | 58885 | G | MBWF |  | Onshore Wind |  | MIS_IA | Iowa | 19 | Madison | 121 | 19121 | 119.6 | 0 | 2014 | 9999 |  |  | N | Wind | [13 empty] | 0 | 0 | 0 | 0 | [11 empty] | MidAmerican Energy Co | 100 | Berkshire Hathaway Inc | 100
Wellsburg Wind Project | 58886_G_WBWF | 58886 | G | WBWF |  | Onshore Wind |  | MIS_IA | Iowa | 19 | Grundy | 75 | 19075 | 138.6 | 0 | 2014 | 9999 |  |  | N | Wind | [13 empty] | 0 | 0 | 0 | 0 | [11 empty] | MidAmerican Energy Co | 100 | Berkshire Hathaway Inc | 100
Com Adam 1WF-1 | 58887_G_ADAM | 58887 | G | ADAM |  | Onshore Wind |  | PJM_COMD | Illinois | 17 | Lee | 103 | 17103 | 2.5 | 0 | 2007 | 9999 |  |  | N | Wind | [13 empty] | 0 | 0 | 0 | 0 | [11 empty] | GSG 7 LLC | 100 | GSG Wind | 100
Com Adam 1WF-1 | 58887_G_EVE | 58887 | G | EVE |  | Onshore Wind |  | PJM_COMD | Illinois | 17 | Lee | 103 | 17103 | 2.5 | 0 | 2007 | 9999 |  |  | N | Wind | [13 empty] | 0 | 0 | 0 | 0 | [11 empty] | GSG 7 LLC | 100 | GSG Wind | 100
ASTI | 58889_G_ASTI | 58889 | G | ASTI |  | Solar PV |  | WEC_CALN | California | 6 | Sonoma | 97 | 06097 | 1 | 0 | 2009 | 9999 |  |  | N | Solar | [13 empty] | 0 | 0 | 0 | 0 | [11 empty] | Perpetual Energy Systems LLC | 100 | Perpetual Energy Systems LLC | 100
Beringer | 58890_G_BERI | 58890 | G | BERI |  | Solar PV |  | WEC_CALN | California | 6 | Sonoma | 97 | 06097 | 1.1 | 0 | 2009 | 9999 |  |  | N | Solar | [13 empty] | 0 | 0 | 0 | 0 | [11 empty] | Perpetual Energy Systems LLC | 100 | Perpetual Energy Systems LLC | 100
Big Turtle Wind Farm, LLC | 58891_G_BTWF1 | 58891 | G | BTWF1 |  | Onshore Wind |  | MIS_LMI | Michigan | 26 | Huron | 63 | 26063 | 20 | 0 | 2014 | 9999 |  |  | N | Wind | [13 empty] | 0 | 0 | 0 | 0 | [11 empty] | DTE Big Turtle Wind Farm I LLC | 100 | DTE Energy Co | 100
Big Turtle Wind Farm, LLC | 58891_G_BTWF2 | 58891 | G | BTWF2 |  | Onshore Wind |  | MIS_LMI | Michigan | 26 | Huron | 63 | 26063 | 29.4 | 0 | 2016 | 9999 |  |  | N | Wind | [13 empty] | 0 | 0 | 0 | 0 | [11 empty] | Terrapin Energy LLC | 100 | Heritage Sustainable Energy LLC | 100
Camilla Solar Plant | 58892_G_CMLA | 58892 | G | CMLA |  | Solar PV |  | S_SOU | Georgia | 13 | Mitchell | 205 | 13205 | 16 | 0 | 2013 | 9999 |  |  | N | Solar | [13 empty] | 0 | 0 | 0 | 0 | [11 empty] | SDD Solar Project 1 LLC | 100 | Origis Energy | 100
Camp Solar Plant | 58893_G_CAMP | 58893 | G | CAMP |  | Solar PV |  | S_SOU | Georgia | 13 | Meriwether | 199 | 13199 | 2.4 | 0 | 2013 | 9999 |  |  | N | Solar | [13 empty] | 0 | 0 | 0 | 0 | [11 empty] | SDD Solar Project 2 LLC | 100 | Origis Energy | 100
Patriots Stadium | 58896_G_PV01 | 58896 | G | PV01 |  | Solar PV |  | PJM_EMAC | New Jersey | 34 | Somerset | 35 | 34035 | 1 | 0 | 2013 | 9999 |  |  | N | Solar | [13 empty] | 0 | 0 | 0 | 0 | [11 empty] | Sunlight General Somerset Solar LLC | 100 | Sunlight General Solar LLC | 100
Temple SEGF | 58897_G_19G01 | 58897 | G | 19G01 |  | Combustion Turbine | IC Engine | PJM_EMAC | Pennsylvania | 42 | Philadelphia | 101 | 42101 | 1.6 | 11686 | 1993 | 9999 |  |  | N | Natural Gas | [13 empty] | 1.061 | 1.061 | 1.061 | 1.061 | [11 empty] | Temple University | 100 | Temple University | 100
Temple SEGF | 58897_G_19G02 | 58897 | G | 19G02 |  | Combustion Turbine | IC Engine | PJM_EMAC | Pennsylvania | 42 | Philadelphia | 101 | 42101 | 1.6 | 11686 | 1993 | 9999 |  |  | N | Natural Gas | [13 empty] | 1.061 | 1.061 | 1.061 | 1.061 | [11 empty] | Temple University | 100 | Temple University | 100
Temple SEGF | 58897_G_19G03 | 58897 | G | 19G03 |  | Combustion Turbine | IC Engine | PJM_EMAC | Pennsylvania | 42 | Philadelphia | 101 | 42101 | 1.6 | 11686 | 1993 | 9999 |  |  | N | Natural Gas | [13 empty] | 1.061 | 1.061 | 1.061 | 1.061 | [11 empty] | Temple University | 100 | Temple University | 100
Temple SEGF | 58897_G_19G04 | 58897 | G | 19G04 |  | Combustion Turbine | IC Engine | PJM_EMAC | Pennsylvania | 42 | Philadelphia | 101 | 42101 | 1.6 | 11686 | 1993 | 9999 |  |  | N | Natural Gas | [13 empty] | 1.061 | 1.061 | 1.061 | 1.061 | [11 empty] | Temple University | 100 | Temple University | 100
Temple SEGF | 58897_G_19G05 | 58897 | G | 19G05 |  | Combustion Turbine | IC Engine | PJM_EMAC | Pennsylvania | 42 | Philadelphia | 101 | 42101 | 1.6 | 11686 | 1993 | 9999 |  |  | N | Natural Gas | [13 empty] | 1.061 | 1.061 | 1.061 | 1.061 | [11 empty] | Temple University | 100 | Temple University | 100
Temple SEGF | 58897_G_19G06 | 58897 | G | 19G06 |  | Combustion Turbine | IC Engine | PJM_EMAC | Pennsylvania | 42 | Philadelphia | 101 | 42101 | 1.6 | 11686 | 1993 | 9999 |  |  | N | Natural Gas | [13 empty] | 1.061 | 1.061 | 1.061 | 1.061 | [11 empty] | Temple University | 100 | Temple University | 100
Temple SEGF | 58897_G_19G07 | 58897 | G | 19G07 |  | Combustion Turbine | IC Engine | PJM_EMAC | Pennsylvania | 42 | Philadelphia | 101 | 42101 | 1.6 | 11686 | 1993 | 9999 |  |  | N | Natural Gas | [13 empty] | 1.061 | 1.061 | 1.061 | 1.061 | [11 empty] | Temple University | 100 | Temple University | 100
Temple SEGF | 58897_G_19G08 | 58897 | G | 19G08 |  | Combustion Turbine | IC Engine | PJM_EMAC | Pennsylvania | 42 | Philadelphia | 101 | 42101 | 1.6 | 11686 | 1993 | 9999 |  |  | N | Natural Gas | [13 empty] | 1.061 | 1.061 | 1.061 | 1.061 | [11 empty] | Temple University | 100 | Temple University | 100
Temple SEGF | 58897_G_19G09 | 58897 | G | 19G09 |  | Combustion Turbine | IC Engine | PJM_EMAC | Pennsylvania | 42 | Philadelphia | 101 | 42101 | 1.6 | 11686 | 1993 | 9999 |  |  | N | Natural Gas | [13 empty] | 1.061 | 1.061 | 1.061 | 1.061 | [11 empty] | Temple University | 100 | Temple University | 100
Temple SEGF | 58897_G_19G10 | 58897 | G | 19G10 |  | Combustion Turbine | IC Engine | PJM_EMAC | Pennsylvania | 42 | Philadelphia | 101 | 42101 | 1.6 | 11686 | 1993 | 9999 |  |  | N | Natural Gas | [13 empty] | 1.061 | 1.061 | 1.061 | 1.061 | [11 empty] | Temple University | 100 | Temple University | 100
Pilot Hill Wind Farm | 58898_G_K4-1 | 58898 | G | K4-1 |  | Onshore Wind |  | PJM_COMD | Illinois | 17 | Kankakee | 91 | 17091 | 175 | 0 | 2015 | 9999 |  |  | N | Wind | [13 empty] | 0 | 0 | 0 | 0 | [11 empty] | K4 Wind Farm LLC | 100 | EDF Group | 100
Prosperity Energy Storage Facility Hybrid | 58899_G_GEN-1 | 58899 | G | GEN-1 |  | Solar PV |  | WECC_NM | New Mexico | 35 | Bernalillo | 1 | 35001 | 0.5 | 0 | 2011 | 9999 |  |  | N | Solar | [13 empty] | 0 | 0 | 0 | 0 | [11 empty] | Public Service Co of New Mexico | 100 | PNM Resources Inc | 100
Prosperity Energy Storage Facility Hybrid | 58899_G_GEN-2 | 58899 | G | GEN-2 |  | Energy Storage |  | WECC_NM | New Mexico | 35 | Bernalillo | 1 | 35001 | 0.8 | 0 | 2011 | 9999 |  |  | N | Energy Storage | [13 empty] | 0 | 0 | 0 | 0 | [11 empty] | Public Service Co of New Mexico | 100 | PNM Resources Inc | 100
Balko Wind LLC | 58900_G_BAL1 | 58900 | G | BAL1 |  | Onshore Wind |  | SPP_SPS | Oklahoma | 40 | Beaver | 7 | 40007 | 299.7 | 0 | 2015 | 9999 |  |  | N | Wind | [13 empty] | 0 | 0 | 0 | 0 | [11 empty] | Balko Wind LLC | 100 | D E Shaw & Co LP | 100
Tri-County Water Hydropower Project | 58901_G_TCWG1 | 58901 | G | TCWG1 |  | Hydro |  | WECC_CO | Colorado | 8 | Ouray | 91 | 08091 | 7.2 | 0 | 2014 | 9999 |  |  | N | Hydro | [13 empty] | 0 | 0 | 0 | 0 | [11 empty] | Tri County Water Conservancy District (Co) | 100 | Tri County Water Conservancy District (Co) | 100
Tri-County Water Hydropower Project | 58901_G_TCWG2 | 58901 | G | TCWG2 |  | Hydro |  | WECC_CO | Colorado | 8 | Ouray | 91 | 08091 | 0.8 | 0 | 2014 | 9999 |  |  | N | Hydro | [13 empty] | 0 | 0 | 0 | 0 | [11 empty] | Tri County Water Conservancy District (Co) | 100 | Tri County Water Conservancy District (Co) | 100
Kingfisher Wind LLC | 58902_G_KNG1 | 58902 | G | KNG1 |  | Onshore Wind |  | SPP_WEST | Oklahoma | 40 | Kingfisher | 73 | 40073 | 298 | 0 | 2016 | 9999 |  |  | N | Wind | [13 empty] | 0 | 0 | 0 | 0 | [11 empty] | Kingfisher Wind LLC | 100 | First Reserve Corp | 100
Marseilles Lock and Dam Hydro | 58903_G_UNIT1 | 58903 | G | UNIT1 |  | Hydro |  | PJM_COMD | Illinois | 17 | LaSalle | 99 | 17099 | 2.6 | 0 | 2020 | 9999 |  |  | N | Hydro | [13 empty] | 0 | 0 | 0 | 0 | [11 empty] | Marseilles Land & Water Co | 100 | Marseilles Land & Water Co | 100
Marseilles Lock and Dam Hydro | 58903_G_UNIT2 | 58903 | G | UNIT2 |  | Hydro |  | PJM_COMD | Illinois | 17 | LaSalle | 99 | 17099 | 2.6 | 0 | 2020 | 9999 |  |  | N | Hydro | [13 empty] | 0 | 0 | 0 | 0 | [11 empty] | Marseilles Land & Water Co | 100 | Marseilles Land & Water Co | 100
Marseilles Lock and Dam Hydro | 58903_G_UNIT3 | 58903 | G | UNIT3 |  | Hydro |  | PJM_COMD | Illinois | 17 | LaSalle | 99 | 17099 | 2.6 | 0 | 2020 | 9999 |  |  | N | Hydro | [13 empty] | 0 | 0 | 0 | 0 | [11 empty] | Marseilles Land & Water Co | 100 | Marseilles Land & Water Co | 100
Marseilles Lock and Dam Hydro | 58903_G_UNIT4 | 58903 | G | UNIT4 |  | Hydro |  | PJM_COMD | Illinois | 17 | LaSalle | 99 | 17099 | 2.6 | 0 | 2020 | 9999 |  |  | N | Hydro | [13 empty] | 0 | 0 | 0 | 0 | [11 empty] | Marseilles Land & Water Co | 100 | Marseilles Land & Water Co | 100
Fourmile Ridge | 58904_G_1 | 58904 | G | 1 |  | Onshore Wind |  | PJM_AP | Maryland | 24 | Garrett | 23 | 24023 | 40 | 0 | 2014 | 9999 |  |  | N | Wind | [13 empty] | 0 | 0 | 0 | 0 | [11 empty] | Fourmile Wind Energy LLC | 100 | Synergics Inc | 100
Valley Center 1 | 58906_G_VC1 | 58906 | G | VC1 |  | Solar PV |  | WEC_SDGE | California | 6 | San Diego | 73 | 06073 | 2.5 | 0 | 2013 | 9999 |  |  | N | Solar | [13 empty] | 0 | 0 | 0 | 0 | [11 empty] | Sol Orchard San Diego 22 LLC | 100 | Macquarie Bank Limited | 100
Valley Center 2 | 58907_G_VC2 | 58907 | G | VC2 |  | Solar PV |  | WEC_SDGE | California | 6 | San Diego | 73 | 06073 | 5 | 0 | 2013 | 9999 |  |  | N | Solar | [13 empty] | 0 | 0 | 0 | 0 | [11 empty] | Sol Orchard San Diego 23 LLC | 100 | Macquarie Bank Limited | 100
Beebe 1B | 58908_G_1 | 58908 | G | 1 |  | Onshore Wind |  | MIS_LMI | Michigan | 26 | Gratiot | 57 | 26057 | 50.4 | 0 | 2014 | 9999 |  |  | N | Wind | [13 empty] | 0 | 0 | 0 | 0 | [11 empty] | Beebe 1B Renewable Energy LLC | 100 | Exelon Corp | 100
Ramona 1 | 58909_G_RAM1 | 58909 | G | RAM1 |  | Solar PV |  | WEC_SDGE | California | 6 | San Diego | 73 | 06073 | 2 | 0 | 2013 | 9999 |  |  | N | Solar | [13 empty] | 0 | 0 | 0 | 0 | [11 empty] | Sol Orchard San Diego 20 LLC | 100 | Macquarie Bank Limited | 100
Ramona 2 | 58911_G_RAM2 | 58911 | G | RAM2 |  | Solar PV |  | WEC_SDGE | California | 6 | San Diego | 73 | 06073 | 5 | 0 | 2013 | 9999 |  |  | N | Solar | [13 empty] | 0 | 0 | 0 | 0 | [11 empty] | Sol Orchard San Diego 21 LLC | 100 | Macquarie Bank Limited | 100
Santa Fe Springs Rooftop Solar BLDG M | 58912_G_1 | 58912 | G | 1 |  | Solar PV |  | WEC_LADW | California | 6 | Los Angeles | 37 | 06037 | 1.8 | 0 | 2015 | 9999 |  |  | N | Solar | [13 empty] | 0 | 0 | 0 | 0 | [11 empty] | Golden Springs Development Co LLC | 100 | Golden Springs Development Co LLC | 100
Santa Fe Springs Rooftop Solar BLDG H | 58913_G_1 | 58913 | G | 1 |  | Solar PV |  | WEC_LADW | California | 6 | Los Angeles | 37 | 06037 | 1.5 | 0 | 2015 | 9999 |  |  | N | Solar | [13 empty] | 0 | 0 | 0 | 0 | [11 empty] | Golden Springs Development Co LLC | 100 | Golden Springs Development Co LLC | 100
MCAGCC Cogen Plant | 58914_G_CG1 | 58914 | G | CG1 |  | Combustion Turbine |  | WECC_SCE | California | 6 | San Bernardino | 71 | 06071 | 7 | 8700 | 2003 | 9999 |  |  | Y | Natural Gas, Distillate Fuel Oil | [13 empty] | 0.79549 | 0.79549 | 0.79549 | 0.79549 | [11 empty] | USMC Air Ground Combat Center | 100 | US Marine Corps | 100
MCAGCC Cogen Plant | 58914_G_CG100 | 58914 | G | CG100 |  | Combustion Turbine |  | WECC_SCE | California | 6 | San Bernardino | 71 | 06071 | 4.6 | 25000 | 2014 | 9999 |  |  | N | Natural Gas | [13 empty] | 0.79549 | 0.79549 | 0.79549 | 0.79549 | [11 empty] | USMC Air Ground Combat Center | 100 | US Marine Corps | 100
MCAGCC Cogen Plant | 58914_G_CG200 | 58914 | G | CG200 |  | Combustion Turbine |  | WECC_SCE | California | 6 | San Bernardino | 71 | 06071 | 4.6 | 25000 | 2014 | 9999 |  |  | N | Natural Gas | [13 empty] | 0.79549 | 0.79549 | 0.79549 | 0.79549 | [11 empty] | USMC Air Ground Combat Center | 100 | US Marine Corps | 100
Copper Mountain Solar 3 | 58915_G_1 | 58915 | G | 1 |  | Solar PV |  | WECC_SNV | Nevada | 32 | Clark | 3 | 32003 | 26 | 0 | 2014 | 9999 |  |  | N | Solar | [13 empty] | 0 | 0 | 0 | 0 | [11 empty] | Copper Mountain Solar 3 LLC | 100 | Sempra Energy | 100
Copper Mountain Solar 3 | 58915_G_10 | 58915 | G | 10 |  | Solar PV |  | WECC_SNV | Nevada | 32 | Clark | 3 | 32003 | 21 | 0 | 2015 | 9999 |  |  | N | Solar | [13 empty] | 0 | 0 | 0 | 0 | [11 empty] | Copper Mountain Solar 3 LLC | 100 | Sempra Energy | 100
Copper Mountain Solar 3 | 58915_G_2 | 58915 | G | 2 |  | Solar PV |  | WECC_SNV | Nevada | 32 | Clark | 3 | 32003 | 27 | 0 | 2014 | 9999 |  |  | N | Solar | [13 empty] | 0 | 0 | 0 | 0 | [11 empty] | Copper Mountain Solar 3 LLC | 100 | Sempra Energy | 100
Copper Mountain Solar 3 | 58915_G_3 | 58915 | G | 3 |  | Solar PV |  | WECC_SNV | Nevada | 32 | Clark | 3 | 32003 | 26 | 0 | 2014 | 9999 |  |  | N | Solar | [13 empty] | 0 | 0 | 0 | 0 | [11 empty] | Copper Mountain Solar 3 LLC | 100 | Sempra Energy | 100
Copper Mountain Solar 3 | 58915_G_4 | 58915 | G | 4 |  | Solar PV |  | WECC_SNV | Nevada | 32 | Clark | 3 | 32003 | 28 | 0 | 2014 | 9999 |  |  | N | Solar | [13 empty] | 0 | 0 | 0 | 0 | [11 empty] | Copper Mountain Solar 3 LLC | 100 | Sempra Energy | 100
Copper Mountain Solar 3 | 58915_G_5 | 58915 | G | 5 |  | Solar PV |  | WECC_SNV | Nevada | 32 | Clark | 3 | 32003 | 25 | 0 | 2014 | 9999 |  |  | N | Solar | [13 empty] | 0 | 0 | 0 | 0 | [11 empty] | Copper Mountain Solar 3 LLC | 100 | Sempra Energy | 100
Copper Mountain Solar 3 | 58915_G_6 | 58915 | G | 6 |  | Solar PV |  | WECC_SNV | Nevada | 32 | Clark | 3 | 32003 | 26 | 0 | 2014 | 9999 |  |  | N | Solar | [13 empty] | 0 | 0 | 0 | 0 | [11 empty] | Copper Mountain Solar 3 LLC | 100 | Sempra Energy | 100
Copper Mountain Solar 3 | 58915_G_7 | 58915 | G | 7 |  | Solar PV |  | WECC_SNV | Nevada | 32 | Clark | 3 | 32003 | 26 | 0 | 2014 | 9999 |  |  | N | Solar | [13 empty] | 0 | 0 | 0 | 0 | [11 empty] | Copper Mountain Solar 3 LLC | 100 | Sempra Energy | 100
Copper Mountain Solar 3 | 58915_G_8 | 58915 | G | 8 |  | Solar PV |  | WECC_SNV | Nevada | 32 | Clark | 3 | 32003 | 26 | 0 | 2014 | 9999 |  |  | N | Solar | [13 empty] | 0 | 0 | 0 | 0 | [11 empty] | Copper Mountain Solar 3 LLC | 100 | Sempra Energy | 100